Lennox Industries Inc. | Century | GUH96C135D5M | Federally-Regulated Consumer Product | Non-Weatherized, Condensing Ga | 2388 | 300 |  | 06/22/2023 | 132320 | 212396518 | 06/22/2023
Lennox Industries Inc. | Century | GUH96C090C4M | Federally-Regulated Consumer Product | Non-Weatherized, Condensing Ga | 1566 | 264 |  | 06/22/2023 | 87748 | 212396514 | 06/22/2023
Nordyne, LLC | Frigidaire | FG7SC-108*-T45D* | Federally-Regulated Consumer Product | Non-Weatherized, Condensing Ga | 1956 | 281 |  | 06/15/2023 | 107378 | 205234651 | 06/22/2023
Nordyne, LLC | Frigidaire | FG7TC-100D-V35CP | Federally-Regulated Consumer Product | Non-Weatherized, Condensing Ga | 1826 | 275 |  | 06/15/2023 | 64473 | 207456132 | 06/22/2023
Nordyne, LLC | Frigidaire | KG7TC-120D-E45DP | Federally-Regulated Consumer Product | Non-Weatherized, Condensing Ga | 2160 | 290 |  | 06/15/2023 | 77603 | 207456137 | 06/22/2023
Nordyne, LLC | Frigidaire | KG7TC-080D-E35CP | Federally-Regulated Consumer Product | Non-Weatherized, Condensing Ga | 1686 | 269 |  | 06/15/2023 | 51925 | 207456118 | 06/22/2023
Nordyne, LLC | Frigidaire | FG7SC-038*-T23AP | Federally-Regulated Consumer Product | Non-Weatherized, Condensing Ga | 1252 | 250 |  | 06/08/2023 | 37844 | 207456242 | 06/22/2023
Nordyne, LLC | Frigidaire | FG7TC-060D-V24BP | Federally-Regulated Consumer Product | Non-Weatherized, Condensing Ga | 1339 | 254 |  | 06/15/2023 | 38422 | 207456112 | 06/22/2023
Nordyne, LLC | Frigidaire | KG7TC-060D-E24BP | Federally-Regulated Consumer Product | Non-Weatherized, Condensing Ga | 1222 | 249 |  | 06/15/2023 | 39014 | 207456108 | 06/22/2023
Nordyne, LLC | Frigidaire | KG7TC-100D-E35CP | Federally-Regulated Consumer Product | Non-Weatherized, Condensing Ga | 1763 | 273 |  | 06/15/2023 | 64473 | 207456128 | 06/22/2023
Nordyne, LLC | Frigidaire | FG7TC-120D-E45DP | Federally-Regulated Consumer Product | Non-Weatherized, Condensing Ga | 2160 | 290 |  | 06/15/2023 | 77603 | 207769469 | 06/22/2023
Nordyne, LLC | Frigidaire | FG7SC-120*-T45D* | Federally-Regulated Consumer Product | Non-Weatherized, Condensing Ga | 2047 | 272 |  | 06/15/2023 | 120160 | 205147069 | 06/22/2023
Nordyne, LLC | Frigidaire | FG7TC-080D-V35CP | Federally-Regulated Consumer Product | Non-Weatherized, Condensing Ga | 1873 | 277 |  | 06/15/2023 | 50261 | 207456122 | 06/22/2023
Allied Air | Comfort-Aire | GUH92C090C3M | Federally-Regulated Consumer Product | Non-Weatherized, Condensing Ga | 1295 | 252 |  | 06/20/2023 | 88167 | 204713848 | 06/22/2023
Allied Air | Comfort-Aire | GUH97M110C5M | Federally-Regulated Consumer Product | Non-Weatherized, Condensing Ga | 2042 | 285 |  | 06/20/2023 | 43915 | 202443443 | 06/22/2023
Allied Air | Comfort-Aire | GUH96T135D5M-* | Federally-Regulated Consumer Product | Non-Weatherized, Condensing Ga | 2135 | 289 |  | 06/20/2023 | 86786 | 204388844 | 06/22/2023
Allied Air | Comfort-Aire | GUH96T110C5M-* | Federally-Regulated Consumer Product | Non-Weatherized, Condensing Ga | 2083 | 287 |  | 06/20/2023 | 71341 | 204388842 | 06/22/2023
Allied Air | Comfort-Aire | GUH92C110C4M | Federally-Regulated Consumer Product | Non-Weatherized, Condensing Ga | 1574 | 264 |  | 06/20/2023 | 109805 | 204713852 | 06/22/2023
Allied Air | Comfort-Aire | GUH97M090C3M | Federally-Regulated Consumer Product | Non-Weatherized, Condensing Ga | 1469 | 260 |  | 06/20/2023 | 35645 | 202443437 | 06/22/2023
Allied Air | Comfort-Aire | GUH96T090C3M-* | Federally-Regulated Consumer Product | Non-Weatherized, Condensing Ga | 1395 | 256 |  | 06/20/2023 | 57347 | 204388840 | 06/22/2023
Allied Air | Comfort-Aire | GUH97M090C5M | Federally-Regulated Consumer Product | Non-Weatherized, Condensing Ga | 2103 | 288 |  | 06/20/2023 | 35270 | 202443441 | 06/22/2023
Allied Air | Comfort-Aire | GUH97M090C4M | Federally-Regulated Consumer Product | Non-Weatherized, Condensing Ga | 1892 | 278 |  | 06/20/2023 | 35773 | 202443439 | 06/22/2023
Allied Air | Comfort-Aire | GUH96T090C5M-* | Federally-Regulated Consumer Product | Non-Weatherized, Condensing Ga | 2215 | 292 |  | 06/20/2023 | 56766 | 204388838 | 06/22/2023
Allied Air | Comfort-Aire | GUH97M070B3M | Federally-Regulated Consumer Product | Non-Weatherized, Condensing Ga | 1528 | 262 |  | 06/20/2023 | 26717 | 202443435 | 06/22/2023
Allied Air | Comfort-Aire | GUH96T070B3M-* | Federally-Regulated Consumer Product | Non-Weatherized, Condensing Ga | 1413 | 257 |  | 06/20/2023 | 43058 | 204388835 | 06/22/2023
Allied Air | Comfort-Aire | GUH92C110C5M | Federally-Regulated Consumer Product | Non-Weatherized, Condensing Ga | 1966 | 282 |  | 06/20/2023 | 110142 | 204713854 | 06/22/2023
Allied Air | Comfort-Aire | GUH96T045B3M-* | Federally-Regulated Consumer Product | Non-Weatherized, Condensing Ga | 1310 | 253 |  | 06/20/2023 | 28806 | 204388833 | 06/22/2023
Allied Air | Comfort-Aire | GDD92C090C4M | Federally-Regulated Consumer Product | Non-Weatherized, Condensing Ga | 1659 | 268 |  | 06/20/2023 | 87251 | 204713860 | 06/22/2023
Allied Air | Comfort-Aire | GUH92C090C4M | Federally-Regulated Consumer Product | Non-Weatherized, Condensing Ga | 1652 | 268 |  | 06/20/2023 | 87424 | 204713850 | 06/22/2023
Allied Air | Comfort-Aire | GUH97M135C5M | Federally-Regulated Consumer Product | Non-Weatherized, Condensing Ga | 2125 | 289 |  | 06/20/2023 | 52961 | 202443445 | 06/22/2023
Nordyne, LLC | Frigidaire | FG7SC-108*-T45D* | Federally-Regulated Consumer Product | Non-Weatherized, Condensing Ga | 1956 | 281 |  | 06/22/2023 | 107378 | 205234651 | 06/22/2023
Nordyne, LLC | Frigidaire | FG7TC-100D-V35CP | Federally-Regulated Consumer Product | Non-Weatherized, Condensing Ga | 1826 | 275 |  | 06/15/2023 | 64473 | 207456132 | 06/22/2023
Nordyne, LLC | Frigidaire | KG7TC-120D-E45DP | Federally-Regulated Consumer Product | Non-Weatherized, Condensing Ga | 2160 | 290 |  | 06/22/2023 | 77603 | 207456137 | 06/22/2023
Nordyne, LLC | Frigidaire | KG7TC-080D-E35CP | Federally-Regulated Consumer Product | Non-Weatherized, Condensing Ga | 1686 | 269 |  | 06/22/2023 | 51925 | 207456118 | 06/22/2023
Nordyne, LLC | Frigidaire | FG7SC-038*-T23AP | Federally-Regulated Consumer Product | Non-Weatherized, Condensing Ga | 1252 | 250 |  | 06/22/2023 | 37844 | 207456242 | 06/22/2023
Nordyne, LLC | Frigidaire | FG7TC-060D-V24BP | Federally-Regulated Consumer Product | Non-Weatherized, Condensing Ga | 1339 | 254 |  | 06/22/2023 | 38422 | 207456112 | 06/22/2023
Nordyne, LLC | Frigidaire | KG7TC-060D-E24BP | Federally-Regulated Consumer Product | Non-Weatherized, Condensing Ga | 1222 | 249 |  | 06/15/2023 | 39014 | 207456108 | 06/22/2023
Nordyne, LLC | Frigidaire | KG7TC-100D-E35CP | Federally-Regulated Consumer Product | Non-Weatherized, Condensing Ga | 1763 | 273 |  | 06/22/2023 | 64473 | 207456128 | 06/22/2023
Nordyne, LLC | Frigidaire | FG7TC-120D-E45DP | Federally-Regulated Consumer Product | Non-Weatherized, Condensing Ga | 2160 | 290 |  | 06/22/2023 | 77603 | 207769469 | 06/22/2023
Nordyne, LLC | Frigidaire | FG7SC-120*-T45D* | Federally-Regulated Consumer Product | Non-Weatherized, Condensing Ga | 2047 | 272 |  | 06/22/2023 | 120160 | 205147069 | 06/22/2023
Nordyne, LLC | Frigidaire | FG7TC-080D-V35CP | Federally-Regulated Consumer Product | Non-Weatherized, Condensing Ga | 1873 | 277 |  | 06/22/2023 | 50261 | 207456122 | 06/22/2023
Allied Air | Comfort-Aire | GUH92C090C3M | Federally-Regulated Consumer Product | Non-Weatherized, Condensing Ga | 1295 | 252 |  | 06/22/2023 | 88167 | 204713848 | 06/22/2023
Allied Air | Comfort-Aire | GUH97M110C5M | Federally-Regulated Consumer Product | Non-Weatherized, Condensing Ga | 2042 | 285 |  | 06/22/2023 | 43915 | 202443443 | 06/22/2023
Allied Air | Comfort-Aire | GUH96T135D5M-* | Federally-Regulated Consumer Product | Non-Weatherized, Condensing Ga | 2135 | 289 |  | 06/22/2023 | 86786 | 204388844 | 06/22/2023
Allied Air | Comfort-Aire | GUH96T110C5M-* | Federally-Regulated Consumer Product | Non-Weatherized, Condensing Ga | 2083 | 287 |  | 06/22/2023 | 71341 | 204388842 | 06/22/2023
Allied Air | Comfort-Aire | GUH92C110C4M | Federally-Regulated Consumer Product | Non-Weatherized, Condensing Ga | 1574 | 264 |  | 06/22/2023 | 109805 | 204713852 | 06/22/2023
Allied Air | Comfort-Aire | GUH97M090C3M | Federally-Regulated Consumer Product | Non-Weatherized, Condensing Ga | 1469 | 260 |  | 06/22/2023 | 35645 | 202443437 | 06/22/2023
Allied Air | Comfort-Aire | GUH96T090C3M-* | Federally-Regulated Consumer Product | Non-Weatherized, Condensing Ga | 1395 | 256 |  | 06/22/2023 | 57347 | 204388840 | 06/22/2023
Allied Air | Comfort-Aire | GUH97M090C5M | Federally-Regulated Consumer Product | Non-Weatherized, Condensing Ga | 2103 | 288 |  | 06/22/2023 | 35270 | 202443441 | 06/22/2023
Allied Air | Comfort-Aire | GUH97M090C4M | Federally-Regulated Consumer Product | Non-Weatherized, Condensing Ga | 1892 | 278 |  | 06/22/2023 | 35773 | 202443439 | 06/22/2023
Allied Air | Comfort-Aire | GUH96T090C5M-* | Federally-Regulated Consumer Product | Non-Weatherized, Condensing Ga | 2215 | 292 |  | 06/22/2023 | 56766 | 204388838 | 06/22/2023
Allied Air | Comfort-Aire | GUH97M070B3M | Federally-Regulated Consumer Product | Non-Weatherized, Condensing Ga | 1528 | 262 |  | 06/22/2023 | 26717 | 202443435 | 06/22/2023
Allied Air | Comfort-Aire | GUH96T070B3M-* | Federally-Regulated Consumer Product | Non-Weatherized, Condensing Ga | 1413 | 257 |  | 06/22/2023 | 43058 | 204388835 | 06/22/2023
Allied Air | Comfort-Aire | GUH92C110C5M | Federally-Regulated Consumer Product | Non-Weatherized, Condensing Ga | 1966 | 282 |  | 06/22/2023 | 110142 | 204713854 | 06/22/2023
Allied Air | Comfort-Aire | GUH96T045B3M-* | Federally-Regulated Consumer Product | Non-Weatherized, Condensing Ga | 1310 | 253 |  | 06/22/2023 | 28806 | 204388833 | 06/22/2023
Allied Air | Comfort-Aire | GDD92C090C4M | Federally-Regulated Consumer Product | Non-Weatherized, Condensing Ga | 1659 | 268 |  | 06/22/2023 | 87251 | 204713860 | 06/22/2023
Allied Air | Comfort-Aire | GUH92C090C4M | Federally-Regulated Consumer Product | Non-Weatherized, Condensing Ga | 1652 | 268 |  | 06/22/2023 | 87424 | 204713850 | 06/22/2023
Allied Air | Comfort-Aire | GUH97M135C5M | Federally-Regulated Consumer Product | Non-Weatherized, Condensing Ga | 2125 | 289 |  | 06/22/2023 | 52961 | 202443445 | 06/22/2023
Nordyne, LLC | Moss Mechanical | KG7TC-120D-E45DP | Federally-Regulated Consumer Product | Non-Weatherized, Condensing Ga | 2160 | 290 |  | 06/22/2023 | 77603 | 208105467 | 06/22/2023
Nordyne, LLC | Moss Mechanical | FG7SC-108*-T45D* | Federally-Regulated Consumer Product | Non-Weatherized, Condensing Ga | 1956 | 281 |  | 06/22/2023 | 107378 | 208105419 | 06/22/2023
Nordyne, LLC | Moss Mechanical | FG7TC-120D-E45DP | Federally-Regulated Consumer Product | Non-Weatherized, Condensing Ga | 2160 | 290 |  | 06/22/2023 | 77603 | 208105508 | 06/22/2023
Nordyne, LLC | Moss Mechanical | FG7SC-038*-T23AP | Federally-Regulated Consumer Product | Non-Weatherized, Condensing Ga | 1252 | 250 |  | 06/22/2023 | 37844 | 208105489 | 06/22/2023
Nordyne, LLC | Moss Mechanical | FG7SC-054*-T24B* | Federally-Regulated Consumer Product | Non-Weatherized, Condensing Ga | 1537 | 263 |  | 06/22/2023 | 54478 | 208105413 | 06/22/2023
Nordyne, LLC | Moss Mechanical | KG7TC-100D-E35CP | Federally-Regulated Consumer Product | Non-Weatherized, Condensing Ga | 1763 | 273 |  | 06/22/2023 | 64473 | 208105465 | 06/22/2023
Nordyne, LLC | Moss Mechanical | KG7TC-080D-E35CP | Federally-Regulated Consumer Product | Non-Weatherized, Condensing Ga | 1686 | 269 |  | 06/22/2023 | 51925 | 208105463 | 06/22/2023
Nordyne, LLC | Moss Mechanical | FG7TC-060D-V24BP | Federally-Regulated Consumer Product | Non-Weatherized, Condensing Ga | 1339 | 254 |  | 06/22/2023 | 38422 | 208105462 | 06/22/2023
Nordyne, LLC | Moss Mechanical | FG7TC-100D-V35CP | Federally-Regulated Consumer Product | Non-Weatherized, Condensing Ga | 1826 | 275 |  | 06/22/2023 | 64473 | 208105466 | 06/22/2023
Nordyne, LLC | Moss Mechanical | KG7TC-060D-E24BP | Federally-Regulated Consumer Product | Non-Weatherized, Condensing Ga | 1222 | 249 |  | 06/22/2023 | 39014 | 208105461 | 06/22/2023
Nordyne, LLC | Moss Mechanical | FG7SC-120*-T45D* | Federally-Regulated Consumer Product | Non-Weatherized, Condensing Ga | 2047 | 272 |  | 06/22/2023 | 120160 | 208105416 | 06/22/2023
Nordyne, LLC | Moss Mechanical | FG7TC-080D-V35CP | Federally-Regulated Consumer Product | Non-Weatherized, Condensing Ga | 1873 | 277 |  | 06/22/2023 | 50261 | 208105464 | 06/22/2023
Nordyne, LLC | Moss Mechanical | FG7SC-072*-T35C* | Federally-Regulated Consumer Product | Non-Weatherized, Condensing Ga | 1360 | 255 |  | 06/22/2023 | 72522 | 208105421 | 06/22/2023
Nordyne, LLC | Miller | MG2S-072F2ABM* | Federally-Regulated Consumer Product | Mobile Home Non-Weatherized, C | 1565 | 350 |  | 05/25/2023 | 46903 | 203049615 | 06/22/2023
Nordyne, LLC | Miller | FG7TC-080D-V35CP | Federally-Regulated Consumer Product | Non-Weatherized, Condensing Ga | 1873 | 277 |  | 06/15/2023 | 50261 | 207456124 | 06/22/2023
Nordyne, LLC | Miller | FG7TC-100D-V35CP | Federally-Regulated Consumer Product | Non-Weatherized, Condensing Ga | 1826 | 275 |  | 06/15/2023 | 64473 | 207456134 | 06/22/2023
Nordyne, LLC | Miller | FG7TC-060D-V24BP | Federally-Regulated Consumer Product | Non-Weatherized, Condensing Ga | 1339 | 254 |  | 06/15/2023 | 38422 | 207456114 | 06/22/2023
Nordyne, LLC | Miller | MG2S-045F2ABM* | Federally-Regulated Consumer Product | Mobile Home Non-Weatherized, C | 1603 | 352 |  | 05/25/2023 | 29516 | 203049588 | 06/22/2023
Nordyne, LLC | Miller | MG2S-060F2ABM* | Federally-Regulated Consumer Product | Mobile Home Non-Weatherized, C | 1292 | 330 |  | 05/25/2023 | 39969 | 203049600 | 06/22/2023
Nordyne, LLC | Intertherm | FG7TC-080D-V35CP | Federally-Regulated Consumer Product | Non-Weatherized, Condensing Ga | 1873 | 277 |  | 06/15/2023 | 50261 | 207456123 | 06/22/2023
Nordyne, LLC | Intertherm | MG2S-060F2ABM* | Federally-Regulated Consumer Product | Mobile Home Non-Weatherized, C | 1292 | 330 |  | 05/25/2023 | 39969 | 203053451 | 06/22/2023
Nordyne, LLC | Intertherm | FG7TC-060D-V24BP | Federally-Regulated Consumer Product | Non-Weatherized, Condensing Ga | 1339 | 254 |  | 06/15/2023 | 38422 | 207456113 | 06/22/2023
Nordyne, LLC | Intertherm | MG2S-072F2ABM* | Federally-Regulated Consumer Product | Mobile Home Non-Weatherized, C | 1565 | 350 |  | 05/25/2023 | 46903 | 203053453 | 06/22/2023
Nordyne, LLC | Intertherm | MG2S-045F2ABM* | Federally-Regulated Consumer Product | Mobile Home Non-Weatherized, C | 1603 | 352 |  | 05/25/2023 | 29516 | 203053448 | 06/22/2023
Nordyne, LLC | Intertherm | FG7TC-100D-V35CP | Federally-Regulated Consumer Product | Non-Weatherized, Condensing Ga | 1826 | 275 |  | 06/15/2023 | 64473 | 207456133 | 06/22/2023
Allied Air | Alpine | BG962UH070BV12-* | Federally-Regulated Consumer Product | Non-Weatherized, Condensing Ga | 1413 | 257 |  | 11/18/2020 | 43058 | 204388726 | 06/22/2023
Allied Air | Alpine | BG962UH090CV12-* | Federally-Regulated Consumer Product | Non-Weatherized, Condensing Ga | 1395 | 256 |  | 11/18/2020 | 57347 | 204388758 | 06/22/2023
Allied Air | Alpine | BG962UH090CV20-* | Federally-Regulated Consumer Product | Non-Weatherized, Condensing Ga | 2215 | 292 |  | 11/18/2020 | 56766 | 204388759 | 06/22/2023
Allied Air | Alpine | BG962UH110CV20-* | Federally-Regulated Consumer Product | Non-Weatherized, Condensing Ga | 2083 | 287 |  | 11/18/2020 | 71341 | 204388733 | 06/22/2023
Nordyne, LLC | Miller | MG2S-072F2ABM* | Federally-Regulated Consumer Product | Mobile Home Non-Weatherized, C | 1565 | 350 |  | 06/22/2023 | 46903 | 203049615 | 06/22/2023
Nordyne, LLC | Miller | FG7TC-080D-V35CP | Federally-Regulated Consumer Product | Non-Weatherized, Condensing Ga | 1873 | 277 |  | 06/22/2023 | 50261 | 207456124 | 06/22/2023
Nordyne, LLC | Miller | FG7TC-100D-V35CP | Federally-Regulated Consumer Product | Non-Weatherized, Condensing Ga | 1826 | 275 |  | 06/22/2023 | 64473 | 207456134 | 06/22/2023
Nordyne, LLC | Miller | FG7TC-060D-V24BP | Federally-Regulated Consumer Product | Non-Weatherized, Condensing Ga | 1339 | 254 |  | 06/22/2023 | 38422 | 207456114 | 06/22/2023
Nordyne, LLC | Miller | MG2S-045F2ABM* | Federally-Regulated Consumer Product | Mobile Home Non-Weatherized, C | 1603 | 352 |  | 06/22/2023 | 29516 | 203049588 | 06/22/2023
Nordyne, LLC | Miller | MG2S-060F2ABM* | Federally-Regulated Consumer Product | Mobile Home Non-Weatherized, C | 1292 | 330 |  | 06/22/2023 | 39969 | 203049600 | 06/22/2023
Nordyne, LLC | Intertherm | FG7TC-080D-V35CP | Federally-Regulated Consumer Product | Non-Weatherized, Condensing Ga | 1873 | 277 |  | 06/22/2023 | 50261 | 207456123 | 06/22/2023
Nordyne, LLC | Intertherm | MG2S-060F2ABM* | Federally-Regulated Consumer Product | Mobile Home Non-Weatherized, C | 1292 | 330 |  | 06/22/2023 | 39969 | 203053451 | 06/22/2023
Nordyne, LLC | Intertherm | FG7TC-060D-V24BP | Federally-Regulated Consumer Product | Non-Weatherized, Condensing Ga | 1339 | 254 |  | 06/22/2023 | 38422 | 207456113 | 06/22/2023
Nordyne, LLC | Intertherm | MG2S-072F2ABM* | Federally-Regulated Consumer Product | Mobile Home Non-Weatherized, C | 1565 | 350 |  | 06/22/2023 | 46903 | 203053453 | 06/22/2023
Nordyne, LLC | Intertherm | MG2S-045F2ABM* | Federally-Regulated Consumer Product | Mobile Home Non-Weatherized, C | 1603 | 352 |  | 06/22/2023 | 29516 | 203053448 | 06/22/2023
Nordyne, LLC | Intertherm | FG7TC-100D-V35CP | Federally-Regulated Consumer Product | Non-Weatherized, Condensing Ga | 1826 | 275 |  | 06/22/2023 | 64473 | 207456133 | 06/22/2023
Allied Air | Alpine | BG962UH070BV12-* | Federally-Regulated Consumer Product | Non-Weatherized, Condensing Ga | 1413 | 257 |  | 06/22/2023 | 43058 | 204388726 | 06/22/2023
Allied Air | Alpine | BG962UH090CV12-* | Federally-Regulated Consumer Product | Non-Weatherized, Condensing Ga | 1395 | 256 |  | 06/22/2023 | 57347 | 204388758 | 06/22/2023
Allied Air | Alpine | BG962UH090CV20-* | Federally-Regulated Consumer Product | Non-Weatherized, Condensing Ga | 2215 | 292 |  | 06/22/2023 | 56766 | 204388759 | 06/22/2023
Allied Air | Alpine | BG962UH110CV20-* | Federally-Regulated Consumer Product | Non-Weatherized, Condensing Ga | 2083 | 287 |  | 06/22/2023 | 71341 | 204388733 | 06/22/2023
Nordyne, LLC | OXBOX | J952V080CUVSAB | Federally-Regulated Consumer Product | Non-Weatherized, Condensing Ga | 1873 | 277 |  | 06/15/2023 | 50261 | 207465533 | 06/22/2023
Nordyne, LLC | OXBOX | J952X120DU5SAB | Federally-Regulated Consumer Product | Non-Weatherized, Condensing Ga | 2160 | 290 |  | 06/15/2023 | 77603 | 207769497 | 06/22/2023
Nordyne, LLC | OXBOX | J952V100CUVSAB | Federally-Regulated Consumer Product | Non-Weatherized, Condensing Ga | 1826 | 275 |  | 06/15/2023 | 64473 | 207465534 | 06/22/2023
Nordyne, LLC | OXBOX | J952V060BUVSAB | Federally-Regulated Consumer Product | Non-Weatherized, Condensing Ga | 1339 | 254 |  | 06/15/2023 | 38422 | 207465532 | 06/22/2023
Nordyne, LLC | OXBOX | J952V080CUVSAB | Federally-Regulated Consumer Product | Non-Weatherized, Condensing Ga | 1873 | 277 |  | 06/22/2023 | 50261 | 207465533 | 06/22/2023
Nordyne, LLC | OXBOX | J952X120DU5SAB | Federally-Regulated Consumer Product | Non-Weatherized, Condensing Ga | 2160 | 290 |  | 06/15/2023 | 77603 | 207769497 | 06/22/2023
Nordyne, LLC | OXBOX | J952V100CUVSAB | Federally-Regulated Consumer Product | Non-Weatherized, Condensing Ga | 1826 | 275 |  | 06/15/2023 | 64473 | 207465534 | 06/22/2023
Nordyne, LLC | OXBOX | J952V060BUVSAB | Federally-Regulated Consumer Product | Non-Weatherized, Condensing Ga | 1339 | 254 |  | 06/15/2023 | 38422 | 207465532 | 06/22/2023
Allied Air | Ducane | 96G2UH090CV12-* | Federally-Regulated Consumer Product | Non-Weatherized, Condensing Ga | 1395 | 256 | 256 | 05/25/2023 | 57347 | 204388727 | 06/22/2023
Allied Air | Ducane | 96G2UH110CV20-* | Federally-Regulated Consumer Product | Non-Weatherized, Condensing Ga | 2083 | 287 | 287 | 05/25/2023 | 71341 | 204388731 | 06/22/2023
Allied Air | Ducane | 92G1UH110CE20-* | Federally-Regulated Consumer Product | Non-Weatherized, Condensing Ga | 1966 | 282 | 282 | 05/25/2023 | 110142 | 204183660 | 06/22/2023
Allied Air | Ducane | 96G2UH090CV20-* | Federally-Regulated Consumer Product | Non-Weatherized, Condensing Ga | 2215 | 292 | 292 | 05/25/2023 | 56766 | 204388729 | 06/22/2023
Allied Air | Ducane | 92G1UH090CE16-* | Federally-Regulated Consumer Product | Non-Weatherized, Condensing Ga | 1652 | 268 | 268 | 05/25/2023 | 87424 | 204183656 | 06/22/2023
Allied Air | Ducane | 96G2UH045BV12-* | Federally-Regulated Consumer Product | Non-Weatherized, Condensing Ga | 1310 | 253 | 253 | 05/25/2023 | 28806 | 204388722 | 06/22/2023
Allied Air | Ducane | 92G1UH110CE16-* | Federally-Regulated Consumer Product | Non-Weatherized, Condensing Ga | 1574 | 264 | 264 | 05/25/2023 | 109805 | 204183658 | 06/22/2023
Allied Air | Ducane | 96G2UH135DV20-* | Federally-Regulated Consumer Product | Non-Weatherized, Condensing Ga | 2135 | 289 | 289 | 05/25/2023 | 86786 | 204388734 | 06/22/2023
Allied Air | Ducane | 92G1DF090CE16-* | Federally-Regulated Consumer Product | Non-Weatherized, Condensing Ga | 1659 | 268 | 268 | 05/25/2023 | 87251 | 204183666 | 06/22/2023
Allied Air | Ducane | 96G2DF110CV20-* | Federally-Regulated Consumer Product | Non-Weatherized, Condensing Ga | 2134 | 289 | 289 | 05/25/2023 | 71922 | 204388741 | 06/22/2023
Allied Air | Ducane | 92G1UH090CE12-* | Federally-Regulated Consumer Product | Non-Weatherized, Condensing Ga | 1295 | 252 | 252 | 05/25/2023 | 88167 | 204183654 | 06/22/2023
Allied Air | Ducane | 96G2DF090CV20-* | Federally-Regulated Consumer Product | Non-Weatherized, Condensing Ga | 2123 | 288 | 288 | 05/25/2023 | 56779 | 204388739 | 06/22/2023
Allied Air | Ducane | 96G2UH070BV12-* | Federally-Regulated Consumer Product | Non-Weatherized, Condensing Ga | 1413 | 257 | 257 | 05/25/2023 | 43058 | 204388724 | 06/22/2023
Allied Air | Ducane | 96G2DF070BV16-* | Federally-Regulated Consumer Product | Non-Weatherized, Condensing Ga | 1882 | 278 | 278 | 05/25/2023 | 43013 | 204388737 | 06/22/2023
Lennox Industries Inc. | Century | GUH96C045B3M | Federally-Regulated Consumer Product | Non-Weatherized, Condensing Ga | 1284 | 251 |  | 06/22/2023 | 44162 | 212396510 | 06/22/2023
Lennox Industries Inc. | Century | GDD96C070B4M | Federally-Regulated Consumer Product | Non-Weatherized, Condensing Ga | 1473 | 260 |  | 06/22/2023 | 66322 | 212396522 | 06/22/2023
Lennox Industries Inc. | Century | GDD96C045B3M | Federally-Regulated Consumer Product | Non-Weatherized, Condensing Ga | 1250 | 250 |  | 06/22/2023 | 44206 | 212396520 | 06/22/2023
Lennox Industries Inc. | Century | GDD96C110C5M | Federally-Regulated Consumer Product | Non-Weatherized, Condensing Ga | 2033 | 284 |  | 06/22/2023 | 111365 | 212396526 | 06/22/2023
Lennox Industries Inc. | Century | GDD96C090C4M | Federally-Regulated Consumer Product | Non-Weatherized, Condensing Ga | 1542 | 263 |  | 06/22/2023 | 88229 | 212396524 | 06/22/2023
Lennox Industries Inc. | Century | GUH96C070B3M | Federally-Regulated Consumer Product | Non-Weatherized, Condensing Ga | 1298 | 252 |  | 06/22/2023 | 65683 | 212396512 | 06/22/2023
Lennox Industries Inc. | Century | GUH96C110C5M | Federally-Regulated Consumer Product | Non-Weatherized, Condensing Ga | 2018 | 284 |  | 06/22/2023 | 110619 | 212396516 | 06/22/2023
Lennox Industries Inc. | Century | GUH80X060A3M-* | Federally-Regulated Consumer Product | Non-Weatherized, Non-Condensin | 1277 | 238 |  | 06/22/2023 | 59863 | 211899382 | 06/22/2023
Lennox Industries Inc. | Century | GUH96C135D5M | Federally-Regulated Consumer Product | Non-Weatherized, Condensing Ga | 2388 | 300 |  | 06/22/2023 | 132320 | 212396518 | 06/22/2023
Lennox Industries Inc. | Century | GUH96C090C4M | Federally-Regulated Consumer Product | Non-Weatherized, Condensing Ga | 1566 | 264 |  | 06/22/2023 | 87748 | 212396514 | 06/22/2023
Nordyne, LLC | REVOLV | MG2S-072F2ABM* | Federally-Regulated Consumer Product | Mobile Home Non-Weatherized, C | 1565 | 350 |  | 06/22/2023 | 46903 | 203049801 | 06/22/2023
Nordyne, LLC | REVOLV | MG2S-060F2ABM* | Federally-Regulated Consumer Product | Mobile Home Non-Weatherized, C | 1292 | 330 |  | 06/22/2023 | 39969 | 203049796 | 06/22/2023
Nordyne, LLC | REVOLV | MG2S-045F2ABM* | Federally-Regulated Consumer Product | Mobile Home Non-Weatherized, C | 1603 | 352 |  | 06/22/2023 | 29516 | 203049789 | 06/22/2023
Allied Air | Ducane | 96G2UH090CV12-* | Federally-Regulated Consumer Product | Non-Weatherized, Condensing Ga | 1395 | 256 |  | 06/22/2023 | 57347 | 204388727 | 06/22/2023
Allied Air | Ducane | 96G2UH110CV20-* | Federally-Regulated Consumer Product | Non-Weatherized, Condensing Ga | 2083 | 287 |  | 06/22/2023 | 71341 | 204388731 | 06/22/2023
Allied Air | Ducane | 92G1UH110CE20-* | Federally-Regulated Consumer Product | Non-Weatherized, Condensing Ga | 1966 | 282 |  | 06/22/2023 | 110142 | 204183660 | 06/22/2023
Allied Air | Ducane | 96G2UH090CV20-* | Federally-Regulated Consumer Product | Non-Weatherized, Condensing Ga | 2215 | 292 |  | 06/22/2023 | 56766 | 204388729 | 06/22/2023
Allied Air | Ducane | 92G1UH090CE16-* | Federally-Regulated Consumer Product | Non-Weatherized, Condensing Ga | 1652 | 268 |  | 06/22/2023 | 87424 | 204183656 | 06/22/2023
Allied Air | Ducane | 96G2UH045BV12-* | Federally-Regulated Consumer Product | Non-Weatherized, Condensing Ga | 1310 | 253 |  | 06/22/2023 | 28806 | 204388722 | 06/22/2023
Allied Air | Ducane | 92G1UH110CE16-* | Federally-Regulated Consumer Product | Non-Weatherized, Condensing Ga | 1574 | 264 |  | 06/22/2023 | 109805 | 204183658 | 06/22/2023
Allied Air | Ducane | 96G2UH135DV20-* | Federally-Regulated Consumer Product | Non-Weatherized, Condensing Ga | 2135 | 289 |  | 06/22/2023 | 86786 | 204388734 | 06/22/2023
Allied Air | Ducane | 92G1DF090CE16-* | Federally-Regulated Consumer Product | Non-Weatherized, Condensing Ga | 1659 | 268 |  | 06/22/2023 | 87251 | 204183666 | 06/22/2023
Allied Air | Ducane | 96G2DF110CV20-* | Federally-Regulated Consumer Product | Non-Weatherized, Condensing Ga | 2134 | 289 |  | 06/22/2023 | 71922 | 204388741 | 06/22/2023
Allied Air | Ducane | 92G1UH090CE12-* | Federally-Regulated Consumer Product | Non-Weatherized, Condensing Ga | 1295 | 252 |  | 06/22/2023 | 88167 | 204183654 | 06/22/2023
Allied Air | Ducane | 96G2DF090CV20-* | Federally-Regulated Consumer Product | Non-Weatherized, Condensing Ga | 2123 | 288 |  | 06/22/2023 | 56779 | 204388739 | 06/22/2023
Allied Air | Ducane | 96G2UH070BV12-* | Federally-Regulated Consumer Product | Non-Weatherized, Condensing Ga | 1413 | 257 |  | 06/22/2023 | 43058 | 204388724 | 06/22/2023
Allied Air | Ducane | 96G2DF070BV16-* | Federally-Regulated Consumer Product | Non-Weatherized, Condensing Ga | 1882 | 278 |  | 06/22/2023 | 43013 | 204388737 | 06/22/2023
Allied Air | ROYALTON | 96G2UH110CV20-* | Federally-Regulated Consumer Product | Non-Weatherized, Condensing Ga | 2083 | 287 |  | 06/22/2023 | 71341 | 204718995 | 06/22/2023
Allied Air | ROYALTON | 96G1UH110CE20-* | Federally-Regulated Consumer Product | Non-Weatherized, Condensing Ga | 2018 | 284 |  | 06/22/2023 | 110619 | 202361259 | 06/22/2023
Allied Air | ROYALTON | 96G1UH045BE12-* | Federally-Regulated Consumer Product | Non-Weatherized, Condensing Ga | 1284 | 251 |  | 06/22/2023 | 44162 | 202361256 | 06/22/2023
Allied Air | ROYALTON | 80G1UH040AE12X-* | Federally-Regulated Consumer Product | Non-Weatherized, Non-Condensin | 1275 | 238 |  | 06/22/2023 | 40344 | 202361239 | 06/22/2023
Allied Air | ROYALTON | 80G2UH110CV20-* | Federally-Regulated Consumer Product | Non-Weatherized, Non-Condensin | 2230 | 280 |  | 06/22/2023 | 72566 | 202361567 | 06/22/2023
Allied Air | ROYALTON | 80G1UH070AE12** | Federally-Regulated Consumer Product | Non-Weatherized, Non-Condensin | 1317 | 240 |  | 06/22/2023 | 65588 | 204719222 | 06/22/2023
Allied Air | ROYALTON | 96G1UH090CE16-* | Federally-Regulated Consumer Product | Non-Weatherized, Condensing Ga | 1566 | 264 |  | 06/22/2023 | 87748 | 202361258 | 06/22/2023
Allied Air | ROYALTON | 80G1DF090BE16** | Federally-Regulated Consumer Product | Non-Weatherized, Non-Condensin | 1639 | 254 |  | 06/22/2023 | 87767 | 202361563 | 06/22/2023
Allied Air | ROYALTON | 80G1UH080BE16X-* | Federally-Regulated Consumer Product | Non-Weatherized, Non-Condensin | 1656 | 255 |  | 06/22/2023 | 79712 | 202361241 | 06/22/2023
Allied Air | ROYALTON | 96G1DF070BE16-* | Federally-Regulated Consumer Product | Non-Weatherized, Condensing Ga | 1473 | 260 |  | 06/22/2023 | 66322 | 202361261 | 06/22/2023
Allied Air | ROYALTON | 80G1UH090BE16** | Federally-Regulated Consumer Product | Non-Weatherized, Non-Condensin | 1628 | 254 |  | 06/22/2023 | 87272 | 202361557 | 06/22/2023
Allied Air | ROYALTON | 80G2UH070AV12-* | Federally-Regulated Consumer Product | Non-Weatherized, Non-Condensin | 1336 | 241 |  | 06/22/2023 | 43159 | 202361565 | 06/22/2023
Allied Air | ROYALTON | 96G1UH070BE12-* | Federally-Regulated Consumer Product | Non-Weatherized, Condensing Ga | 1298 | 252 |  | 06/22/2023 | 65683 | 202361257 | 06/22/2023
Allied Air | ROYALTON | 80G1DF110CE20** | Federally-Regulated Consumer Product | Non-Weatherized, Non-Condensin | 2147 | 276 |  | 06/22/2023 | 111057 | 202361564 | 06/22/2023
Allied Air | ROYALTON | 80G1UH090CE20** | Federally-Regulated Consumer Product | Non-Weatherized, Non-Condensin | 2081 | 274 |  | 06/22/2023 | 87931 | 202361558 | 06/22/2023
Allied Air | ROYALTON | 80G2UH090BV16-* | Federally-Regulated Consumer Product | Non-Weatherized, Non-Condensin | 1811 | 262 |  | 06/22/2023 | 57033 | 202361566 | 06/22/2023
Allied Air | ROYALTON | 96G1DF045BE12-* | Federally-Regulated Consumer Product | Non-Weatherized, Condensing Ga | 1250 | 250 |  | 06/22/2023 | 44206 | 202361260 | 06/22/2023
Allied Air | ROYALTON | 96G2UH070BV12-* | Federally-Regulated Consumer Product | Non-Weatherized, Condensing Ga | 1413 | 257 |  | 06/22/2023 | 43058 | 204718992 | 06/22/2023
Allied Air | ROYALTON | 96G2UH090CV20-* | Federally-Regulated Consumer Product | Non-Weatherized, Condensing Ga | 2215 | 292 |  | 06/22/2023 | 56766 | 204718994 | 06/22/2023
Allied Air | ROYALTON | 96G1DF090CE16-* | Federally-Regulated Consumer Product | Non-Weatherized, Condensing Ga | 1542 | 263 |  | 06/22/2023 | 88229 | 202361262 | 06/22/2023
Allied Air | ROYALTON | 80G1DF070BE12** | Federally-Regulated Consumer Product | Non-Weatherized, Non-Condensin | 1369 | 242 |  | 06/22/2023 | 66107 | 202361562 | 06/22/2023
Allied Air | ROYALTON | 80G1UH070BE12** | Federally-Regulated Consumer Product | Non-Weatherized, Non-Condensin | 1361 | 242 |  | 06/22/2023 | 65645 | 202361556 | 06/22/2023
Allied Air | ROYALTON | 96G2UH090CV12-* | Federally-Regulated Consumer Product | Non-Weatherized, Condensing Ga | 1395 | 256 |  | 06/22/2023 | 57347 | 204718993 | 06/22/2023
Allied Air | ROYALTON | 96G2UH135DV20-* | Federally-Regulated Consumer Product | Non-Weatherized, Condensing Ga | 2135 | 289 |  | 06/22/2023 | 86786 | 204718996 | 06/22/2023
Allied Air | ROYALTON | 96G2UH045BV12-* | Federally-Regulated Consumer Product | Non-Weatherized, Condensing Ga | 1310 | 253 |  | 06/22/2023 | 28806 | 204718991 | 06/22/2023
Allied Air | ROYALTON | 96G2DF070BV16-* | Federally-Regulated Consumer Product | Non-Weatherized, Condensing Ga | 1882 | 278 |  | 06/22/2023 | 43013 | 204718997 | 06/22/2023
Allied Air | ROYALTON | 80G1UH100CE20X-* | Federally-Regulated Consumer Product | Non-Weatherized, Non-Condensin | 2027 | 271 |  | 06/22/2023 | 98944 | 202361242 | 06/22/2023
Nordyne, LLC | Broan | KG7TC-080D-E35CP | Federally-Regulated Consumer Product | Non-Weatherized, Condensing Ga | 1686 | 269 |  | 06/22/2023 | 51925 | 207456117 | 06/22/2023
Nordyne, LLC | Broan | KG7SC-120*-T45D* | Federally-Regulated Consumer Product | Non-Weatherized, Condensing Ga | 2047 | 272 |  | 06/22/2023 | 120160 | 205147071 | 06/22/2023
Nordyne, LLC | Broan | FG7SC-120*-T45D* | Federally-Regulated Consumer Product | Non-Weatherized, Condensing Ga | 2047 | 272 |  | 06/22/2023 | 120160 | 205147068 | 06/22/2023
Nordyne, LLC | Broan | FG7TC-060D-V24BP | Federally-Regulated Consumer Product | Non-Weatherized, Condensing Ga | 1339 | 254 |  | 06/22/2023 | 38422 | 207456111 | 06/22/2023
Nordyne, LLC | Broan | FG7TC-080D-V35CP | Federally-Regulated Consumer Product | Non-Weatherized, Condensing Ga | 1873 | 277 |  | 06/22/2023 | 50261 | 207456121 | 06/22/2023
Nordyne, LLC | Broan | MG2S-072F2ABM* | Federally-Regulated Consumer Product | Mobile Home Non-Weatherized, C | 1565 | 350 |  | 06/22/2023 | 46903 | 203049612 | 06/22/2023
Nordyne, LLC | Broan | KG7SC-038*-T23AP | Federally-Regulated Consumer Product | Non-Weatherized, Condensing Ga | 1252 | 250 |  | 06/22/2023 | 37844 | 207456244 | 06/22/2023
Nordyne, LLC | Broan | MG2S-060F2ABM* | Federally-Regulated Consumer Product | Mobile Home Non-Weatherized, C | 1292 | 330 |  | 06/22/2023 | 39969 | 203049599 | 06/22/2023
Nordyne, LLC | Broan | KG7TC-060D-E24BP | Federally-Regulated Consumer Product | Non-Weatherized, Condensing Ga | 1222 | 249 |  | 06/22/2023 | 39014 | 207456107 | 06/22/2023
Nordyne, LLC | Broan | KG7TC-100D-E35CP | Federally-Regulated Consumer Product | Non-Weatherized, Condensing Ga | 1763 | 273 |  | 06/22/2023 | 64473 | 207456127 | 06/22/2023
Nordyne, LLC | Broan | FG7TC-100D-V35CP | Federally-Regulated Consumer Product | Non-Weatherized, Condensing Ga | 1826 | 275 |  | 06/22/2023 | 64473 | 207456131 | 06/22/2023
Nordyne, LLC | Broan | KG7TC-120D-E45DP | Federally-Regulated Consumer Product | Non-Weatherized, Condensing Ga | 2160 | 290 |  | 06/22/2023 | 77603 | 207456136 | 06/22/2023
Nordyne, LLC | Broan | MG2S-045F2ABM* | Federally-Regulated Consumer Product | Mobile Home Non-Weatherized, C | 1603 | 352 |  | 06/22/2023 | 29516 | 203049587 | 06/22/2023
Nordyne, LLC | Broan | FG7SC-038*-T23AP | Federally-Regulated Consumer Product | Non-Weatherized, Condensing Ga | 1252 | 250 |  | 06/22/2023 | 37844 | 207456241 | 06/22/2023
Nordyne, LLC | Airtemp | VG7TC-060D-E24BP | Federally-Regulated Consumer Product | Non-Weatherized, Condensing Ga | 1222 | 249 |  | 06/15/2023 | 39014 | 207465488 | 06/22/2023
Nordyne, LLC | Airtemp | VG7SC-108*-T45DP | Federally-Regulated Consumer Product | Non-Weatherized, Condensing Ga | 1956 | 281 |  | 06/15/2023 | 107378 | 207769516 | 06/22/2023
Nordyne, LLC | Airtemp | VG7TC-080D-E35CP | Federally-Regulated Consumer Product | Non-Weatherized, Condensing Ga | 1686 | 269 |  | 06/15/2023 | 51925 | 207465489 | 06/22/2023
Nordyne, LLC | Airtemp | VG7SC-072*-T35CP | Federally-Regulated Consumer Product | Non-Weatherized, Condensing Ga | 1360 | 255 |  | 06/15/2023 | 72522 | 207769515 | 06/22/2023
Nordyne, LLC | Airtemp | VG7TC-120D-E45DP | Federally-Regulated Consumer Product | Non-Weatherized, Condensing Ga | 2160 | 290 |  | 06/15/2023 | 77603 | 207465491 | 06/22/2023
Nordyne, LLC | Airtemp | VG7SC-108*-T45D1 | Federally-Regulated Consumer Product | Non-Weatherized, Condensing Ga | 1956 | 281 |  | 06/15/2023 | 107378 | 205309150 | 06/22/2023
Nordyne, LLC | Airtemp | VG7SC-120*-T45DP | Federally-Regulated Consumer Product | Non-Weatherized, Condensing Ga | 2047 | 272 |  | 06/15/2023 | 120160 | 207769517 | 06/22/2023
Nordyne, LLC | Airtemp | VG7TC-100D-E35CP | Federally-Regulated Consumer Product | Non-Weatherized, Condensing Ga | 1763 | 273 |  | 06/15/2023 | 64473 | 207465490 | 06/22/2023
Nordyne, LLC | Airtemp | VG7SC-038*-T23AP | Federally-Regulated Consumer Product | Non-Weatherized, Condensing Ga | 1252 | 250 |  | 06/08/2023 | 37844 | 207776276 | 06/22/2023
Nordyne, LLC | All Pro | VG7SC-108*-T45D1 | Federally-Regulated Consumer Product | Non-Weatherized, Condensing Ga | 1956 | 281 |  | 06/15/2023 | 107378 | 207192200 | 06/22/2023
Nordyne, LLC | All Pro | VG7SC-072*-T35C1 | Federally-Regulated Consumer Product | Non-Weatherized, Condensing Ga | 1360 | 255 |  | 06/15/2023 | 72522 | 207192202 | 06/22/2023
Nordyne, LLC | All Pro | VG7SC-120*-T45D1 | Federally-Regulated Consumer Product | Non-Weatherized, Condensing Ga | 2047 | 272 |  | 06/15/2023 | 120160 | 207192196 | 06/22/2023
Nordyne, LLC | All Pro | VG7SC-054*-T24B* | Federally-Regulated Consumer Product | Non-Weatherized, Condensing Ga | 1537 | 263 |  | 06/08/2023 | 54478 | 207192237 | 06/22/2023
American Standard, Inc. | AMERICAN STANDARD | S9V2B060D3PS*** | Federally-Regulated Consumer Product | Non-Weatherized, Condensing Ga | 1446 | 259 |  | 05/25/2023 | 38743 | 10509493 | 06/22/2023
Lennox Industries Inc. | Comfort-Aire | GDD96C070B4M | Federally-Regulated Consumer Product | Non-Weatherized, Condensing Ga | 1473 | 260 |  | 05/02/2023 | 66322 | 212396523 | 06/22/2023
Lennox Industries Inc. | Comfort-Aire | GDD96C045B3M | Federally-Regulated Consumer Product | Non-Weatherized, Condensing Ga | 1250 | 250 |  | 05/02/2023 | 44206 | 212396521 | 06/22/2023
Lennox Industries Inc. | Comfort-Aire | GDD96C090C4M | Federally-Regulated Consumer Product | Non-Weatherized, Condensing Ga | 1542 | 263 |  | 05/02/2023 | 88229 | 212396525 | 06/22/2023
Lennox Industries Inc. | Comfort-Aire | GUH80X060A3M-* | Federally-Regulated Consumer Product | Non-Weatherized, Non-Condensin | 1277 | 238 |  | 04/06/2023 | 59863 | 211899386 | 06/22/2023
Lennox Industries Inc. | Comfort-Aire | GUH96C135D5M | Federally-Regulated Consumer Product | Non-Weatherized, Condensing Ga | 2388 | 300 |  | 05/02/2023 | 132320 | 212396519 | 06/22/2023
Lennox Industries Inc. | Comfort-Aire | GDD96C110C5M | Federally-Regulated Consumer Product | Non-Weatherized, Condensing Ga | 2033 | 284 |  | 05/02/2023 | 111365 | 212396527 | 06/22/2023
Lennox Industries Inc. | Comfort-Aire | GUH96C070B3M | Federally-Regulated Consumer Product | Non-Weatherized, Condensing Ga | 1298 | 252 |  | 05/02/2023 | 65683 | 212396513 | 06/22/2023
Lennox Industries Inc. | Comfort-Aire | GUH96C110C5M | Federally-Regulated Consumer Product | Non-Weatherized, Condensing Ga | 2018 | 284 |  | 05/02/2023 | 110619 | 212396517 | 06/22/2023
Lennox Industries Inc. | Comfort-Aire | GUH96C090C4M | Federally-Regulated Consumer Product | Non-Weatherized, Condensing Ga | 1566 | 264 |  | 05/02/2023 | 87748 | 212396515 | 06/22/2023
Lennox Industries Inc. | Comfort-Aire | GUH96C045B3M | Federally-Regulated Consumer Product | Non-Weatherized, Condensing Ga | 1284 | 251 |  | 05/02/2023 | 44162 | 212396511 | 06/22/2023
Nordyne, LLC | Gibson | KG7TC-120D-E45DP | Federally-Regulated Consumer Product | Non-Weatherized, Condensing Ga | 2160 | 290 |  | 06/15/2023 | 77603 | 207456138 | 06/22/2023
Nordyne, LLC | Gibson | KG7SC-108*-T45D* | Federally-Regulated Consumer Product | Non-Weatherized, Condensing Ga | 1956 | 281 |  | 06/15/2023 | 107378 | 205234654 | 06/22/2023
Nordyne, LLC | Gibson | KG7SC-120*-T45D* | Federally-Regulated Consumer Product | Non-Weatherized, Condensing Ga | 2047 | 272 |  | 06/15/2023 | 120160 | 205147072 | 06/22/2023
Nordyne, LLC | Gibson | KG7TC-060D-E24BP | Federally-Regulated Consumer Product | Non-Weatherized, Condensing Ga | 1222 | 249 |  | 06/15/2023 | 39014 | 207456109 | 06/22/2023
Nordyne, LLC | Gibson | KG7TC-100D-E35CP | Federally-Regulated Consumer Product | Non-Weatherized, Condensing Ga | 1763 | 273 |  | 06/15/2023 | 64473 | 207456129 | 06/22/2023
Nordyne, LLC | Gibson | KG7TC-080D-E35CP | Federally-Regulated Consumer Product | Non-Weatherized, Condensing Ga | 1686 | 269 |  | 06/15/2023 | 51925 | 207456119 | 06/22/2023
Nordyne, LLC | Airtemp | VG7TC-060D-E24BP | Federally-Regulated Consumer Product | Non-Weatherized, Condensing Ga | 1222 | 249 |  | 06/22/2023 | 39014 | 207465488 | 06/22/2023
Nordyne, LLC | Airtemp | VG7SC-108*-T45DP | Federally-Regulated Consumer Product | Non-Weatherized, Condensing Ga | 1956 | 281 |  | 06/22/2023 | 107378 | 207769516 | 06/22/2023
Nordyne, LLC | Airtemp | VG7TC-080D-E35CP | Federally-Regulated Consumer Product | Non-Weatherized, Condensing Ga | 1686 | 269 |  | 06/22/2023 | 51925 | 207465489 | 06/22/2023
Nordyne, LLC | Airtemp | VG7SC-072*-T35CP | Federally-Regulated Consumer Product | Non-Weatherized, Condensing Ga | 1360 | 255 |  | 06/22/2023 | 72522 | 207769515 | 06/22/2023
Nordyne, LLC | Airtemp | VG7TC-120D-E45DP | Federally-Regulated Consumer Product | Non-Weatherized, Condensing Ga | 2160 | 290 |  | 06/22/2023 | 77603 | 207465491 | 06/22/2023
Nordyne, LLC | Airtemp | VG7SC-108*-T45D1 | Federally-Regulated Consumer Product | Non-Weatherized, Condensing Ga | 1956 | 281 |  | 06/22/2023 | 107378 | 205309150 | 06/22/2023
Nordyne, LLC | Airtemp | VG7SC-120*-T45DP | Federally-Regulated Consumer Product | Non-Weatherized, Condensing Ga | 2047 | 272 |  | 06/22/2023 | 120160 | 207769517 | 06/22/2023
Nordyne, LLC | Airtemp | VG7TC-100D-E35CP | Federally-Regulated Consumer Product | Non-Weatherized, Condensing Ga | 1763 | 273 |  | 06/22/2023 | 64473 | 207465490 | 06/22/2023
Nordyne, LLC | Airtemp | VG7SC-038*-T23AP | Federally-Regulated Consumer Product | Non-Weatherized, Condensing Ga | 1252 | 250 |  | 06/22/2023 | 37844 | 207776276 | 06/22/2023
Nordyne, LLC | All Pro | VG7SC-108*-T45D1 | Federally-Regulated Consumer Product | Non-Weatherized, Condensing Ga | 1956 | 281 |  | 06/22/2023 | 107378 | 207192200 | 06/22/2023
Nordyne, LLC | All Pro | VG7SC-072*-T35C1 | Federally-Regulated Consumer Product | Non-Weatherized, Condensing Ga | 1360 | 255 |  | 06/22/2023 | 72522 | 207192202 | 06/22/2023
Nordyne, LLC | All Pro | VG7SC-120*-T45D1 | Federally-Regulated Consumer Product | Non-Weatherized, Condensing Ga | 2047 | 272 |  | 06/22/2023 | 120160 | 207192196 | 06/22/2023
Nordyne, LLC | All Pro | VG7SC-054*-T24B* | Federally-Regulated Consumer Product | Non-Weatherized, Condensing Ga | 1537 | 263 |  | 06/22/2023 | 54478 | 207192237 | 06/22/2023
American Standard, Inc. | AMERICAN STANDARD | S9V2B060D3PS*** | Federally-Regulated Consumer Product | Non-Weatherized, Condensing Ga | 1446 | 259 |  | 06/22/2023 | 38743 | 10509493 | 06/22/2023
Lennox Industries Inc. | Comfort-Aire | GDD96C070B4M | Federally-Regulated Consumer Product | Non-Weatherized, Condensing Ga | 1473 | 260 |  | 06/22/2023 | 66322 | 212396523 | 06/22/2023
Lennox Industries Inc. | Comfort-Aire | GDD96C045B3M | Federally-Regulated Consumer Product | Non-Weatherized, Condensing Ga | 1250 | 250 |  | 06/22/2023 | 44206 | 212396521 | 06/22/2023
Lennox Industries Inc. | Comfort-Aire | GDD96C090C4M | Federally-Regulated Consumer Product | Non-Weatherized, Condensing Ga | 1542 | 263 |  | 06/22/2023 | 88229 | 212396525 | 06/22/2023
Lennox Industries Inc. | Comfort-Aire | GUH80X060A3M-* | Federally-Regulated Consumer Product | Non-Weatherized, Non-Condensin | 1277 | 238 |  | 06/22/2023 | 59863 | 211899386 | 06/22/2023
Lennox Industries Inc. | Comfort-Aire | GUH96C135D5M | Federally-Regulated Consumer Product | Non-Weatherized, Condensing Ga | 2388 | 300 |  | 06/22/2023 | 132320 | 212396519 | 06/22/2023
Lennox Industries Inc. | Comfort-Aire | GDD96C110C5M | Federally-Regulated Consumer Product | Non-Weatherized, Condensing Ga | 2033 | 284 |  | 06/22/2023 | 111365 | 212396527 | 06/22/2023
Lennox Industries Inc. | Comfort-Aire | GUH96C070B3M | Federally-Regulated Consumer Product | Non-Weatherized, Condensing Ga | 1298 | 252 |  | 06/22/2023 | 65683 | 212396513 | 06/22/2023
Lennox Industries Inc. | Comfort-Aire | GUH96C110C5M | Federally-Regulated Consumer Product | Non-Weatherized, Condensing Ga | 2018 | 284 |  | 06/22/2023 | 110619 | 212396517 | 06/22/2023
Lennox Industries Inc. | Comfort-Aire | GUH96C090C4M | Federally-Regulated Consumer Product | Non-Weatherized, Condensing Ga | 1566 | 264 |  | 06/22/2023 | 87748 | 212396515 | 06/22/2023
Lennox Industries Inc. | Comfort-Aire | GUH96C045B3M | Federally-Regulated Consumer Product | Non-Weatherized, Condensing Ga | 1284 | 251 |  | 06/22/2023 | 44162 | 212396511 | 06/22/2023
Nordyne, LLC | Gibson | KG7TC-120D-E45DP | Federally-Regulated Consumer Product | Non-Weatherized, Condensing Ga | 2160 | 290 |  | 06/22/2023 | 77603 | 207456138 | 06/22/2023
Nordyne, LLC | Gibson | KG7SC-108*-T45D* | Federally-Regulated Consumer Product | Non-Weatherized, Condensing Ga | 1956 | 281 |  | 06/22/2023 | 107378 | 205234654 | 06/22/2023
Nordyne, LLC | Gibson | KG7SC-120*-T45D* | Federally-Regulated Consumer Product | Non-Weatherized, Condensing Ga | 2047 | 272 |  | 06/22/2023 | 120160 | 205147072 | 06/22/2023
Nordyne, LLC | Gibson | KG7TC-060D-E24BP | Federally-Regulated Consumer Product | Non-Weatherized, Condensing Ga | 1222 | 249 |  | 06/22/2023 | 39014 | 207456109 | 06/22/2023
Nordyne, LLC | Gibson | KG7TC-100D-E35CP | Federally-Regulated Consumer Product | Non-Weatherized, Condensing Ga | 1763 | 273 |  | 06/22/2023 | 64473 | 207456129 | 06/22/2023
Nordyne, LLC | Gibson | KG7TC-080D-E35CP | Federally-Regulated Consumer Product | Non-Weatherized, Condensing Ga | 1686 | 269 |  | 06/22/2023 | 51925 | 207456119 | 06/22/2023
Rheem Sales Company, Inc. | Weatherking | W96TA0852521MSA | Federally-Regulated Consumer Product | Non-Weatherized, Condensing Ga | 2115 | 288 |  | 05/25/2023 | 58240 | 9950855 | 06/22/2023
Rheem Sales Company, Inc. | Weatherking | W802TA075317MSA | Federally-Regulated Consumer Product | Non-Weatherized, Non-Condensin | 1539 | 250 |  | 05/26/2023 | 52505 | 204007871 | 06/22/2023
Rheem Sales Company, Inc. | Weatherking | W95TC0601317MSA | Federally-Regulated Consumer Product | Non-Weatherized, Condensing Ga | 1156 | 246 |  | 05/26/2023 | 55624 | 8934613 | 06/22/2023
Rheem Sales Company, Inc. | Weatherking | W96TA0602317MSA | Federally-Regulated Consumer Product | Non-Weatherized, Condensing Ga | 1342 | 254 |  | 05/25/2023 | 39319 | 9950847 | 06/22/2023
Rheem Sales Company, Inc. | Weatherking | W801CA100521MSA | Federally-Regulated Consumer Product | Non-Weatherized, Non-Condensin | 1812 | 262 |  | 05/26/2023 | 99863 | 203327153 | 06/22/2023
Rheem Sales Company, Inc. | Weatherking | W95TC0851521MSA | Federally-Regulated Consumer Product | Non-Weatherized, Condensing Ga | 1929 | 280 |  | 05/26/2023 | 84515 | 8934621 | 06/22/2023
Rheem Sales Company, Inc. | Weatherking | W96VA0702521MSA | Federally-Regulated Consumer Product | Non-Weatherized, Condensing Ga | 1923 | 280 |  | 05/26/2023 | 49235 | 206342107 | 06/22/2023
Rheem Sales Company, Inc. | Weatherking | W95TC0401317MSA | Federally-Regulated Consumer Product | Non-Weatherized, Condensing Ga | 1107 | 244 |  | 05/26/2023 | 41877 | 8934609 | 06/22/2023
Rheem Sales Company, Inc. | Weatherking | W802TA075317MXA | Federally-Regulated Consumer Product | Non-Weatherized, Non-Condensin | 1539 | 250 |  | 05/26/2023 | 52505 | 204099265 | 06/22/2023
Rheem Sales Company, Inc. | Weatherking | W96TA0402317MSA | Federally-Regulated Consumer Product | Non-Weatherized, Condensing Ga | 1252 | 250 |  | 05/25/2023 | 29298 | 9950843 | 06/22/2023
Rheem Sales Company, Inc. | Weatherking | W96VA1002521MSA | Federally-Regulated Consumer Product | Non-Weatherized, Condensing Ga | 1858 | 277 |  | 05/26/2023 | 68679 | 6715491 | 06/22/2023
Rheem Sales Company, Inc. | Weatherking | W802TA150524MSA | Federally-Regulated Consumer Product | Non-Weatherized, Non-Condensin | 2092 | 274 |  | 05/26/2023 | 104565 | 204007886 | 06/22/2023
Rheem Sales Company, Inc. | Weatherking | W96VA0702317MSA | Federally-Regulated Consumer Product | Non-Weatherized, Condensing Ga | 1290 | 252 |  | 05/26/2023 | 48940 | 6715489 | 06/22/2023
Rheem Sales Company, Inc. | Weatherking | W95TC0701317MSA | Federally-Regulated Consumer Product | Non-Weatherized, Condensing Ga | 1362 | 255 |  | 05/26/2023 | 69960 | 8934617 | 06/22/2023
Rheem Sales Company, Inc. | Weatherking | W802TA125524MSA | Federally-Regulated Consumer Product | Non-Weatherized, Non-Condensin | 1899 | 266 |  | 05/26/2023 | 87546 | 204007883 | 06/22/2023
Rheem Sales Company, Inc. | Weatherking | W96TA1152524MSA | Federally-Regulated Consumer Product | Non-Weatherized, Condensing Ga | 1935 | 280 |  | 05/25/2023 | 78711 | 9950863 | 06/22/2023
Rheem Sales Company, Inc. | Weatherking | W801CA100521MXA | Federally-Regulated Consumer Product | Non-Weatherized, Non-Condensin | 1812 | 262 |  | 05/26/2023 | 99863 | 203327156 | 06/22/2023
Rheem Sales Company, Inc. | Weatherking | W802TA100521MXA | Federally-Regulated Consumer Product | Non-Weatherized, Non-Condensin | 1952 | 268 |  | 05/26/2023 | 70078 | 204099276 | 06/22/2023
Rheem Sales Company, Inc. | Weatherking | W96TA1002521MSA | Federally-Regulated Consumer Product | Non-Weatherized, Condensing Ga | 1930 | 280 |  | 05/25/2023 | 69202 | 9950859 | 06/22/2023
Rheem Sales Company, Inc. | Weatherking | W96VA0402317MSA | Federally-Regulated Consumer Product | Non-Weatherized, Condensing Ga | 1248 | 250 |  | 05/26/2023 | 29623 | 7502135 | 06/22/2023
Rheem Sales Company, Inc. | Weatherking | W802TA125524MXA | Federally-Regulated Consumer Product | Non-Weatherized, Non-Condensin | 1899 | 266 |  | 05/26/2023 | 87546 | 204099279 | 06/22/2023
Rheem Sales Company, Inc. | Weatherking | W96VA0602317MSA | Federally-Regulated Consumer Product | Non-Weatherized, Condensing Ga | 1372 | 255 |  | 05/26/2023 | 37932 | 6715488 | 06/22/2023
Rheem Sales Company, Inc. | Weatherking | W95TC0701521MSA | Federally-Regulated Consumer Product | Non-Weatherized, Condensing Ga | 1983 | 279 |  | 05/26/2023 | 70360 | 203261702 | 06/22/2023
Rheem Sales Company, Inc. | Weatherking | W96VA0852521MSB | Federally-Regulated Consumer Product | Non-Weatherized, Condensing Ga | 1947 | 281 |  | 05/26/2023 | 58053 | 7086391 | 06/22/2023
Rheem Sales Company, Inc. | Weatherking | W802TA150524MXA | Federally-Regulated Consumer Product | Non-Weatherized, Non-Condensin | 2092 | 274 |  | 05/26/2023 | 104565 | 204099283 | 06/22/2023
Rheem Sales Company, Inc. | Weatherking | W96TA0702317MSA | Federally-Regulated Consumer Product | Non-Weatherized, Condensing Ga | 1321 | 253 |  | 05/25/2023 | 49242 | 9950851 | 06/22/2023
Rheem Sales Company, Inc. | Weatherking | W95TC1001521MSA | Federally-Regulated Consumer Product | Non-Weatherized, Condensing Ga | 2066 | 286 |  | 05/26/2023 | 98023 | 8934625 | 06/22/2023
Rheem Sales Company, Inc. | Weatherking | W802TA100521MSA | Federally-Regulated Consumer Product | Non-Weatherized, Non-Condensin | 1952 | 268 |  | 05/26/2023 | 70078 | 204007880 | 06/22/2023
Rheem Sales Company, Inc. | Weatherking | W95TC1151524MSA | Federally-Regulated Consumer Product | Non-Weatherized, Condensing Ga | 2041 | 285 |  | 05/26/2023 | 111488 | 8934629 | 06/22/2023
Lennox Industries Inc. | Airease | A80UH1E060A12X-* | Federally-Regulated Consumer Product | Non-Weatherized, Non-Condensin | 1277 | 238 |  | 01/17/2023 | 59863 | 202055422 | 06/22/2023
Lennox Industries Inc. | Airease | A93UH1E090C12A* | Federally-Regulated Consumer Product | Non-Weatherized, Condensing Ga | 1295 | 252 |  | 06/20/2023 | 88167 | 203926026 | 06/22/2023
Lennox Industries Inc. | Airease | A80UH2E090B16*-* | Federally-Regulated Consumer Product | Non-Weatherized, Non-Condensin | 1663 | 255 | 255 | 07/31/2021 | 57278 | 207188138 | 06/22/2023
Lennox Industries Inc. | Airease | A80US2V090C20-* | Federally-Regulated Consumer Product | Non-Weatherized, Non-Condensin | 2291 | 283 |  | 11/11/2020 | 57219 | 201693147 | 06/22/2023
Lennox Industries Inc. | Airease | A80UH2E110C16*-* | Federally-Regulated Consumer Product | Non-Weatherized, Non-Condensin | 1658 | 255 | 255 | 07/31/2021 | 72173 | 207188154 | 06/22/2023
Lennox Industries Inc. | Airease | A80UH2E045A12*-* | Federally-Regulated Consumer Product | Non-Weatherized, Non-Condensin | 1377 | 243 | 243 | 07/31/2021 | 29164 | 207188120 | 06/22/2023
Lennox Industries Inc. | Airease | A80DS2V110C20-* | Federally-Regulated Consumer Product | Non-Weatherized, Non-Condensin | 2001 | 270 |  | 11/11/2020 | 72397 | 201693135 | 06/22/2023
Lennox Industries Inc. | Airease | A80UH2E070A12*-* | Federally-Regulated Consumer Product | Non-Weatherized, Non-Condensin | 1397 | 243 | 243 | 07/31/2021 | 43054 | 207188125 | 06/22/2023
Lennox Industries Inc. | Airease | A80DF1E110C20** | Federally-Regulated Consumer Product | Non-Weatherized, Non-Condensin | 2147 | 276 |  | 12/01/2021 | 111057 | 202181836 | 06/22/2023
Lennox Industries Inc. | Airease | A96DF1E090C16-** | Federally-Regulated Consumer Product | Non-Weatherized, Condensing Ga | 1542 | 263 |  | 07/21/2022 | 88229 | 209191286 | 06/22/2023
Lennox Industries Inc. | Airease | A93DF1E090C16A* | Federally-Regulated Consumer Product | Non-Weatherized, Condensing Ga | 1659 | 268 |  | 06/20/2023 | 87251 | 203926032 | 06/22/2023
Lennox Industries Inc. | Airease | A96UH1E090C16-** | Federally-Regulated Consumer Product | Non-Weatherized, Condensing Ga | 1566 | 264 |  | 07/21/2022 | 87748 | 209191298 | 06/22/2023
Lennox Industries Inc. | Airease | A80UH1E090B16** | Federally-Regulated Consumer Product | Non-Weatherized, Non-Condensin | 1628 | 254 |  | 12/01/2021 | 87272 | 202181502 | 06/22/2023
Lennox Industries Inc. | Airease | A97US2V040B12X-*-* | Federally-Regulated Consumer Product | Non-Weatherized, Condensing Ga | 1397 | 256 |  | 06/20/2023 | 25747 | 201870439 | 06/22/2023
Lennox Industries Inc. | Airease | A96UH1E135D20-** | Federally-Regulated Consumer Product | Non-Weatherized, Condensing Ga | 2388 | 300 |  | 07/21/2022 | 132320 | 209191303 | 06/22/2023
Lennox Industries Inc. | Airease | A96UH1E110C20-** | Federally-Regulated Consumer Product | Non-Weatherized, Condensing Ga | 2018 | 284 |  | 07/21/2022 | 110619 | 209191300 | 06/22/2023
Lennox Industries Inc. | Airease | A96DF1E045B12-** | Federally-Regulated Consumer Product | Non-Weatherized, Condensing Ga | 1250 | 250 |  | 07/21/2022 | 44206 | 209191282 | 06/22/2023
Lennox Industries Inc. | Airease | A80US2V070A12L-* | Federally-Regulated Consumer Product | Non-Weatherized, Non-Condensin | 1394 | 243 |  | 11/11/2020 | 42853 | 201693141 | 06/22/2023
Lennox Industries Inc. | Airease | A96DF1E110C20-** | Federally-Regulated Consumer Product | Non-Weatherized, Condensing Ga | 2033 | 284 |  | 07/21/2022 | 111365 | 209191288 | 06/22/2023
Lennox Industries Inc. | Airease | A80UH1E070B12** | Federally-Regulated Consumer Product | Non-Weatherized, Non-Condensin | 1361 | 242 |  | 12/01/2021 | 65645 | 202181498 | 06/22/2023
Lennox Industries Inc. | Airease | A80DF1E090B16** | Federally-Regulated Consumer Product | Non-Weatherized, Non-Condensin | 1639 | 254 |  | 12/01/2021 | 87767 | 202181819 | 06/22/2023
Lennox Industries Inc. | Airease | A96DF1E070B16-** | Federally-Regulated Consumer Product | Non-Weatherized, Condensing Ga | 1473 | 260 |  | 07/21/2022 | 66322 | 209191284 | 06/22/2023
Lennox Industries Inc. | Airease | A80DS2V090B16-* | Federally-Regulated Consumer Product | Non-Weatherized, Non-Condensin | 1740 | 259 |  | 11/11/2020 | 56622 | 201693133 | 06/22/2023
Lennox Industries Inc. | Airease | A80US2V135D20-* | Federally-Regulated Consumer Product | Non-Weatherized, Non-Condensin | 2445 | 290 |  | 11/11/2020 | 86870 | 201693155 | 06/22/2023
Lennox Industries Inc. | Airease | A96DS2V110C20S-* | Federally-Regulated Consumer Product | Non-Weatherized, Condensing Ga | 2263 | 295 |  | 06/20/2023 | 71480 | 201695958 | 06/22/2023
Lennox Industries Inc. | Airease | A96UH1E070B12-** | Federally-Regulated Consumer Product | Non-Weatherized, Condensing Ga | 1298 | 252 |  | 07/21/2022 | 65683 | 209191296 | 06/22/2023
Lennox Industries Inc. | Airease | A96UH1E045B12-** | Federally-Regulated Consumer Product | Non-Weatherized, Condensing Ga | 1284 | 251 |  | 07/21/2022 | 44162 | 209191294 | 06/22/2023
Lennox Industries Inc. | Airease | A80UH1E070A12-* | Federally-Regulated Consumer Product | Non-Weatherized, Non-Condensin | 1317 | 240 |  | 11/11/2020 | 65588 | 204454634 | 06/22/2023
Rheem Sales Company, Inc. | Weatherking | W96TA0852521MSA | Federally-Regulated Consumer Product | Non-Weatherized, Condensing Ga | 2115 | 288 |  | 06/22/2023 | 58240 | 9950855 | 06/22/2023
Rheem Sales Company, Inc. | Weatherking | W802TA075317MSA | Federally-Regulated Consumer Product | Non-Weatherized, Non-Condensin | 1539 | 250 |  | 06/22/2023 | 52505 | 204007871 | 06/22/2023
Rheem Sales Company, Inc. | Weatherking | W95TC0601317MSA | Federally-Regulated Consumer Product | Non-Weatherized, Condensing Ga | 1156 | 246 |  | 06/22/2023 | 55624 | 8934613 | 06/22/2023
Rheem Sales Company, Inc. | Weatherking | W96TA0602317MSA | Federally-Regulated Consumer Product | Non-Weatherized, Condensing Ga | 1342 | 254 |  | 06/22/2023 | 39319 | 9950847 | 06/22/2023
Rheem Sales Company, Inc. | Weatherking | W801CA100521MSA | Federally-Regulated Consumer Product | Non-Weatherized, Non-Condensin | 1812 | 262 |  | 06/22/2023 | 99863 | 203327153 | 06/22/2023
Rheem Sales Company, Inc. | Weatherking | W95TC0851521MSA | Federally-Regulated Consumer Product | Non-Weatherized, Condensing Ga | 1929 | 280 |  | 05/26/2023 | 84515 | 8934621 | 06/22/2023
Rheem Sales Company, Inc. | Weatherking | W96VA0702521MSA | Federally-Regulated Consumer Product | Non-Weatherized, Condensing Ga | 1923 | 280 |  | 05/26/2023 | 49235 | 206342107 | 06/22/2023
Rheem Sales Company, Inc. | Weatherking | W95TC0401317MSA | Federally-Regulated Consumer Product | Non-Weatherized, Condensing Ga | 1107 | 244 |  | 05/26/2023 | 41877 | 8934609 | 06/22/2023
Rheem Sales Company, Inc. | Weatherking | W802TA075317MXA | Federally-Regulated Consumer Product | Non-Weatherized, Non-Condensin | 1539 | 250 |  | 05/26/2023 | 52505 | 204099265 | 06/22/2023
Rheem Sales Company, Inc. | Weatherking | W96TA0402317MSA | Federally-Regulated Consumer Product | Non-Weatherized, Condensing Ga | 1252 | 250 |  | 06/22/2023 | 29298 | 9950843 | 06/22/2023
Rheem Sales Company, Inc. | Weatherking | W96VA1002521MSA | Federally-Regulated Consumer Product | Non-Weatherized, Condensing Ga | 1858 | 277 |  | 05/26/2023 | 68679 | 6715491 | 06/22/2023
Rheem Sales Company, Inc. | Weatherking | W802TA150524MSA | Federally-Regulated Consumer Product | Non-Weatherized, Non-Condensin | 2092 | 274 |  | 05/26/2023 | 104565 | 204007886 | 06/22/2023
Rheem Sales Company, Inc. | Weatherking | W96VA0702317MSA | Federally-Regulated Consumer Product | Non-Weatherized, Condensing Ga | 1290 | 252 |  | 05/26/2023 | 48940 | 6715489 | 06/22/2023
Rheem Sales Company, Inc. | Weatherking | W95TC0701317MSA | Federally-Regulated Consumer Product | Non-Weatherized, Condensing Ga | 1362 | 255 |  | 05/26/2023 | 69960 | 8934617 | 06/22/2023
Rheem Sales Company, Inc. | Weatherking | W802TA125524MSA | Federally-Regulated Consumer Product | Non-Weatherized, Non-Condensin | 1899 | 266 |  | 05/26/2023 | 87546 | 204007883 | 06/22/2023
Rheem Sales Company, Inc. | Weatherking | W96TA1152524MSA | Federally-Regulated Consumer Product | Non-Weatherized, Condensing Ga | 1935 | 280 |  | 06/22/2023 | 78711 | 9950863 | 06/22/2023
Rheem Sales Company, Inc. | Weatherking | W801CA100521MXA | Federally-Regulated Consumer Product | Non-Weatherized, Non-Condensin | 1812 | 262 |  | 06/22/2023 | 99863 | 203327156 | 06/22/2023
Rheem Sales Company, Inc. | Weatherking | W802TA100521MXA | Federally-Regulated Consumer Product | Non-Weatherized, Non-Condensin | 1952 | 268 |  | 06/22/2023 | 70078 | 204099276 | 06/22/2023
Rheem Sales Company, Inc. | Weatherking | W96TA1002521MSA | Federally-Regulated Consumer Product | Non-Weatherized, Condensing Ga | 1930 | 280 |  | 06/22/2023 | 69202 | 9950859 | 06/22/2023
Rheem Sales Company, Inc. | Weatherking | W96VA0402317MSA | Federally-Regulated Consumer Product | Non-Weatherized, Condensing Ga | 1248 | 250 |  | 06/22/2023 | 29623 | 7502135 | 06/22/2023
Rheem Sales Company, Inc. | Weatherking | W802TA125524MXA | Federally-Regulated Consumer Product | Non-Weatherized, Non-Condensin | 1899 | 266 |  | 05/26/2023 | 87546 | 204099279 | 06/22/2023
Rheem Sales Company, Inc. | Weatherking | W96VA0602317MSA | Federally-Regulated Consumer Product | Non-Weatherized, Condensing Ga | 1372 | 255 |  | 05/26/2023 | 37932 | 6715488 | 06/22/2023
Rheem Sales Company, Inc. | Weatherking | W95TC0701521MSA | Federally-Regulated Consumer Product | Non-Weatherized, Condensing Ga | 1983 | 279 |  | 05/26/2023 | 70360 | 203261702 | 06/22/2023
Rheem Sales Company, Inc. | Weatherking | W96VA0852521MSB | Federally-Regulated Consumer Product | Non-Weatherized, Condensing Ga | 1947 | 281 |  | 05/26/2023 | 58053 | 7086391 | 06/22/2023
Rheem Sales Company, Inc. | Weatherking | W802TA150524MXA | Federally-Regulated Consumer Product | Non-Weatherized, Non-Condensin | 2092 | 274 |  | 06/22/2023 | 104565 | 204099283 | 06/22/2023
Rheem Sales Company, Inc. | Weatherking | W96TA0702317MSA | Federally-Regulated Consumer Product | Non-Weatherized, Condensing Ga | 1321 | 253 |  | 06/22/2023 | 49242 | 9950851 | 06/22/2023
Rheem Sales Company, Inc. | Weatherking | W95TC1001521MSA | Federally-Regulated Consumer Product | Non-Weatherized, Condensing Ga | 2066 | 286 |  | 05/26/2023 | 98023 | 8934625 | 06/22/2023
Rheem Sales Company, Inc. | Weatherking | W802TA100521MSA | Federally-Regulated Consumer Product | Non-Weatherized, Non-Condensin | 1952 | 268 |  | 05/26/2023 | 70078 | 204007880 | 06/22/2023
Rheem Sales Company, Inc. | Weatherking | W95TC1151524MSA | Federally-Regulated Consumer Product | Non-Weatherized, Condensing Ga | 2041 | 285 |  | 05/26/2023 | 111488 | 8934629 | 06/22/2023
Lennox Industries Inc. | Airease | A80UH1E060A12X-* | Federally-Regulated Consumer Product | Non-Weatherized, Non-Condensin | 1277 | 238 |  | 06/22/2023 | 59863 | 202055422 | 06/22/2023
Lennox Industries Inc. | Airease | A93UH1E090C12A* | Federally-Regulated Consumer Product | Non-Weatherized, Condensing Ga | 1295 | 252 |  | 06/22/2023 | 88167 | 203926026 | 06/22/2023
Lennox Industries Inc. | Airease | A80UH2E090B16*-* | Federally-Regulated Consumer Product | Non-Weatherized, Non-Condensin | 1663 | 255 |  | 06/22/2023 | 57278 | 207188138 | 06/22/2023
Lennox Industries Inc. | Airease | A80US2V090C20-* | Federally-Regulated Consumer Product | Non-Weatherized, Non-Condensin | 2291 | 283 |  | 06/22/2023 | 57219 | 201693147 | 06/22/2023
Lennox Industries Inc. | Airease | A80UH2E110C16*-* | Federally-Regulated Consumer Product | Non-Weatherized, Non-Condensin | 1658 | 255 |  | 06/22/2023 | 72173 | 207188154 | 06/22/2023
Lennox Industries Inc. | Airease | A80UH2E045A12*-* | Federally-Regulated Consumer Product | Non-Weatherized, Non-Condensin | 1377 | 243 |  | 06/22/2023 | 29164 | 207188120 | 06/22/2023
Lennox Industries Inc. | Airease | A80DS2V110C20-* | Federally-Regulated Consumer Product | Non-Weatherized, Non-Condensin | 2001 | 270 |  | 06/22/2023 | 72397 | 201693135 | 06/22/2023
Lennox Industries Inc. | Airease | A80UH2E070A12*-* | Federally-Regulated Consumer Product | Non-Weatherized, Non-Condensin | 1397 | 243 |  | 06/22/2023 | 43054 | 207188125 | 06/22/2023
Lennox Industries Inc. | Airease | A80DF1E110C20** | Federally-Regulated Consumer Product | Non-Weatherized, Non-Condensin | 2147 | 276 |  | 06/22/2023 | 111057 | 202181836 | 06/22/2023
Lennox Industries Inc. | Airease | A96DF1E090C16-** | Federally-Regulated Consumer Product | Non-Weatherized, Condensing Ga | 1542 | 263 |  | 06/22/2023 | 88229 | 209191286 | 06/22/2023
Lennox Industries Inc. | Airease | A93DF1E090C16A* | Federally-Regulated Consumer Product | Non-Weatherized, Condensing Ga | 1659 | 268 |  | 06/22/2023 | 87251 | 203926032 | 06/22/2023
Lennox Industries Inc. | Airease | A96UH1E090C16-** | Federally-Regulated Consumer Product | Non-Weatherized, Condensing Ga | 1566 | 264 |  | 06/22/2023 | 87748 | 209191298 | 06/22/2023
Lennox Industries Inc. | Airease | A80UH1E090B16** | Federally-Regulated Consumer Product | Non-Weatherized, Non-Condensin | 1628 | 254 |  | 06/22/2023 | 87272 | 202181502 | 06/22/2023
Lennox Industries Inc. | Airease | A97US2V040B12X-*-* | Federally-Regulated Consumer Product | Non-Weatherized, Condensing Ga | 1397 | 256 |  | 06/22/2023 | 25747 | 201870439 | 06/22/2023
Lennox Industries Inc. | Airease | A96UH1E135D20-** | Federally-Regulated Consumer Product | Non-Weatherized, Condensing Ga | 2388 | 300 |  | 06/22/2023 | 132320 | 209191303 | 06/22/2023
Lennox Industries Inc. | Airease | A96UH1E110C20-** | Federally-Regulated Consumer Product | Non-Weatherized, Condensing Ga | 2018 | 284 |  | 06/22/2023 | 110619 | 209191300 | 06/22/2023
Lennox Industries Inc. | Airease | A96DF1E045B12-** | Federally-Regulated Consumer Product | Non-Weatherized, Condensing Ga | 1250 | 250 |  | 06/22/2023 | 44206 | 209191282 | 06/22/2023
Lennox Industries Inc. | Airease | A80US2V070A12L-* | Federally-Regulated Consumer Product | Non-Weatherized, Non-Condensin | 1394 | 243 |  | 06/22/2023 | 42853 | 201693141 | 06/22/2023
Lennox Industries Inc. | Airease | A96DF1E110C20-** | Federally-Regulated Consumer Product | Non-Weatherized, Condensing Ga | 2033 | 284 |  | 06/22/2023 | 111365 | 209191288 | 06/22/2023
Lennox Industries Inc. | Airease | A80UH1E070B12** | Federally-Regulated Consumer Product | Non-Weatherized, Non-Condensin | 1361 | 242 |  | 06/22/2023 | 65645 | 202181498 | 06/22/2023
Lennox Industries Inc. | Airease | A80DF1E090B16** | Federally-Regulated Consumer Product | Non-Weatherized, Non-Condensin | 1639 | 254 |  | 06/22/2023 | 87767 | 202181819 | 06/22/2023
Lennox Industries Inc. | Airease | A96DF1E070B16-** | Federally-Regulated Consumer Product | Non-Weatherized, Condensing Ga | 1473 | 260 |  | 06/22/2023 | 66322 | 209191284 | 06/22/2023
Lennox Industries Inc. | Airease | A80DS2V090B16-* | Federally-Regulated Consumer Product | Non-Weatherized, Non-Condensin | 1740 | 259 |  | 06/22/2023 | 56622 | 201693133 | 06/22/2023
Lennox Industries Inc. | Airease | A80US2V135D20-* | Federally-Regulated Consumer Product | Non-Weatherized, Non-Condensin | 2445 | 290 |  | 06/22/2023 | 86870 | 201693155 | 06/22/2023
Lennox Industries Inc. | Airease | A96DS2V110C20S-* | Federally-Regulated Consumer Product | Non-Weatherized, Condensing Ga | 2263 | 295 |  | 06/22/2023 | 71480 | 201695958 | 06/22/2023
Lennox Industries Inc. | Airease | A96UH1E070B12-** | Federally-Regulated Consumer Product | Non-Weatherized, Condensing Ga | 1298 | 252 |  | 06/22/2023 | 65683 | 209191296 | 06/22/2023
Lennox Industries Inc. | Airease | A96UH1E045B12-** | Federally-Regulated Consumer Product | Non-Weatherized, Condensing Ga | 1284 | 251 |  | 06/22/2023 | 44162 | 209191294 | 06/22/2023
Lennox Industries Inc. | Airease | A80UH1E070A12-* | Federally-Regulated Consumer Product | Non-Weatherized, Non-Condensin | 1317 | 240 |  | 06/22/2023 | 65588 | 204454634 | 06/22/2023
Allied Air | Century | GUH96T090C3M-* | Federally-Regulated Consumer Product | Non-Weatherized, Condensing Ga | 1395 | 256 |  | 06/20/2023 | 57347 | 204388839 | 06/22/2023
Allied Air | Century | GUH97M135C5M | Federally-Regulated Consumer Product | Non-Weatherized, Condensing Ga | 2125 | 289 |  | 06/20/2023 | 52961 | 202443444 | 06/22/2023
Allied Air | Century | GUH97M090C3M | Federally-Regulated Consumer Product | Non-Weatherized, Condensing Ga | 1469 | 260 |  | 06/20/2023 | 35645 | 202443436 | 06/22/2023
Allied Air | Century | GUH92C110C4M | Federally-Regulated Consumer Product | Non-Weatherized, Condensing Ga | 1574 | 264 |  | 06/20/2023 | 109805 | 204713851 | 06/22/2023
Allied Air | Century | GUH96T110C5M-* | Federally-Regulated Consumer Product | Non-Weatherized, Condensing Ga | 2083 | 287 |  | 06/20/2023 | 71341 | 204388841 | 06/22/2023
Allied Air | Century | GUH97M110C5M | Federally-Regulated Consumer Product | Non-Weatherized, Condensing Ga | 2042 | 285 |  | 06/20/2023 | 43915 | 202443442 | 06/22/2023
Allied Air | Century | GUH97M090C5M | Federally-Regulated Consumer Product | Non-Weatherized, Condensing Ga | 2103 | 288 |  | 06/20/2023 | 35270 | 202443440 | 06/22/2023
Allied Air | Century | GDD80C090B4M | Federally-Regulated Consumer Product | Non-Weatherized, Non-Condensin | 1639 | 254 | 254 | 05/25/2023 | 87767 | 204717619 | 06/22/2023
Allied Air | Century | GUH80C090C5M | Federally-Regulated Consumer Product | Non-Weatherized, Non-Condensin | 2081 | 274 | 274 | 05/25/2023 | 87931 | 204717609 | 06/22/2023
Allied Air | Century | GUH97M090C4M | Federally-Regulated Consumer Product | Non-Weatherized, Condensing Ga | 1892 | 278 |  | 06/20/2023 | 35773 | 202443438 | 06/22/2023
Allied Air | Century | GUH92C090C4M | Federally-Regulated Consumer Product | Non-Weatherized, Condensing Ga | 1652 | 268 |  | 06/20/2023 | 87424 | 204713849 | 06/22/2023
Allied Air | Century | GUH96T090C5M-* | Federally-Regulated Consumer Product | Non-Weatherized, Condensing Ga | 2215 | 292 |  | 06/20/2023 | 56766 | 204388837 | 06/22/2023
Allied Air | Century | GDD80C110C5M | Federally-Regulated Consumer Product | Non-Weatherized, Non-Condensin | 2147 | 276 | 276 | 05/25/2023 | 111057 | 204717621 | 06/22/2023
Allied Air | Century | GUH80C090B4M | Federally-Regulated Consumer Product | Non-Weatherized, Non-Condensin | 1628 | 254 | 254 | 05/25/2023 | 87272 | 204717607 | 06/22/2023
Allied Air | Century | GDD92C090C4M | Federally-Regulated Consumer Product | Non-Weatherized, Condensing Ga | 1659 | 268 |  | 06/20/2023 | 87251 | 204713859 | 06/22/2023
Allied Air | Century | GUH80C070B3M | Federally-Regulated Consumer Product | Non-Weatherized, Non-Condensin | 1361 | 242 | 242 | 05/25/2023 | 65645 | 204717605 | 06/22/2023
Allied Air | Century | GUH96T045B3M-* | Federally-Regulated Consumer Product | Non-Weatherized, Condensing Ga | 1310 | 253 |  | 06/20/2023 | 28806 | 204388832 | 06/22/2023
Allied Air | Century | GDD80C070B3M | Federally-Regulated Consumer Product | Non-Weatherized, Non-Condensin | 1369 | 242 | 242 | 05/25/2023 | 66107 | 204717617 | 06/22/2023
Allied Air | Century | GUH92C110C5M | Federally-Regulated Consumer Product | Non-Weatherized, Condensing Ga | 1966 | 282 |  | 06/20/2023 | 110142 | 204713853 | 06/22/2023
Allied Air | Century | GUH96T070B3M-* | Federally-Regulated Consumer Product | Non-Weatherized, Condensing Ga | 1413 | 257 |  | 06/20/2023 | 43058 | 204388834 | 06/22/2023
Allied Air | Century | GUH96T135D5M-* | Federally-Regulated Consumer Product | Non-Weatherized, Condensing Ga | 2135 | 289 |  | 06/20/2023 | 86786 | 204388843 | 06/22/2023
Allied Air | Century | GUH97M070B3M | Federally-Regulated Consumer Product | Non-Weatherized, Condensing Ga | 1528 | 262 |  | 06/20/2023 | 26717 | 202443434 | 06/22/2023
Allied Air | Concord | 92G1UH090CE12-* | Federally-Regulated Consumer Product | Non-Weatherized, Condensing Ga | 1295 | 252 | 252 | 05/25/2023 | 88167 | 204183655 | 06/22/2023
Allied Air | Concord | 96G2UH070BV12-* | Federally-Regulated Consumer Product | Non-Weatherized, Condensing Ga | 1413 | 257 | 257 | 05/25/2023 | 43058 | 204388725 | 06/22/2023
Allied Air | Concord | 96G2UH110CV20-* | Federally-Regulated Consumer Product | Non-Weatherized, Condensing Ga | 2083 | 287 | 287 | 05/25/2023 | 71341 | 204388732 | 06/22/2023
Allied Air | Concord | 96G2DF070BV16-* | Federally-Regulated Consumer Product | Non-Weatherized, Condensing Ga | 1882 | 278 | 278 | 05/25/2023 | 43013 | 204388738 | 06/22/2023
Allied Air | Concord | 92G1DF090CE16-* | Federally-Regulated Consumer Product | Non-Weatherized, Condensing Ga | 1659 | 268 | 268 | 05/25/2023 | 87251 | 204183667 | 06/22/2023
Allied Air | Concord | 92G1UH110CE16-* | Federally-Regulated Consumer Product | Non-Weatherized, Condensing Ga | 1574 | 264 | 264 | 05/25/2023 | 109805 | 204183659 | 06/22/2023
Allied Air | Concord | 96G2DF090CV20-* | Federally-Regulated Consumer Product | Non-Weatherized, Condensing Ga | 2123 | 288 | 288 | 05/25/2023 | 56779 | 204388740 | 06/22/2023
Allied Air | Concord | 96G2DF110CV20-* | Federally-Regulated Consumer Product | Non-Weatherized, Condensing Ga | 2134 | 289 | 289 | 05/25/2023 | 71922 | 204388742 | 06/22/2023
Allied Air | Concord | 92G1UH090CE16-* | Federally-Regulated Consumer Product | Non-Weatherized, Condensing Ga | 1652 | 268 | 268 | 05/25/2023 | 87424 | 204183657 | 06/22/2023
Allied Air | Concord | 96G2UH090CV20-* | Federally-Regulated Consumer Product | Non-Weatherized, Condensing Ga | 2215 | 292 | 292 | 05/25/2023 | 56766 | 204388730 | 06/22/2023
Allied Air | Concord | 96G2UH045BV12-* | Federally-Regulated Consumer Product | Non-Weatherized, Condensing Ga | 1310 | 253 | 253 | 05/25/2023 | 28806 | 204388723 | 06/22/2023
Allied Air | Concord | 92G1UH110CE20-* | Federally-Regulated Consumer Product | Non-Weatherized, Condensing Ga | 1966 | 282 | 282 | 05/25/2023 | 110142 | 204183661 | 06/22/2023
Allied Air | Concord | 96G2UH135DV20-* | Federally-Regulated Consumer Product | Non-Weatherized, Condensing Ga | 2135 | 289 | 289 | 05/25/2023 | 86786 | 204388735 | 06/22/2023
Allied Air | Concord | 96G2UH090CV12-* | Federally-Regulated Consumer Product | Non-Weatherized, Condensing Ga | 1395 | 256 | 256 | 05/25/2023 | 57347 | 204388728 | 06/22/2023
Lennox Industries Inc. | MRCOOL | MGD96SE070B4XA-* | Federally-Regulated Consumer Product | Non-Weatherized, Condensing Ga | 1473 | 260 |  | 05/25/2023 | 66322 | 209832546 | 06/22/2023
Lennox Industries Inc. | MRCOOL | MGM80SE090B4A-* | Federally-Regulated Consumer Product | Non-Weatherized, Non-Condensin | 1628 | 254 |  | 05/25/2023 | 87272 | 209550644 | 06/22/2023
Lennox Industries Inc. | MRCOOL | MGD96SE110C5XA-* | Federally-Regulated Consumer Product | Non-Weatherized, Condensing Ga | 2033 | 284 |  | 05/25/2023 | 111365 | 209832548 | 06/22/2023
Lennox Industries Inc. | MRCOOL | MGM96SE045B3XA-* | Federally-Regulated Consumer Product | Non-Weatherized, Condensing Ga | 1284 | 251 |  | 05/25/2023 | 44162 | 209832540 | 06/22/2023
Lennox Industries Inc. | MRCOOL | MGM96SE110C5XA-* | Federally-Regulated Consumer Product | Non-Weatherized, Condensing Ga | 2018 | 284 |  | 05/25/2023 | 110619 | 209832543 | 06/22/2023
Lennox Industries Inc. | MRCOOL | MGM96SE090C4XA-* | Federally-Regulated Consumer Product | Non-Weatherized, Condensing Ga | 1566 | 264 |  | 05/25/2023 | 87748 | 209832542 | 06/22/2023
Lennox Industries Inc. | MRCOOL | MGD80SE110C5A-* | Federally-Regulated Consumer Product | Non-Weatherized, Non-Condensin | 2147 | 276 |  | 05/25/2023 | 111057 | 209550652 | 06/22/2023
Lennox Industries Inc. | MRCOOL | MGD96SE090C4XA-* | Federally-Regulated Consumer Product | Non-Weatherized, Condensing Ga | 1542 | 263 |  | 05/25/2023 | 88229 | 209832547 | 06/22/2023
Lennox Industries Inc. | MRCOOL | MGM96SE135D5XA-* | Federally-Regulated Consumer Product | Non-Weatherized, Condensing Ga | 2388 | 300 |  | 05/25/2023 | 132320 | 209832544 | 06/22/2023
Lennox Industries Inc. | MRCOOL | MGD80SE090B4A-* | Federally-Regulated Consumer Product | Non-Weatherized, Non-Condensin | 1639 | 254 |  | 05/25/2023 | 87767 | 209550651 | 06/22/2023
Lennox Industries Inc. | MRCOOL | MGM80SE070B3A-* | Federally-Regulated Consumer Product | Non-Weatherized, Non-Condensin | 1361 | 242 |  | 05/25/2023 | 65645 | 209550643 | 06/22/2023
Lennox Industries Inc. | MRCOOL | MGM80SE070A3A-* | Federally-Regulated Consumer Product | Non-Weatherized, Non-Condensin | 1317 | 240 |  | 05/25/2023 | 65588 | 209550648 | 06/22/2023
Lennox Industries Inc. | MRCOOL | MGD96SE045B3XA-* | Federally-Regulated Consumer Product | Non-Weatherized, Condensing Ga | 1250 | 250 |  | 05/25/2023 | 44206 | 209832545 | 06/22/2023
Lennox Industries Inc. | MRCOOL | MGM96SE070B3XA-* | Federally-Regulated Consumer Product | Non-Weatherized, Condensing Ga | 1298 | 252 |  | 05/25/2023 | 65683 | 209832541 | 06/22/2023
Lennox Industries Inc. | ALLIED | 80G2UH070AE12L-* | Federally-Regulated Consumer Product | Non-Weatherized, Non-Condensin | 1397 | 243 |  | 07/31/2021 | 43054 | 207188132 | 06/22/2023
Lennox Industries Inc. | ALLIED | 80G2UH045AE12-* | Federally-Regulated Consumer Product | Non-Weatherized, Non-Condensin | 1377 | 243 |  | 07/31/2021 | 29164 | 207188124 | 06/22/2023
Lennox Industries Inc. | ALLIED | 80G2UH090BE16L-* | Federally-Regulated Consumer Product | Non-Weatherized, Non-Condensin | 1663 | 255 |  | 07/31/2021 | 57278 | 207188145 | 06/22/2023
Lennox Industries Inc. | ALLIED | 80G2UH110CE16-* | Federally-Regulated Consumer Product | Non-Weatherized, Non-Condensin | 1658 | 255 |  | 07/31/2021 | 72173 | 207188158 | 06/22/2023
Lennox Industries Inc. | ALLIED | 95G1UH060BE12X-* | Federally-Regulated Consumer Product | Non-Weatherized, Condensing Ga | 1313 | 253 |  | 06/20/2023 | 60222 | 204032301 | 06/22/2023
Lennox Industries Inc. | ALLIED | 80G2UH070AE12-* | Federally-Regulated Consumer Product | Non-Weatherized, Non-Condensin | 1397 | 243 |  | 07/31/2021 | 43054 | 207188129 | 06/22/2023
Lennox Industries Inc. | ALLIED | A97US2V040B12X-*-* | Federally-Regulated Consumer Product | Non-Weatherized, Condensing Ga | 1397 | 256 |  | 06/20/2023 | 25747 | 204032296 | 06/22/2023
Lennox Industries Inc. | ALLIED | 80G1UH060AE12X-* | Federally-Regulated Consumer Product | Non-Weatherized, Non-Condensin | 1277 | 238 |  | 01/17/2023 | 59863 | 204032312 | 06/22/2023
Lennox Industries Inc. | ALLIED | A80UH1E060A12X-* | Federally-Regulated Consumer Product | Non-Weatherized, Non-Condensin | 1277 | 238 |  | 01/17/2023 | 59863 | 204032309 | 06/22/2023
Lennox Industries Inc. | ALLIED | 80G2UH090BE16-* | Federally-Regulated Consumer Product | Non-Weatherized, Non-Condensin | 1663 | 255 |  | 07/31/2021 | 57278 | 207188142 | 06/22/2023
Lennox Industries Inc. | AC PRO | 80G1UH060AE12X-* | Federally-Regulated Consumer Product | Non-Weatherized, Non-Condensin | 1277 | 238 |  | 05/25/2023 | 59863 | 204032293 | 06/22/2023
Lennox Industries Inc. | AC PRO | 95G1UH060BE12X-* | Federally-Regulated Consumer Product | Non-Weatherized, Condensing Ga | 1313 | 253 |  | 06/20/2023 | 60222 | 204032281 | 06/22/2023
Lennox Industries Inc. | AC PRO | A80UH1E060A12X-* | Federally-Regulated Consumer Product | Non-Weatherized, Non-Condensin | 1277 | 238 |  | 05/25/2023 | 59863 | 204032289 | 06/22/2023
Lennox Industries Inc. | AC PRO | A97US2V040B12X-*-* | Federally-Regulated Consumer Product | Non-Weatherized, Condensing Ga | 1397 | 256 |  | 06/20/2023 | 25747 | 204032276 | 06/22/2023
Lennox Industries Inc. | Concord | 96G1DF110CE20-* | Federally-Regulated Consumer Product | Non-Weatherized, Condensing Ga | 2033 | 284 |  | 05/25/2023 | 111365 | 209191312 | 06/22/2023
Lennox Industries Inc. | Concord | 80G2UH090BE16L-* | Federally-Regulated Consumer Product | Non-Weatherized, Non-Condensin | 1663 | 255 |  | 05/25/2023 | 57278 | 207188143 | 06/22/2023
Lennox Industries Inc. | Concord | 95G1UH060BE12X-* | Federally-Regulated Consumer Product | Non-Weatherized, Condensing Ga | 1313 | 253 |  | 06/20/2023 | 60222 | 201981482 | 06/22/2023
Lennox Industries Inc. | Concord | 80G1UH070AE12L-* | Federally-Regulated Consumer Product | Non-Weatherized, Non-Condensin | 1317 | 240 |  | 05/25/2023 | 65588 | 205126466 | 06/22/2023
Lennox Industries Inc. | Concord | 80G2UH090BE16-* | Federally-Regulated Consumer Product | Non-Weatherized, Non-Condensin | 1663 | 255 |  | 05/25/2023 | 57278 | 207188140 | 06/22/2023
Lennox Industries Inc. | Concord | 80G1UH070BE12** | Federally-Regulated Consumer Product | Non-Weatherized, Non-Condensin | 1361 | 242 |  | 05/25/2023 | 65645 | 202181496 | 06/22/2023
Lennox Industries Inc. | Concord | 80G1UH060AE12X-* | Federally-Regulated Consumer Product | Non-Weatherized, Non-Condensin | 1277 | 238 |  | 05/25/2023 | 59863 | 202055545 | 06/22/2023
Lennox Industries Inc. | Concord | 80G1UH070BE12L-** | Federally-Regulated Consumer Product | Non-Weatherized, Non-Condensin | 1361 | 242 |  | 05/25/2023 | 65645 | 205126582 | 06/22/2023
Lennox Industries Inc. | Concord | 80G2UH070AV12-* | Federally-Regulated Consumer Product | Non-Weatherized, Non-Condensin | 1394 | 243 |  | 05/25/2023 | 42853 | 201692877 | 06/22/2023
Lennox Industries Inc. | Concord | 80G1DF090BE16** | Federally-Regulated Consumer Product | Non-Weatherized, Non-Condensin | 1639 | 254 |  | 05/25/2023 | 87767 | 202181813 | 06/22/2023
Lennox Industries Inc. | Concord | 80G1UH090BE16L-** | Federally-Regulated Consumer Product | Non-Weatherized, Non-Condensin | 1628 | 254 |  | 05/25/2023 | 87272 | 205126583 | 06/22/2023
Lennox Industries Inc. | Concord | 80G2UH045AE12-* | Federally-Regulated Consumer Product | Non-Weatherized, Non-Condensin | 1377 | 243 |  | 05/25/2023 | 29164 | 207188122 | 06/22/2023
Lennox Industries Inc. | Concord | 80G1UH090BE16** | Federally-Regulated Consumer Product | Non-Weatherized, Non-Condensin | 1628 | 254 |  | 05/25/2023 | 87272 | 202181500 | 06/22/2023
Lennox Industries Inc. | Concord | 80G2UH070AE12L-* | Federally-Regulated Consumer Product | Non-Weatherized, Non-Condensin | 1397 | 243 |  | 05/25/2023 | 43054 | 207188130 | 06/22/2023
Lennox Industries Inc. | Concord | 80G2UH110CE16-* | Federally-Regulated Consumer Product | Non-Weatherized, Non-Condensin | 1658 | 255 |  | 05/25/2023 | 72173 | 207188156 | 06/22/2023
Lennox Industries Inc. | Concord | 80G1DF110CE20** | Federally-Regulated Consumer Product | Non-Weatherized, Non-Condensin | 2147 | 276 |  | 05/25/2023 | 111057 | 202181828 | 06/22/2023
Lennox Industries Inc. | Concord | 80G2UH070AE12-* | Federally-Regulated Consumer Product | Non-Weatherized, Non-Condensin | 1397 | 243 |  | 05/25/2023 | 43054 | 207188127 | 06/22/2023
Lennox Industries Inc. | Concord | 80G1UH070AE12-* | Federally-Regulated Consumer Product | Non-Weatherized, Non-Condensin | 1317 | 240 |  | 05/25/2023 | 65588 | 204454633 | 06/22/2023
Lennox Industries Inc. | Concord | 96G1UH135DE20-* | Federally-Regulated Consumer Product | Non-Weatherized, Condensing Ga | 2388 | 300 |  | 05/25/2023 | 132320 | 209191314 | 06/22/2023
Lennox Industries Inc. | Lennox | ML180UH090E48B** | Federally-Regulated Consumer Product | Non-Weatherized, Non-Condensin | 1628 | 254 |  | 05/25/2023 | 87272 | 10581932 | 06/22/2023
Lennox Industries Inc. | Lennox | ML196UH090XE60C-* | Federally-Regulated Consumer Product | Non-Weatherized, Condensing Ga | 1888 | 278 |  | 05/25/2023 | 88383 | 205991398 | 06/22/2023
Lennox Industries Inc. | Lennox | ML196DF045XE36B-* | Federally-Regulated Consumer Product | Non-Weatherized, Condensing Ga | 1250 | 250 |  | 05/25/2023 | 44206 | 204454171 | 06/22/2023
Lennox Industries Inc. | Lennox | ML196UH090XE48C-* | Federally-Regulated Consumer Product | Non-Weatherized, Condensing Ga | 1566 | 264 |  | 05/25/2023 | 87748 | 204454169 | 06/22/2023
Lennox Industries Inc. | Lennox | SL297UH040NV36B-* | Federally-Regulated Consumer Product | Non-Weatherized, Condensing Ga | 1397 | 256 |  | 05/25/2023 | 25747 | 201834794 | 06/22/2023
Lennox Industries Inc. | Lennox | ML180UH070E36B** | Federally-Regulated Consumer Product | Non-Weatherized, Non-Condensin | 1361 | 242 |  | 05/25/2023 | 65645 | 10581930 | 06/22/2023
Lennox Industries Inc. | Lennox | ML180UH090XE48B** | Federally-Regulated Consumer Product | Non-Weatherized, Non-Condensin | 1628 | 254 |  | 05/25/2023 | 87272 | 10581934 | 06/22/2023
Lennox Industries Inc. | Lennox | ML193DF090XE48C-* | Federally-Regulated Consumer Product | Non-Weatherized, Condensing Ga | 1659 | 268 |  | 05/25/2023 | 87251 | 202568886 | 06/22/2023
Lennox Industries Inc. | Lennox | ML180DF110E60C** | Federally-Regulated Consumer Product | Non-Weatherized, Non-Condensin | 2147 | 276 |  | 05/25/2023 | 111057 | 10581927 | 06/22/2023
Lennox Industries Inc. | Lennox | EL195UH060NE36B-* | Federally-Regulated Consumer Product | Non-Weatherized, Condensing Ga | 1313 | 253 |  | 05/25/2023 | 60222 | 201834898 | 06/22/2023
Lennox Industries Inc. | Lennox | ML180UH030V36A** | Federally-Regulated Consumer Product | Non-Weatherized, Non-Condensin | 1319 | 240 |  | 05/25/2023 | 29985 | 204457110 | 06/22/2023
Lennox Industries Inc. | Lennox | SL280UH090V60C-* | Federally-Regulated Consumer Product | Non-Weatherized, Non-Condensin | 2291 | 283 |  | 05/25/2023 | 57219 | 3858307 | 06/22/2023
Lennox Industries Inc. | Lennox | ML180UH070XE36B** | Federally-Regulated Consumer Product | Non-Weatherized, Non-Condensin | 1361 | 242 |  | 05/25/2023 | 65645 | 10581931 | 06/22/2023
Lennox Industries Inc. | Lennox | EL280UH070XE36A-* | Federally-Regulated Consumer Product | Non-Weatherized, Non-Condensin | 1397 | 243 |  | 05/25/2023 | 43054 | 202866994 | 06/22/2023
Lennox Industries Inc. | Lennox | ML180UH070XE36A** | Federally-Regulated Consumer Product | Non-Weatherized, Non-Condensin | 1317 | 240 |  | 05/25/2023 | 65588 | 204454153 | 06/22/2023
Lennox Industries Inc. | Lennox | EL280UH045E36A-* | Federally-Regulated Consumer Product | Non-Weatherized, Non-Condensin | 1377 | 243 |  | 05/25/2023 | 29164 | 202866992 | 06/22/2023
Lennox Industries Inc. | Lennox | ML196DF070XE48B-* | Federally-Regulated Consumer Product | Non-Weatherized, Condensing Ga | 1473 | 260 |  | 05/25/2023 | 66322 | 204454172 | 06/22/2023
Lennox Industries Inc. | Lennox | SL280UH135V60D-* | Federally-Regulated Consumer Product | Non-Weatherized, Non-Condensin | 2445 | 290 |  | 05/25/2023 | 86870 | 3858310 | 06/22/2023
Lennox Industries Inc. | Lennox | ML196UH070XE48B-* | Federally-Regulated Consumer Product | Non-Weatherized, Condensing Ga | 1693 | 269 |  | 05/25/2023 | 66189 | 205991396 | 06/22/2023
Lennox Industries Inc. | Lennox | SL280UH090XV60C-* | Federally-Regulated Consumer Product | Non-Weatherized, Non-Condensin | 2291 | 283 |  | 05/25/2023 | 57219 | 4239538 | 06/22/2023
Lennox Industries Inc. | Lennox | ML196DF090XE48C-* | Federally-Regulated Consumer Product | Non-Weatherized, Condensing Ga | 1542 | 263 |  | 05/25/2023 | 88229 | 204454173 | 06/22/2023
Lennox Industries Inc. | Lennox | SL280DF110V60C-* | Federally-Regulated Consumer Product | Non-Weatherized, Non-Condensin | 2001 | 270 |  | 05/25/2023 | 72397 | 3845343 | 06/22/2023
Lennox Industries Inc. | Lennox | ML180UH070V36A** | Federally-Regulated Consumer Product | Non-Weatherized, Non-Condensin | 1500 | 248 |  | 05/25/2023 | 65652 | 204457112 | 06/22/2023
Lennox Industries Inc. | Lennox | ML196UH135XE60D-* | Federally-Regulated Consumer Product | Non-Weatherized, Condensing Ga | 2388 | 300 |  | 05/25/2023 | 132320 | 205991399 | 06/22/2023
Lennox Industries Inc. | Lennox | EL280UH090E48B-* | Federally-Regulated Consumer Product | Non-Weatherized, Non-Condensin | 1663 | 255 |  | 05/25/2023 | 57278 | 202866996 | 06/22/2023
Lennox Industries Inc. | Lennox | ML196UH090XE36C-* | Federally-Regulated Consumer Product | Non-Weatherized, Condensing Ga | 1386 | 256 |  | 05/25/2023 | 88380 | 205991397 | 06/22/2023
Lennox Industries Inc. | Lennox | EL280UH110E48C-* | Federally-Regulated Consumer Product | Non-Weatherized, Non-Condensin | 1658 | 255 |  | 05/25/2023 | 72173 | 204501579 | 06/22/2023
Lennox Industries Inc. | Lennox | ML193UH090XE36C-* | Federally-Regulated Consumer Product | Non-Weatherized, Condensing Ga | 1295 | 252 |  | 05/25/2023 | 88167 | 202568880 | 06/22/2023
Lennox Industries Inc. | Lennox | SLP99UH090XV60C-* | Federally-Regulated Consumer Product | Non-Weatherized, Condensing Ga | 2473 | 304 |  | 05/25/2023 | 30734 | 205534326 | 06/22/2023
Lennox Industries Inc. | Lennox | EL280UH070E36A-* | Federally-Regulated Consumer Product | Non-Weatherized, Non-Condensin | 1397 | 243 |  | 05/25/2023 | 43054 | 202866993 | 06/22/2023
Lennox Industries Inc. | Lennox | EL296DF110XV60C-* | Federally-Regulated Consumer Product | Non-Weatherized, Condensing Ga | 2263 | 295 |  | 05/25/2023 | 71480 | 4988230 | 06/22/2023
Lennox Industries Inc. | Lennox | SLP99UH090XV48C-* | Federally-Regulated Consumer Product | Non-Weatherized, Condensing Ga | 1948 | 281 |  | 05/25/2023 | 31311 | 205534325 | 06/22/2023
Lennox Industries Inc. | Lennox | SL280DF090V48B-* | Federally-Regulated Consumer Product | Non-Weatherized, Non-Condensin | 1740 | 259 |  | 05/25/2023 | 56622 | 3845341 | 06/22/2023
Lennox Industries Inc. | Lennox | ML180UH070E36A** | Federally-Regulated Consumer Product | Non-Weatherized, Non-Condensin | 1317 | 240 |  | 05/25/2023 | 65588 | 204454152 | 06/22/2023
Lennox Industries Inc. | Lennox | ML196UH070XE36B-* | Federally-Regulated Consumer Product | Non-Weatherized, Condensing Ga | 1298 | 252 |  | 05/25/2023 | 65683 | 204454168 | 06/22/2023
Lennox Industries Inc. | Lennox | ML180UH090V48B** | Federally-Regulated Consumer Product | Non-Weatherized, Non-Condensin | 1730 | 258 |  | 05/25/2023 | 87660 | 204457115 | 06/22/2023
Lennox Industries Inc. | Lennox | SL280UH070XV36A-* | Federally-Regulated Consumer Product | Non-Weatherized, Non-Condensin | 1394 | 243 |  | 05/25/2023 | 42853 | 3858302 | 06/22/2023
Lennox Industries Inc. | Lennox | EL280UH090XE48B-* | Federally-Regulated Consumer Product | Non-Weatherized, Non-Condensin | 1663 | 255 |  | 05/25/2023 | 57278 | 202866997 | 06/22/2023
Lennox Industries Inc. | Lennox | SL280UH070V36A-* | Federally-Regulated Consumer Product | Non-Weatherized, Non-Condensin | 1394 | 243 |  | 05/25/2023 | 42853 | 3858301 | 06/22/2023
Lennox Industries Inc. | Lennox | EL180UH060NE36A-* | Federally-Regulated Consumer Product | Non-Weatherized, Non-Condensin | 1277 | 238 |  | 05/25/2023 | 59863 | 202028473 | 06/22/2023
Lennox Industries Inc. | Lennox | ML180UH070V36B** | Federally-Regulated Consumer Product | Non-Weatherized, Non-Condensin | 1455 | 246 |  | 05/25/2023 | 66220 | 204457113 | 06/22/2023
Lennox Industries Inc. | Lennox | ML196UH045XE36B-* | Federally-Regulated Consumer Product | Non-Weatherized, Condensing Ga | 1284 | 251 |  | 05/25/2023 | 44162 | 204454167 | 06/22/2023
Lennox Industries Inc. | Lennox | ML196DF110XE60C-* | Federally-Regulated Consumer Product | Non-Weatherized, Condensing Ga | 2033 | 284 |  | 05/25/2023 | 111365 | 205991400 | 06/22/2023
Lennox Industries Inc. | Lennox | ML180DF090E48B** | Federally-Regulated Consumer Product | Non-Weatherized, Non-Condensin | 1639 | 254 |  | 05/25/2023 | 87767 | 10581926 | 06/22/2023
Lennox Industries Inc. | Lennox | ML196UH110XE60C-* | Federally-Regulated Consumer Product | Non-Weatherized, Condensing Ga | 2018 | 284 |  | 05/25/2023 | 110619 | 204454170 | 06/22/2023
Lennox Industries Inc. | ARMSTRONG AIR | A96UH1E070B12-** | Federally-Regulated Consumer Product | Non-Weatherized, Condensing Ga | 1298 | 252 |  | 05/25/2023 | 65683 | 209191295 | 06/22/2023
Lennox Industries Inc. | ARMSTRONG AIR | A80DF1E110C20** | Federally-Regulated Consumer Product | Non-Weatherized, Non-Condensin | 2147 | 276 |  | 05/25/2023 | 111057 | 202181841 | 06/22/2023
Lennox Industries Inc. | ARMSTRONG AIR | A80UH1E090B16** | Federally-Regulated Consumer Product | Non-Weatherized, Non-Condensin | 1628 | 254 |  | 05/25/2023 | 87272 | 202181503 | 06/22/2023
Lennox Industries Inc. | ARMSTRONG AIR | A96DS2V110C20S-* | Federally-Regulated Consumer Product | Non-Weatherized, Condensing Ga | 2263 | 295 |  | 06/20/2023 | 71480 | 201695959 | 06/22/2023
Lennox Industries Inc. | ARMSTRONG AIR | A96UH1E135D20-** | Federally-Regulated Consumer Product | Non-Weatherized, Condensing Ga | 2388 | 300 |  | 05/25/2023 | 132320 | 209191301 | 06/22/2023
Lennox Industries Inc. | ARMSTRONG AIR | A80US2V090C20-* | Federally-Regulated Consumer Product | Non-Weatherized, Non-Condensin | 2291 | 283 |  | 05/25/2023 | 57219 | 201693148 | 06/22/2023
Lennox Industries Inc. | ARMSTRONG AIR | A96DF1E045B12-** | Federally-Regulated Consumer Product | Non-Weatherized, Condensing Ga | 1250 | 250 |  | 05/25/2023 | 44206 | 209191283 | 06/22/2023
Lennox Industries Inc. | ARMSTRONG AIR | A80UH1E070A12-* | Federally-Regulated Consumer Product | Non-Weatherized, Non-Condensin | 1317 | 240 |  | 05/25/2023 | 65588 | 204454632 | 06/22/2023
Lennox Industries Inc. | ARMSTRONG AIR | A80UH2E045A12*-* | Federally-Regulated Consumer Product | Non-Weatherized, Non-Condensin | 1377 | 243 |  | 05/25/2023 | 29164 | 207188121 | 06/22/2023
Lennox Industries Inc. | ARMSTRONG AIR | A96UH1E045B12-** | Federally-Regulated Consumer Product | Non-Weatherized, Condensing Ga | 1284 | 251 |  | 05/25/2023 | 44162 | 209191293 | 06/22/2023
Lennox Industries Inc. | ARMSTRONG AIR | A96DF1E070B16-** | Federally-Regulated Consumer Product | Non-Weatherized, Condensing Ga | 1473 | 260 |  | 05/25/2023 | 66322 | 209191285 | 06/22/2023
Lennox Industries Inc. | ARMSTRONG AIR | A93DF1E090C16A* | Federally-Regulated Consumer Product | Non-Weatherized, Condensing Ga | 1659 | 268 |  | 06/20/2023 | 87251 | 203926022 | 06/22/2023
Lennox Industries Inc. | ARMSTRONG AIR | A96DF1E090C16-** | Federally-Regulated Consumer Product | Non-Weatherized, Condensing Ga | 1542 | 263 |  | 05/25/2023 | 88229 | 209191287 | 06/22/2023
Lennox Industries Inc. | ARMSTRONG AIR | A93UH1E090C12A* | Federally-Regulated Consumer Product | Non-Weatherized, Condensing Ga | 1295 | 252 |  | 06/20/2023 | 88167 | 203926016 | 06/22/2023
Lennox Industries Inc. | ARMSTRONG AIR | 96G1UH060BE12X-* | Federally-Regulated Consumer Product | Non-Weatherized, Condensing Ga | 1313 | 253 |  | 06/20/2023 | 60222 | 201981475 | 06/22/2023
Lennox Industries Inc. | ARMSTRONG AIR | A80DF1E090B16** | Federally-Regulated Consumer Product | Non-Weatherized, Non-Condensin | 1639 | 254 |  | 05/25/2023 | 87767 | 202181824 | 06/22/2023
Lennox Industries Inc. | ARMSTRONG AIR | A80DS2V090B16-* | Federally-Regulated Consumer Product | Non-Weatherized, Non-Condensin | 1740 | 259 |  | 05/25/2023 | 56622 | 201693134 | 06/22/2023
Lennox Industries Inc. | ARMSTRONG AIR | A96UH1E110C20-** | Federally-Regulated Consumer Product | Non-Weatherized, Condensing Ga | 2018 | 284 |  | 05/25/2023 | 110619 | 209191299 | 06/22/2023
Lennox Industries Inc. | ARMSTRONG AIR | A80UH2E110C16*-* | Federally-Regulated Consumer Product | Non-Weatherized, Non-Condensin | 1658 | 255 |  | 05/25/2023 | 72173 | 207188155 | 06/22/2023
Lennox Industries Inc. | ARMSTRONG AIR | A96UH1E090C16-** | Federally-Regulated Consumer Product | Non-Weatherized, Condensing Ga | 1566 | 264 |  | 05/25/2023 | 87748 | 209191297 | 06/22/2023
Lennox Industries Inc. | ARMSTRONG AIR | A80UH1E070B12** | Federally-Regulated Consumer Product | Non-Weatherized, Non-Condensin | 1361 | 242 |  | 05/25/2023 | 65645 | 202181499 | 06/22/2023
Lennox Industries Inc. | ARMSTRONG AIR | A96DF1E110C20-** | Federally-Regulated Consumer Product | Non-Weatherized, Condensing Ga | 2033 | 284 |  | 05/25/2023 | 111365 | 209191289 | 06/22/2023
Lennox Industries Inc. | ARMSTRONG AIR | A97US2V040B12X-*-* | Federally-Regulated Consumer Product | Non-Weatherized, Condensing Ga | 1397 | 256 |  | 06/20/2023 | 25747 | 201870438 | 06/22/2023
Lennox Industries Inc. | ARMSTRONG AIR | A80UH2E090B16*-* | Federally-Regulated Consumer Product | Non-Weatherized, Non-Condensin | 1663 | 255 |  | 05/25/2023 | 57278 | 207188139 | 06/22/2023
Lennox Industries Inc. | ARMSTRONG AIR | A80US2V135D20-* | Federally-Regulated Consumer Product | Non-Weatherized, Non-Condensin | 2445 | 290 |  | 05/25/2023 | 86870 | 201693156 | 06/22/2023
Lennox Industries Inc. | ARMSTRONG AIR | A80UH2E070A12*-* | Federally-Regulated Consumer Product | Non-Weatherized, Non-Condensin | 1397 | 243 |  | 05/25/2023 | 43054 | 207188126 | 06/22/2023
Lennox Industries Inc. | ARMSTRONG AIR | A80UH1E060A12X-* | Federally-Regulated Consumer Product | Non-Weatherized, Non-Condensin | 1277 | 238 |  | 05/25/2023 | 59863 | 202055411 | 06/22/2023
Lennox Industries Inc. | ARMSTRONG AIR | A80US2V070A12L-* | Federally-Regulated Consumer Product | Non-Weatherized, Non-Condensin | 1394 | 243 |  | 05/25/2023 | 42853 | 201693142 | 06/22/2023
Lennox Industries Inc. | ARMSTRONG AIR | A80DS2V110C20-* | Federally-Regulated Consumer Product | Non-Weatherized, Non-Condensin | 2001 | 270 |  | 05/25/2023 | 72397 | 201693136 | 06/22/2023
Allied Air | ARMSTRONG AIR | A97DSMV070B12S-* | Federally-Regulated Consumer Product | Non-Weatherized, Condensing Ga | 1551 | 263 | 263 | 11/18/2020 | 26216 | 201705431 | 06/22/2023
Allied Air | ARMSTRONG AIR | A80DS2V110C20-** | Federally-Regulated Consumer Product | Non-Weatherized, Non-Condensin | 1918 | 266 | 266 | 11/18/2020 | 72547 | 203999282 | 06/22/2023
Allied Air | ARMSTRONG AIR | A96DF2E110C20*-* | Federally-Regulated Consumer Product | Non-Weatherized, Condensing Ga | 2109 | 288 | 288 | 11/18/2020 | 71791 | 201710531 | 06/22/2023
Allied Air | ARMSTRONG AIR | A97USMV090C12S-* | Federally-Regulated Consumer Product | Non-Weatherized, Condensing Ga | 1469 | 260 | 260 | 11/18/2020 | 35645 | 201705439 | 06/22/2023
Allied Air | ARMSTRONG AIR | A96UH2E045B12*-* | Federally-Regulated Consumer Product | Non-Weatherized, Condensing Ga | 1332 | 254 | 254 | 11/18/2020 | 28924 | 201710515 | 06/22/2023
Allied Air | ARMSTRONG AIR | A80US2V110C20-** | Federally-Regulated Consumer Product | Non-Weatherized, Non-Condensin | 2109 | 275 | 275 | 12/01/2021 | 71736 | 203999278 | 06/22/2023
Allied Air | ARMSTRONG AIR | A97DSMV110C20S-* | Federally-Regulated Consumer Product | Non-Weatherized, Condensing Ga | 2138 | 289 | 289 | 11/18/2020 | 44067 | 201705437 | 06/22/2023
Allied Air | ARMSTRONG AIR | A96DF2E090C16*-* | Federally-Regulated Consumer Product | Non-Weatherized, Condensing Ga | 1608 | 266 | 266 | 11/18/2020 | 57408 | 201710529 | 06/22/2023
Allied Air | ARMSTRONG AIR | A80US2V080C20X-* | Federally-Regulated Consumer Product | Non-Weatherized, Non-Condensin | 2086 | 274 | 274 | 11/18/2020 | 52685 | 203999091 | 06/22/2023
Allied Air | ARMSTRONG AIR | A80US2V090C20-** | Federally-Regulated Consumer Product | Non-Weatherized, Non-Condensin | 2045 | 272 | 272 | 11/18/2020 | 57319 | 203999276 | 06/22/2023
Allied Air | ARMSTRONG AIR | A97USMV110C20S-* | Federally-Regulated Consumer Product | Non-Weatherized, Condensing Ga | 2042 | 285 | 285 | 11/18/2020 | 43915 | 201705427 | 06/22/2023
Allied Air | ARMSTRONG AIR | A97DSMV090C16S-* | Federally-Regulated Consumer Product | Non-Weatherized, Condensing Ga | 1805 | 274 | 274 | 11/18/2020 | 35203 | 201705433 | 06/22/2023
Allied Air | ARMSTRONG AIR | A96US2V135D20-* | Federally-Regulated Consumer Product | Non-Weatherized, Condensing Ga | 2097 | 287 | 287 | 11/18/2020 | 84945 | 203999087 | 06/22/2023
Allied Air | ARMSTRONG AIR | A80US2V135D20-** | Federally-Regulated Consumer Product | Non-Weatherized, Non-Condensin | 2118 | 275 | 275 | 11/18/2020 | 86433 | 203999280 | 06/22/2023
Allied Air | ARMSTRONG AIR | A96UH2E030B08*-* | Federally-Regulated Consumer Product | Non-Weatherized, Condensing Ga | 910 | 235 | 235 | 11/18/2020 | 19570 | 201710533 | 06/22/2023
Allied Air | ARMSTRONG AIR | A97USMV090C16S-* | Federally-Regulated Consumer Product | Non-Weatherized, Condensing Ga | 1892 | 278 | 278 | 11/18/2020 | 35773 | 201705423 | 06/22/2023
Allied Air | ARMSTRONG AIR | A80US2V100C20X-* | Federally-Regulated Consumer Product | Non-Weatherized, Non-Condensin | 2045 | 272 | 272 | 11/18/2020 | 65719 | 203999092 | 06/22/2023
Allied Air | ARMSTRONG AIR | A96DS2V090C20-* | Federally-Regulated Consumer Product | Non-Weatherized, Condensing Ga | 2172 | 291 | 291 | 11/18/2020 | 56904 | 203999088 | 06/22/2023
Allied Air | ARMSTRONG AIR | A96UH2E070B12*-* | Federally-Regulated Consumer Product | Non-Weatherized, Condensing Ga | 1293 | 252 | 252 | 11/18/2020 | 42936 | 201710517 | 06/22/2023
Allied Air | ARMSTRONG AIR | A96DF2E045B12*-* | Federally-Regulated Consumer Product | Non-Weatherized, Condensing Ga | 1241 | 250 | 250 | 11/18/2020 | 29295 | 201710525 | 06/22/2023
Allied Air | ARMSTRONG AIR | A96DS2V110C20-* | Federally-Regulated Consumer Product | Non-Weatherized, Condensing Ga | 2132 | 289 | 289 | 11/18/2020 | 71455 | 203999089 | 06/22/2023
Allied Air | ARMSTRONG AIR | A97US2V080C20X-* | Federally-Regulated Consumer Product | Non-Weatherized, Condensing Ga | 2130 | 289 | 289 | 11/18/2020 | 51766 | 203999090 | 06/22/2023
Allied Air | ARMSTRONG AIR | A97DSMV090C20S-* | Federally-Regulated Consumer Product | Non-Weatherized, Condensing Ga | 2151 | 290 | 290 | 11/18/2020 | 35561 | 201705435 | 06/22/2023
Allied Air | ARMSTRONG AIR | A97USMV070B12S-* | Federally-Regulated Consumer Product | Non-Weatherized, Condensing Ga | 1528 | 262 | 262 | 11/18/2020 | 26717 | 201705421 | 06/22/2023
Allied Air | ARMSTRONG AIR | A97USMV090C20S-* | Federally-Regulated Consumer Product | Non-Weatherized, Condensing Ga | 2103 | 288 | 288 | 11/18/2020 | 35270 | 201705425 | 06/22/2023
Allied Air | ARMSTRONG AIR | A96DF2E070B16*-* | Federally-Regulated Consumer Product | Non-Weatherized, Condensing Ga | 1638 | 267 | 267 | 11/18/2020 | 43233 | 201710527 | 06/22/2023
Allied Air | ARMSTRONG AIR | A97USMV135D20S-* | Federally-Regulated Consumer Product | Non-Weatherized, Condensing Ga | 2125 | 197 | 288.5 | 10/04/2019 |  |  | 06/22/2023
Allied Air | ARMSTRONG AIR | A96UH2E090C16*-* | Federally-Regulated Consumer Product | Non-Weatherized, Condensing Ga | 1593 | 265 | 265 | 11/18/2020 | 57310 | 201710519 | 06/22/2023
Nordyne, LLC | AC PRO | KG7SC-054*-T24B* | Federally-Regulated Consumer Product | Non-Weatherized, Condensing Ga | 1537 | 263 |  | 06/08/2023 | 54478 | 204762174 | 06/22/2023
Rheem Sales Company, Inc. | DURASTAR | DR96UAT0602317SA | Federally-Regulated Consumer Product | Non-Weatherized, Condensing Ga | 1342 | 254 |  | 06/20/2023 | 39319 | 206720670 | 06/22/2023
Rheem Sales Company, Inc. | DURASTAR | DR80UAT0752317SA | Federally-Regulated Consumer Product | Non-Weatherized, Non-Condensin | 1539 | 250 |  | 05/26/2023 | 52505 | 205783261 | 06/22/2023
Rheem Sales Company, Inc. | DURASTAR | DR95UCT1151524SA | Federally-Regulated Consumer Product | Non-Weatherized, Condensing Ga | 2041 | 285 |  | 06/20/2023 | 111488 | 205783273 | 06/22/2023
Rheem Sales Company, Inc. | DURASTAR | DR80UAT1502524SA | Federally-Regulated Consumer Product | Non-Weatherized, Non-Condensin | 2092 | 274 |  | 05/26/2023 | 104565 | 205783266 | 06/22/2023
Rheem Sales Company, Inc. | DURASTAR | DR95UCT0701521SA | Federally-Regulated Consumer Product | Non-Weatherized, Condensing Ga | 1983 | 279 |  | 06/20/2023 | 70360 | 205783270 | 06/22/2023
Rheem Sales Company, Inc. | DURASTAR | DR96UAT0702317SA | Federally-Regulated Consumer Product | Non-Weatherized, Condensing Ga | 1321 | 253 |  | 06/20/2023 | 49242 | 206720671 | 06/22/2023
Rheem Sales Company, Inc. | DURASTAR | DR95UCT0701317SA | Federally-Regulated Consumer Product | Non-Weatherized, Condensing Ga | 1362 | 255 |  | 06/20/2023 | 69960 | 205783269 | 06/22/2023
Rheem Sales Company, Inc. | DURASTAR | DR80UAT1002521SA | Federally-Regulated Consumer Product | Non-Weatherized, Non-Condensin | 1952 | 268 |  | 05/26/2023 | 70078 | 205783264 | 06/22/2023
Rheem Sales Company, Inc. | DURASTAR | DR95UCT0401317SA | Federally-Regulated Consumer Product | Non-Weatherized, Condensing Ga | 1107 | 244 |  | 06/20/2023 | 41877 | 205783267 | 06/22/2023
Rheem Sales Company, Inc. | DURASTAR | DR80UAT1001521SA | Federally-Regulated Consumer Product | Non-Weatherized, Non-Condensin | 1812 | 262 |  | 05/26/2023 | 99863 | 205783256 | 06/22/2023
Rheem Sales Company, Inc. | DURASTAR | DR80UAT1252524SA | Federally-Regulated Consumer Product | Non-Weatherized, Non-Condensin | 1899 | 266 |  | 05/26/2023 | 87546 | 205783265 | 06/22/2023
Rheem Sales Company, Inc. | DURASTAR | DR96UAT1002521SA | Federally-Regulated Consumer Product | Non-Weatherized, Condensing Ga | 1930 | 280 |  | 05/26/2023 | 69202 | 206720674 | 06/22/2023
Rheem Sales Company, Inc. | DURASTAR | DR95UCT0851521SA | Federally-Regulated Consumer Product | Non-Weatherized, Condensing Ga | 1929 | 280 |  | 06/20/2023 | 84515 | 205783271 | 06/22/2023
Rheem Sales Company, Inc. | DURASTAR | DR96UAT0702521SA | Federally-Regulated Consumer Product | Non-Weatherized, Condensing Ga | 1854 | 277 |  | 05/26/2023 | 49250 | 206720672 | 06/22/2023
Rheem Sales Company, Inc. | DURASTAR | DR96UAT0852521SA | Federally-Regulated Consumer Product | Non-Weatherized, Condensing Ga | 2115 | 288 |  | 05/26/2023 | 58240 | 206720673 | 06/22/2023
Rheem Sales Company, Inc. | DURASTAR | DR95UCT1001521SA | Federally-Regulated Consumer Product | Non-Weatherized, Condensing Ga | 2066 | 286 |  | 06/20/2023 | 98023 | 205783272 | 06/22/2023
Rheem Sales Company, Inc. | DURASTAR | DR96UAT1152524SA | Federally-Regulated Consumer Product | Non-Weatherized, Condensing Ga | 1935 | 280 |  | 05/26/2023 | 78711 | 207430288 | 06/22/2023
Rheem Sales Company, Inc. | DURASTAR | DR96UAT0402317SA | Federally-Regulated Consumer Product | Non-Weatherized, Condensing Ga | 1252 | 250 |  | 06/20/2023 | 29298 | 206720669 | 06/22/2023
Rheem Sales Company, Inc. | DURASTAR | DR95UCT0601317SA | Federally-Regulated Consumer Product | Non-Weatherized, Condensing Ga | 1156 | 246 |  | 06/20/2023 | 55624 | 205783268 | 06/22/2023
Lennox Industries Inc. | GE | NF80U090T4B-* | Federally-Regulated Consumer Product | Non-Weatherized, Non-Condensin | 1663 | 255 |  | 05/25/2023 | 57278 | 208727784 | 06/22/2023
Lennox Industries Inc. | GE | NF80L070S3A-* | Federally-Regulated Consumer Product | Non-Weatherized, Non-Condensin | 1317 | 240 |  | 05/25/2023 | 65588 | 208727792 | 06/22/2023
Lennox Industries Inc. | GE | NF80U070T3A-* | Federally-Regulated Consumer Product | Non-Weatherized, Non-Condensin | 1397 | 243 |  | 05/25/2023 | 43054 | 208727783 | 06/22/2023
Lennox Industries Inc. | GE | NF97X040V3B-* | Federally-Regulated Consumer Product | Non-Weatherized, Condensing Ga | 1397 | 256 |  | 05/25/2023 | 25747 | 208733813 | 06/22/2023
Lennox Industries Inc. | GE | NF80L090S4B-* | Federally-Regulated Consumer Product | Non-Weatherized, Non-Condensin | 1628 | 254 |  | 05/25/2023 | 87272 | 208727794 | 06/22/2023
Lennox Industries Inc. | GE | NF80U045T3A-* | Federally-Regulated Consumer Product | Non-Weatherized, Non-Condensin | 1377 | 243 |  | 05/25/2023 | 29164 | 208727782 | 06/22/2023
Lennox Industries Inc. | GE | NF80L070S3B-* | Federally-Regulated Consumer Product | Non-Weatherized, Non-Condensin | 1361 | 242 |  | 05/25/2023 | 65645 | 208727793 | 06/22/2023
Lennox Industries Inc. | GE | NF80X060S3A-* | Federally-Regulated Consumer Product | Non-Weatherized, Non-Condensin | 1277 | 238 |  | 05/25/2023 | 59863 | 208727798 | 06/22/2023
Allied Air | MRCOOL | MGD80SE110C5A | Federally-Regulated Consumer Product | Non-Weatherized, Non-Condensin | 2147 | 276 |  | 05/25/2023 | 111057 | 204085907 | 06/22/2023
Allied Air | MRCOOL | MGM80SE090B4A | Federally-Regulated Consumer Product | Non-Weatherized, Non-Condensin | 1628 | 254 |  | 05/25/2023 | 87272 | 204085899 | 06/22/2023
Allied Air | MRCOOL | MGM80SE090C5A | Federally-Regulated Consumer Product | Non-Weatherized, Non-Condensin | 2081 | 274 |  | 05/25/2023 | 87931 | 204085900 | 06/22/2023
Allied Air | MRCOOL | MGD80SE070B3A | Federally-Regulated Consumer Product | Non-Weatherized, Non-Condensin | 1369 | 242 |  | 05/25/2023 | 66107 | 204085905 | 06/22/2023
Allied Air | MRCOOL | MGD80SE090B4A | Federally-Regulated Consumer Product | Non-Weatherized, Non-Condensin | 1639 | 254 |  | 05/25/2023 | 87767 | 204085906 | 06/22/2023
Allied Air | MRCOOL | MGM80SE070B3A | Federally-Regulated Consumer Product | Non-Weatherized, Non-Condensin | 1361 | 242 |  | 05/25/2023 | 65645 | 204085898 | 06/22/2023
Lennox Industries Inc. | BLUERIDGE | BG802UH090BE16-* | Federally-Regulated Consumer Product | Non-Weatherized, Non-Condensin | 1663 | 255 |  | 05/25/2023 | 57278 | 207777485 | 06/22/2023
Lennox Industries Inc. | BLUERIDGE | BG80G1DF090AE16-* | Federally-Regulated Consumer Product | Non-Weatherized, Non-Condensin | 1639 | 254 |  | 05/25/2023 | 87767 | 209247348 | 06/22/2023
Lennox Industries Inc. | BLUERIDGE | BG80G1DF110AE20-* | Federally-Regulated Consumer Product | Non-Weatherized, Non-Condensin | 2147 | 276 |  | 05/25/2023 | 111057 | 209247349 | 06/22/2023
Lennox Industries Inc. | BLUERIDGE | BG802UH070AE12-* | Federally-Regulated Consumer Product | Non-Weatherized, Non-Condensin | 1397 | 243 |  | 05/25/2023 | 43054 | 207777483 | 06/22/2023
Allied Air | Century | GUH96T090C3M-* | Federally-Regulated Consumer Product | Non-Weatherized, Condensing Ga | 1395 | 256 |  | 06/22/2023 | 57347 | 204388839 | 06/22/2023
Allied Air | Century | GUH97M135C5M | Federally-Regulated Consumer Product | Non-Weatherized, Condensing Ga | 2125 | 289 |  | 06/22/2023 | 52961 | 202443444 | 06/22/2023
Allied Air | Century | GUH97M090C3M | Federally-Regulated Consumer Product | Non-Weatherized, Condensing Ga | 1469 | 260 |  | 06/22/2023 | 35645 | 202443436 | 06/22/2023
Allied Air | Century | GUH92C110C4M | Federally-Regulated Consumer Product | Non-Weatherized, Condensing Ga | 1574 | 264 |  | 06/22/2023 | 109805 | 204713851 | 06/22/2023
Allied Air | Century | GUH96T110C5M-* | Federally-Regulated Consumer Product | Non-Weatherized, Condensing Ga | 2083 | 287 |  | 06/22/2023 | 71341 | 204388841 | 06/22/2023
Allied Air | Century | GUH97M110C5M | Federally-Regulated Consumer Product | Non-Weatherized, Condensing Ga | 2042 | 285 |  | 06/22/2023 | 43915 | 202443442 | 06/22/2023
Allied Air | Century | GUH97M090C5M | Federally-Regulated Consumer Product | Non-Weatherized, Condensing Ga | 2103 | 288 |  | 06/22/2023 | 35270 | 202443440 | 06/22/2023
Allied Air | Century | GDD80C090B4M | Federally-Regulated Consumer Product | Non-Weatherized, Non-Condensin | 1639 | 254 |  | 06/22/2023 | 87767 | 204717619 | 06/22/2023
Allied Air | Century | GUH80C090C5M | Federally-Regulated Consumer Product | Non-Weatherized, Non-Condensin | 2081 | 274 |  | 06/22/2023 | 87931 | 204717609 | 06/22/2023
Allied Air | Century | GUH97M090C4M | Federally-Regulated Consumer Product | Non-Weatherized, Condensing Ga | 1892 | 278 |  | 06/22/2023 | 35773 | 202443438 | 06/22/2023
Allied Air | Century | GUH92C090C4M | Federally-Regulated Consumer Product | Non-Weatherized, Condensing Ga | 1652 | 268 |  | 06/22/2023 | 87424 | 204713849 | 06/22/2023
Allied Air | Century | GUH96T090C5M-* | Federally-Regulated Consumer Product | Non-Weatherized, Condensing Ga | 2215 | 292 |  | 06/22/2023 | 56766 | 204388837 | 06/22/2023
Allied Air | Century | GDD80C110C5M | Federally-Regulated Consumer Product | Non-Weatherized, Non-Condensin | 2147 | 276 |  | 06/22/2023 | 111057 | 204717621 | 06/22/2023
Allied Air | Century | GUH80C090B4M | Federally-Regulated Consumer Product | Non-Weatherized, Non-Condensin | 1628 | 254 |  | 06/22/2023 | 87272 | 204717607 | 06/22/2023
Allied Air | Century | GDD92C090C4M | Federally-Regulated Consumer Product | Non-Weatherized, Condensing Ga | 1659 | 268 |  | 06/22/2023 | 87251 | 204713859 | 06/22/2023
Allied Air | Century | GUH80C070B3M | Federally-Regulated Consumer Product | Non-Weatherized, Non-Condensin | 1361 | 242 |  | 06/22/2023 | 65645 | 204717605 | 06/22/2023
Allied Air | Century | GUH96T045B3M-* | Federally-Regulated Consumer Product | Non-Weatherized, Condensing Ga | 1310 | 253 |  | 06/22/2023 | 28806 | 204388832 | 06/22/2023
Allied Air | Century | GDD80C070B3M | Federally-Regulated Consumer Product | Non-Weatherized, Non-Condensin | 1369 | 242 |  | 06/22/2023 | 66107 | 204717617 | 06/22/2023
Allied Air | Century | GUH92C110C5M | Federally-Regulated Consumer Product | Non-Weatherized, Condensing Ga | 1966 | 282 |  | 06/22/2023 | 110142 | 204713853 | 06/22/2023
Allied Air | Century | GUH96T070B3M-* | Federally-Regulated Consumer Product | Non-Weatherized, Condensing Ga | 1413 | 257 |  | 06/22/2023 | 43058 | 204388834 | 06/22/2023
Allied Air | Century | GUH96T135D5M-* | Federally-Regulated Consumer Product | Non-Weatherized, Condensing Ga | 2135 | 289 |  | 06/22/2023 | 86786 | 204388843 | 06/22/2023
Allied Air | Century | GUH97M070B3M | Federally-Regulated Consumer Product | Non-Weatherized, Condensing Ga | 1528 | 262 |  | 06/22/2023 | 26717 | 202443434 | 06/22/2023
Allied Air | Concord | 92G1UH090CE12-* | Federally-Regulated Consumer Product | Non-Weatherized, Condensing Ga | 1295 | 252 |  | 06/22/2023 | 88167 | 204183655 | 06/22/2023
Allied Air | Concord | 96G2UH070BV12-* | Federally-Regulated Consumer Product | Non-Weatherized, Condensing Ga | 1413 | 257 |  | 06/22/2023 | 43058 | 204388725 | 06/22/2023
Allied Air | Concord | 96G2UH110CV20-* | Federally-Regulated Consumer Product | Non-Weatherized, Condensing Ga | 2083 | 287 |  | 06/22/2023 | 71341 | 204388732 | 06/22/2023
Allied Air | Concord | 96G2DF070BV16-* | Federally-Regulated Consumer Product | Non-Weatherized, Condensing Ga | 1882 | 278 |  | 06/22/2023 | 43013 | 204388738 | 06/22/2023
Allied Air | Concord | 92G1DF090CE16-* | Federally-Regulated Consumer Product | Non-Weatherized, Condensing Ga | 1659 | 268 |  | 06/22/2023 | 87251 | 204183667 | 06/22/2023
Allied Air | Concord | 92G1UH110CE16-* | Federally-Regulated Consumer Product | Non-Weatherized, Condensing Ga | 1574 | 264 |  | 06/22/2023 | 109805 | 204183659 | 06/22/2023
Allied Air | Concord | 96G2DF090CV20-* | Federally-Regulated Consumer Product | Non-Weatherized, Condensing Ga | 2123 | 288 |  | 06/22/2023 | 56779 | 204388740 | 06/22/2023
Allied Air | Concord | 96G2DF110CV20-* | Federally-Regulated Consumer Product | Non-Weatherized, Condensing Ga | 2134 | 289 |  | 06/22/2023 | 71922 | 204388742 | 06/22/2023
Allied Air | Concord | 92G1UH090CE16-* | Federally-Regulated Consumer Product | Non-Weatherized, Condensing Ga | 1652 | 268 |  | 06/22/2023 | 87424 | 204183657 | 06/22/2023
Allied Air | Concord | 96G2UH090CV20-* | Federally-Regulated Consumer Product | Non-Weatherized, Condensing Ga | 2215 | 292 |  | 06/22/2023 | 56766 | 204388730 | 06/22/2023
Allied Air | Concord | 96G2UH045BV12-* | Federally-Regulated Consumer Product | Non-Weatherized, Condensing Ga | 1310 | 253 |  | 06/22/2023 | 28806 | 204388723 | 06/22/2023
Allied Air | Concord | 92G1UH110CE20-* | Federally-Regulated Consumer Product | Non-Weatherized, Condensing Ga | 1966 | 282 |  | 06/22/2023 | 110142 | 204183661 | 06/22/2023
Allied Air | Concord | 96G2UH135DV20-* | Federally-Regulated Consumer Product | Non-Weatherized, Condensing Ga | 2135 | 289 |  | 06/22/2023 | 86786 | 204388735 | 06/22/2023
Allied Air | Concord | 96G2UH090CV12-* | Federally-Regulated Consumer Product | Non-Weatherized, Condensing Ga | 1395 | 256 |  | 06/22/2023 | 57347 | 204388728 | 06/22/2023
Nordyne, LLC | Maytag | MGC2SC120*T45D* | Federally-Regulated Consumer Product | Non-Weatherized, Condensing Ga | 2047 | 272 |  | 06/15/2023 | 120160 | 205147067 | 06/22/2023
Nordyne, LLC | Maytag | MG2S-045F2ABM* | Federally-Regulated Consumer Product | Mobile Home Non-Weatherized, C | 1603 | 352 |  | 05/25/2023 | 29516 | 203049590 | 06/22/2023
Nordyne, LLC | Maytag | MG2S-060F2ABM* | Federally-Regulated Consumer Product | Mobile Home Non-Weatherized, C | 1292 | 330 |  | 05/25/2023 | 39969 | 203049601 | 06/22/2023
Nordyne, LLC | Maytag | MGC2SC054*T24BP | Federally-Regulated Consumer Product | Non-Weatherized, Condensing Ga | 1537 | 263 |  | 06/15/2023 | 54478 | 207455876 | 06/22/2023
Nordyne, LLC | Maytag | MG2S-072F2ABM* | Federally-Regulated Consumer Product | Mobile Home Non-Weatherized, C | 1565 | 350 |  | 05/25/2023 | 46903 | 203049616 | 06/22/2023
Nordyne, LLC | Maytag | PGC2TC100DV35CP | Federally-Regulated Consumer Product | Non-Weatherized, Condensing Ga | 1826 | 275 |  | 06/15/2023 | 64473 | 207769477 | 06/22/2023
Nordyne, LLC | Maytag | MGC2SC108*T45D* | Federally-Regulated Consumer Product | Non-Weatherized, Condensing Ga | 1956 | 281 |  | 06/15/2023 | 107378 | 205234649 | 06/22/2023
Nordyne, LLC | Maytag | PGC2TC080DV35CP | Federally-Regulated Consumer Product | Non-Weatherized, Condensing Ga | 1873 | 277 |  | 06/15/2023 | 50261 | 207456116 | 06/22/2023
Nordyne, LLC | Maytag | MGC2SC038*T23AP | Federally-Regulated Consumer Product | Non-Weatherized, Condensing Ga | 1252 | 250 |  | 06/08/2023 | 37844 | 207456240 | 06/22/2023
Nordyne, LLC | Maytag | PGC2TC060DV24BP | Federally-Regulated Consumer Product | Non-Weatherized, Condensing Ga | 1339 | 254 |  | 06/15/2023 | 38422 | 207456106 | 06/22/2023
Nordyne, LLC | Maytag | PGC2TC120DE45DP | Federally-Regulated Consumer Product | Non-Weatherized, Condensing Ga | 2160 | 290 |  | 06/15/2023 | 77603 | 207769473 | 06/22/2023
Lennox Industries Inc. | MRCOOL | MGD96SE070B4XA-* | Federally-Regulated Consumer Product | Non-Weatherized, Condensing Ga | 1473 | 260 |  | 06/22/2023 | 66322 | 209832546 | 06/22/2023
Lennox Industries Inc. | MRCOOL | MGM80SE090B4A-* | Federally-Regulated Consumer Product | Non-Weatherized, Non-Condensin | 1628 | 254 |  | 06/22/2023 | 87272 | 209550644 | 06/22/2023
Lennox Industries Inc. | MRCOOL | MGD96SE110C5XA-* | Federally-Regulated Consumer Product | Non-Weatherized, Condensing Ga | 2033 | 284 |  | 06/22/2023 | 111365 | 209832548 | 06/22/2023
Lennox Industries Inc. | MRCOOL | MGM96SE045B3XA-* | Federally-Regulated Consumer Product | Non-Weatherized, Condensing Ga | 1284 | 251 |  | 06/22/2023 | 44162 | 209832540 | 06/22/2023
Lennox Industries Inc. | MRCOOL | MGM96SE110C5XA-* | Federally-Regulated Consumer Product | Non-Weatherized, Condensing Ga | 2018 | 284 |  | 06/22/2023 | 110619 | 209832543 | 06/22/2023
Lennox Industries Inc. | MRCOOL | MGM96SE090C4XA-* | Federally-Regulated Consumer Product | Non-Weatherized, Condensing Ga | 1566 | 264 |  | 06/22/2023 | 87748 | 209832542 | 06/22/2023
Lennox Industries Inc. | MRCOOL | MGD80SE110C5A-* | Federally-Regulated Consumer Product | Non-Weatherized, Non-Condensin | 2147 | 276 |  | 06/22/2023 | 111057 | 209550652 | 06/22/2023
Lennox Industries Inc. | MRCOOL | MGD96SE090C4XA-* | Federally-Regulated Consumer Product | Non-Weatherized, Condensing Ga | 1542 | 263 |  | 06/22/2023 | 88229 | 209832547 | 06/22/2023
Lennox Industries Inc. | MRCOOL | MGM96SE135D5XA-* | Federally-Regulated Consumer Product | Non-Weatherized, Condensing Ga | 2388 | 300 |  | 06/22/2023 | 132320 | 209832544 | 06/22/2023
Lennox Industries Inc. | MRCOOL | MGD80SE090B4A-* | Federally-Regulated Consumer Product | Non-Weatherized, Non-Condensin | 1639 | 254 |  | 06/22/2023 | 87767 | 209550651 | 06/22/2023
Lennox Industries Inc. | MRCOOL | MGM80SE070B3A-* | Federally-Regulated Consumer Product | Non-Weatherized, Non-Condensin | 1361 | 242 |  | 06/22/2023 | 65645 | 209550643 | 06/22/2023
Lennox Industries Inc. | MRCOOL | MGM80SE070A3A-* | Federally-Regulated Consumer Product | Non-Weatherized, Non-Condensin | 1317 | 240 |  | 06/22/2023 | 65588 | 209550648 | 06/22/2023
Lennox Industries Inc. | MRCOOL | MGD96SE045B3XA-* | Federally-Regulated Consumer Product | Non-Weatherized, Condensing Ga | 1250 | 250 |  | 06/22/2023 | 44206 | 209832545 | 06/22/2023
Lennox Industries Inc. | MRCOOL | MGM96SE070B3XA-* | Federally-Regulated Consumer Product | Non-Weatherized, Condensing Ga | 1298 | 252 |  | 06/22/2023 | 65683 | 209832541 | 06/22/2023
Lennox Industries Inc. | ALLIED | 80G2UH070AE12L-* | Federally-Regulated Consumer Product | Non-Weatherized, Non-Condensin | 1397 | 243 |  | 06/22/2023 | 43054 | 207188132 | 06/22/2023
Lennox Industries Inc. | ALLIED | 80G2UH045AE12-* | Federally-Regulated Consumer Product | Non-Weatherized, Non-Condensin | 1377 | 243 |  | 06/22/2023 | 29164 | 207188124 | 06/22/2023
Lennox Industries Inc. | ALLIED | 80G2UH090BE16L-* | Federally-Regulated Consumer Product | Non-Weatherized, Non-Condensin | 1663 | 255 |  | 06/22/2023 | 57278 | 207188145 | 06/22/2023
Lennox Industries Inc. | ALLIED | 80G2UH110CE16-* | Federally-Regulated Consumer Product | Non-Weatherized, Non-Condensin | 1658 | 255 |  | 06/22/2023 | 72173 | 207188158 | 06/22/2023
Lennox Industries Inc. | ALLIED | 95G1UH060BE12X-* | Federally-Regulated Consumer Product | Non-Weatherized, Condensing Ga | 1313 | 253 |  | 06/22/2023 | 60222 | 204032301 | 06/22/2023
Lennox Industries Inc. | ALLIED | 80G2UH070AE12-* | Federally-Regulated Consumer Product | Non-Weatherized, Non-Condensin | 1397 | 243 |  | 06/22/2023 | 43054 | 207188129 | 06/22/2023
Lennox Industries Inc. | ALLIED | A97US2V040B12X-*-* | Federally-Regulated Consumer Product | Non-Weatherized, Condensing Ga | 1397 | 256 |  | 06/22/2023 | 25747 | 204032296 | 06/22/2023
Lennox Industries Inc. | ALLIED | 80G1UH060AE12X-* | Federally-Regulated Consumer Product | Non-Weatherized, Non-Condensin | 1277 | 238 |  | 06/22/2023 | 59863 | 204032312 | 06/22/2023
Lennox Industries Inc. | ALLIED | A80UH1E060A12X-* | Federally-Regulated Consumer Product | Non-Weatherized, Non-Condensin | 1277 | 238 |  | 06/22/2023 | 59863 | 204032309 | 06/22/2023
Lennox Industries Inc. | ALLIED | 80G2UH090BE16-* | Federally-Regulated Consumer Product | Non-Weatherized, Non-Condensin | 1663 | 255 |  | 06/22/2023 | 57278 | 207188142 | 06/22/2023
Lennox Industries Inc. | AC PRO | 80G1UH060AE12X-* | Federally-Regulated Consumer Product | Non-Weatherized, Non-Condensin | 1277 | 238 |  | 06/22/2023 | 59863 | 204032293 | 06/22/2023
Lennox Industries Inc. | AC PRO | 95G1UH060BE12X-* | Federally-Regulated Consumer Product | Non-Weatherized, Condensing Ga | 1313 | 253 |  | 06/22/2023 | 60222 | 204032281 | 06/22/2023
Lennox Industries Inc. | AC PRO | A80UH1E060A12X-* | Federally-Regulated Consumer Product | Non-Weatherized, Non-Condensin | 1277 | 238 |  | 06/22/2023 | 59863 | 204032289 | 06/22/2023
Lennox Industries Inc. | AC PRO | A97US2V040B12X-*-* | Federally-Regulated Consumer Product | Non-Weatherized, Condensing Ga | 1397 | 256 |  | 06/22/2023 | 25747 | 204032276 | 06/22/2023
Lennox Industries Inc. | Concord | 96G1DF110CE20-* | Federally-Regulated Consumer Product | Non-Weatherized, Condensing Ga | 2033 | 284 |  | 06/22/2023 | 111365 | 209191312 | 06/22/2023
Lennox Industries Inc. | Concord | 80G2UH090BE16L-* | Federally-Regulated Consumer Product | Non-Weatherized, Non-Condensin | 1663 | 255 |  | 06/22/2023 | 57278 | 207188143 | 06/22/2023
Lennox Industries Inc. | Concord | 95G1UH060BE12X-* | Federally-Regulated Consumer Product | Non-Weatherized, Condensing Ga | 1313 | 253 |  | 06/22/2023 | 60222 | 201981482 | 06/22/2023
Lennox Industries Inc. | Concord | 80G1UH070AE12L-* | Federally-Regulated Consumer Product | Non-Weatherized, Non-Condensin | 1317 | 240 |  | 06/22/2023 | 65588 | 205126466 | 06/22/2023
Lennox Industries Inc. | Concord | 80G2UH090BE16-* | Federally-Regulated Consumer Product | Non-Weatherized, Non-Condensin | 1663 | 255 |  | 06/22/2023 | 57278 | 207188140 | 06/22/2023
Lennox Industries Inc. | Concord | 80G1UH070BE12** | Federally-Regulated Consumer Product | Non-Weatherized, Non-Condensin | 1361 | 242 |  | 06/22/2023 | 65645 | 202181496 | 06/22/2023
Lennox Industries Inc. | Concord | 80G1UH060AE12X-* | Federally-Regulated Consumer Product | Non-Weatherized, Non-Condensin | 1277 | 238 |  | 06/22/2023 | 59863 | 202055545 | 06/22/2023
Lennox Industries Inc. | Concord | 80G1UH070BE12L-** | Federally-Regulated Consumer Product | Non-Weatherized, Non-Condensin | 1361 | 242 |  | 06/22/2023 | 65645 | 205126582 | 06/22/2023
Lennox Industries Inc. | Concord | 80G2UH070AV12-* | Federally-Regulated Consumer Product | Non-Weatherized, Non-Condensin | 1394 | 243 |  | 06/22/2023 | 42853 | 201692877 | 06/22/2023
Lennox Industries Inc. | Concord | 80G1DF090BE16** | Federally-Regulated Consumer Product | Non-Weatherized, Non-Condensin | 1639 | 254 |  | 06/22/2023 | 87767 | 202181813 | 06/22/2023
Lennox Industries Inc. | Concord | 80G1UH090BE16L-** | Federally-Regulated Consumer Product | Non-Weatherized, Non-Condensin | 1628 | 254 |  | 06/22/2023 | 87272 | 205126583 | 06/22/2023
Lennox Industries Inc. | Concord | 80G2UH045AE12-* | Federally-Regulated Consumer Product | Non-Weatherized, Non-Condensin | 1377 | 243 |  | 06/22/2023 | 29164 | 207188122 | 06/22/2023
Lennox Industries Inc. | Concord | 80G1UH090BE16** | Federally-Regulated Consumer Product | Non-Weatherized, Non-Condensin | 1628 | 254 |  | 06/22/2023 | 87272 | 202181500 | 06/22/2023
Lennox Industries Inc. | Concord | 80G2UH070AE12L-* | Federally-Regulated Consumer Product | Non-Weatherized, Non-Condensin | 1397 | 243 |  | 06/22/2023 | 43054 | 207188130 | 06/22/2023
Lennox Industries Inc. | Concord | 80G2UH110CE16-* | Federally-Regulated Consumer Product | Non-Weatherized, Non-Condensin | 1658 | 255 |  | 06/22/2023 | 72173 | 207188156 | 06/22/2023
Lennox Industries Inc. | Concord | 80G1DF110CE20** | Federally-Regulated Consumer Product | Non-Weatherized, Non-Condensin | 2147 | 276 |  | 06/22/2023 | 111057 | 202181828 | 06/22/2023
Lennox Industries Inc. | Concord | 80G2UH070AE12-* | Federally-Regulated Consumer Product | Non-Weatherized, Non-Condensin | 1397 | 243 |  | 06/22/2023 | 43054 | 207188127 | 06/22/2023
Lennox Industries Inc. | Concord | 80G1UH070AE12-* | Federally-Regulated Consumer Product | Non-Weatherized, Non-Condensin | 1317 | 240 |  | 06/22/2023 | 65588 | 204454633 | 06/22/2023
Lennox Industries Inc. | Concord | 96G1UH135DE20-* | Federally-Regulated Consumer Product | Non-Weatherized, Condensing Ga | 2388 | 300 |  | 06/22/2023 | 132320 | 209191314 | 06/22/2023
Lennox Industries Inc. | Lennox | ML180UH090E48B** | Federally-Regulated Consumer Product | Non-Weatherized, Non-Condensin | 1628 | 254 |  | 06/22/2023 | 87272 | 10581932 | 06/22/2023
Lennox Industries Inc. | Lennox | ML196UH090XE60C-* | Federally-Regulated Consumer Product | Non-Weatherized, Condensing Ga | 1888 | 278 |  | 06/22/2023 | 88383 | 205991398 | 06/22/2023
Lennox Industries Inc. | Lennox | ML196DF045XE36B-* | Federally-Regulated Consumer Product | Non-Weatherized, Condensing Ga | 1250 | 250 |  | 06/22/2023 | 44206 | 204454171 | 06/22/2023
Lennox Industries Inc. | Lennox | ML196UH090XE48C-* | Federally-Regulated Consumer Product | Non-Weatherized, Condensing Ga | 1566 | 264 |  | 06/22/2023 | 87748 | 204454169 | 06/22/2023
Lennox Industries Inc. | Lennox | SL297UH040NV36B-* | Federally-Regulated Consumer Product | Non-Weatherized, Condensing Ga | 1397 | 256 |  | 06/22/2023 | 25747 | 201834794 | 06/22/2023
Lennox Industries Inc. | Lennox | ML180UH070E36B** | Federally-Regulated Consumer Product | Non-Weatherized, Non-Condensin | 1361 | 242 |  | 06/22/2023 | 65645 | 10581930 | 06/22/2023
Lennox Industries Inc. | Lennox | ML180UH090XE48B** | Federally-Regulated Consumer Product | Non-Weatherized, Non-Condensin | 1628 | 254 |  | 06/22/2023 | 87272 | 10581934 | 06/22/2023
Lennox Industries Inc. | Lennox | ML193DF090XE48C-* | Federally-Regulated Consumer Product | Non-Weatherized, Condensing Ga | 1659 | 268 |  | 06/22/2023 | 87251 | 202568886 | 06/22/2023
Lennox Industries Inc. | Lennox | ML180DF110E60C** | Federally-Regulated Consumer Product | Non-Weatherized, Non-Condensin | 2147 | 276 |  | 06/22/2023 | 111057 | 10581927 | 06/22/2023
Lennox Industries Inc. | Lennox | EL195UH060NE36B-* | Federally-Regulated Consumer Product | Non-Weatherized, Condensing Ga | 1313 | 253 |  | 06/22/2023 | 60222 | 201834898 | 06/22/2023
Lennox Industries Inc. | Lennox | ML180UH030V36A** | Federally-Regulated Consumer Product | Non-Weatherized, Non-Condensin | 1319 | 240 |  | 06/22/2023 | 29985 | 204457110 | 06/22/2023
Lennox Industries Inc. | Lennox | SL280UH090V60C-* | Federally-Regulated Consumer Product | Non-Weatherized, Non-Condensin | 2291 | 283 |  | 06/22/2023 | 57219 | 3858307 | 06/22/2023
Lennox Industries Inc. | Lennox | ML180UH070XE36B** | Federally-Regulated Consumer Product | Non-Weatherized, Non-Condensin | 1361 | 242 |  | 06/22/2023 | 65645 | 10581931 | 06/22/2023
Lennox Industries Inc. | Lennox | EL280UH070XE36A-* | Federally-Regulated Consumer Product | Non-Weatherized, Non-Condensin | 1397 | 243 |  | 06/22/2023 | 43054 | 202866994 | 06/22/2023
Lennox Industries Inc. | Lennox | ML180UH070XE36A** | Federally-Regulated Consumer Product | Non-Weatherized, Non-Condensin | 1317 | 240 |  | 06/22/2023 | 65588 | 204454153 | 06/22/2023
Lennox Industries Inc. | Lennox | EL280UH045E36A-* | Federally-Regulated Consumer Product | Non-Weatherized, Non-Condensin | 1377 | 243 |  | 06/22/2023 | 29164 | 202866992 | 06/22/2023
Lennox Industries Inc. | Lennox | ML196DF070XE48B-* | Federally-Regulated Consumer Product | Non-Weatherized, Condensing Ga | 1473 | 260 |  | 06/22/2023 | 66322 | 204454172 | 06/22/2023
Lennox Industries Inc. | Lennox | SL280UH135V60D-* | Federally-Regulated Consumer Product | Non-Weatherized, Non-Condensin | 2445 | 290 |  | 06/22/2023 | 86870 | 3858310 | 06/22/2023
Lennox Industries Inc. | Lennox | ML196UH070XE48B-* | Federally-Regulated Consumer Product | Non-Weatherized, Condensing Ga | 1693 | 269 |  | 06/22/2023 | 66189 | 205991396 | 06/22/2023
Lennox Industries Inc. | Lennox | SL280UH090XV60C-* | Federally-Regulated Consumer Product | Non-Weatherized, Non-Condensin | 2291 | 283 |  | 06/22/2023 | 57219 | 4239538 | 06/22/2023
Lennox Industries Inc. | Lennox | ML196DF090XE48C-* | Federally-Regulated Consumer Product | Non-Weatherized, Condensing Ga | 1542 | 263 |  | 06/22/2023 | 88229 | 204454173 | 06/22/2023
Lennox Industries Inc. | Lennox | SL280DF110V60C-* | Federally-Regulated Consumer Product | Non-Weatherized, Non-Condensin | 2001 | 270 |  | 06/22/2023 | 72397 | 3845343 | 06/22/2023
Lennox Industries Inc. | Lennox | ML180UH070V36A** | Federally-Regulated Consumer Product | Non-Weatherized, Non-Condensin | 1500 | 248 |  | 06/22/2023 | 65652 | 204457112 | 06/22/2023
Lennox Industries Inc. | Lennox | ML196UH135XE60D-* | Federally-Regulated Consumer Product | Non-Weatherized, Condensing Ga | 2388 | 300 |  | 06/22/2023 | 132320 | 205991399 | 06/22/2023
Lennox Industries Inc. | Lennox | EL280UH090E48B-* | Federally-Regulated Consumer Product | Non-Weatherized, Non-Condensin | 1663 | 255 |  | 06/22/2023 | 57278 | 202866996 | 06/22/2023
Lennox Industries Inc. | Lennox | ML196UH090XE36C-* | Federally-Regulated Consumer Product | Non-Weatherized, Condensing Ga | 1386 | 256 |  | 06/22/2023 | 88380 | 205991397 | 06/22/2023
Lennox Industries Inc. | Lennox | EL280UH110E48C-* | Federally-Regulated Consumer Product | Non-Weatherized, Non-Condensin | 1658 | 255 |  | 06/22/2023 | 72173 | 204501579 | 06/22/2023
Lennox Industries Inc. | Lennox | ML193UH090XE36C-* | Federally-Regulated Consumer Product | Non-Weatherized, Condensing Ga | 1295 | 252 |  | 06/22/2023 | 88167 | 202568880 | 06/22/2023
Lennox Industries Inc. | Lennox | SLP99UH090XV60C-* | Federally-Regulated Consumer Product | Non-Weatherized, Condensing Ga | 2473 | 304 |  | 06/22/2023 | 30734 | 205534326 | 06/22/2023
Lennox Industries Inc. | Lennox | EL280UH070E36A-* | Federally-Regulated Consumer Product | Non-Weatherized, Non-Condensin | 1397 | 243 |  | 06/22/2023 | 43054 | 202866993 | 06/22/2023
Lennox Industries Inc. | Lennox | EL296DF110XV60C-* | Federally-Regulated Consumer Product | Non-Weatherized, Condensing Ga | 2263 | 295 |  | 06/22/2023 | 71480 | 4988230 | 06/22/2023
Lennox Industries Inc. | Lennox | SLP99UH090XV48C-* | Federally-Regulated Consumer Product | Non-Weatherized, Condensing Ga | 1948 | 281 |  | 06/22/2023 | 31311 | 205534325 | 06/22/2023
Lennox Industries Inc. | Lennox | SL280DF090V48B-* | Federally-Regulated Consumer Product | Non-Weatherized, Non-Condensin | 1740 | 259 |  | 06/22/2023 | 56622 | 3845341 | 06/22/2023
Lennox Industries Inc. | Lennox | ML180UH070E36A** | Federally-Regulated Consumer Product | Non-Weatherized, Non-Condensin | 1317 | 240 |  | 06/22/2023 | 65588 | 204454152 | 06/22/2023
Lennox Industries Inc. | Lennox | ML196UH070XE36B-* | Federally-Regulated Consumer Product | Non-Weatherized, Condensing Ga | 1298 | 252 |  | 06/22/2023 | 65683 | 204454168 | 06/22/2023
Lennox Industries Inc. | Lennox | ML180UH090V48B** | Federally-Regulated Consumer Product | Non-Weatherized, Non-Condensin | 1730 | 258 |  | 06/22/2023 | 87660 | 204457115 | 06/22/2023
Lennox Industries Inc. | Lennox | SL280UH070XV36A-* | Federally-Regulated Consumer Product | Non-Weatherized, Non-Condensin | 1394 | 243 |  | 06/22/2023 | 42853 | 3858302 | 06/22/2023
Lennox Industries Inc. | Lennox | EL280UH090XE48B-* | Federally-Regulated Consumer Product | Non-Weatherized, Non-Condensin | 1663 | 255 |  | 06/22/2023 | 57278 | 202866997 | 06/22/2023
Lennox Industries Inc. | Lennox | SL280UH070V36A-* | Federally-Regulated Consumer Product | Non-Weatherized, Non-Condensin | 1394 | 243 |  | 06/22/2023 | 42853 | 3858301 | 06/22/2023
Lennox Industries Inc. | Lennox | EL180UH060NE36A-* | Federally-Regulated Consumer Product | Non-Weatherized, Non-Condensin | 1277 | 238 |  | 06/22/2023 | 59863 | 202028473 | 06/22/2023
Lennox Industries Inc. | Lennox | ML180UH070V36B** | Federally-Regulated Consumer Product | Non-Weatherized, Non-Condensin | 1455 | 246 |  | 06/22/2023 | 66220 | 204457113 | 06/22/2023
Lennox Industries Inc. | Lennox | ML196UH045XE36B-* | Federally-Regulated Consumer Product | Non-Weatherized, Condensing Ga | 1284 | 251 |  | 06/22/2023 | 44162 | 204454167 | 06/22/2023
Lennox Industries Inc. | Lennox | ML196DF110XE60C-* | Federally-Regulated Consumer Product | Non-Weatherized, Condensing Ga | 2033 | 284 |  | 06/22/2023 | 111365 | 205991400 | 06/22/2023
Lennox Industries Inc. | Lennox | ML180DF090E48B** | Federally-Regulated Consumer Product | Non-Weatherized, Non-Condensin | 1639 | 254 |  | 06/22/2023 | 87767 | 10581926 | 06/22/2023
Lennox Industries Inc. | Lennox | ML196UH110XE60C-* | Federally-Regulated Consumer Product | Non-Weatherized, Condensing Ga | 2018 | 284 |  | 06/22/2023 | 110619 | 204454170 | 06/22/2023
Lennox Industries Inc. | ARMSTRONG AIR | A96UH1E070B12-** | Federally-Regulated Consumer Product | Non-Weatherized, Condensing Ga | 1298 | 252 |  | 06/22/2023 | 65683 | 209191295 | 06/22/2023
Lennox Industries Inc. | ARMSTRONG AIR | A80DF1E110C20** | Federally-Regulated Consumer Product | Non-Weatherized, Non-Condensin | 2147 | 276 |  | 06/22/2023 | 111057 | 202181841 | 06/22/2023
Lennox Industries Inc. | ARMSTRONG AIR | A80UH1E090B16** | Federally-Regulated Consumer Product | Non-Weatherized, Non-Condensin | 1628 | 254 |  | 06/22/2023 | 87272 | 202181503 | 06/22/2023
Lennox Industries Inc. | ARMSTRONG AIR | A96DS2V110C20S-* | Federally-Regulated Consumer Product | Non-Weatherized, Condensing Ga | 2263 | 295 |  | 06/22/2023 | 71480 | 201695959 | 06/22/2023
Lennox Industries Inc. | ARMSTRONG AIR | A96UH1E135D20-** | Federally-Regulated Consumer Product | Non-Weatherized, Condensing Ga | 2388 | 300 |  | 06/22/2023 | 132320 | 209191301 | 06/22/2023
Lennox Industries Inc. | ARMSTRONG AIR | A80US2V090C20-* | Federally-Regulated Consumer Product | Non-Weatherized, Non-Condensin | 2291 | 283 |  | 06/22/2023 | 57219 | 201693148 | 06/22/2023
Lennox Industries Inc. | ARMSTRONG AIR | A96DF1E045B12-** | Federally-Regulated Consumer Product | Non-Weatherized, Condensing Ga | 1250 | 250 |  | 06/22/2023 | 44206 | 209191283 | 06/22/2023
Lennox Industries Inc. | ARMSTRONG AIR | A80UH1E070A12-* | Federally-Regulated Consumer Product | Non-Weatherized, Non-Condensin | 1317 | 240 |  | 06/22/2023 | 65588 | 204454632 | 06/22/2023
Lennox Industries Inc. | ARMSTRONG AIR | A80UH2E045A12*-* | Federally-Regulated Consumer Product | Non-Weatherized, Non-Condensin | 1377 | 243 |  | 06/22/2023 | 29164 | 207188121 | 06/22/2023
Lennox Industries Inc. | ARMSTRONG AIR | A96UH1E045B12-** | Federally-Regulated Consumer Product | Non-Weatherized, Condensing Ga | 1284 | 251 |  | 06/22/2023 | 44162 | 209191293 | 06/22/2023
Lennox Industries Inc. | ARMSTRONG AIR | A96DF1E070B16-** | Federally-Regulated Consumer Product | Non-Weatherized, Condensing Ga | 1473 | 260 |  | 06/22/2023 | 66322 | 209191285 | 06/22/2023
Lennox Industries Inc. | ARMSTRONG AIR | A93DF1E090C16A* | Federally-Regulated Consumer Product | Non-Weatherized, Condensing Ga | 1659 | 268 |  | 06/22/2023 | 87251 | 203926022 | 06/22/2023
Lennox Industries Inc. | ARMSTRONG AIR | A96DF1E090C16-** | Federally-Regulated Consumer Product | Non-Weatherized, Condensing Ga | 1542 | 263 |  | 06/22/2023 | 88229 | 209191287 | 06/22/2023
Lennox Industries Inc. | ARMSTRONG AIR | A93UH1E090C12A* | Federally-Regulated Consumer Product | Non-Weatherized, Condensing Ga | 1295 | 252 |  | 06/22/2023 | 88167 | 203926016 | 06/22/2023
Lennox Industries Inc. | ARMSTRONG AIR | 96G1UH060BE12X-* | Federally-Regulated Consumer Product | Non-Weatherized, Condensing Ga | 1313 | 253 |  | 06/22/2023 | 60222 | 201981475 | 06/22/2023
Lennox Industries Inc. | ARMSTRONG AIR | A80DF1E090B16** | Federally-Regulated Consumer Product | Non-Weatherized, Non-Condensin | 1639 | 254 |  | 06/22/2023 | 87767 | 202181824 | 06/22/2023
Lennox Industries Inc. | ARMSTRONG AIR | A80DS2V090B16-* | Federally-Regulated Consumer Product | Non-Weatherized, Non-Condensin | 1740 | 259 |  | 06/22/2023 | 56622 | 201693134 | 06/22/2023
Lennox Industries Inc. | ARMSTRONG AIR | A96UH1E110C20-** | Federally-Regulated Consumer Product | Non-Weatherized, Condensing Ga | 2018 | 284 |  | 06/22/2023 | 110619 | 209191299 | 06/22/2023
Lennox Industries Inc. | ARMSTRONG AIR | A80UH2E110C16*-* | Federally-Regulated Consumer Product | Non-Weatherized, Non-Condensin | 1658 | 255 |  | 06/22/2023 | 72173 | 207188155 | 06/22/2023
Lennox Industries Inc. | ARMSTRONG AIR | A96UH1E090C16-** | Federally-Regulated Consumer Product | Non-Weatherized, Condensing Ga | 1566 | 264 |  | 06/22/2023 | 87748 | 209191297 | 06/22/2023
Lennox Industries Inc. | ARMSTRONG AIR | A80UH1E070B12** | Federally-Regulated Consumer Product | Non-Weatherized, Non-Condensin | 1361 | 242 |  | 06/22/2023 | 65645 | 202181499 | 06/22/2023
Lennox Industries Inc. | ARMSTRONG AIR | A96DF1E110C20-** | Federally-Regulated Consumer Product | Non-Weatherized, Condensing Ga | 2033 | 284 |  | 06/22/2023 | 111365 | 209191289 | 06/22/2023
Lennox Industries Inc. | ARMSTRONG AIR | A97US2V040B12X-*-* | Federally-Regulated Consumer Product | Non-Weatherized, Condensing Ga | 1397 | 256 |  | 06/22/2023 | 25747 | 201870438 | 06/22/2023
Lennox Industries Inc. | ARMSTRONG AIR | A80UH2E090B16*-* | Federally-Regulated Consumer Product | Non-Weatherized, Non-Condensin | 1663 | 255 |  | 06/22/2023 | 57278 | 207188139 | 06/22/2023
Lennox Industries Inc. | ARMSTRONG AIR | A80US2V135D20-* | Federally-Regulated Consumer Product | Non-Weatherized, Non-Condensin | 2445 | 290 |  | 06/22/2023 | 86870 | 201693156 | 06/22/2023
Lennox Industries Inc. | ARMSTRONG AIR | A80UH2E070A12*-* | Federally-Regulated Consumer Product | Non-Weatherized, Non-Condensin | 1397 | 243 |  | 06/22/2023 | 43054 | 207188126 | 06/22/2023
Lennox Industries Inc. | ARMSTRONG AIR | A80UH1E060A12X-* | Federally-Regulated Consumer Product | Non-Weatherized, Non-Condensin | 1277 | 238 |  | 06/22/2023 | 59863 | 202055411 | 06/22/2023
Lennox Industries Inc. | ARMSTRONG AIR | A80US2V070A12L-* | Federally-Regulated Consumer Product | Non-Weatherized, Non-Condensin | 1394 | 243 |  | 06/22/2023 | 42853 | 201693142 | 06/22/2023
Lennox Industries Inc. | ARMSTRONG AIR | A80DS2V110C20-* | Federally-Regulated Consumer Product | Non-Weatherized, Non-Condensin | 2001 | 270 |  | 06/22/2023 | 72397 | 201693136 | 06/22/2023
Allied Air | ARMSTRONG AIR | A97DSMV070B12S-* | Federally-Regulated Consumer Product | Non-Weatherized, Condensing Ga | 1551 | 263 |  | 06/22/2023 | 26216 | 201705431 | 06/22/2023
Allied Air | ARMSTRONG AIR | A80DS2V110C20-** | Federally-Regulated Consumer Product | Non-Weatherized, Non-Condensin | 1918 | 266 |  | 06/22/2023 | 72547 | 203999282 | 06/22/2023
Allied Air | ARMSTRONG AIR | A96DF2E110C20*-* | Federally-Regulated Consumer Product | Non-Weatherized, Condensing Ga | 2109 | 288 |  | 06/22/2023 | 71791 | 201710531 | 06/22/2023
Allied Air | ARMSTRONG AIR | A97USMV090C12S-* | Federally-Regulated Consumer Product | Non-Weatherized, Condensing Ga | 1469 | 260 |  | 06/22/2023 | 35645 | 201705439 | 06/22/2023
Allied Air | ARMSTRONG AIR | A96UH2E045B12*-* | Federally-Regulated Consumer Product | Non-Weatherized, Condensing Ga | 1332 | 254 |  | 06/22/2023 | 28924 | 201710515 | 06/22/2023
Allied Air | ARMSTRONG AIR | A80US2V110C20-** | Federally-Regulated Consumer Product | Non-Weatherized, Non-Condensin | 2109 | 275 |  | 06/22/2023 | 71736 | 203999278 | 06/22/2023
Allied Air | ARMSTRONG AIR | A97DSMV110C20S-* | Federally-Regulated Consumer Product | Non-Weatherized, Condensing Ga | 2138 | 289 |  | 06/22/2023 | 44067 | 201705437 | 06/22/2023
Allied Air | ARMSTRONG AIR | A96DF2E090C16*-* | Federally-Regulated Consumer Product | Non-Weatherized, Condensing Ga | 1608 | 266 |  | 06/22/2023 | 57408 | 201710529 | 06/22/2023
Allied Air | ARMSTRONG AIR | A80US2V080C20X-* | Federally-Regulated Consumer Product | Non-Weatherized, Non-Condensin | 2086 | 274 |  | 06/22/2023 | 52685 | 203999091 | 06/22/2023
Allied Air | ARMSTRONG AIR | A80US2V090C20-** | Federally-Regulated Consumer Product | Non-Weatherized, Non-Condensin | 2045 | 272 |  | 06/22/2023 | 57319 | 203999276 | 06/22/2023
Allied Air | ARMSTRONG AIR | A97USMV110C20S-* | Federally-Regulated Consumer Product | Non-Weatherized, Condensing Ga | 2042 | 285 |  | 06/22/2023 | 43915 | 201705427 | 06/22/2023
Allied Air | ARMSTRONG AIR | A97DSMV090C16S-* | Federally-Regulated Consumer Product | Non-Weatherized, Condensing Ga | 1805 | 274 |  | 06/22/2023 | 35203 | 201705433 | 06/22/2023
Allied Air | ARMSTRONG AIR | A96US2V135D20-* | Federally-Regulated Consumer Product | Non-Weatherized, Condensing Ga | 2097 | 287 |  | 06/22/2023 | 84945 | 203999087 | 06/22/2023
Allied Air | ARMSTRONG AIR | A80US2V135D20-** | Federally-Regulated Consumer Product | Non-Weatherized, Non-Condensin | 2118 | 275 |  | 06/22/2023 | 86433 | 203999280 | 06/22/2023
Allied Air | ARMSTRONG AIR | A96UH2E030B08*-* | Federally-Regulated Consumer Product | Non-Weatherized, Condensing Ga | 910 | 235 |  | 06/22/2023 | 19570 | 201710533 | 06/22/2023
Allied Air | ARMSTRONG AIR | A97USMV090C16S-* | Federally-Regulated Consumer Product | Non-Weatherized, Condensing Ga | 1892 | 278 |  | 06/22/2023 | 35773 | 201705423 | 06/22/2023
Allied Air | ARMSTRONG AIR | A80US2V100C20X-* | Federally-Regulated Consumer Product | Non-Weatherized, Non-Condensin | 2045 | 272 |  | 06/22/2023 | 65719 | 203999092 | 06/22/2023
Allied Air | ARMSTRONG AIR | A96DS2V090C20-* | Federally-Regulated Consumer Product | Non-Weatherized, Condensing Ga | 2172 | 291 |  | 06/22/2023 | 56904 | 203999088 | 06/22/2023
Allied Air | ARMSTRONG AIR | A96UH2E070B12*-* | Federally-Regulated Consumer Product | Non-Weatherized, Condensing Ga | 1293 | 252 |  | 06/22/2023 | 42936 | 201710517 | 06/22/2023
Allied Air | ARMSTRONG AIR | A96DF2E045B12*-* | Federally-Regulated Consumer Product | Non-Weatherized, Condensing Ga | 1241 | 250 |  | 06/22/2023 | 29295 | 201710525 | 06/22/2023
Allied Air | ARMSTRONG AIR | A96DS2V110C20-* | Federally-Regulated Consumer Product | Non-Weatherized, Condensing Ga | 2132 | 289 |  | 06/22/2023 | 71455 | 203999089 | 06/22/2023
Allied Air | ARMSTRONG AIR | A97US2V080C20X-* | Federally-Regulated Consumer Product | Non-Weatherized, Condensing Ga | 2130 | 289 |  | 06/22/2023 | 51766 | 203999090 | 06/22/2023
Allied Air | ARMSTRONG AIR | A97DSMV090C20S-* | Federally-Regulated Consumer Product | Non-Weatherized, Condensing Ga | 2151 | 290 |  | 06/22/2023 | 35561 | 201705435 | 06/22/2023
Allied Air | ARMSTRONG AIR | A97USMV070B12S-* | Federally-Regulated Consumer Product | Non-Weatherized, Condensing Ga | 1528 | 262 |  | 06/22/2023 | 26717 | 201705421 | 06/22/2023
Allied Air | ARMSTRONG AIR | A97USMV090C20S-* | Federally-Regulated Consumer Product | Non-Weatherized, Condensing Ga | 2103 | 288 |  | 06/22/2023 | 35270 | 201705425 | 06/22/2023
Allied Air | ARMSTRONG AIR | A96DF2E070B16*-* | Federally-Regulated Consumer Product | Non-Weatherized, Condensing Ga | 1638 | 267 |  | 06/22/2023 | 43233 | 201710527 | 06/22/2023
Allied Air | ARMSTRONG AIR | A97USMV135D20S-* | Federally-Regulated Consumer Product | Non-Weatherized, Condensing Ga | 2125 | 289 |  | 06/22/2023 | 52961 | 201705429 | 06/22/2023
Allied Air | ARMSTRONG AIR | A96UH2E090C16*-* | Federally-Regulated Consumer Product | Non-Weatherized, Condensing Ga | 1593 | 265 |  | 06/22/2023 | 57310 | 201710519 | 06/22/2023
Nordyne, LLC | AC PRO | KG7SC-054*-T24B* | Federally-Regulated Consumer Product | Non-Weatherized, Condensing Ga | 1537 | 263 |  | 06/22/2023 | 54478 | 204762174 | 06/22/2023
Rheem Sales Company, Inc. | DURASTAR | DR96UAT0602317SA | Federally-Regulated Consumer Product | Non-Weatherized, Condensing Ga | 1342 | 254 |  | 06/22/2023 | 39319 | 206720670 | 06/22/2023
Rheem Sales Company, Inc. | DURASTAR | DR80UAT0752317SA | Federally-Regulated Consumer Product | Non-Weatherized, Non-Condensin | 1539 | 250 |  | 06/22/2023 | 52505 | 205783261 | 06/22/2023
Rheem Sales Company, Inc. | DURASTAR | DR95UCT1151524SA | Federally-Regulated Consumer Product | Non-Weatherized, Condensing Ga | 2041 | 285 |  | 06/22/2023 | 111488 | 205783273 | 06/22/2023
Rheem Sales Company, Inc. | DURASTAR | DR80UAT1502524SA | Federally-Regulated Consumer Product | Non-Weatherized, Non-Condensin | 2092 | 274 |  | 06/22/2023 | 104565 | 205783266 | 06/22/2023
Rheem Sales Company, Inc. | DURASTAR | DR95UCT0701521SA | Federally-Regulated Consumer Product | Non-Weatherized, Condensing Ga | 1983 | 279 |  | 06/22/2023 | 70360 | 205783270 | 06/22/2023
Rheem Sales Company, Inc. | DURASTAR | DR96UAT0702317SA | Federally-Regulated Consumer Product | Non-Weatherized, Condensing Ga | 1321 | 253 |  | 06/22/2023 | 49242 | 206720671 | 06/22/2023
Rheem Sales Company, Inc. | DURASTAR | DR95UCT0701317SA | Federally-Regulated Consumer Product | Non-Weatherized, Condensing Ga | 1362 | 255 |  | 06/22/2023 | 69960 | 205783269 | 06/22/2023
Rheem Sales Company, Inc. | DURASTAR | DR80UAT1002521SA | Federally-Regulated Consumer Product | Non-Weatherized, Non-Condensin | 1952 | 268 |  | 06/22/2023 | 70078 | 205783264 | 06/22/2023
Rheem Sales Company, Inc. | DURASTAR | DR95UCT0401317SA | Federally-Regulated Consumer Product | Non-Weatherized, Condensing Ga | 1107 | 244 |  | 06/22/2023 | 41877 | 205783267 | 06/22/2023
Rheem Sales Company, Inc. | DURASTAR | DR80UAT1001521SA | Federally-Regulated Consumer Product | Non-Weatherized, Non-Condensin | 1812 | 262 |  | 06/22/2023 | 99863 | 205783256 | 06/22/2023
Rheem Sales Company, Inc. | DURASTAR | DR80UAT1252524SA | Federally-Regulated Consumer Product | Non-Weatherized, Non-Condensin | 1899 | 266 |  | 06/22/2023 | 87546 | 205783265 | 06/22/2023
Rheem Sales Company, Inc. | DURASTAR | DR96UAT1002521SA | Federally-Regulated Consumer Product | Non-Weatherized, Condensing Ga | 1930 | 280 |  | 06/22/2023 | 69202 | 206720674 | 06/22/2023
Rheem Sales Company, Inc. | DURASTAR | DR95UCT0851521SA | Federally-Regulated Consumer Product | Non-Weatherized, Condensing Ga | 1929 | 280 |  | 06/22/2023 | 84515 | 205783271 | 06/22/2023
Rheem Sales Company, Inc. | DURASTAR | DR96UAT0702521SA | Federally-Regulated Consumer Product | Non-Weatherized, Condensing Ga | 1854 | 277 |  | 06/22/2023 | 49250 | 206720672 | 06/22/2023
Rheem Sales Company, Inc. | DURASTAR | DR96UAT0852521SA | Federally-Regulated Consumer Product | Non-Weatherized, Condensing Ga | 2115 | 288 |  | 06/22/2023 | 58240 | 206720673 | 06/22/2023
Rheem Sales Company, Inc. | DURASTAR | DR95UCT1001521SA | Federally-Regulated Consumer Product | Non-Weatherized, Condensing Ga | 2066 | 286 |  | 06/22/2023 | 98023 | 205783272 | 06/22/2023
Rheem Sales Company, Inc. | DURASTAR | DR96UAT1152524SA | Federally-Regulated Consumer Product | Non-Weatherized, Condensing Ga | 1935 | 280 |  | 06/22/2023 | 78711 | 207430288 | 06/22/2023
Rheem Sales Company, Inc. | DURASTAR | DR96UAT0402317SA | Federally-Regulated Consumer Product | Non-Weatherized, Condensing Ga | 1252 | 250 |  | 06/22/2023 | 29298 | 206720669 | 06/22/2023
Rheem Sales Company, Inc. | DURASTAR | DR95UCT0601317SA | Federally-Regulated Consumer Product | Non-Weatherized, Condensing Ga | 1156 | 246 |  | 06/22/2023 | 55624 | 205783268 | 06/22/2023
Lennox Industries Inc. | GE | NF80U090T4B-* | Federally-Regulated Consumer Product | Non-Weatherized, Non-Condensin | 1663 | 255 |  | 06/22/2023 | 57278 | 208727784 | 06/22/2023
Lennox Industries Inc. | GE | NF80L070S3A-* | Federally-Regulated Consumer Product | Non-Weatherized, Non-Condensin | 1317 | 240 |  | 06/22/2023 | 65588 | 208727792 | 06/22/2023
Lennox Industries Inc. | GE | NF80U070T3A-* | Federally-Regulated Consumer Product | Non-Weatherized, Non-Condensin | 1397 | 243 |  | 06/22/2023 | 43054 | 208727783 | 06/22/2023
Lennox Industries Inc. | GE | NF97X040V3B-* | Federally-Regulated Consumer Product | Non-Weatherized, Condensing Ga | 1397 | 256 |  | 06/22/2023 | 25747 | 208733813 | 06/22/2023
Lennox Industries Inc. | GE | NF80L090S4B-* | Federally-Regulated Consumer Product | Non-Weatherized, Non-Condensin | 1628 | 254 |  | 06/22/2023 | 87272 | 208727794 | 06/22/2023
Lennox Industries Inc. | GE | NF80U045T3A-* | Federally-Regulated Consumer Product | Non-Weatherized, Non-Condensin | 1377 | 243 |  | 06/22/2023 | 29164 | 208727782 | 06/22/2023
Lennox Industries Inc. | GE | NF80L070S3B-* | Federally-Regulated Consumer Product | Non-Weatherized, Non-Condensin | 1361 | 242 |  | 06/22/2023 | 65645 | 208727793 | 06/22/2023
Lennox Industries Inc. | GE | NF80X060S3A-* | Federally-Regulated Consumer Product | Non-Weatherized, Non-Condensin | 1277 | 238 |  | 06/22/2023 | 59863 | 208727798 | 06/22/2023
Allied Air | MRCOOL | MGD80SE110C5A | Federally-Regulated Consumer Product | Non-Weatherized, Non-Condensin | 2147 | 276 |  | 06/22/2023 | 111057 | 204085907 | 06/22/2023
Allied Air | MRCOOL | MGM80SE090B4A | Federally-Regulated Consumer Product | Non-Weatherized, Non-Condensin | 1628 | 254 |  | 06/22/2023 | 87272 | 204085899 | 06/22/2023
Allied Air | MRCOOL | MGM80SE090C5A | Federally-Regulated Consumer Product | Non-Weatherized, Non-Condensin | 2081 | 274 |  | 06/22/2023 | 87931 | 204085900 | 06/22/2023
Allied Air | MRCOOL | MGD80SE070B3A | Federally-Regulated Consumer Product | Non-Weatherized, Non-Condensin | 1369 | 242 |  | 06/22/2023 | 66107 | 204085905 | 06/22/2023
Allied Air | MRCOOL | MGD80SE090B4A | Federally-Regulated Consumer Product | Non-Weatherized, Non-Condensin | 1639 | 254 |  | 06/22/2023 | 87767 | 204085906 | 06/22/2023
Allied Air | MRCOOL | MGM80SE070B3A | Federally-Regulated Consumer Product | Non-Weatherized, Non-Condensin | 1361 | 242 |  | 06/22/2023 | 65645 | 204085898 | 06/22/2023
Lennox Industries Inc. | BLUERIDGE | BG802UH090BE16-* | Federally-Regulated Consumer Product | Non-Weatherized, Non-Condensin | 1663 | 255 |  | 06/22/2023 | 57278 | 207777485 | 06/22/2023
Lennox Industries Inc. | BLUERIDGE | BG80G1DF090AE16-* | Federally-Regulated Consumer Product | Non-Weatherized, Non-Condensin | 1639 | 254 |  | 06/22/2023 | 87767 | 209247348 | 06/22/2023
Lennox Industries Inc. | BLUERIDGE | BG80G1DF110AE20-* | Federally-Regulated Consumer Product | Non-Weatherized, Non-Condensin | 2147 | 276 |  | 06/22/2023 | 111057 | 209247349 | 06/22/2023
Lennox Industries Inc. | BLUERIDGE | BG802UH070AE12-* | Federally-Regulated Consumer Product | Non-Weatherized, Non-Condensin | 1397 | 243 |  | 06/22/2023 | 43054 | 207777483 | 06/22/2023
Nordyne, LLC | Maytag | MGC2SC120*T45D* | Federally-Regulated Consumer Product | Non-Weatherized, Condensing Ga | 2047 | 272 |  | 06/22/2023 | 120160 | 205147067 | 06/22/2023
Nordyne, LLC | Maytag | MG2S-045F2ABM* | Federally-Regulated Consumer Product | Mobile Home Non-Weatherized, C | 1603 | 352 |  | 06/22/2023 | 29516 | 203049590 | 06/22/2023
Nordyne, LLC | Maytag | MG2S-060F2ABM* | Federally-Regulated Consumer Product | Mobile Home Non-Weatherized, C | 1292 | 330 |  | 06/22/2023 | 39969 | 203049601 | 06/22/2023
Nordyne, LLC | Maytag | MGC2SC054*T24BP | Federally-Regulated Consumer Product | Non-Weatherized, Condensing Ga | 1537 | 263 |  | 06/22/2023 | 54478 | 207455876 | 06/22/2023
Nordyne, LLC | Maytag | MG2S-072F2ABM* | Federally-Regulated Consumer Product | Mobile Home Non-Weatherized, C | 1565 | 350 |  | 06/22/2023 | 46903 | 203049616 | 06/22/2023
Nordyne, LLC | Maytag | PGC2TC100DV35CP | Federally-Regulated Consumer Product | Non-Weatherized, Condensing Ga | 1826 | 275 |  | 06/22/2023 | 64473 | 207769477 | 06/22/2023
Nordyne, LLC | Maytag | MGC2SC108*T45D* | Federally-Regulated Consumer Product | Non-Weatherized, Condensing Ga | 1956 | 281 |  | 06/22/2023 | 107378 | 205234649 | 06/22/2023
Nordyne, LLC | Maytag | PGC2TC080DV35CP | Federally-Regulated Consumer Product | Non-Weatherized, Condensing Ga | 1873 | 277 |  | 06/22/2023 | 50261 | 207456116 | 06/22/2023
Nordyne, LLC | Maytag | MGC2SC038*T23AP | Federally-Regulated Consumer Product | Non-Weatherized, Condensing Ga | 1252 | 250 |  | 06/22/2023 | 37844 | 207456240 | 06/22/2023
Nordyne, LLC | Maytag | PGC2TC060DV24BP | Federally-Regulated Consumer Product | Non-Weatherized, Condensing Ga | 1339 | 254 |  | 06/22/2023 | 38422 | 207456106 | 06/22/2023
Nordyne, LLC | Maytag | PGC2TC120DE45DP | Federally-Regulated Consumer Product | Non-Weatherized, Condensing Ga | 2160 | 290 |  | 06/22/2023 | 77603 | 207769473 | 06/22/2023
Nordyne, LLC | NORTEK GLOBAL HVAC LLC | MG2S-060F2ABM* | Federally-Regulated Consumer Product | Mobile Home Non-Weatherized, C | 1292 | 330 |  | 05/25/2023 | 39969 | 203049486 | 06/22/2023
Nordyne, LLC | NORTEK GLOBAL HVAC LLC | G7SC-108*-T45D* | Federally-Regulated Consumer Product | Non-Weatherized, Condensing Ga | 1956 | 281 |  | 06/15/2023 | 107378 | 205234635 | 06/22/2023
Nordyne, LLC | NORTEK GLOBAL HVAC LLC | G7TC-060D-V24BP | Federally-Regulated Consumer Product | Non-Weatherized, Condensing Ga | 1339 | 254 |  | 06/15/2023 | 38422 | 207455889 | 06/22/2023
Nordyne, LLC | NORTEK GLOBAL HVAC LLC | MG2S-045F2ABM* | Federally-Regulated Consumer Product | Mobile Home Non-Weatherized, C | 1603 | 352 |  | 05/25/2023 | 29516 | 203049481 | 06/22/2023
Nordyne, LLC | NORTEK GLOBAL HVAC LLC | MG2S-072F2ABM* | Federally-Regulated Consumer Product | Mobile Home Non-Weatherized, C | 1565 | 350 |  | 05/25/2023 | 46903 | 203049492 | 06/22/2023
Nordyne, LLC | NORTEK GLOBAL HVAC LLC | G7TC-080D-V35CP | Federally-Regulated Consumer Product | Non-Weatherized, Condensing Ga | 1873 | 277 |  | 06/15/2023 | 50261 | 207455891 | 06/22/2023
Nordyne, LLC | NORTEK GLOBAL HVAC LLC | G7TC-100D-E35CP | Federally-Regulated Consumer Product | Non-Weatherized, Condensing Ga | 1763 | 273 |  | 06/15/2023 | 64473 | 207455892 | 06/22/2023
Nordyne, LLC | NORTEK GLOBAL HVAC LLC | G7TC-080D-E35CP | Federally-Regulated Consumer Product | Non-Weatherized, Condensing Ga | 1686 | 269 |  | 06/15/2023 | 51925 | 207455890 | 06/22/2023
Nordyne, LLC | NORTEK GLOBAL HVAC LLC | G7SC-120*-T45D* | Federally-Regulated Consumer Product | Non-Weatherized, Condensing Ga | 2047 | 272 |  | 06/15/2023 | 120160 | 205147056 | 06/22/2023
Nordyne, LLC | NORTEK GLOBAL HVAC LLC | G7SC-038*-T23AP | Federally-Regulated Consumer Product | Non-Weatherized, Condensing Ga | 1252 | 250 |  | 06/08/2023 | 37844 | 207455983 | 06/22/2023
Nordyne, LLC | NORTEK GLOBAL HVAC LLC | G7TC-120D-E45DP | Federally-Regulated Consumer Product | Non-Weatherized, Condensing Ga | 2160 | 290 |  | 06/15/2023 | 77603 | 207455894 | 06/22/2023
Nordyne, LLC | NORTEK GLOBAL HVAC LLC | G7TC-100D-V35CP | Federally-Regulated Consumer Product | Non-Weatherized, Condensing Ga | 1826 | 275 |  | 06/15/2023 | 64473 | 207455893 | 06/22/2023
Nordyne, LLC | NORTEK GLOBAL HVAC LLC | G7TC-060D-E24BP | Federally-Regulated Consumer Product | Non-Weatherized, Condensing Ga | 1222 | 249 |  | 06/15/2023 | 39014 | 207455888 | 06/22/2023
Allied Air | GE | NF96U090V5C-* | Federally-Regulated Consumer Product | Non-Weatherized, Condensing Ga | 2215 | 292 |  | 05/25/2023 | 56766 | 208733614 | 06/22/2023
Allied Air | GE | NF96D045S3B-* | Federally-Regulated Consumer Product | Non-Weatherized, Condensing Ga | 1250 | 250 |  | 05/25/2023 | 44206 | 208733653 | 06/22/2023
Allied Air | GE | NF80U090S4B-* | Federally-Regulated Consumer Product | Non-Weatherized, Non-Condensin | 1628 | 254 |  | 05/25/2023 | 87272 | 208733638 | 06/22/2023
Allied Air | GE | NF96D090V5C-* | Federally-Regulated Consumer Product | Non-Weatherized, Condensing Ga | 2123 | 288 |  | 05/25/2023 | 56779 | 208733620 | 06/22/2023
Allied Air | GE | NF80U070V3A-* | Federally-Regulated Consumer Product | Non-Weatherized, Non-Condensin | 1336 | 241 |  | 05/25/2023 | 43159 | 208733629 | 06/22/2023
Allied Air | GE | NF96D090S4C-* | Federally-Regulated Consumer Product | Non-Weatherized, Condensing Ga | 1542 | 263 |  | 05/25/2023 | 88229 | 208733656 | 06/22/2023
Allied Air | GE | NF96D110V5C-* | Federally-Regulated Consumer Product | Non-Weatherized, Condensing Ga | 2134 | 289 |  | 05/25/2023 | 71922 | 208733622 | 06/22/2023
Allied Air | GE | NF96U070V3B-* | Federally-Regulated Consumer Product | Non-Weatherized, Condensing Ga | 1413 | 257 |  | 05/25/2023 | 43058 | 208733611 | 06/22/2023
Allied Air | GE | NF97U090M4C-* | Federally-Regulated Consumer Product | Non-Weatherized, Condensing Ga | 1892 | 278 |  | 05/25/2023 | 35773 | 208733599 | 06/22/2023
Allied Air | GE | NF80U110V5C-* | Federally-Regulated Consumer Product | Non-Weatherized, Non-Condensin | 2230 | 280 |  | 05/25/2023 | 72566 | 208733632 | 06/22/2023
Allied Air | GE | NF96D070V4B-* | Federally-Regulated Consumer Product | Non-Weatherized, Condensing Ga | 1882 | 278 |  | 05/25/2023 | 43013 | 208733619 | 06/22/2023
Allied Air | GE | NF80U070S3B-* | Federally-Regulated Consumer Product | Non-Weatherized, Non-Condensin | 1361 | 242 |  | 05/25/2023 | 65645 | 208733636 | 06/22/2023
Allied Air | GE | NP14G42S090-* | Federally-Regulated Consumer Product | Weatherized Non-Condensing Gas | 1348 | 254 |  | 05/25/2023 | 88991 | 208694573 | 06/22/2023
Allied Air | GE | NF97U090M3C-* | Federally-Regulated Consumer Product | Non-Weatherized, Condensing Ga | 1469 | 260 |  | 05/25/2023 | 35645 | 208733597 | 06/22/2023
Allied Air | GE | NF97D070M3B-* | Federally-Regulated Consumer Product | Non-Weatherized, Condensing Ga | 1551 | 263 |  | 05/25/2023 | 26216 | 208733605 | 06/22/2023
Allied Air | GE | NF96U045V3B-* | Federally-Regulated Consumer Product | Non-Weatherized, Condensing Ga | 1310 | 253 |  | 05/25/2023 | 28806 | 208733610 | 06/22/2023
Allied Air | GE | NF96U090V3C-* | Federally-Regulated Consumer Product | Non-Weatherized, Condensing Ga | 1395 | 256 |  | 05/25/2023 | 57347 | 208733613 | 06/22/2023
Allied Air | GE | NF96U135V5D-* | Federally-Regulated Consumer Product | Non-Weatherized, Condensing Ga | 2135 | 289 |  | 05/25/2023 | 86786 | 208733617 | 06/22/2023
Allied Air | GE | NF80U090S5C-* | Federally-Regulated Consumer Product | Non-Weatherized, Non-Condensin | 2081 | 274 |  | 05/25/2023 | 87931 | 208733639 | 06/22/2023
Allied Air | GE | NF97U070M3B-* | Federally-Regulated Consumer Product | Non-Weatherized, Condensing Ga | 1528 | 262 |  | 05/25/2023 | 26717 | 208733595 | 06/22/2023
Allied Air | GE | NF80D090S4B-* | Federally-Regulated Consumer Product | Non-Weatherized, Non-Condensin | 1639 | 254 |  | 05/25/2023 | 87767 | 208733648 | 06/22/2023
Allied Air | GE | NF80D110S5C-* | Federally-Regulated Consumer Product | Non-Weatherized, Non-Condensin | 2147 | 276 |  | 05/25/2023 | 111057 | 208733650 | 06/22/2023
Allied Air | GE | NF97U090M5C-* | Federally-Regulated Consumer Product | Non-Weatherized, Condensing Ga | 2103 | 288 |  | 05/25/2023 | 35270 | 208733600 | 06/22/2023
Allied Air | GE | NF97D110M5C-* | Federally-Regulated Consumer Product | Non-Weatherized, Condensing Ga | 2138 | 289 |  | 05/25/2023 | 44067 | 208733608 | 06/22/2023
Allied Air | GE | NF97D090M4C-* | Federally-Regulated Consumer Product | Non-Weatherized, Condensing Ga | 1805 | 274 |  | 05/25/2023 | 35203 | 208733606 | 06/22/2023
Allied Air | GE | NF80D070S3B-* | Federally-Regulated Consumer Product | Non-Weatherized, Non-Condensin | 1369 | 242 |  | 05/25/2023 | 66107 | 208733647 | 06/22/2023
Allied Air | GE | NF97U110M5C-* | Federally-Regulated Consumer Product | Non-Weatherized, Condensing Ga | 2042 | 285 |  | 05/25/2023 | 43915 | 208733602 | 06/22/2023
Allied Air | GE | NF80D070S3A-* | Federally-Regulated Consumer Product | Non-Weatherized, Non-Condensin | 1312 | 240 |  | 05/25/2023 | 66105 | 208733645 | 06/22/2023
Allied Air | GE | NF96U110V5C-* | Federally-Regulated Consumer Product | Non-Weatherized, Condensing Ga | 2083 | 287 |  | 05/25/2023 | 71341 | 208733615 | 06/22/2023
Allied Air | GE | NF96D070S4B-* | Federally-Regulated Consumer Product | Non-Weatherized, Condensing Ga | 1473 | 260 |  | 05/25/2023 | 66322 | 208733654 | 06/22/2023
Allied Air | GE | NF80U070S3A-* | Federally-Regulated Consumer Product | Non-Weatherized, Non-Condensin | 1317 | 240 |  | 05/25/2023 | 65588 | 208733635 | 06/22/2023
Allied Air | GE | NF80U090V4B-* | Federally-Regulated Consumer Product | Non-Weatherized, Non-Condensin | 1811 | 262 |  | 05/25/2023 | 57033 | 208733631 | 06/22/2023
Allied Air | Airease | A80US2V090C20-** | Federally-Regulated Consumer Product | Non-Weatherized, Non-Condensin | 2045 | 272 | 272 | 11/18/2020 | 57319 | 203999277 | 06/22/2023
Allied Air | Airease | A80US2V080C20X-* | Federally-Regulated Consumer Product | Non-Weatherized, Non-Condensin | 2086 | 274 | 274 | 11/18/2020 | 52685 | 203999099 | 06/22/2023
Allied Air | Airease | A80US2V100C20X-* | Federally-Regulated Consumer Product | Non-Weatherized, Non-Condensin | 2045 | 272 | 272 | 11/18/2020 | 65719 | 203999100 | 06/22/2023
Allied Air | Airease | A96DS2V090C20-* | Federally-Regulated Consumer Product | Non-Weatherized, Condensing Ga | 2172 | 291 | 291 | 11/18/2020 | 56904 | 203999096 | 06/22/2023
Allied Air | Airease | A96UH2E070B12*-* | Federally-Regulated Consumer Product | Non-Weatherized, Condensing Ga | 1293 | 252 | 252 | 11/18/2020 | 42936 | 201710518 | 06/22/2023
Allied Air | Airease | A97US2V080C20X-* | Federally-Regulated Consumer Product | Non-Weatherized, Condensing Ga | 2130 | 289 | 289 | 05/25/2023 | 51766 | 203999098 | 06/22/2023
Allied Air | Airease | A80DS2V110C20-** | Federally-Regulated Consumer Product | Non-Weatherized, Non-Condensin | 1918 | 266 | 266 | 11/18/2020 | 72547 | 203999283 | 06/22/2023
Allied Air | Airease | A97USMV135D20S-* | Federally-Regulated Consumer Product | Non-Weatherized, Condensing Ga | 2125 | 197 | 288.5 | 10/04/2019 |  |  | 06/22/2023
Allied Air | Airease | A96DF2E070B16*-* | Federally-Regulated Consumer Product | Non-Weatherized, Condensing Ga | 1638 | 267 | 267 | 11/18/2020 | 43233 | 201710528 | 06/22/2023
Allied Air | Airease | A80US2V110C20-** | Federally-Regulated Consumer Product | Non-Weatherized, Non-Condensin | 2109 | 275 | 275 | 12/01/2021 | 71736 | 203999279 | 06/22/2023
Allied Air | Airease | A97DSMV090C20S-* | Federally-Regulated Consumer Product | Non-Weatherized, Condensing Ga | 2151 | 290 | 290 | 11/18/2020 | 35561 | 201705436 | 06/22/2023
Allied Air | Airease | A97USMV090C20S-* | Federally-Regulated Consumer Product | Non-Weatherized, Condensing Ga | 2103 | 288 | 288 | 11/18/2020 | 35270 | 201705426 | 06/22/2023
Allied Air | Airease | A97DSMV070B12S-* | Federally-Regulated Consumer Product | Non-Weatherized, Condensing Ga | 1551 | 263 | 263 | 11/18/2020 | 26216 | 201705432 | 06/22/2023
Allied Air | Airease | A96DF2E045B12*-* | Federally-Regulated Consumer Product | Non-Weatherized, Condensing Ga | 1241 | 250 | 250 | 11/18/2020 | 29295 | 201710526 | 06/22/2023
Allied Air | Airease | A97USMV110C20S-* | Federally-Regulated Consumer Product | Non-Weatherized, Condensing Ga | 2042 | 285 | 285 | 11/18/2020 | 43915 | 201705428 | 06/22/2023
Allied Air | Airease | A96US2V090C20-* | Federally-Regulated Consumer Product | Non-Weatherized, Condensing Ga | 2200 | 292 | 292 | 05/25/2023 | 56821 | 203999093 | 06/22/2023
Allied Air | Airease | A96US2V135D20-* | Federally-Regulated Consumer Product | Non-Weatherized, Condensing Ga | 2097 | 287 | 287 | 11/18/2020 | 84945 | 203999095 | 06/22/2023
Allied Air | Airease | A96UH2E030B08*-* | Federally-Regulated Consumer Product | Non-Weatherized, Condensing Ga | 910 | 235 | 235 | 11/18/2020 | 19570 | 201710534 | 06/22/2023
Allied Air | Airease | A80US2V135D20-** | Federally-Regulated Consumer Product | Non-Weatherized, Non-Condensin | 2118 | 275 | 275 | 11/18/2020 | 86433 | 203999281 | 06/22/2023
Allied Air | Airease | A96DF2E090C16*-* | Federally-Regulated Consumer Product | Non-Weatherized, Condensing Ga | 1608 | 266 | 266 | 11/18/2020 | 57408 | 201710530 | 06/22/2023
Allied Air | Airease | A97USMV070B12S-* | Federally-Regulated Consumer Product | Non-Weatherized, Condensing Ga | 1528 | 262 | 262 | 11/18/2020 | 26717 | 201705422 | 06/22/2023
Allied Air | Airease | A97DSMV110C20S-* | Federally-Regulated Consumer Product | Non-Weatherized, Condensing Ga | 2138 | 289 | 289 | 11/18/2020 | 44067 | 201705438 | 06/22/2023
Allied Air | Airease | A96DS2V110C20-* | Federally-Regulated Consumer Product | Non-Weatherized, Condensing Ga | 2132 | 289 | 289 | 11/18/2020 | 71455 | 203999097 | 06/22/2023
Allied Air | Airease | A96DF2E110C20*-* | Federally-Regulated Consumer Product | Non-Weatherized, Condensing Ga | 2109 | 288 | 288 | 11/18/2020 | 71791 | 201710532 | 06/22/2023
Allied Air | Airease | A97USMV090C16S-* | Federally-Regulated Consumer Product | Non-Weatherized, Condensing Ga | 1892 | 278 | 278 | 11/18/2020 | 35773 | 201705424 | 06/22/2023
Allied Air | Airease | A97DSMV090C16S-* | Federally-Regulated Consumer Product | Non-Weatherized, Condensing Ga | 1805 | 274 | 274 | 11/18/2020 | 35203 | 201705434 | 06/22/2023
Allied Air | Airease | A97USMV090C12S-* | Federally-Regulated Consumer Product | Non-Weatherized, Condensing Ga | 1469 | 260 | 260 | 11/18/2020 | 35645 | 201705440 | 06/22/2023
Allied Air | Airease | A96UH2E045B12*-* | Federally-Regulated Consumer Product | Non-Weatherized, Condensing Ga | 1332 | 254 | 254 | 11/18/2020 | 28924 | 201710516 | 06/22/2023
Allied Air | Airease | A96UH2E090C16*-* | Federally-Regulated Consumer Product | Non-Weatherized, Condensing Ga | 1593 | 265 | 265 | 11/18/2020 | 57310 | 201710520 | 06/22/2023
Lennox Industries Inc. | Ducane | 80G1DF110CE20** | Federally-Regulated Consumer Product | Non-Weatherized, Non-Condensin | 2147 | 276 |  | 05/25/2023 | 111057 | 202181832 | 06/22/2023
Lennox Industries Inc. | Ducane | 80G1UH090BE16L-** | Federally-Regulated Consumer Product | Non-Weatherized, Non-Condensin | 1628 | 254 |  | 05/25/2023 | 87272 | 205126586 | 06/22/2023
Lennox Industries Inc. | Ducane | 80G1UH090BE16** | Federally-Regulated Consumer Product | Non-Weatherized, Non-Condensin | 1628 | 254 |  | 05/25/2023 | 87272 | 202181501 | 06/22/2023
Lennox Industries Inc. | Ducane | 96G1UH135DE20-* | Federally-Regulated Consumer Product | Non-Weatherized, Condensing Ga | 2388 | 300 |  | 05/25/2023 | 132320 | 209191315 | 06/22/2023
Lennox Industries Inc. | Ducane | 80G1DF090BE16** | Federally-Regulated Consumer Product | Non-Weatherized, Non-Condensin | 1639 | 254 |  | 05/25/2023 | 87767 | 202181817 | 06/22/2023
Lennox Industries Inc. | Ducane | 80G1UH070BE12** | Federally-Regulated Consumer Product | Non-Weatherized, Non-Condensin | 1361 | 242 |  | 05/25/2023 | 65645 | 202181497 | 06/22/2023
Lennox Industries Inc. | Ducane | 80G1UH070AE12L-* | Federally-Regulated Consumer Product | Non-Weatherized, Non-Condensin | 1317 | 240 |  | 05/25/2023 | 65588 | 205126468 | 06/22/2023
Lennox Industries Inc. | Ducane | 80G2UH070AV12-* | Federally-Regulated Consumer Product | Non-Weatherized, Non-Condensin | 1394 | 243 |  | 05/25/2023 | 42853 | 201692878 | 06/22/2023
Lennox Industries Inc. | Ducane | 80G1UH060AE12X-* | Federally-Regulated Consumer Product | Non-Weatherized, Non-Condensin | 1277 | 238 |  | 05/25/2023 | 59863 | 202055558 | 06/22/2023
Lennox Industries Inc. | Ducane | 80G1UH070BE12L-** | Federally-Regulated Consumer Product | Non-Weatherized, Non-Condensin | 1361 | 242 |  | 05/25/2023 | 65645 | 205126585 | 06/22/2023
Lennox Industries Inc. | Ducane | 96G1DF110CE20-* | Federally-Regulated Consumer Product | Non-Weatherized, Condensing Ga | 2033 | 284 |  | 05/25/2023 | 111365 | 209191313 | 06/22/2023
Lennox Industries Inc. | Ducane | 95G1UH060BE12X-* | Federally-Regulated Consumer Product | Non-Weatherized, Condensing Ga | 1313 | 253 |  | 06/20/2023 | 60222 | 201981483 | 06/22/2023
Lennox Industries Inc. | Ducane | 80G1UH070AE12-* | Federally-Regulated Consumer Product | Non-Weatherized, Non-Condensin | 1317 | 240 |  | 05/25/2023 | 65588 | 204454635 | 06/22/2023
Allied Air | BLUERIDGE | BG802UH090BV16-* | Federally-Regulated Consumer Product | Non-Weatherized, Non-Condensin | 1811 | 262 |  | 05/25/2023 | 57033 | 203330677 | 06/22/2023
Allied Air | BLUERIDGE | BG961UH045BE12 | Federally-Regulated Consumer Product | Non-Weatherized, Condensing Ga | 1284 | 251 |  | 06/20/2023 | 44162 | 203330712 | 06/22/2023
Allied Air | BLUERIDGE | BG961UH110CE20 | Federally-Regulated Consumer Product | Non-Weatherized, Condensing Ga | 2018 | 284 |  | 06/20/2023 | 110619 | 203330715 | 06/22/2023
Allied Air | BLUERIDGE | BG801UH090BE16-* | Federally-Regulated Consumer Product | Non-Weatherized, Non-Condensin | 1628 | 254 |  | 05/25/2023 | 87272 | 203330680 | 06/22/2023
Allied Air | BLUERIDGE | BG961UH070BE12 | Federally-Regulated Consumer Product | Non-Weatherized, Condensing Ga | 1298 | 252 |  | 06/20/2023 | 65683 | 203330713 | 06/22/2023
Allied Air | BLUERIDGE | BG801UH090CE20-* | Federally-Regulated Consumer Product | Non-Weatherized, Non-Condensin | 2081 | 274 |  | 05/25/2023 | 87931 | 203330681 | 06/22/2023
Allied Air | BLUERIDGE | BG961UH090CE16 | Federally-Regulated Consumer Product | Non-Weatherized, Condensing Ga | 1566 | 264 |  | 06/20/2023 | 87748 | 203330714 | 06/22/2023
Allied Air | BLUERIDGE | BG802UH110CV20-* | Federally-Regulated Consumer Product | Non-Weatherized, Non-Condensin | 2230 | 280 |  | 05/25/2023 | 72566 | 203330678 | 06/22/2023
Allied Air | BLUERIDGE | BG801UH070BE12-* | Federally-Regulated Consumer Product | Non-Weatherized, Non-Condensin | 1361 | 242 |  | 05/25/2023 | 65645 | 203330679 | 06/22/2023
Allied Air | BLUERIDGE | BG802UH070AV12-* | Federally-Regulated Consumer Product | Non-Weatherized, Non-Condensin | 1336 | 241 |  | 05/25/2023 | 43159 | 203330676 | 06/22/2023
Nordyne, LLC | NORTEK GLOBAL HVAC LLC | MG2S-060F2ABM* | Federally-Regulated Consumer Product | Mobile Home Non-Weatherized, C | 1292 | 330 |  | 06/22/2023 | 39969 | 203049486 | 06/22/2023
Nordyne, LLC | NORTEK GLOBAL HVAC LLC | G7SC-108*-T45D* | Federally-Regulated Consumer Product | Non-Weatherized, Condensing Ga | 1956 | 281 |  | 06/22/2023 | 107378 | 205234635 | 06/22/2023
Nordyne, LLC | NORTEK GLOBAL HVAC LLC | G7TC-060D-V24BP | Federally-Regulated Consumer Product | Non-Weatherized, Condensing Ga | 1339 | 254 |  | 06/22/2023 | 38422 | 207455889 | 06/22/2023
Nordyne, LLC | NORTEK GLOBAL HVAC LLC | MG2S-045F2ABM* | Federally-Regulated Consumer Product | Mobile Home Non-Weatherized, C | 1603 | 352 |  | 06/22/2023 | 29516 | 203049481 | 06/22/2023
Nordyne, LLC | NORTEK GLOBAL HVAC LLC | MG2S-072F2ABM* | Federally-Regulated Consumer Product | Mobile Home Non-Weatherized, C | 1565 | 350 |  | 06/22/2023 | 46903 | 203049492 | 06/22/2023
Nordyne, LLC | NORTEK GLOBAL HVAC LLC | G7TC-080D-V35CP | Federally-Regulated Consumer Product | Non-Weatherized, Condensing Ga | 1873 | 277 |  | 06/22/2023 | 50261 | 207455891 | 06/22/2023
Nordyne, LLC | NORTEK GLOBAL HVAC LLC | G7TC-100D-E35CP | Federally-Regulated Consumer Product | Non-Weatherized, Condensing Ga | 1763 | 273 |  | 06/22/2023 | 64473 | 207455892 | 06/22/2023
Nordyne, LLC | NORTEK GLOBAL HVAC LLC | G7TC-080D-E35CP | Federally-Regulated Consumer Product | Non-Weatherized, Condensing Ga | 1686 | 269 |  | 06/22/2023 | 51925 | 207455890 | 06/22/2023
Nordyne, LLC | NORTEK GLOBAL HVAC LLC | G7SC-120*-T45D* | Federally-Regulated Consumer Product | Non-Weatherized, Condensing Ga | 2047 | 272 |  | 06/22/2023 | 120160 | 205147056 | 06/22/2023
Nordyne, LLC | NORTEK GLOBAL HVAC LLC | G7SC-038*-T23AP | Federally-Regulated Consumer Product | Non-Weatherized, Condensing Ga | 1252 | 250 |  | 06/22/2023 | 37844 | 207455983 | 06/22/2023
Nordyne, LLC | NORTEK GLOBAL HVAC LLC | G7TC-120D-E45DP | Federally-Regulated Consumer Product | Non-Weatherized, Condensing Ga | 2160 | 290 |  | 06/22/2023 | 77603 | 207455894 | 06/22/2023
Nordyne, LLC | NORTEK GLOBAL HVAC LLC | G7TC-100D-V35CP | Federally-Regulated Consumer Product | Non-Weatherized, Condensing Ga | 1826 | 275 |  | 06/22/2023 | 64473 | 207455893 | 06/22/2023
Nordyne, LLC | NORTEK GLOBAL HVAC LLC | G7TC-060D-E24BP | Federally-Regulated Consumer Product | Non-Weatherized, Condensing Ga | 1222 | 249 |  | 06/22/2023 | 39014 | 207455888 | 06/22/2023
Allied Air | GE | NF96U090V5C-* | Federally-Regulated Consumer Product | Non-Weatherized, Condensing Ga | 2215 | 292 |  | 06/22/2023 | 56766 | 208733614 | 06/22/2023
Allied Air | GE | NF96D045S3B-* | Federally-Regulated Consumer Product | Non-Weatherized, Condensing Ga | 1250 | 250 |  | 06/22/2023 | 44206 | 208733653 | 06/22/2023
Allied Air | GE | NF80U090S4B-* | Federally-Regulated Consumer Product | Non-Weatherized, Non-Condensin | 1628 | 254 |  | 06/22/2023 | 87272 | 208733638 | 06/22/2023
Allied Air | GE | NF96D090V5C-* | Federally-Regulated Consumer Product | Non-Weatherized, Condensing Ga | 2123 | 288 |  | 06/22/2023 | 56779 | 208733620 | 06/22/2023
Allied Air | GE | NF80U070V3A-* | Federally-Regulated Consumer Product | Non-Weatherized, Non-Condensin | 1336 | 241 |  | 06/22/2023 | 43159 | 208733629 | 06/22/2023
Allied Air | GE | NF96D090S4C-* | Federally-Regulated Consumer Product | Non-Weatherized, Condensing Ga | 1542 | 263 |  | 06/22/2023 | 88229 | 208733656 | 06/22/2023
Allied Air | GE | NF96D110V5C-* | Federally-Regulated Consumer Product | Non-Weatherized, Condensing Ga | 2134 | 289 |  | 06/22/2023 | 71922 | 208733622 | 06/22/2023
Allied Air | GE | NF96U070V3B-* | Federally-Regulated Consumer Product | Non-Weatherized, Condensing Ga | 1413 | 257 |  | 06/22/2023 | 43058 | 208733611 | 06/22/2023
Allied Air | GE | NF97U090M4C-* | Federally-Regulated Consumer Product | Non-Weatherized, Condensing Ga | 1892 | 278 |  | 06/22/2023 | 35773 | 208733599 | 06/22/2023
Allied Air | GE | NF80U110V5C-* | Federally-Regulated Consumer Product | Non-Weatherized, Non-Condensin | 2230 | 280 |  | 06/22/2023 | 72566 | 208733632 | 06/22/2023
Allied Air | GE | NF96D070V4B-* | Federally-Regulated Consumer Product | Non-Weatherized, Condensing Ga | 1882 | 278 |  | 06/22/2023 | 43013 | 208733619 | 06/22/2023
Allied Air | GE | NF80U070S3B-* | Federally-Regulated Consumer Product | Non-Weatherized, Non-Condensin | 1361 | 242 |  | 06/22/2023 | 65645 | 208733636 | 06/22/2023
Allied Air | GE | NP14G42S090-* | Federally-Regulated Consumer Product | Weatherized Non-Condensing Gas | 1348 | 254 |  | 06/22/2023 | 88991 | 208694573 | 06/22/2023
Allied Air | GE | NF97U090M3C-* | Federally-Regulated Consumer Product | Non-Weatherized, Condensing Ga | 1469 | 260 |  | 06/22/2023 | 35645 | 208733597 | 06/22/2023
Allied Air | GE | NF97D070M3B-* | Federally-Regulated Consumer Product | Non-Weatherized, Condensing Ga | 1551 | 263 |  | 06/22/2023 | 26216 | 208733605 | 06/22/2023
Allied Air | GE | NF96U045V3B-* | Federally-Regulated Consumer Product | Non-Weatherized, Condensing Ga | 1310 | 253 |  | 06/22/2023 | 28806 | 208733610 | 06/22/2023
Allied Air | GE | NF96U090V3C-* | Federally-Regulated Consumer Product | Non-Weatherized, Condensing Ga | 1395 | 256 |  | 06/22/2023 | 57347 | 208733613 | 06/22/2023
Allied Air | GE | NF96U135V5D-* | Federally-Regulated Consumer Product | Non-Weatherized, Condensing Ga | 2135 | 289 |  | 06/22/2023 | 86786 | 208733617 | 06/22/2023
Allied Air | GE | NF80U090S5C-* | Federally-Regulated Consumer Product | Non-Weatherized, Non-Condensin | 2081 | 274 |  | 06/22/2023 | 87931 | 208733639 | 06/22/2023
Allied Air | GE | NF97U070M3B-* | Federally-Regulated Consumer Product | Non-Weatherized, Condensing Ga | 1528 | 262 |  | 06/22/2023 | 26717 | 208733595 | 06/22/2023
Allied Air | GE | NF80D090S4B-* | Federally-Regulated Consumer Product | Non-Weatherized, Non-Condensin | 1639 | 254 |  | 06/22/2023 | 87767 | 208733648 | 06/22/2023
Allied Air | GE | NF80D110S5C-* | Federally-Regulated Consumer Product | Non-Weatherized, Non-Condensin | 2147 | 276 |  | 06/22/2023 | 111057 | 208733650 | 06/22/2023
Allied Air | GE | NF97U090M5C-* | Federally-Regulated Consumer Product | Non-Weatherized, Condensing Ga | 2103 | 288 |  | 06/22/2023 | 35270 | 208733600 | 06/22/2023
Allied Air | GE | NF97D110M5C-* | Federally-Regulated Consumer Product | Non-Weatherized, Condensing Ga | 2138 | 289 |  | 06/22/2023 | 44067 | 208733608 | 06/22/2023
Allied Air | GE | NF97D090M4C-* | Federally-Regulated Consumer Product | Non-Weatherized, Condensing Ga | 1805 | 274 |  | 06/22/2023 | 35203 | 208733606 | 06/22/2023
Allied Air | GE | NF80D070S3B-* | Federally-Regulated Consumer Product | Non-Weatherized, Non-Condensin | 1369 | 242 |  | 06/22/2023 | 66107 | 208733647 | 06/22/2023
Allied Air | GE | NF97U110M5C-* | Federally-Regulated Consumer Product | Non-Weatherized, Condensing Ga | 2042 | 285 |  | 06/22/2023 | 43915 | 208733602 | 06/22/2023
Allied Air | GE | NF80D070S3A-* | Federally-Regulated Consumer Product | Non-Weatherized, Non-Condensin | 1312 | 240 |  | 06/22/2023 | 66105 | 208733645 | 06/22/2023
Allied Air | GE | NF96U110V5C-* | Federally-Regulated Consumer Product | Non-Weatherized, Condensing Ga | 2083 | 287 |  | 06/22/2023 | 71341 | 208733615 | 06/22/2023
Allied Air | GE | NF96D070S4B-* | Federally-Regulated Consumer Product | Non-Weatherized, Condensing Ga | 1473 | 260 |  | 06/22/2023 | 66322 | 208733654 | 06/22/2023
Allied Air | GE | NF80U070S3A-* | Federally-Regulated Consumer Product | Non-Weatherized, Non-Condensin | 1317 | 240 |  | 06/22/2023 | 65588 | 208733635 | 06/22/2023
Allied Air | GE | NF80U090V4B-* | Federally-Regulated Consumer Product | Non-Weatherized, Non-Condensin | 1811 | 262 |  | 06/22/2023 | 57033 | 208733631 | 06/22/2023
Allied Air | Airease | A80US2V090C20-** | Federally-Regulated Consumer Product | Non-Weatherized, Non-Condensin | 2045 | 272 |  | 06/22/2023 | 57319 | 203999277 | 06/22/2023
Allied Air | Airease | A80US2V080C20X-* | Federally-Regulated Consumer Product | Non-Weatherized, Non-Condensin | 2086 | 274 |  | 06/22/2023 | 52685 | 203999099 | 06/22/2023
Allied Air | Airease | A80US2V100C20X-* | Federally-Regulated Consumer Product | Non-Weatherized, Non-Condensin | 2045 | 272 |  | 06/22/2023 | 65719 | 203999100 | 06/22/2023
Allied Air | Airease | A96DS2V090C20-* | Federally-Regulated Consumer Product | Non-Weatherized, Condensing Ga | 2172 | 291 |  | 06/22/2023 | 56904 | 203999096 | 06/22/2023
Allied Air | Airease | A96UH2E070B12*-* | Federally-Regulated Consumer Product | Non-Weatherized, Condensing Ga | 1293 | 252 |  | 06/22/2023 | 42936 | 201710518 | 06/22/2023
Allied Air | Airease | A97US2V080C20X-* | Federally-Regulated Consumer Product | Non-Weatherized, Condensing Ga | 2130 | 289 |  | 06/22/2023 | 51766 | 203999098 | 06/22/2023
Allied Air | Airease | A80DS2V110C20-** | Federally-Regulated Consumer Product | Non-Weatherized, Non-Condensin | 1918 | 266 |  | 06/22/2023 | 72547 | 203999283 | 06/22/2023
Allied Air | Airease | A97USMV135D20S-* | Federally-Regulated Consumer Product | Non-Weatherized, Condensing Ga | 2125 | 289 |  | 06/22/2023 | 52961 | 201705430 | 06/22/2023
Allied Air | Airease | A96DF2E070B16*-* | Federally-Regulated Consumer Product | Non-Weatherized, Condensing Ga | 1638 | 267 |  | 06/22/2023 | 43233 | 201710528 | 06/22/2023
Allied Air | Airease | A80US2V110C20-** | Federally-Regulated Consumer Product | Non-Weatherized, Non-Condensin | 2109 | 275 |  | 06/22/2023 | 71736 | 203999279 | 06/22/2023
Allied Air | Airease | A97DSMV090C20S-* | Federally-Regulated Consumer Product | Non-Weatherized, Condensing Ga | 2151 | 290 |  | 06/22/2023 | 35561 | 201705436 | 06/22/2023
Allied Air | Airease | A97USMV090C20S-* | Federally-Regulated Consumer Product | Non-Weatherized, Condensing Ga | 2103 | 288 |  | 06/22/2023 | 35270 | 201705426 | 06/22/2023
Allied Air | Airease | A97DSMV070B12S-* | Federally-Regulated Consumer Product | Non-Weatherized, Condensing Ga | 1551 | 263 |  | 06/22/2023 | 26216 | 201705432 | 06/22/2023
Allied Air | Airease | A96DF2E045B12*-* | Federally-Regulated Consumer Product | Non-Weatherized, Condensing Ga | 1241 | 250 |  | 06/22/2023 | 29295 | 201710526 | 06/22/2023
Allied Air | Airease | A97USMV110C20S-* | Federally-Regulated Consumer Product | Non-Weatherized, Condensing Ga | 2042 | 285 |  | 06/22/2023 | 43915 | 201705428 | 06/22/2023
Allied Air | Airease | A96US2V090C20-* | Federally-Regulated Consumer Product | Non-Weatherized, Condensing Ga | 2200 | 292 |  | 06/22/2023 | 56821 | 203999093 | 06/22/2023
Allied Air | Airease | A96US2V135D20-* | Federally-Regulated Consumer Product | Non-Weatherized, Condensing Ga | 2097 | 287 |  | 06/22/2023 | 84945 | 203999095 | 06/22/2023
Allied Air | Airease | A96UH2E030B08*-* | Federally-Regulated Consumer Product | Non-Weatherized, Condensing Ga | 910 | 235 |  | 06/22/2023 | 19570 | 201710534 | 06/22/2023
Allied Air | Airease | A80US2V135D20-** | Federally-Regulated Consumer Product | Non-Weatherized, Non-Condensin | 2118 | 275 |  | 06/22/2023 | 86433 | 203999281 | 06/22/2023
Allied Air | Airease | A96DF2E090C16*-* | Federally-Regulated Consumer Product | Non-Weatherized, Condensing Ga | 1608 | 266 |  | 06/22/2023 | 57408 | 201710530 | 06/22/2023
Allied Air | Airease | A97USMV070B12S-* | Federally-Regulated Consumer Product | Non-Weatherized, Condensing Ga | 1528 | 262 |  | 06/22/2023 | 26717 | 201705422 | 06/22/2023
Allied Air | Airease | A97DSMV110C20S-* | Federally-Regulated Consumer Product | Non-Weatherized, Condensing Ga | 2138 | 289 |  | 06/22/2023 | 44067 | 201705438 | 06/22/2023
Allied Air | Airease | A96DS2V110C20-* | Federally-Regulated Consumer Product | Non-Weatherized, Condensing Ga | 2132 | 289 |  | 06/22/2023 | 71455 | 203999097 | 06/22/2023
Allied Air | Airease | A96DF2E110C20*-* | Federally-Regulated Consumer Product | Non-Weatherized, Condensing Ga | 2109 | 288 |  | 06/22/2023 | 71791 | 201710532 | 06/22/2023
Allied Air | Airease | A97USMV090C16S-* | Federally-Regulated Consumer Product | Non-Weatherized, Condensing Ga | 1892 | 278 |  | 06/22/2023 | 35773 | 201705424 | 06/22/2023
Allied Air | Airease | A97DSMV090C16S-* | Federally-Regulated Consumer Product | Non-Weatherized, Condensing Ga | 1805 | 274 |  | 06/22/2023 | 35203 | 201705434 | 06/22/2023
Allied Air | Airease | A97USMV090C12S-* | Federally-Regulated Consumer Product | Non-Weatherized, Condensing Ga | 1469 | 260 |  | 06/22/2023 | 35645 | 201705440 | 06/22/2023
Allied Air | Airease | A96UH2E045B12*-* | Federally-Regulated Consumer Product | Non-Weatherized, Condensing Ga | 1332 | 254 |  | 06/22/2023 | 28924 | 201710516 | 06/22/2023
Allied Air | Airease | A96UH2E090C16*-* | Federally-Regulated Consumer Product | Non-Weatherized, Condensing Ga | 1593 | 265 |  | 06/22/2023 | 57310 | 201710520 | 06/22/2023
Lennox Industries Inc. | Ducane | 80G1DF110CE20** | Federally-Regulated Consumer Product | Non-Weatherized, Non-Condensin | 2147 | 276 |  | 06/22/2023 | 111057 | 202181832 | 06/22/2023
Lennox Industries Inc. | Ducane | 80G1UH090BE16L-** | Federally-Regulated Consumer Product | Non-Weatherized, Non-Condensin | 1628 | 254 |  | 06/22/2023 | 87272 | 205126586 | 06/22/2023
Lennox Industries Inc. | Ducane | 80G1UH090BE16** | Federally-Regulated Consumer Product | Non-Weatherized, Non-Condensin | 1628 | 254 |  | 06/22/2023 | 87272 | 202181501 | 06/22/2023
Lennox Industries Inc. | Ducane | 96G1UH135DE20-* | Federally-Regulated Consumer Product | Non-Weatherized, Condensing Ga | 2388 | 300 |  | 06/22/2023 | 132320 | 209191315 | 06/22/2023
Lennox Industries Inc. | Ducane | 80G1DF090BE16** | Federally-Regulated Consumer Product | Non-Weatherized, Non-Condensin | 1639 | 254 |  | 06/22/2023 | 87767 | 202181817 | 06/22/2023
Lennox Industries Inc. | Ducane | 80G1UH070BE12** | Federally-Regulated Consumer Product | Non-Weatherized, Non-Condensin | 1361 | 242 |  | 06/22/2023 | 65645 | 202181497 | 06/22/2023
Lennox Industries Inc. | Ducane | 80G1UH070AE12L-* | Federally-Regulated Consumer Product | Non-Weatherized, Non-Condensin | 1317 | 240 |  | 06/22/2023 | 65588 | 205126468 | 06/22/2023
Lennox Industries Inc. | Ducane | 80G2UH070AV12-* | Federally-Regulated Consumer Product | Non-Weatherized, Non-Condensin | 1394 | 243 |  | 06/22/2023 | 42853 | 201692878 | 06/22/2023
Lennox Industries Inc. | Ducane | 80G1UH060AE12X-* | Federally-Regulated Consumer Product | Non-Weatherized, Non-Condensin | 1277 | 238 |  | 06/22/2023 | 59863 | 202055558 | 06/22/2023
Lennox Industries Inc. | Ducane | 80G1UH070BE12L-** | Federally-Regulated Consumer Product | Non-Weatherized, Non-Condensin | 1361 | 242 |  | 06/22/2023 | 65645 | 205126585 | 06/22/2023
Lennox Industries Inc. | Ducane | 96G1DF110CE20-* | Federally-Regulated Consumer Product | Non-Weatherized, Condensing Ga | 2033 | 284 |  | 06/22/2023 | 111365 | 209191313 | 06/22/2023
Lennox Industries Inc. | Ducane | 95G1UH060BE12X-* | Federally-Regulated Consumer Product | Non-Weatherized, Condensing Ga | 1313 | 253 |  | 06/22/2023 | 60222 | 201981483 | 06/22/2023
Lennox Industries Inc. | Ducane | 80G1UH070AE12-* | Federally-Regulated Consumer Product | Non-Weatherized, Non-Condensin | 1317 | 240 |  | 06/22/2023 | 65588 | 204454635 | 06/22/2023
Allied Air | BLUERIDGE | BG802UH090BV16-* | Federally-Regulated Consumer Product | Non-Weatherized, Non-Condensin | 1811 | 262 |  | 06/22/2023 | 57033 | 203330677 | 06/22/2023
Allied Air | BLUERIDGE | BG961UH045BE12 | Federally-Regulated Consumer Product | Non-Weatherized, Condensing Ga | 1284 | 251 |  | 06/22/2023 | 44162 | 203330712 | 06/22/2023
Allied Air | BLUERIDGE | BG961UH110CE20 | Federally-Regulated Consumer Product | Non-Weatherized, Condensing Ga | 2018 | 284 |  | 06/22/2023 | 110619 | 203330715 | 06/22/2023
Allied Air | BLUERIDGE | BG801UH090BE16-* | Federally-Regulated Consumer Product | Non-Weatherized, Non-Condensin | 1628 | 254 |  | 06/22/2023 | 87272 | 203330680 | 06/22/2023
Allied Air | BLUERIDGE | BG961UH070BE12 | Federally-Regulated Consumer Product | Non-Weatherized, Condensing Ga | 1298 | 252 |  | 06/22/2023 | 65683 | 203330713 | 06/22/2023
Allied Air | BLUERIDGE | BG801UH090CE20-* | Federally-Regulated Consumer Product | Non-Weatherized, Non-Condensin | 2081 | 274 |  | 06/22/2023 | 87931 | 203330681 | 06/22/2023
Allied Air | BLUERIDGE | BG961UH090CE16 | Federally-Regulated Consumer Product | Non-Weatherized, Condensing Ga | 1566 | 264 |  | 06/22/2023 | 87748 | 203330714 | 06/22/2023
Allied Air | BLUERIDGE | BG802UH110CV20-* | Federally-Regulated Consumer Product | Non-Weatherized, Non-Condensin | 2230 | 280 |  | 06/22/2023 | 72566 | 203330678 | 06/22/2023
Allied Air | BLUERIDGE | BG801UH070BE12-* | Federally-Regulated Consumer Product | Non-Weatherized, Non-Condensin | 1361 | 242 |  | 06/22/2023 | 65645 | 203330679 | 06/22/2023
Allied Air | BLUERIDGE | BG802UH070AV12-* | Federally-Regulated Consumer Product | Non-Weatherized, Non-Condensin | 1336 | 241 |  | 06/22/2023 | 43159 | 203330676 | 06/22/2023
Allied Air | Comfort-Aire | GUH92C090C3M | Federally-Regulated Consumer Product | Non-Weatherized, Condensing Ga | 1295 | 252 |  | 06/22/2023 | 88167 | 204713848 | 06/22/2023
Allied Air | Comfort-Aire | GUH97M110C5M | Federally-Regulated Consumer Product | Non-Weatherized, Condensing Ga | 2042 | 285 |  | 06/22/2023 | 43915 | 202443443 | 06/22/2023
Allied Air | Comfort-Aire | GUH96T135D5M-* | Federally-Regulated Consumer Product | Non-Weatherized, Condensing Ga | 2135 | 289 |  | 06/22/2023 | 86786 | 204388844 | 06/22/2023
Allied Air | Comfort-Aire | GUH96T110C5M-* | Federally-Regulated Consumer Product | Non-Weatherized, Condensing Ga | 2083 | 287 |  | 06/22/2023 | 71341 | 204388842 | 06/22/2023
Allied Air | Comfort-Aire | GUH92C110C4M | Federally-Regulated Consumer Product | Non-Weatherized, Condensing Ga | 1574 | 264 |  | 06/22/2023 | 109805 | 204713852 | 06/22/2023
Allied Air | Comfort-Aire | GUH97M090C3M | Federally-Regulated Consumer Product | Non-Weatherized, Condensing Ga | 1469 | 260 |  | 06/22/2023 | 35645 | 202443437 | 06/22/2023
Allied Air | Comfort-Aire | GUH96T090C3M-* | Federally-Regulated Consumer Product | Non-Weatherized, Condensing Ga | 1395 | 256 |  | 06/22/2023 | 57347 | 204388840 | 06/22/2023
Allied Air | Comfort-Aire | GUH97M090C5M | Federally-Regulated Consumer Product | Non-Weatherized, Condensing Ga | 2103 | 288 |  | 06/22/2023 | 35270 | 202443441 | 06/22/2023
Allied Air | Comfort-Aire | GUH97M090C4M | Federally-Regulated Consumer Product | Non-Weatherized, Condensing Ga | 1892 | 278 |  | 06/22/2023 | 35773 | 202443439 | 06/22/2023
Allied Air | Comfort-Aire | GUH96T090C5M-* | Federally-Regulated Consumer Product | Non-Weatherized, Condensing Ga | 2215 | 292 |  | 06/22/2023 | 56766 | 204388838 | 06/22/2023
Allied Air | Comfort-Aire | GUH97M070B3M | Federally-Regulated Consumer Product | Non-Weatherized, Condensing Ga | 1528 | 262 |  | 06/22/2023 | 26717 | 202443435 | 06/22/2023
Allied Air | Comfort-Aire | GUH96T070B3M-* | Federally-Regulated Consumer Product | Non-Weatherized, Condensing Ga | 1413 | 257 |  | 06/22/2023 | 43058 | 204388835 | 06/22/2023
Allied Air | Comfort-Aire | GUH92C110C5M | Federally-Regulated Consumer Product | Non-Weatherized, Condensing Ga | 1966 | 282 |  | 06/22/2023 | 110142 | 204713854 | 06/22/2023
Allied Air | Comfort-Aire | GUH96T045B3M-* | Federally-Regulated Consumer Product | Non-Weatherized, Condensing Ga | 1310 | 253 |  | 06/22/2023 | 28806 | 204388833 | 06/22/2023
Allied Air | Comfort-Aire | GDD92C090C4M | Federally-Regulated Consumer Product | Non-Weatherized, Condensing Ga | 1659 | 268 |  | 06/22/2023 | 87251 | 204713860 | 06/22/2023
Allied Air | Comfort-Aire | GUH92C090C4M | Federally-Regulated Consumer Product | Non-Weatherized, Condensing Ga | 1652 | 268 |  | 06/22/2023 | 87424 | 204713850 | 06/22/2023
Allied Air | Comfort-Aire | GUH97M135C5M | Federally-Regulated Consumer Product | Non-Weatherized, Condensing Ga | 2125 | 289 |  | 06/22/2023 | 52961 | 202443445 | 06/22/2023
Allied Air | BLUERIDGE | BG802UH090BV16-* | Federally-Regulated Consumer Product | Non-Weatherized, Non-Condensin | 1811 | 262 |  | 06/22/2023 | 57033 | 203330677 | 06/22/2023
Allied Air | BLUERIDGE | BG961UH045BE12 | Federally-Regulated Consumer Product | Non-Weatherized, Condensing Ga | 1284 | 251 |  | 06/22/2023 | 44162 | 203330712 | 06/22/2023
Allied Air | BLUERIDGE | BG961UH110CE20 | Federally-Regulated Consumer Product | Non-Weatherized, Condensing Ga | 2018 | 284 |  | 06/22/2023 | 110619 | 203330715 | 06/22/2023
Allied Air | BLUERIDGE | BG801UH090BE16-* | Federally-Regulated Consumer Product | Non-Weatherized, Non-Condensin | 1628 | 254 |  | 06/22/2023 | 87272 | 203330680 | 06/22/2023
Allied Air | BLUERIDGE | BG961UH070BE12 | Federally-Regulated Consumer Product | Non-Weatherized, Condensing Ga | 1298 | 252 |  | 06/22/2023 | 65683 | 203330713 | 06/22/2023
Allied Air | BLUERIDGE | BG801UH090CE20-* | Federally-Regulated Consumer Product | Non-Weatherized, Non-Condensin | 2081 | 274 |  | 06/22/2023 | 87931 | 203330681 | 06/22/2023
Allied Air | BLUERIDGE | BG961UH090CE16 | Federally-Regulated Consumer Product | Non-Weatherized, Condensing Ga | 1566 | 264 |  | 06/22/2023 | 87748 | 203330714 | 06/22/2023
Allied Air | BLUERIDGE | BG802UH110CV20-* | Federally-Regulated Consumer Product | Non-Weatherized, Non-Condensin | 2230 | 280 |  | 06/22/2023 | 72566 | 203330678 | 06/22/2023
Allied Air | BLUERIDGE | BG801UH070BE12-* | Federally-Regulated Consumer Product | Non-Weatherized, Non-Condensin | 1361 | 242 |  | 06/22/2023 | 65645 | 203330679 | 06/22/2023
Allied Air | BLUERIDGE | BG802UH070AV12-* | Federally-Regulated Consumer Product | Non-Weatherized, Non-Condensin | 1336 | 241 |  | 06/22/2023 | 43159 | 203330676 | 06/22/2023
Allied Air | Ducane | 96G2UH090CV12-* | Federally-Regulated Consumer Product | Non-Weatherized, Condensing Ga | 1395 | 256 |  | 06/22/2023 | 57347 | 204388727 | 06/22/2023
Allied Air | Ducane | 96G2UH110CV20-* | Federally-Regulated Consumer Product | Non-Weatherized, Condensing Ga | 2083 | 287 |  | 06/22/2023 | 71341 | 204388731 | 06/22/2023
Allied Air | Ducane | 92G1UH110CE20-* | Federally-Regulated Consumer Product | Non-Weatherized, Condensing Ga | 1966 | 282 |  | 06/22/2023 | 110142 | 204183660 | 06/22/2023
Allied Air | Ducane | 96G2UH090CV20-* | Federally-Regulated Consumer Product | Non-Weatherized, Condensing Ga | 2215 | 292 |  | 06/22/2023 | 56766 | 204388729 | 06/22/2023
Allied Air | Ducane | 92G1UH090CE16-* | Federally-Regulated Consumer Product | Non-Weatherized, Condensing Ga | 1652 | 268 |  | 06/22/2023 | 87424 | 204183656 | 06/22/2023
Allied Air | Ducane | 96G2UH045BV12-* | Federally-Regulated Consumer Product | Non-Weatherized, Condensing Ga | 1310 | 253 |  | 06/22/2023 | 28806 | 204388722 | 06/22/2023
Allied Air | Ducane | 92G1UH110CE16-* | Federally-Regulated Consumer Product | Non-Weatherized, Condensing Ga | 1574 | 264 |  | 06/22/2023 | 109805 | 204183658 | 06/22/2023
Allied Air | Ducane | 96G2UH135DV20-* | Federally-Regulated Consumer Product | Non-Weatherized, Condensing Ga | 2135 | 289 |  | 06/22/2023 | 86786 | 204388734 | 06/22/2023
Allied Air | Ducane | 92G1DF090CE16-* | Federally-Regulated Consumer Product | Non-Weatherized, Condensing Ga | 1659 | 268 |  | 06/22/2023 | 87251 | 204183666 | 06/22/2023
Allied Air | Ducane | 96G2DF110CV20-* | Federally-Regulated Consumer Product | Non-Weatherized, Condensing Ga | 2134 | 289 |  | 06/22/2023 | 71922 | 204388741 | 06/22/2023
Allied Air | Ducane | 92G1UH090CE12-* | Federally-Regulated Consumer Product | Non-Weatherized, Condensing Ga | 1295 | 252 |  | 06/22/2023 | 88167 | 204183654 | 06/22/2023
Allied Air | Ducane | 96G2DF090CV20-* | Federally-Regulated Consumer Product | Non-Weatherized, Condensing Ga | 2123 | 288 |  | 06/22/2023 | 56779 | 204388739 | 06/22/2023
Allied Air | Ducane | 96G2UH070BV12-* | Federally-Regulated Consumer Product | Non-Weatherized, Condensing Ga | 1413 | 257 |  | 06/22/2023 | 43058 | 204388724 | 06/22/2023
Allied Air | Ducane | 96G2DF070BV16-* | Federally-Regulated Consumer Product | Non-Weatherized, Condensing Ga | 1882 | 278 |  | 06/22/2023 | 43013 | 204388737 | 06/22/2023
Lennox Industries Inc. | Lennox | ML180UH090E48B** | Federally-Regulated Consumer Product | Non-Weatherized, Non-Condensin | 1628 | 254 |  | 06/22/2023 | 87272 | 10581932 | 06/22/2023
Lennox Industries Inc. | Lennox | ML196UH090XE60C-* | Federally-Regulated Consumer Product | Non-Weatherized, Condensing Ga | 1888 | 278 |  | 06/22/2023 | 88383 | 205991398 | 06/22/2023
Lennox Industries Inc. | Lennox | ML196DF045XE36B-* | Federally-Regulated Consumer Product | Non-Weatherized, Condensing Ga | 1250 | 250 |  | 06/22/2023 | 44206 | 204454171 | 06/22/2023
Lennox Industries Inc. | Lennox | ML196UH090XE48C-* | Federally-Regulated Consumer Product | Non-Weatherized, Condensing Ga | 1566 | 264 |  | 06/22/2023 | 87748 | 204454169 | 06/22/2023
Lennox Industries Inc. | Lennox | SL297UH040NV36B-* | Federally-Regulated Consumer Product | Non-Weatherized, Condensing Ga | 1397 | 256 |  | 06/22/2023 | 25747 | 201834794 | 06/22/2023
Lennox Industries Inc. | Lennox | ML180UH070E36B** | Federally-Regulated Consumer Product | Non-Weatherized, Non-Condensin | 1361 | 242 |  | 06/22/2023 | 65645 | 10581930 | 06/22/2023
Lennox Industries Inc. | Lennox | ML180UH090XE48B** | Federally-Regulated Consumer Product | Non-Weatherized, Non-Condensin | 1628 | 254 |  | 06/22/2023 | 87272 | 10581934 | 06/22/2023
Lennox Industries Inc. | Lennox | ML193DF090XE48C-* | Federally-Regulated Consumer Product | Non-Weatherized, Condensing Ga | 1659 | 268 |  | 06/22/2023 | 87251 | 202568886 | 06/22/2023
Lennox Industries Inc. | Lennox | ML180DF110E60C** | Federally-Regulated Consumer Product | Non-Weatherized, Non-Condensin | 2147 | 276 |  | 06/22/2023 | 111057 | 10581927 | 06/22/2023
Lennox Industries Inc. | Lennox | EL195UH060NE36B-* | Federally-Regulated Consumer Product | Non-Weatherized, Condensing Ga | 1313 | 253 |  | 06/22/2023 | 60222 | 201834898 | 06/22/2023
Lennox Industries Inc. | Lennox | ML180UH030V36A** | Federally-Regulated Consumer Product | Non-Weatherized, Non-Condensin | 1319 | 240 |  | 06/22/2023 | 29985 | 204457110 | 06/22/2023
Lennox Industries Inc. | Lennox | SL280UH090V60C-* | Federally-Regulated Consumer Product | Non-Weatherized, Non-Condensin | 2291 | 283 |  | 06/22/2023 | 57219 | 3858307 | 06/22/2023
Lennox Industries Inc. | Lennox | ML180UH070XE36B** | Federally-Regulated Consumer Product | Non-Weatherized, Non-Condensin | 1361 | 242 |  | 06/22/2023 | 65645 | 10581931 | 06/22/2023
Lennox Industries Inc. | Lennox | EL280UH070XE36A-* | Federally-Regulated Consumer Product | Non-Weatherized, Non-Condensin | 1397 | 243 |  | 06/22/2023 | 43054 | 202866994 | 06/22/2023
Lennox Industries Inc. | Lennox | ML180UH070XE36A** | Federally-Regulated Consumer Product | Non-Weatherized, Non-Condensin | 1317 | 240 |  | 06/22/2023 | 65588 | 204454153 | 06/22/2023
Lennox Industries Inc. | Lennox | EL280UH045E36A-* | Federally-Regulated Consumer Product | Non-Weatherized, Non-Condensin | 1377 | 243 |  | 06/22/2023 | 29164 | 202866992 | 06/22/2023
Lennox Industries Inc. | Lennox | ML196DF070XE48B-* | Federally-Regulated Consumer Product | Non-Weatherized, Condensing Ga | 1473 | 260 |  | 06/22/2023 | 66322 | 204454172 | 06/22/2023
Lennox Industries Inc. | Lennox | SL280UH135V60D-* | Federally-Regulated Consumer Product | Non-Weatherized, Non-Condensin | 2445 | 290 |  | 06/22/2023 | 86870 | 3858310 | 06/22/2023
Lennox Industries Inc. | Lennox | ML196UH070XE48B-* | Federally-Regulated Consumer Product | Non-Weatherized, Condensing Ga | 1693 | 269 |  | 06/22/2023 | 66189 | 205991396 | 06/22/2023
Lennox Industries Inc. | Lennox | SL280UH090XV60C-* | Federally-Regulated Consumer Product | Non-Weatherized, Non-Condensin | 2291 | 283 |  | 06/22/2023 | 57219 | 4239538 | 06/22/2023
Lennox Industries Inc. | Lennox | ML196DF090XE48C-* | Federally-Regulated Consumer Product | Non-Weatherized, Condensing Ga | 1542 | 263 |  | 06/22/2023 | 88229 | 204454173 | 06/22/2023
Lennox Industries Inc. | Lennox | SL280DF110V60C-* | Federally-Regulated Consumer Product | Non-Weatherized, Non-Condensin | 2001 | 270 |  | 06/22/2023 | 72397 | 3845343 | 06/22/2023
Lennox Industries Inc. | Lennox | ML180UH070V36A** | Federally-Regulated Consumer Product | Non-Weatherized, Non-Condensin | 1500 | 248 |  | 06/22/2023 | 65652 | 204457112 | 06/22/2023
Lennox Industries Inc. | Lennox | ML196UH135XE60D-* | Federally-Regulated Consumer Product | Non-Weatherized, Condensing Ga | 2388 | 300 |  | 06/22/2023 | 132320 | 205991399 | 06/22/2023
Lennox Industries Inc. | Lennox | EL280UH090E48B-* | Federally-Regulated Consumer Product | Non-Weatherized, Non-Condensin | 1663 | 255 |  | 06/22/2023 | 57278 | 202866996 | 06/22/2023
Lennox Industries Inc. | Lennox | ML196UH090XE36C-* | Federally-Regulated Consumer Product | Non-Weatherized, Condensing Ga | 1386 | 256 |  | 06/22/2023 | 88380 | 205991397 | 06/22/2023
Lennox Industries Inc. | Lennox | EL280UH110E48C-* | Federally-Regulated Consumer Product | Non-Weatherized, Non-Condensin | 1658 | 255 |  | 06/22/2023 | 72173 | 204501579 | 06/22/2023
Lennox Industries Inc. | Lennox | ML193UH090XE36C-* | Federally-Regulated Consumer Product | Non-Weatherized, Condensing Ga | 1295 | 252 |  | 06/22/2023 | 88167 | 202568880 | 06/22/2023
Lennox Industries Inc. | Lennox | SLP99UH090XV60C-* | Federally-Regulated Consumer Product | Non-Weatherized, Condensing Ga | 2473 | 304 |  | 06/22/2023 | 30734 | 205534326 | 06/22/2023
Lennox Industries Inc. | Lennox | EL280UH070E36A-* | Federally-Regulated Consumer Product | Non-Weatherized, Non-Condensin | 1397 | 243 |  | 06/22/2023 | 43054 | 202866993 | 06/22/2023
Lennox Industries Inc. | Lennox | EL296DF110XV60C-* | Federally-Regulated Consumer Product | Non-Weatherized, Condensing Ga | 2263 | 295 |  | 06/22/2023 | 71480 | 4988230 | 06/22/2023
Lennox Industries Inc. | Lennox | SLP99UH090XV48C-* | Federally-Regulated Consumer Product | Non-Weatherized, Condensing Ga | 1948 | 281 |  | 06/22/2023 | 31311 | 205534325 | 06/22/2023
Lennox Industries Inc. | Lennox | SL280DF090V48B-* | Federally-Regulated Consumer Product | Non-Weatherized, Non-Condensin | 1740 | 259 |  | 06/22/2023 | 56622 | 3845341 | 06/22/2023
Lennox Industries Inc. | Lennox | ML180UH070E36A** | Federally-Regulated Consumer Product | Non-Weatherized, Non-Condensin | 1317 | 240 |  | 06/22/2023 | 65588 | 204454152 | 06/22/2023
Lennox Industries Inc. | Lennox | ML196UH070XE36B-* | Federally-Regulated Consumer Product | Non-Weatherized, Condensing Ga | 1298 | 252 |  | 06/22/2023 | 65683 | 204454168 | 06/22/2023
Lennox Industries Inc. | Lennox | ML180UH090V48B** | Federally-Regulated Consumer Product | Non-Weatherized, Non-Condensin | 1730 | 258 |  | 06/22/2023 | 87660 | 204457115 | 06/22/2023
Lennox Industries Inc. | Lennox | SL280UH070XV36A-* | Federally-Regulated Consumer Product | Non-Weatherized, Non-Condensin | 1394 | 243 |  | 06/22/2023 | 42853 | 3858302 | 06/22/2023
Lennox Industries Inc. | Lennox | EL280UH090XE48B-* | Federally-Regulated Consumer Product | Non-Weatherized, Non-Condensin | 1663 | 255 |  | 06/22/2023 | 57278 | 202866997 | 06/22/2023
Lennox Industries Inc. | Lennox | SL280UH070V36A-* | Federally-Regulated Consumer Product | Non-Weatherized, Non-Condensin | 1394 | 243 |  | 06/22/2023 | 42853 | 3858301 | 06/22/2023
Lennox Industries Inc. | Lennox | EL180UH060NE36A-* | Federally-Regulated Consumer Product | Non-Weatherized, Non-Condensin | 1277 | 238 |  | 06/22/2023 | 59863 | 202028473 | 06/22/2023
Lennox Industries Inc. | Lennox | ML180UH070V36B** | Federally-Regulated Consumer Product | Non-Weatherized, Non-Condensin | 1455 | 246 |  | 06/22/2023 | 66220 | 204457113 | 06/22/2023
Lennox Industries Inc. | Lennox | ML196UH045XE36B-* | Federally-Regulated Consumer Product | Non-Weatherized, Condensing Ga | 1284 | 251 |  | 06/22/2023 | 44162 | 204454167 | 06/22/2023
Lennox Industries Inc. | Lennox | ML196DF110XE60C-* | Federally-Regulated Consumer Product | Non-Weatherized, Condensing Ga | 2033 | 284 |  | 06/22/2023 | 111365 | 205991400 | 06/22/2023
Lennox Industries Inc. | Lennox | ML180DF090E48B** | Federally-Regulated Consumer Product | Non-Weatherized, Non-Condensin | 1639 | 254 |  | 06/22/2023 | 87767 | 10581926 | 06/22/2023
Lennox Industries Inc. | Lennox | ML196UH110XE60C-* | Federally-Regulated Consumer Product | Non-Weatherized, Condensing Ga | 2018 | 284 |  | 06/22/2023 | 110619 | 204454170 | 06/22/2023
Lennox Industries Inc. | Concord | 96G1DF110CE20-* | Federally-Regulated Consumer Product | Non-Weatherized, Condensing Ga | 2033 | 284 |  | 06/22/2023 | 111365 | 209191312 | 06/22/2023
Lennox Industries Inc. | Concord | 80G2UH090BE16L-* | Federally-Regulated Consumer Product | Non-Weatherized, Non-Condensin | 1663 | 255 |  | 06/22/2023 | 57278 | 207188143 | 06/22/2023
Lennox Industries Inc. | Concord | 95G1UH060BE12X-* | Federally-Regulated Consumer Product | Non-Weatherized, Condensing Ga | 1313 | 253 |  | 06/22/2023 | 60222 | 201981482 | 06/22/2023
Lennox Industries Inc. | Concord | 80G1UH070AE12L-* | Federally-Regulated Consumer Product | Non-Weatherized, Non-Condensin | 1317 | 240 |  | 06/22/2023 | 65588 | 205126466 | 06/22/2023
Lennox Industries Inc. | Concord | 80G2UH090BE16-* | Federally-Regulated Consumer Product | Non-Weatherized, Non-Condensin | 1663 | 255 |  | 06/22/2023 | 57278 | 207188140 | 06/22/2023
Lennox Industries Inc. | Concord | 80G1UH070BE12** | Federally-Regulated Consumer Product | Non-Weatherized, Non-Condensin | 1361 | 242 |  | 06/22/2023 | 65645 | 202181496 | 06/22/2023
Lennox Industries Inc. | Concord | 80G1UH060AE12X-* | Federally-Regulated Consumer Product | Non-Weatherized, Non-Condensin | 1277 | 238 |  | 06/22/2023 | 59863 | 202055545 | 06/22/2023
Lennox Industries Inc. | Concord | 80G1UH070BE12L-** | Federally-Regulated Consumer Product | Non-Weatherized, Non-Condensin | 1361 | 242 |  | 06/22/2023 | 65645 | 205126582 | 06/22/2023
Lennox Industries Inc. | Concord | 80G2UH070AV12-* | Federally-Regulated Consumer Product | Non-Weatherized, Non-Condensin | 1394 | 243 |  | 06/22/2023 | 42853 | 201692877 | 06/22/2023
Lennox Industries Inc. | Concord | 80G1DF090BE16** | Federally-Regulated Consumer Product | Non-Weatherized, Non-Condensin | 1639 | 254 |  | 06/22/2023 | 87767 | 202181813 | 06/22/2023
Lennox Industries Inc. | Concord | 80G1UH090BE16L-** | Federally-Regulated Consumer Product | Non-Weatherized, Non-Condensin | 1628 | 254 |  | 06/22/2023 | 87272 | 205126583 | 06/22/2023
Lennox Industries Inc. | Concord | 80G2UH045AE12-* | Federally-Regulated Consumer Product | Non-Weatherized, Non-Condensin | 1377 | 243 |  | 06/22/2023 | 29164 | 207188122 | 06/22/2023
Lennox Industries Inc. | Concord | 80G1UH090BE16** | Federally-Regulated Consumer Product | Non-Weatherized, Non-Condensin | 1628 | 254 |  | 06/22/2023 | 87272 | 202181500 | 06/22/2023
Lennox Industries Inc. | Concord | 80G2UH070AE12L-* | Federally-Regulated Consumer Product | Non-Weatherized, Non-Condensin | 1397 | 243 |  | 06/22/2023 | 43054 | 207188130 | 06/22/2023
Lennox Industries Inc. | Concord | 80G2UH110CE16-* | Federally-Regulated Consumer Product | Non-Weatherized, Non-Condensin | 1658 | 255 |  | 06/22/2023 | 72173 | 207188156 | 06/22/2023
Lennox Industries Inc. | Concord | 80G1DF110CE20** | Federally-Regulated Consumer Product | Non-Weatherized, Non-Condensin | 2147 | 276 |  | 06/22/2023 | 111057 | 202181828 | 06/22/2023
Lennox Industries Inc. | Concord | 80G2UH070AE12-* | Federally-Regulated Consumer Product | Non-Weatherized, Non-Condensin | 1397 | 243 |  | 06/22/2023 | 43054 | 207188127 | 06/22/2023
Lennox Industries Inc. | Concord | 80G1UH070AE12-* | Federally-Regulated Consumer Product | Non-Weatherized, Non-Condensin | 1317 | 240 |  | 06/22/2023 | 65588 | 204454633 | 06/22/2023
Lennox Industries Inc. | Concord | 96G1UH135DE20-* | Federally-Regulated Consumer Product | Non-Weatherized, Condensing Ga | 2388 | 300 |  | 06/22/2023 | 132320 | 209191314 | 06/22/2023
Lennox Industries Inc. | GE | NF80U090T4B-* | Federally-Regulated Consumer Product | Non-Weatherized, Non-Condensin | 1663 | 255 |  | 06/22/2023 | 57278 | 208727784 | 06/22/2023
Lennox Industries Inc. | GE | NF80L070S3A-* | Federally-Regulated Consumer Product | Non-Weatherized, Non-Condensin | 1317 | 240 |  | 06/22/2023 | 65588 | 208727792 | 06/22/2023
Lennox Industries Inc. | GE | NF80U070T3A-* | Federally-Regulated Consumer Product | Non-Weatherized, Non-Condensin | 1397 | 243 |  | 06/22/2023 | 43054 | 208727783 | 06/22/2023
Lennox Industries Inc. | GE | NF97X040V3B-* | Federally-Regulated Consumer Product | Non-Weatherized, Condensing Ga | 1397 | 256 |  | 06/22/2023 | 25747 | 208733813 | 06/22/2023
Lennox Industries Inc. | GE | NF80L090S4B-* | Federally-Regulated Consumer Product | Non-Weatherized, Non-Condensin | 1628 | 254 |  | 06/22/2023 | 87272 | 208727794 | 06/22/2023
Lennox Industries Inc. | GE | NF80U045T3A-* | Federally-Regulated Consumer Product | Non-Weatherized, Non-Condensin | 1377 | 243 |  | 06/22/2023 | 29164 | 208727782 | 06/22/2023
Lennox Industries Inc. | GE | NF80L070S3B-* | Federally-Regulated Consumer Product | Non-Weatherized, Non-Condensin | 1361 | 242 |  | 06/22/2023 | 65645 | 208727793 | 06/22/2023
Lennox Industries Inc. | GE | NF80X060S3A-* | Federally-Regulated Consumer Product | Non-Weatherized, Non-Condensin | 1277 | 238 |  | 06/22/2023 | 59863 | 208727798 | 06/22/2023
Nordyne, LLC | Intertherm | FG7TC-080D-V35CP | Federally-Regulated Consumer Product | Non-Weatherized, Condensing Ga | 1873 | 277 |  | 06/22/2023 | 50261 | 207456123 | 06/22/2023
Nordyne, LLC | Intertherm | MG2S-060F2ABM* | Federally-Regulated Consumer Product | Mobile Home Non-Weatherized, C | 1292 | 330 |  | 06/22/2023 | 39969 | 203053451 | 06/22/2023
Nordyne, LLC | Intertherm | FG7TC-060D-V24BP | Federally-Regulated Consumer Product | Non-Weatherized, Condensing Ga | 1339 | 254 |  | 06/22/2023 | 38422 | 207456113 | 06/22/2023
Nordyne, LLC | Intertherm | MG2S-072F2ABM* | Federally-Regulated Consumer Product | Mobile Home Non-Weatherized, C | 1565 | 350 |  | 06/22/2023 | 46903 | 203053453 | 06/22/2023
Nordyne, LLC | Intertherm | MG2S-045F2ABM* | Federally-Regulated Consumer Product | Mobile Home Non-Weatherized, C | 1603 | 352 |  | 06/22/2023 | 29516 | 203053448 | 06/22/2023
Nordyne, LLC | Intertherm | FG7TC-100D-V35CP | Federally-Regulated Consumer Product | Non-Weatherized, Condensing Ga | 1826 | 275 |  | 06/22/2023 | 64473 | 207456133 | 06/22/2023
Lennox Industries Inc. | Airease | A80UH1E060A12X-* | Federally-Regulated Consumer Product | Non-Weatherized, Non-Condensin | 1277 | 238 |  | 06/22/2023 | 59863 | 202055422 | 06/22/2023
Lennox Industries Inc. | Airease | A93UH1E090C12A* | Federally-Regulated Consumer Product | Non-Weatherized, Condensing Ga | 1295 | 252 |  | 06/22/2023 | 88167 | 203926026 | 06/22/2023
Lennox Industries Inc. | Airease | A80UH2E090B16*-* | Federally-Regulated Consumer Product | Non-Weatherized, Non-Condensin | 1663 | 255 |  | 06/22/2023 | 57278 | 207188138 | 06/22/2023
Lennox Industries Inc. | Airease | A80US2V090C20-* | Federally-Regulated Consumer Product | Non-Weatherized, Non-Condensin | 2291 | 283 |  | 06/22/2023 | 57219 | 201693147 | 06/22/2023
Lennox Industries Inc. | Airease | A80UH2E110C16*-* | Federally-Regulated Consumer Product | Non-Weatherized, Non-Condensin | 1658 | 255 |  | 06/22/2023 | 72173 | 207188154 | 06/22/2023
Lennox Industries Inc. | Airease | A80UH2E045A12*-* | Federally-Regulated Consumer Product | Non-Weatherized, Non-Condensin | 1377 | 243 |  | 06/22/2023 | 29164 | 207188120 | 06/22/2023
Lennox Industries Inc. | Airease | A80DS2V110C20-* | Federally-Regulated Consumer Product | Non-Weatherized, Non-Condensin | 2001 | 270 |  | 06/22/2023 | 72397 | 201693135 | 06/22/2023
Lennox Industries Inc. | Airease | A80UH2E070A12*-* | Federally-Regulated Consumer Product | Non-Weatherized, Non-Condensin | 1397 | 243 |  | 06/22/2023 | 43054 | 207188125 | 06/22/2023
Lennox Industries Inc. | Airease | A80DF1E110C20** | Federally-Regulated Consumer Product | Non-Weatherized, Non-Condensin | 2147 | 276 |  | 06/22/2023 | 111057 | 202181836 | 06/22/2023
Lennox Industries Inc. | Airease | A96DF1E090C16-** | Federally-Regulated Consumer Product | Non-Weatherized, Condensing Ga | 1542 | 263 |  | 06/22/2023 | 88229 | 209191286 | 06/22/2023
Lennox Industries Inc. | Airease | A93DF1E090C16A* | Federally-Regulated Consumer Product | Non-Weatherized, Condensing Ga | 1659 | 268 |  | 06/22/2023 | 87251 | 203926032 | 06/22/2023
Lennox Industries Inc. | Airease | A96UH1E090C16-** | Federally-Regulated Consumer Product | Non-Weatherized, Condensing Ga | 1566 | 264 |  | 06/22/2023 | 87748 | 209191298 | 06/22/2023
Lennox Industries Inc. | Airease | A80UH1E090B16** | Federally-Regulated Consumer Product | Non-Weatherized, Non-Condensin | 1628 | 254 |  | 06/22/2023 | 87272 | 202181502 | 06/22/2023
Lennox Industries Inc. | Airease | A97US2V040B12X-*-* | Federally-Regulated Consumer Product | Non-Weatherized, Condensing Ga | 1397 | 256 |  | 06/22/2023 | 25747 | 201870439 | 06/22/2023
Lennox Industries Inc. | Airease | A96UH1E135D20-** | Federally-Regulated Consumer Product | Non-Weatherized, Condensing Ga | 2388 | 300 |  | 06/22/2023 | 132320 | 209191303 | 06/22/2023
Lennox Industries Inc. | Airease | A96UH1E110C20-** | Federally-Regulated Consumer Product | Non-Weatherized, Condensing Ga | 2018 | 284 |  | 06/22/2023 | 110619 | 209191300 | 06/22/2023
Lennox Industries Inc. | Airease | A96DF1E045B12-** | Federally-Regulated Consumer Product | Non-Weatherized, Condensing Ga | 1250 | 250 |  | 06/22/2023 | 44206 | 209191282 | 06/22/2023
Lennox Industries Inc. | Airease | A80US2V070A12L-* | Federally-Regulated Consumer Product | Non-Weatherized, Non-Condensin | 1394 | 243 |  | 06/22/2023 | 42853 | 201693141 | 06/22/2023
Lennox Industries Inc. | Airease | A96DF1E110C20-** | Federally-Regulated Consumer Product | Non-Weatherized, Condensing Ga | 2033 | 284 |  | 06/22/2023 | 111365 | 209191288 | 06/22/2023
Lennox Industries Inc. | Airease | A80UH1E070B12** | Federally-Regulated Consumer Product | Non-Weatherized, Non-Condensin | 1361 | 242 |  | 06/22/2023 | 65645 | 202181498 | 06/22/2023
Lennox Industries Inc. | Airease | A80DF1E090B16** | Federally-Regulated Consumer Product | Non-Weatherized, Non-Condensin | 1639 | 254 |  | 06/22/2023 | 87767 | 202181819 | 06/22/2023
Lennox Industries Inc. | Airease | A96DF1E070B16-** | Federally-Regulated Consumer Product | Non-Weatherized, Condensing Ga | 1473 | 260 |  | 06/22/2023 | 66322 | 209191284 | 06/22/2023
Lennox Industries Inc. | Airease | A80DS2V090B16-* | Federally-Regulated Consumer Product | Non-Weatherized, Non-Condensin | 1740 | 259 |  | 06/22/2023 | 56622 | 201693133 | 06/22/2023
Lennox Industries Inc. | Airease | A80US2V135D20-* | Federally-Regulated Consumer Product | Non-Weatherized, Non-Condensin | 2445 | 290 |  | 06/22/2023 | 86870 | 201693155 | 06/22/2023
Lennox Industries Inc. | Airease | A96DS2V110C20S-* | Federally-Regulated Consumer Product | Non-Weatherized, Condensing Ga | 2263 | 295 |  | 06/22/2023 | 71480 | 201695958 | 06/22/2023
Lennox Industries Inc. | Airease | A96UH1E070B12-** | Federally-Regulated Consumer Product | Non-Weatherized, Condensing Ga | 1298 | 252 |  | 06/22/2023 | 65683 | 209191296 | 06/22/2023
Lennox Industries Inc. | Airease | A96UH1E045B12-** | Federally-Regulated Consumer Product | Non-Weatherized, Condensing Ga | 1284 | 251 |  | 06/22/2023 | 44162 | 209191294 | 06/22/2023
Lennox Industries Inc. | Airease | A80UH1E070A12-* | Federally-Regulated Consumer Product | Non-Weatherized, Non-Condensin | 1317 | 240 |  | 06/22/2023 | 65588 | 204454634 | 06/22/2023
Rheem Sales Company, Inc. | Weatherking | W96TA0852521MSA | Federally-Regulated Consumer Product | Non-Weatherized, Condensing Ga | 2115 | 288 |  | 06/22/2023 | 58240 | 9950855 | 06/22/2023
Rheem Sales Company, Inc. | Weatherking | W802TA075317MSA | Federally-Regulated Consumer Product | Non-Weatherized, Non-Condensin | 1539 | 250 |  | 06/22/2023 | 52505 | 204007871 | 06/22/2023
Rheem Sales Company, Inc. | Weatherking | W95TC0601317MSA | Federally-Regulated Consumer Product | Non-Weatherized, Condensing Ga | 1156 | 246 |  | 06/22/2023 | 55624 | 8934613 | 06/22/2023
Rheem Sales Company, Inc. | Weatherking | W96TA0602317MSA | Federally-Regulated Consumer Product | Non-Weatherized, Condensing Ga | 1342 | 254 |  | 06/22/2023 | 39319 | 9950847 | 06/22/2023
Rheem Sales Company, Inc. | Weatherking | W801CA100521MSA | Federally-Regulated Consumer Product | Non-Weatherized, Non-Condensin | 1812 | 262 |  | 06/22/2023 | 99863 | 203327153 | 06/22/2023
Rheem Sales Company, Inc. | Weatherking | W95TC0851521MSA | Federally-Regulated Consumer Product | Non-Weatherized, Condensing Ga | 1929 | 280 |  | 06/22/2023 | 84515 | 8934621 | 06/22/2023
Rheem Sales Company, Inc. | Weatherking | W96VA0702521MSA | Federally-Regulated Consumer Product | Non-Weatherized, Condensing Ga | 1923 | 280 |  | 06/22/2023 | 49235 | 206342107 | 06/22/2023
Rheem Sales Company, Inc. | Weatherking | W95TC0401317MSA | Federally-Regulated Consumer Product | Non-Weatherized, Condensing Ga | 1107 | 244 |  | 06/22/2023 | 41877 | 8934609 | 06/22/2023
Rheem Sales Company, Inc. | Weatherking | W802TA075317MXA | Federally-Regulated Consumer Product | Non-Weatherized, Non-Condensin | 1539 | 250 |  | 06/22/2023 | 52505 | 204099265 | 06/22/2023
Rheem Sales Company, Inc. | Weatherking | W96TA0402317MSA | Federally-Regulated Consumer Product | Non-Weatherized, Condensing Ga | 1252 | 250 |  | 06/22/2023 | 29298 | 9950843 | 06/22/2023
Rheem Sales Company, Inc. | Weatherking | W96VA1002521MSA | Federally-Regulated Consumer Product | Non-Weatherized, Condensing Ga | 1858 | 277 |  | 06/22/2023 | 68679 | 6715491 | 06/22/2023
Rheem Sales Company, Inc. | Weatherking | W802TA150524MSA | Federally-Regulated Consumer Product | Non-Weatherized, Non-Condensin | 2092 | 274 |  | 06/22/2023 | 104565 | 204007886 | 06/22/2023
Rheem Sales Company, Inc. | Weatherking | W96VA0702317MSA | Federally-Regulated Consumer Product | Non-Weatherized, Condensing Ga | 1290 | 252 |  | 06/22/2023 | 48940 | 6715489 | 06/22/2023
Rheem Sales Company, Inc. | Weatherking | W95TC0701317MSA | Federally-Regulated Consumer Product | Non-Weatherized, Condensing Ga | 1362 | 255 |  | 06/22/2023 | 69960 | 8934617 | 06/22/2023
Rheem Sales Company, Inc. | Weatherking | W802TA125524MSA | Federally-Regulated Consumer Product | Non-Weatherized, Non-Condensin | 1899 | 266 |  | 06/22/2023 | 87546 | 204007883 | 06/22/2023
Rheem Sales Company, Inc. | Weatherking | W96TA1152524MSA | Federally-Regulated Consumer Product | Non-Weatherized, Condensing Ga | 1935 | 280 |  | 06/22/2023 | 78711 | 9950863 | 06/22/2023
Rheem Sales Company, Inc. | Weatherking | W801CA100521MXA | Federally-Regulated Consumer Product | Non-Weatherized, Non-Condensin | 1812 | 262 |  | 06/22/2023 | 99863 | 203327156 | 06/22/2023
Rheem Sales Company, Inc. | Weatherking | W802TA100521MXA | Federally-Regulated Consumer Product | Non-Weatherized, Non-Condensin | 1952 | 268 |  | 06/22/2023 | 70078 | 204099276 | 06/22/2023
Rheem Sales Company, Inc. | Weatherking | W96TA1002521MSA | Federally-Regulated Consumer Product | Non-Weatherized, Condensing Ga | 1930 | 280 |  | 06/22/2023 | 69202 | 9950859 | 06/22/2023
Rheem Sales Company, Inc. | Weatherking | W96VA0402317MSA | Federally-Regulated Consumer Product | Non-Weatherized, Condensing Ga | 1248 | 250 |  | 06/22/2023 | 29623 | 7502135 | 06/22/2023
Rheem Sales Company, Inc. | Weatherking | W802TA125524MXA | Federally-Regulated Consumer Product | Non-Weatherized, Non-Condensin | 1899 | 266 |  | 06/22/2023 | 87546 | 204099279 | 06/22/2023
Rheem Sales Company, Inc. | Weatherking | W96VA0602317MSA | Federally-Regulated Consumer Product | Non-Weatherized, Condensing Ga | 1372 | 255 |  | 06/22/2023 | 37932 | 6715488 | 06/22/2023
Rheem Sales Company, Inc. | Weatherking | W95TC0701521MSA | Federally-Regulated Consumer Product | Non-Weatherized, Condensing Ga | 1983 | 279 |  | 06/22/2023 | 70360 | 203261702 | 06/22/2023
Rheem Sales Company, Inc. | Weatherking | W96VA0852521MSB | Federally-Regulated Consumer Product | Non-Weatherized, Condensing Ga | 1947 | 281 |  | 06/22/2023 | 58053 | 7086391 | 06/22/2023
Rheem Sales Company, Inc. | Weatherking | W802TA150524MXA | Federally-Regulated Consumer Product | Non-Weatherized, Non-Condensin | 2092 | 274 |  | 06/22/2023 | 104565 | 204099283 | 06/22/2023
Rheem Sales Company, Inc. | Weatherking | W96TA0702317MSA | Federally-Regulated Consumer Product | Non-Weatherized, Condensing Ga | 1321 | 253 |  | 06/22/2023 | 49242 | 9950851 | 06/22/2023
Rheem Sales Company, Inc. | Weatherking | W95TC1001521MSA | Federally-Regulated Consumer Product | Non-Weatherized, Condensing Ga | 2066 | 286 |  | 06/22/2023 | 98023 | 8934625 | 06/22/2023
Rheem Sales Company, Inc. | Weatherking | W802TA100521MSA | Federally-Regulated Consumer Product | Non-Weatherized, Non-Condensin | 1952 | 268 |  | 06/22/2023 | 70078 | 204007880 | 06/22/2023
Rheem Sales Company, Inc. | Weatherking | W95TC1151524MSA | Federally-Regulated Consumer Product | Non-Weatherized, Condensing Ga | 2041 | 285 |  | 06/22/2023 | 111488 | 8934629 | 06/22/2023
Allied Air | MRCOOL | MGD80SE110C5A | Federally-Regulated Consumer Product | Non-Weatherized, Non-Condensin | 2147 | 276 |  | 06/22/2023 | 111057 | 204085907 | 06/22/2023
Allied Air | MRCOOL | MGM80SE090B4A | Federally-Regulated Consumer Product | Non-Weatherized, Non-Condensin | 1628 | 254 |  | 06/22/2023 | 87272 | 204085899 | 06/22/2023
Allied Air | MRCOOL | MGM80SE090C5A | Federally-Regulated Consumer Product | Non-Weatherized, Non-Condensin | 2081 | 274 |  | 06/22/2023 | 87931 | 204085900 | 06/22/2023
Allied Air | MRCOOL | MGD80SE070B3A | Federally-Regulated Consumer Product | Non-Weatherized, Non-Condensin | 1369 | 242 |  | 06/22/2023 | 66107 | 204085905 | 06/22/2023
Allied Air | MRCOOL | MGD80SE090B4A | Federally-Regulated Consumer Product | Non-Weatherized, Non-Condensin | 1639 | 254 |  | 06/22/2023 | 87767 | 204085906 | 06/22/2023
Allied Air | MRCOOL | MGM80SE070B3A | Federally-Regulated Consumer Product | Non-Weatherized, Non-Condensin | 1361 | 242 |  | 06/22/2023 | 65645 | 204085898 | 06/22/2023
Nordyne, LLC | Gibson | KG7TC-120D-E45DP | Federally-Regulated Consumer Product | Non-Weatherized, Condensing Ga | 2160 | 290 |  | 06/22/2023 | 77603 | 207456138 | 06/22/2023
Nordyne, LLC | Gibson | KG7SC-108*-T45D* | Federally-Regulated Consumer Product | Non-Weatherized, Condensing Ga | 1956 | 281 |  | 06/22/2023 | 107378 | 205234654 | 06/22/2023
Nordyne, LLC | Gibson | KG7SC-120*-T45D* | Federally-Regulated Consumer Product | Non-Weatherized, Condensing Ga | 2047 | 272 |  | 06/22/2023 | 120160 | 205147072 | 06/22/2023
Nordyne, LLC | Gibson | KG7TC-060D-E24BP | Federally-Regulated Consumer Product | Non-Weatherized, Condensing Ga | 1222 | 249 |  | 06/22/2023 | 39014 | 207456109 | 06/22/2023
Nordyne, LLC | Gibson | KG7TC-100D-E35CP | Federally-Regulated Consumer Product | Non-Weatherized, Condensing Ga | 1763 | 273 |  | 06/22/2023 | 64473 | 207456129 | 06/22/2023
Nordyne, LLC | Gibson | KG7TC-080D-E35CP | Federally-Regulated Consumer Product | Non-Weatherized, Condensing Ga | 1686 | 269 |  | 06/22/2023 | 51925 | 207456119 | 06/22/2023
Lennox Industries Inc. | AC PRO | 80G1UH060AE12X-* | Federally-Regulated Consumer Product | Non-Weatherized, Non-Condensin | 1277 | 238 |  | 06/22/2023 | 59863 | 204032293 | 06/22/2023
Lennox Industries Inc. | AC PRO | 95G1UH060BE12X-* | Federally-Regulated Consumer Product | Non-Weatherized, Condensing Ga | 1313 | 253 |  | 06/22/2023 | 60222 | 204032281 | 06/22/2023
Lennox Industries Inc. | AC PRO | A80UH1E060A12X-* | Federally-Regulated Consumer Product | Non-Weatherized, Non-Condensin | 1277 | 238 |  | 06/22/2023 | 59863 | 204032289 | 06/22/2023
Lennox Industries Inc. | AC PRO | A97US2V040B12X-*-* | Federally-Regulated Consumer Product | Non-Weatherized, Condensing Ga | 1397 | 256 |  | 06/22/2023 | 25747 | 204032276 | 06/22/2023
Allied Air | Century | GUH96T090C3M-* | Federally-Regulated Consumer Product | Non-Weatherized, Condensing Ga | 1395 | 256 |  | 06/22/2023 | 57347 | 204388839 | 06/22/2023
Allied Air | Century | GUH97M135C5M | Federally-Regulated Consumer Product | Non-Weatherized, Condensing Ga | 2125 | 289 |  | 06/22/2023 | 52961 | 202443444 | 06/22/2023
Allied Air | Century | GUH97M090C3M | Federally-Regulated Consumer Product | Non-Weatherized, Condensing Ga | 1469 | 260 |  | 06/22/2023 | 35645 | 202443436 | 06/22/2023
Allied Air | Century | GUH92C110C4M | Federally-Regulated Consumer Product | Non-Weatherized, Condensing Ga | 1574 | 264 |  | 06/22/2023 | 109805 | 204713851 | 06/22/2023
Allied Air | Century | GUH96T110C5M-* | Federally-Regulated Consumer Product | Non-Weatherized, Condensing Ga | 2083 | 287 |  | 06/22/2023 | 71341 | 204388841 | 06/22/2023
Allied Air | Century | GUH97M110C5M | Federally-Regulated Consumer Product | Non-Weatherized, Condensing Ga | 2042 | 285 |  | 06/22/2023 | 43915 | 202443442 | 06/22/2023
Allied Air | Century | GUH97M090C5M | Federally-Regulated Consumer Product | Non-Weatherized, Condensing Ga | 2103 | 288 |  | 06/22/2023 | 35270 | 202443440 | 06/22/2023
Allied Air | Century | GDD80C090B4M | Federally-Regulated Consumer Product | Non-Weatherized, Non-Condensin | 1639 | 254 |  | 06/22/2023 | 87767 | 204717619 | 06/22/2023
Allied Air | Century | GUH80C090C5M | Federally-Regulated Consumer Product | Non-Weatherized, Non-Condensin | 2081 | 274 |  | 06/22/2023 | 87931 | 204717609 | 06/22/2023
Allied Air | Century | GUH97M090C4M | Federally-Regulated Consumer Product | Non-Weatherized, Condensing Ga | 1892 | 278 |  | 06/22/2023 | 35773 | 202443438 | 06/22/2023
Allied Air | Century | GUH92C090C4M | Federally-Regulated Consumer Product | Non-Weatherized, Condensing Ga | 1652 | 268 |  | 06/22/2023 | 87424 | 204713849 | 06/22/2023
Allied Air | Century | GUH96T090C5M-* | Federally-Regulated Consumer Product | Non-Weatherized, Condensing Ga | 2215 | 292 |  | 06/22/2023 | 56766 | 204388837 | 06/22/2023
Allied Air | Century | GDD80C110C5M | Federally-Regulated Consumer Product | Non-Weatherized, Non-Condensin | 2147 | 276 |  | 06/22/2023 | 111057 | 204717621 | 06/22/2023
Allied Air | Century | GUH80C090B4M | Federally-Regulated Consumer Product | Non-Weatherized, Non-Condensin | 1628 | 254 |  | 06/22/2023 | 87272 | 204717607 | 06/22/2023
Allied Air | Century | GDD92C090C4M | Federally-Regulated Consumer Product | Non-Weatherized, Condensing Ga | 1659 | 268 |  | 06/22/2023 | 87251 | 204713859 | 06/22/2023
Allied Air | Century | GUH80C070B3M | Federally-Regulated Consumer Product | Non-Weatherized, Non-Condensin | 1361 | 242 |  | 06/22/2023 | 65645 | 204717605 | 06/22/2023
Allied Air | Century | GUH96T045B3M-* | Federally-Regulated Consumer Product | Non-Weatherized, Condensing Ga | 1310 | 253 |  | 06/22/2023 | 28806 | 204388832 | 06/22/2023
Allied Air | Century | GDD80C070B3M | Federally-Regulated Consumer Product | Non-Weatherized, Non-Condensin | 1369 | 242 |  | 06/22/2023 | 66107 | 204717617 | 06/22/2023
Allied Air | Century | GUH92C110C5M | Federally-Regulated Consumer Product | Non-Weatherized, Condensing Ga | 1966 | 282 |  | 06/22/2023 | 110142 | 204713853 | 06/22/2023
Allied Air | Century | GUH96T070B3M-* | Federally-Regulated Consumer Product | Non-Weatherized, Condensing Ga | 1413 | 257 |  | 06/22/2023 | 43058 | 204388834 | 06/22/2023
Allied Air | Century | GUH96T135D5M-* | Federally-Regulated Consumer Product | Non-Weatherized, Condensing Ga | 2135 | 289 |  | 06/22/2023 | 86786 | 204388843 | 06/22/2023
Allied Air | Century | GUH97M070B3M | Federally-Regulated Consumer Product | Non-Weatherized, Condensing Ga | 1528 | 262 |  | 06/22/2023 | 26717 | 202443434 | 06/22/2023
Nordyne, LLC | Miller | MG2S-072F2ABM* | Federally-Regulated Consumer Product | Mobile Home Non-Weatherized, C | 1565 | 350 |  | 06/22/2023 | 46903 | 203049615 | 06/22/2023
Nordyne, LLC | Miller | FG7TC-080D-V35CP | Federally-Regulated Consumer Product | Non-Weatherized, Condensing Ga | 1873 | 277 |  | 06/22/2023 | 50261 | 207456124 | 06/22/2023
Nordyne, LLC | Miller | FG7TC-100D-V35CP | Federally-Regulated Consumer Product | Non-Weatherized, Condensing Ga | 1826 | 275 |  | 06/22/2023 | 64473 | 207456134 | 06/22/2023
Nordyne, LLC | Miller | FG7TC-060D-V24BP | Federally-Regulated Consumer Product | Non-Weatherized, Condensing Ga | 1339 | 254 |  | 06/22/2023 | 38422 | 207456114 | 06/22/2023
Nordyne, LLC | Miller | MG2S-045F2ABM* | Federally-Regulated Consumer Product | Mobile Home Non-Weatherized, C | 1603 | 352 |  | 06/22/2023 | 29516 | 203049588 | 06/22/2023
Nordyne, LLC | Miller | MG2S-060F2ABM* | Federally-Regulated Consumer Product | Mobile Home Non-Weatherized, C | 1292 | 330 |  | 06/22/2023 | 39969 | 203049600 | 06/22/2023
Lennox Industries Inc. | Ducane | 80G1DF110CE20** | Federally-Regulated Consumer Product | Non-Weatherized, Non-Condensin | 2147 | 276 |  | 06/22/2023 | 111057 | 202181832 | 06/22/2023
Lennox Industries Inc. | Ducane | 80G1UH090BE16L-** | Federally-Regulated Consumer Product | Non-Weatherized, Non-Condensin | 1628 | 254 |  | 06/22/2023 | 87272 | 205126586 | 06/22/2023
Lennox Industries Inc. | Ducane | 80G1UH090BE16** | Federally-Regulated Consumer Product | Non-Weatherized, Non-Condensin | 1628 | 254 |  | 06/22/2023 | 87272 | 202181501 | 06/22/2023
Lennox Industries Inc. | Ducane | 96G1UH135DE20-* | Federally-Regulated Consumer Product | Non-Weatherized, Condensing Ga | 2388 | 300 |  | 06/22/2023 | 132320 | 209191315 | 06/22/2023
Lennox Industries Inc. | Ducane | 80G1DF090BE16** | Federally-Regulated Consumer Product | Non-Weatherized, Non-Condensin | 1639 | 254 |  | 06/22/2023 | 87767 | 202181817 | 06/22/2023
Lennox Industries Inc. | Ducane | 80G1UH070BE12** | Federally-Regulated Consumer Product | Non-Weatherized, Non-Condensin | 1361 | 242 |  | 06/22/2023 | 65645 | 202181497 | 06/22/2023
Lennox Industries Inc. | Ducane | 80G1UH070AE12L-* | Federally-Regulated Consumer Product | Non-Weatherized, Non-Condensin | 1317 | 240 |  | 06/22/2023 | 65588 | 205126468 | 06/22/2023
Lennox Industries Inc. | Ducane | 80G2UH070AV12-* | Federally-Regulated Consumer Product | Non-Weatherized, Non-Condensin | 1394 | 243 |  | 06/22/2023 | 42853 | 201692878 | 06/22/2023
Lennox Industries Inc. | Ducane | 80G1UH060AE12X-* | Federally-Regulated Consumer Product | Non-Weatherized, Non-Condensin | 1277 | 238 |  | 06/22/2023 | 59863 | 202055558 | 06/22/2023
Lennox Industries Inc. | Ducane | 80G1UH070BE12L-** | Federally-Regulated Consumer Product | Non-Weatherized, Non-Condensin | 1361 | 242 |  | 06/22/2023 | 65645 | 205126585 | 06/22/2023
Lennox Industries Inc. | Ducane | 96G1DF110CE20-* | Federally-Regulated Consumer Product | Non-Weatherized, Condensing Ga | 2033 | 284 |  | 06/22/2023 | 111365 | 209191313 | 06/22/2023
Lennox Industries Inc. | Ducane | 95G1UH060BE12X-* | Federally-Regulated Consumer Product | Non-Weatherized, Condensing Ga | 1313 | 253 |  | 06/22/2023 | 60222 | 201981483 | 06/22/2023
Lennox Industries Inc. | Ducane | 80G1UH070AE12-* | Federally-Regulated Consumer Product | Non-Weatherized, Non-Condensin | 1317 | 240 |  | 06/22/2023 | 65588 | 204454635 | 06/22/2023
Nordyne, LLC | Airtemp | VG7TC-060D-E24BP | Federally-Regulated Consumer Product | Non-Weatherized, Condensing Ga | 1222 | 249 |  | 06/22/2023 | 39014 | 207465488 | 06/22/2023
Nordyne, LLC | Airtemp | VG7SC-108*-T45DP | Federally-Regulated Consumer Product | Non-Weatherized, Condensing Ga | 1956 | 281 |  | 06/22/2023 | 107378 | 207769516 | 06/22/2023
Nordyne, LLC | Airtemp | VG7TC-080D-E35CP | Federally-Regulated Consumer Product | Non-Weatherized, Condensing Ga | 1686 | 269 |  | 06/22/2023 | 51925 | 207465489 | 06/22/2023
Nordyne, LLC | Airtemp | VG7SC-072*-T35CP | Federally-Regulated Consumer Product | Non-Weatherized, Condensing Ga | 1360 | 255 |  | 06/22/2023 | 72522 | 207769515 | 06/22/2023
Nordyne, LLC | Airtemp | VG7TC-120D-E45DP | Federally-Regulated Consumer Product | Non-Weatherized, Condensing Ga | 2160 | 290 |  | 06/22/2023 | 77603 | 207465491 | 06/22/2023
Nordyne, LLC | Airtemp | VG7SC-108*-T45D1 | Federally-Regulated Consumer Product | Non-Weatherized, Condensing Ga | 1956 | 281 |  | 06/22/2023 | 107378 | 205309150 | 06/22/2023
Nordyne, LLC | Airtemp | VG7SC-120*-T45DP | Federally-Regulated Consumer Product | Non-Weatherized, Condensing Ga | 2047 | 272 |  | 06/22/2023 | 120160 | 207769517 | 06/22/2023
Nordyne, LLC | Airtemp | VG7TC-100D-E35CP | Federally-Regulated Consumer Product | Non-Weatherized, Condensing Ga | 1763 | 273 |  | 06/22/2023 | 64473 | 207465490 | 06/22/2023
Nordyne, LLC | Airtemp | VG7SC-038*-T23AP | Federally-Regulated Consumer Product | Non-Weatherized, Condensing Ga | 1252 | 250 |  | 06/22/2023 | 37844 | 207776276 | 06/22/2023
Lennox Industries Inc. | MRCOOL | MGD96SE070B4XA-* | Federally-Regulated Consumer Product | Non-Weatherized, Condensing Ga | 1473 | 260 |  | 06/22/2023 | 66322 | 209832546 | 06/22/2023
Lennox Industries Inc. | MRCOOL | MGM80SE090B4A-* | Federally-Regulated Consumer Product | Non-Weatherized, Non-Condensin | 1628 | 254 |  | 06/22/2023 | 87272 | 209550644 | 06/22/2023
Lennox Industries Inc. | MRCOOL | MGD96SE110C5XA-* | Federally-Regulated Consumer Product | Non-Weatherized, Condensing Ga | 2033 | 284 |  | 06/22/2023 | 111365 | 209832548 | 06/22/2023
Lennox Industries Inc. | MRCOOL | MGM96SE045B3XA-* | Federally-Regulated Consumer Product | Non-Weatherized, Condensing Ga | 1284 | 251 |  | 06/22/2023 | 44162 | 209832540 | 06/22/2023
Lennox Industries Inc. | MRCOOL | MGM96SE110C5XA-* | Federally-Regulated Consumer Product | Non-Weatherized, Condensing Ga | 2018 | 284 |  | 06/22/2023 | 110619 | 209832543 | 06/22/2023
Lennox Industries Inc. | MRCOOL | MGM96SE090C4XA-* | Federally-Regulated Consumer Product | Non-Weatherized, Condensing Ga | 1566 | 264 |  | 06/22/2023 | 87748 | 209832542 | 06/22/2023
Lennox Industries Inc. | MRCOOL | MGD80SE110C5A-* | Federally-Regulated Consumer Product | Non-Weatherized, Non-Condensin | 2147 | 276 |  | 06/22/2023 | 111057 | 209550652 | 06/22/2023
Lennox Industries Inc. | MRCOOL | MGD96SE090C4XA-* | Federally-Regulated Consumer Product | Non-Weatherized, Condensing Ga | 1542 | 263 |  | 06/22/2023 | 88229 | 209832547 | 06/22/2023
Lennox Industries Inc. | MRCOOL | MGM96SE135D5XA-* | Federally-Regulated Consumer Product | Non-Weatherized, Condensing Ga | 2388 | 300 |  | 06/22/2023 | 132320 | 209832544 | 06/22/2023
Lennox Industries Inc. | MRCOOL | MGD80SE090B4A-* | Federally-Regulated Consumer Product | Non-Weatherized, Non-Condensin | 1639 | 254 |  | 06/22/2023 | 87767 | 209550651 | 06/22/2023
Lennox Industries Inc. | MRCOOL | MGM80SE070B3A-* | Federally-Regulated Consumer Product | Non-Weatherized, Non-Condensin | 1361 | 242 |  | 06/22/2023 | 65645 | 209550643 | 06/22/2023
Lennox Industries Inc. | MRCOOL | MGM80SE070A3A-* | Federally-Regulated Consumer Product | Non-Weatherized, Non-Condensin | 1317 | 240 |  | 06/22/2023 | 65588 | 209550648 | 06/22/2023
Lennox Industries Inc. | MRCOOL | MGD96SE045B3XA-* | Federally-Regulated Consumer Product | Non-Weatherized, Condensing Ga | 1250 | 250 |  | 06/22/2023 | 44206 | 209832545 | 06/22/2023
Lennox Industries Inc. | MRCOOL | MGM96SE070B3XA-* | Federally-Regulated Consumer Product | Non-Weatherized, Condensing Ga | 1298 | 252 |  | 06/22/2023 | 65683 | 209832541 | 06/22/2023
Rheem Sales Company, Inc. | Mainline | ML802VA075317ZXB | Federally-Regulated Consumer Product | Non-Weatherized, Non-Condensin | 1324 | 240 |  | 05/25/2023 | 52495 | 10378100 | 06/22/2023
Rheem Sales Company, Inc. | Mainline | ML96TA0702521MSA | Federally-Regulated Consumer Product | Non-Weatherized, Condensing Ga | 1854 | 277 |  | 06/20/2023 | 49250 | 203261715 | 06/22/2023
Rheem Sales Company, Inc. | Mainline | MP802TA150524MXA | Federally-Regulated Consumer Product | Non-Weatherized, Non-Condensin | 2092 | 274 |  | 05/26/2023 | 104565 | 205348236 | 06/22/2023
Rheem Sales Company, Inc. | Mainline | MP802TA125524MSA | Federally-Regulated Consumer Product | Non-Weatherized, Non-Condensin | 1899 | 266 |  | 05/26/2023 | 87546 | 205348233 | 06/22/2023
Rheem Sales Company, Inc. | Mainline | MP802TA100521MSA | Federally-Regulated Consumer Product | Non-Weatherized, Non-Condensin | 1952 | 268 |  | 05/26/2023 | 70078 | 205348231 | 06/22/2023
Rheem Sales Company, Inc. | Mainline | ML95TC0851521MSA | Federally-Regulated Consumer Product | Non-Weatherized, Condensing Ga | 1929 | 280 | 280 | 05/26/2023 | 84515 | 10378168 | 06/22/2023
Rheem Sales Company, Inc. | Mainline | ML802VA100521MSA | Federally-Regulated Consumer Product | Non-Weatherized, Non-Condensin | 1905 | 266 | 266 | 05/26/2023 | 70000 | 10378086 | 06/22/2023
Rheem Sales Company, Inc. | Mainline | MP801CA100521MXA | Federally-Regulated Consumer Product | Non-Weatherized, Non-Condensin | 1812 | 262 |  | 05/26/2023 | 99863 | 205348185 | 06/22/2023
Rheem Sales Company, Inc. | Mainline | ML802VA075421MXA | Federally-Regulated Consumer Product | Non-Weatherized, Non-Condensin | 1718 | 258 |  | 05/25/2023 | 52500 | 10378085 | 06/22/2023
Rheem Sales Company, Inc. | Mainline | MP802TA125524MXA | Federally-Regulated Consumer Product | Non-Weatherized, Non-Condensin | 1899 | 266 |  | 05/26/2023 | 87546 | 205348234 | 06/22/2023
Rheem Sales Company, Inc. | Mainline | ML96TA1152524MSA | Federally-Regulated Consumer Product | Non-Weatherized, Condensing Ga | 1935 | 280 | 280 | 05/26/2023 | 78711 | 10378201 | 06/22/2023
Rheem Sales Company, Inc. | Mainline | ML97VA060M317KSA | Federally-Regulated Consumer Product | Non-Weatherized, Condensing Ga | 1327 | 253 | 253 | 05/26/2023 | 22218 | 10378210 | 06/22/2023
Rheem Sales Company, Inc. | Mainline | ML96VA1002521MSA | Federally-Regulated Consumer Product | Non-Weatherized, Condensing Ga | 1858 | 277 |  | 05/26/2023 | 68679 | 10377967 | 06/22/2023
Rheem Sales Company, Inc. | Mainline | ML802VA100521ZSB | Federally-Regulated Consumer Product | Non-Weatherized, Non-Condensin | 2291 | 283 |  | 05/25/2023 | 70210 | 10378101 | 06/22/2023
Rheem Sales Company, Inc. | Mainline | ML98VB070M317USA | Federally-Regulated Consumer Product | Non-Weatherized, Condensing Ga | 1162 | 246 |  | 06/20/2023 | 28246 | 202356700 | 06/22/2023
Rheem Sales Company, Inc. | Mainline | ML802TA150524MXA | Federally-Regulated Consumer Product | Non-Weatherized, Non-Condensin | 2092 | 274 |  | 05/26/2023 | 104565 | 204100519 | 06/22/2023
Rheem Sales Company, Inc. | Mainline | ML96VA0702317MSA | Federally-Regulated Consumer Product | Non-Weatherized, Condensing Ga | 1290 | 252 |  | 05/26/2023 | 48940 | 10377966 | 06/22/2023
Rheem Sales Company, Inc. | Mainline | ML802TA150524MSA | Federally-Regulated Consumer Product | Non-Weatherized, Non-Condensin | 2092 | 274 |  | 05/26/2023 | 104565 | 204007893 | 06/22/2023
Rheem Sales Company, Inc. | Mainline | ML97VA070M317KSA | Federally-Regulated Consumer Product | Non-Weatherized, Condensing Ga | 1282 | 251 | 251 | 05/26/2023 | 28494 | 10378211 | 06/22/2023
Rheem Sales Company, Inc. | Mainline | ML801CA100521MXA | Federally-Regulated Consumer Product | Non-Weatherized, Non-Condensin | 1812 | 262 |  | 05/26/2023 | 99863 | 203327232 | 06/22/2023
Rheem Sales Company, Inc. | Mainline | ML802VA125524MSA | Federally-Regulated Consumer Product | Non-Weatherized, Non-Condensin | 2073 | 273 | 273 | 05/26/2023 | 87500 | 10378088 | 06/22/2023
Rheem Sales Company, Inc. | Mainline | ML96VA0702521MSA | Federally-Regulated Consumer Product | Non-Weatherized, Condensing Ga | 1923 | 280 |  | 06/20/2023 | 49235 | 203261714 | 06/22/2023
Rheem Sales Company, Inc. | Mainline | MP801CA100521MSA | Federally-Regulated Consumer Product | Non-Weatherized, Non-Condensin | 1812 | 262 |  | 05/26/2023 | 99863 | 205348183 | 06/22/2023
Rheem Sales Company, Inc. | Mainline | ML97VA085M521KSA | Federally-Regulated Consumer Product | Non-Weatherized, Condensing Ga | 2138 | 289 | 289 | 05/26/2023 | 33549 | 10378208 | 06/22/2023
Rheem Sales Company, Inc. | Mainline | ML802VA125524ZXB | Federally-Regulated Consumer Product | Non-Weatherized, Non-Condensin | 2322 | 284 |  | 05/25/2023 | 87684 | 10378106 | 06/22/2023
Rheem Sales Company, Inc. | Mainline | MP802TA075317MXA | Federally-Regulated Consumer Product | Non-Weatherized, Non-Condensin | 1539 | 250 |  | 05/26/2023 | 52505 | 205348225 | 06/22/2023
Rheem Sales Company, Inc. | Mainline | ML802VA100521ZXB | Federally-Regulated Consumer Product | Non-Weatherized, Non-Condensin | 2291 | 283 | 283 | 05/26/2023 | 70210 | 10378102 | 06/22/2023
Rheem Sales Company, Inc. | Mainline | ML95TC0601317MSA | Federally-Regulated Consumer Product | Non-Weatherized, Condensing Ga | 1156 | 246 | 246 | 05/26/2023 | 55624 | 10378166 | 06/22/2023
Rheem Sales Company, Inc. | Mainline | ML96VA0602317MSA | Federally-Regulated Consumer Product | Non-Weatherized, Condensing Ga | 1372 | 255 |  | 05/26/2023 | 37932 | 10377965 | 06/22/2023
Rheem Sales Company, Inc. | Mainline | ML96TA0852521MSA | Federally-Regulated Consumer Product | Non-Weatherized, Condensing Ga | 2115 | 288 | 288 | 05/26/2023 | 58240 | 10378199 | 06/22/2023
Rheem Sales Company, Inc. | Mainline | MP802TA075317MSA | Federally-Regulated Consumer Product | Non-Weatherized, Non-Condensin | 1539 | 250 |  | 05/26/2023 | 52505 | 205348224 | 06/22/2023
Rheem Sales Company, Inc. | Mainline | ML802TA075317MSA | Federally-Regulated Consumer Product | Non-Weatherized, Non-Condensin | 1539 | 250 |  | 05/26/2023 | 52505 | 204007888 | 06/22/2023
Rheem Sales Company, Inc. | Mainline | ML802VA075421MSA | Federally-Regulated Consumer Product | Non-Weatherized, Non-Condensin | 1718 | 258 | 258 | 05/26/2023 | 52500 | 10378084 | 06/22/2023
Rheem Sales Company, Inc. | Mainline | ML802VA075317ZSB | Federally-Regulated Consumer Product | Non-Weatherized, Non-Condensin | 1324 | 240 |  | 05/25/2023 | 52495 | 10378103 | 06/22/2023
Rheem Sales Company, Inc. | Mainline | ML98VB060M317USA | Federally-Regulated Consumer Product | Non-Weatherized, Condensing Ga | 1110 | 244 |  | 06/20/2023 | 22600 | 202356698 | 06/22/2023
Rheem Sales Company, Inc. | Mainline | ML98VB085M521USA | Federally-Regulated Consumer Product | Non-Weatherized, Condensing Ga | 2209 | 292 |  | 06/20/2023 | 33631 | 202356699 | 06/22/2023
Rheem Sales Company, Inc. | Mainline | ML802VA100521MXA | Federally-Regulated Consumer Product | Non-Weatherized, Non-Condensin | 1905 | 266 |  | 05/25/2023 | 70000 | 10378087 | 06/22/2023
Rheem Sales Company, Inc. | Mainline | ML802VA125524MXA | Federally-Regulated Consumer Product | Non-Weatherized, Non-Condensin | 2073 | 273 |  | 05/25/2023 | 87500 | 10378089 | 06/22/2023
Rheem Sales Company, Inc. | Mainline | ML96TA1002521MSA | Federally-Regulated Consumer Product | Non-Weatherized, Condensing Ga | 1930 | 280 | 280 | 05/26/2023 | 69202 | 10378200 | 06/22/2023
Rheem Sales Company, Inc. | Mainline | ML801VA070417MUA | Federally-Regulated Consumer Product | Non-Weatherized, Non-Condensin | 1550 | 250 |  | 05/25/2023 | 70502 | 205354991 | 06/22/2023
Rheem Sales Company, Inc. | Mainline | ML802TA125524MSA | Federally-Regulated Consumer Product | Non-Weatherized, Non-Condensin | 1899 | 266 |  | 05/26/2023 | 87546 | 204007892 | 06/22/2023
Rheem Sales Company, Inc. | Mainline | ML802VA075421ZXB | Federally-Regulated Consumer Product | Non-Weatherized, Non-Condensin | 2017 | 271 |  | 05/25/2023 | 52471 | 10378104 | 06/22/2023
Rheem Sales Company, Inc. | Mainline | ML96TA0702317MSA | Federally-Regulated Consumer Product | Non-Weatherized, Condensing Ga | 1321 | 253 | 253 | 05/26/2023 | 49242 | 10378198 | 06/22/2023
Rheem Sales Company, Inc. | Mainline | ML96TA0602317MSA | Federally-Regulated Consumer Product | Non-Weatherized, Condensing Ga | 1342 | 254 | 254 | 05/26/2023 | 39319 | 10378197 | 06/22/2023
Rheem Sales Company, Inc. | Mainline | ML95TC1001521MSA | Federally-Regulated Consumer Product | Non-Weatherized, Condensing Ga | 2066 | 286 | 286 | 05/26/2023 | 98023 | 10378169 | 06/22/2023
Rheem Sales Company, Inc. | Mainline | ML802TA075317MXA | Federally-Regulated Consumer Product | Non-Weatherized, Non-Condensin | 1539 | 250 |  | 05/26/2023 | 52505 | 204100514 | 06/22/2023
Rheem Sales Company, Inc. | Mainline | ML801TA100521MXA | Federally-Regulated Consumer Product | Non-Weatherized, Non-Condensin | 1812 | 262 | 262 | 05/26/2023 | 99863 | 10378024 | 06/22/2023
Rheem Sales Company, Inc. | Mainline | MP802TA150524MSA | Federally-Regulated Consumer Product | Non-Weatherized, Non-Condensin | 2092 | 274 |  | 05/26/2023 | 104565 | 205348235 | 06/22/2023
Rheem Sales Company, Inc. | Mainline | ML95TC1151524MSA | Federally-Regulated Consumer Product | Non-Weatherized, Condensing Ga | 2041 | 285 | 285 | 05/26/2023 | 111488 | 10378170 | 06/22/2023
Rheem Sales Company, Inc. | Mainline | ML96VA0852521MSB | Federally-Regulated Consumer Product | Non-Weatherized, Condensing Ga | 1947 | 281 |  | 05/26/2023 | 58053 | 10377982 | 06/22/2023
Rheem Sales Company, Inc. | Mainline | ML96TA0402317MSA | Federally-Regulated Consumer Product | Non-Weatherized, Condensing Ga | 1252 | 250 | 250 | 05/26/2023 | 29298 | 10378196 | 06/22/2023
Rheem Sales Company, Inc. | Mainline | ML98VB115M524USA | Federally-Regulated Consumer Product | Non-Weatherized, Condensing Ga | 1971 | 282 |  | 06/20/2023 | 44499 | 202356702 | 06/22/2023
Rheem Sales Company, Inc. | Mainline | ML801VA050417MUA | Federally-Regulated Consumer Product | Non-Weatherized, Non-Condensin | 1298 | 234 |  | 05/25/2023 | 50335 | 205354990 | 06/22/2023
Rheem Sales Company, Inc. | Mainline | ML802VA125524ZSB | Federally-Regulated Consumer Product | Non-Weatherized, Non-Condensin | 2322 | 284 |  | 05/25/2023 | 87684 | 10378105 | 06/22/2023
Rheem Sales Company, Inc. | Mainline | ML802VA050317MXA | Federally-Regulated Consumer Product | Non-Weatherized, Non-Condensin | 1318 | 240 |  | 05/25/2023 | 35484 | 10378081 | 06/22/2023
Rheem Sales Company, Inc. | Mainline | ML97VA100M521KSA | Federally-Regulated Consumer Product | Non-Weatherized, Condensing Ga | 1990 | 282 | 283 | 05/26/2023 | 39222 | 10378209 | 06/22/2023
Rheem Sales Company, Inc. | Mainline | ML802TA125524MXA | Federally-Regulated Consumer Product | Non-Weatherized, Non-Condensin | 1899 | 266 |  | 05/26/2023 | 87546 | 204100518 | 06/22/2023
Rheem Sales Company, Inc. | Mainline | ML802VA075421ZSB | Federally-Regulated Consumer Product | Non-Weatherized, Non-Condensin | 2017 | 271 |  | 05/25/2023 | 52471 | 10378099 | 06/22/2023
Rheem Sales Company, Inc. | Mainline | MP802TA100521MXA | Federally-Regulated Consumer Product | Non-Weatherized, Non-Condensin | 1952 | 268 |  | 05/26/2023 | 70078 | 205348232 | 06/22/2023
Rheem Sales Company, Inc. | Mainline | ML801CA100521MSA | Federally-Regulated Consumer Product | Non-Weatherized, Non-Condensin | 1812 | 262 |  | 05/26/2023 | 99863 | 203327231 | 06/22/2023
Rheem Sales Company, Inc. | Mainline | ML802TA100521MXA | Federally-Regulated Consumer Product | Non-Weatherized, Non-Condensin | 1952 | 268 |  | 05/26/2023 | 70078 | 204100517 | 06/22/2023
Rheem Sales Company, Inc. | Mainline | ML95TC0701521MSA | Federally-Regulated Consumer Product | Non-Weatherized, Condensing Ga | 1983 | 279 |  | 06/20/2023 | 70360 | 203261713 | 06/22/2023
Rheem Sales Company, Inc. | Mainline | ML97VA115M524KSA | Federally-Regulated Consumer Product | Non-Weatherized, Condensing Ga | 1959 | 281 | 281 | 05/26/2023 | 44459 | 10378212 | 06/22/2023
Rheem Sales Company, Inc. | Mainline | ML801TA100521MSA | Federally-Regulated Consumer Product | Non-Weatherized, Non-Condensin | 1812 | 262 | 262 | 05/26/2023 | 99863 | 10378023 | 06/22/2023
Nordyne, LLC | OXBOX | J952V080CUVSAB | Federally-Regulated Consumer Product | Non-Weatherized, Condensing Ga | 1873 | 277 |  | 06/22/2023 | 50261 | 207465533 | 06/22/2023
Nordyne, LLC | OXBOX | J952X120DU5SAB | Federally-Regulated Consumer Product | Non-Weatherized, Condensing Ga | 2160 | 290 |  | 06/22/2023 | 77603 | 207769497 | 06/22/2023
Nordyne, LLC | OXBOX | J952V100CUVSAB | Federally-Regulated Consumer Product | Non-Weatherized, Condensing Ga | 1826 | 275 |  | 06/22/2023 | 64473 | 207465534 | 06/22/2023
Nordyne, LLC | OXBOX | J952V060BUVSAB | Federally-Regulated Consumer Product | Non-Weatherized, Condensing Ga | 1339 | 254 |  | 06/22/2023 | 38422 | 207465532 | 06/22/2023
Allied Air | ARMSTRONG AIR | A97DSMV070B12S-* | Federally-Regulated Consumer Product | Non-Weatherized, Condensing Ga | 1551 | 263 |  | 06/22/2023 | 26216 | 201705431 | 06/22/2023
Allied Air | ARMSTRONG AIR | A80DS2V110C20-** | Federally-Regulated Consumer Product | Non-Weatherized, Non-Condensin | 1918 | 266 |  | 06/22/2023 | 72547 | 203999282 | 06/22/2023
Allied Air | ARMSTRONG AIR | A96DF2E110C20*-* | Federally-Regulated Consumer Product | Non-Weatherized, Condensing Ga | 2109 | 288 |  | 06/22/2023 | 71791 | 201710531 | 06/22/2023
Allied Air | ARMSTRONG AIR | A97USMV090C12S-* | Federally-Regulated Consumer Product | Non-Weatherized, Condensing Ga | 1469 | 260 |  | 06/22/2023 | 35645 | 201705439 | 06/22/2023
Allied Air | ARMSTRONG AIR | A96UH2E045B12*-* | Federally-Regulated Consumer Product | Non-Weatherized, Condensing Ga | 1332 | 254 |  | 06/22/2023 | 28924 | 201710515 | 06/22/2023
Allied Air | ARMSTRONG AIR | A80US2V110C20-** | Federally-Regulated Consumer Product | Non-Weatherized, Non-Condensin | 2109 | 275 |  | 06/22/2023 | 71736 | 203999278 | 06/22/2023
Allied Air | ARMSTRONG AIR | A97DSMV110C20S-* | Federally-Regulated Consumer Product | Non-Weatherized, Condensing Ga | 2138 | 289 |  | 06/22/2023 | 44067 | 201705437 | 06/22/2023
Allied Air | ARMSTRONG AIR | A96DF2E090C16*-* | Federally-Regulated Consumer Product | Non-Weatherized, Condensing Ga | 1608 | 266 |  | 06/22/2023 | 57408 | 201710529 | 06/22/2023
Allied Air | ARMSTRONG AIR | A80US2V080C20X-* | Federally-Regulated Consumer Product | Non-Weatherized, Non-Condensin | 2086 | 274 |  | 06/22/2023 | 52685 | 203999091 | 06/22/2023
Allied Air | ARMSTRONG AIR | A80US2V090C20-** | Federally-Regulated Consumer Product | Non-Weatherized, Non-Condensin | 2045 | 272 |  | 06/22/2023 | 57319 | 203999276 | 06/22/2023
Allied Air | ARMSTRONG AIR | A97USMV110C20S-* | Federally-Regulated Consumer Product | Non-Weatherized, Condensing Ga | 2042 | 285 |  | 06/22/2023 | 43915 | 201705427 | 06/22/2023
Allied Air | ARMSTRONG AIR | A97DSMV090C16S-* | Federally-Regulated Consumer Product | Non-Weatherized, Condensing Ga | 1805 | 274 |  | 06/22/2023 | 35203 | 201705433 | 06/22/2023
Allied Air | ARMSTRONG AIR | A96US2V135D20-* | Federally-Regulated Consumer Product | Non-Weatherized, Condensing Ga | 2097 | 287 |  | 06/22/2023 | 84945 | 203999087 | 06/22/2023
Allied Air | ARMSTRONG AIR | A80US2V135D20-** | Federally-Regulated Consumer Product | Non-Weatherized, Non-Condensin | 2118 | 275 |  | 06/22/2023 | 86433 | 203999280 | 06/22/2023
Allied Air | ARMSTRONG AIR | A96UH2E030B08*-* | Federally-Regulated Consumer Product | Non-Weatherized, Condensing Ga | 910 | 235 |  | 06/22/2023 | 19570 | 201710533 | 06/22/2023
Allied Air | ARMSTRONG AIR | A97USMV090C16S-* | Federally-Regulated Consumer Product | Non-Weatherized, Condensing Ga | 1892 | 278 |  | 06/22/2023 | 35773 | 201705423 | 06/22/2023
Allied Air | ARMSTRONG AIR | A80US2V100C20X-* | Federally-Regulated Consumer Product | Non-Weatherized, Non-Condensin | 2045 | 272 |  | 06/22/2023 | 65719 | 203999092 | 06/22/2023
Allied Air | ARMSTRONG AIR | A96DS2V090C20-* | Federally-Regulated Consumer Product | Non-Weatherized, Condensing Ga | 2172 | 291 |  | 06/22/2023 | 56904 | 203999088 | 06/22/2023
Allied Air | ARMSTRONG AIR | A96UH2E070B12*-* | Federally-Regulated Consumer Product | Non-Weatherized, Condensing Ga | 1293 | 252 |  | 06/22/2023 | 42936 | 201710517 | 06/22/2023
Allied Air | ARMSTRONG AIR | A96DF2E045B12*-* | Federally-Regulated Consumer Product | Non-Weatherized, Condensing Ga | 1241 | 250 |  | 06/22/2023 | 29295 | 201710525 | 06/22/2023
Allied Air | ARMSTRONG AIR | A96DS2V110C20-* | Federally-Regulated Consumer Product | Non-Weatherized, Condensing Ga | 2132 | 289 |  | 06/22/2023 | 71455 | 203999089 | 06/22/2023
Allied Air | ARMSTRONG AIR | A97US2V080C20X-* | Federally-Regulated Consumer Product | Non-Weatherized, Condensing Ga | 2130 | 289 |  | 06/22/2023 | 51766 | 203999090 | 06/22/2023
Allied Air | ARMSTRONG AIR | A97DSMV090C20S-* | Federally-Regulated Consumer Product | Non-Weatherized, Condensing Ga | 2151 | 290 |  | 06/22/2023 | 35561 | 201705435 | 06/22/2023
Allied Air | ARMSTRONG AIR | A97USMV070B12S-* | Federally-Regulated Consumer Product | Non-Weatherized, Condensing Ga | 1528 | 262 |  | 06/22/2023 | 26717 | 201705421 | 06/22/2023
Allied Air | ARMSTRONG AIR | A97USMV090C20S-* | Federally-Regulated Consumer Product | Non-Weatherized, Condensing Ga | 2103 | 288 |  | 06/22/2023 | 35270 | 201705425 | 06/22/2023
Allied Air | ARMSTRONG AIR | A96DF2E070B16*-* | Federally-Regulated Consumer Product | Non-Weatherized, Condensing Ga | 1638 | 267 |  | 06/22/2023 | 43233 | 201710527 | 06/22/2023
Allied Air | ARMSTRONG AIR | A97USMV135D20S-* | Federally-Regulated Consumer Product | Non-Weatherized, Condensing Ga | 2125 | 289 |  | 06/22/2023 | 52961 | 201705429 | 06/22/2023
Allied Air | ARMSTRONG AIR | A96UH2E090C16*-* | Federally-Regulated Consumer Product | Non-Weatherized, Condensing Ga | 1593 | 265 |  | 06/22/2023 | 57310 | 201710519 | 06/22/2023
Nordyne, LLC | Frigidaire | FG7SC-108*-T45D* | Federally-Regulated Consumer Product | Non-Weatherized, Condensing Ga | 1956 | 281 | 281 | 06/22/2023 | 107378 | 205234651 | 06/22/2023
Nordyne, LLC | Frigidaire | FG7TC-100D-V35CP | Federally-Regulated Consumer Product | Non-Weatherized, Condensing Ga | 1826 | 275 |  | 06/22/2023 | 64473 | 207456132 | 06/22/2023
Nordyne, LLC | Frigidaire | KG7TC-120D-E45DP | Federally-Regulated Consumer Product | Non-Weatherized, Condensing Ga | 2160 | 290 | 290 | 06/22/2023 | 77603 | 207456137 | 06/22/2023
Nordyne, LLC | Frigidaire | KG7TC-080D-E35CP | Federally-Regulated Consumer Product | Non-Weatherized, Condensing Ga | 1686 | 269 | 269 | 06/22/2023 | 51925 | 207456118 | 06/22/2023
Nordyne, LLC | Frigidaire | FG7SC-038*-T23AP | Federally-Regulated Consumer Product | Non-Weatherized, Condensing Ga | 1252 | 250 | 250 | 06/22/2023 | 37844 | 207456242 | 06/22/2023
Nordyne, LLC | Frigidaire | FG7TC-060D-V24BP | Federally-Regulated Consumer Product | Non-Weatherized, Condensing Ga | 1339 | 254 | 254 | 06/22/2023 | 38422 | 207456112 | 06/22/2023
Nordyne, LLC | Frigidaire | KG7TC-060D-E24BP | Federally-Regulated Consumer Product | Non-Weatherized, Condensing Ga | 1222 | 249 |  | 06/22/2023 | 39014 | 207456108 | 06/22/2023
Nordyne, LLC | Frigidaire | KG7TC-100D-E35CP | Federally-Regulated Consumer Product | Non-Weatherized, Condensing Ga | 1763 | 273 | 273 | 06/22/2023 | 64473 | 207456128 | 06/22/2023
Nordyne, LLC | Frigidaire | FG7TC-120D-E45DP | Federally-Regulated Consumer Product | Non-Weatherized, Condensing Ga | 2160 | 290 | 290 | 06/22/2023 | 77603 | 207769469 | 06/22/2023
Nordyne, LLC | Frigidaire | FG7SC-120*-T45D* | Federally-Regulated Consumer Product | Non-Weatherized, Condensing Ga | 2047 | 272 | 285 | 06/22/2023 | 120160 | 205147069 | 06/22/2023
Nordyne, LLC | Frigidaire | FG7TC-080D-V35CP | Federally-Regulated Consumer Product | Non-Weatherized, Condensing Ga | 1873 | 277 | 277 | 06/22/2023 | 50261 | 207456122 | 06/22/2023
Allied Air | Alpine | BG962UH070BV12-* | Federally-Regulated Consumer Product | Non-Weatherized, Condensing Ga | 1413 | 257 |  | 06/22/2023 | 43058 | 204388726 | 06/22/2023
Allied Air | Alpine | BG962UH090CV12-* | Federally-Regulated Consumer Product | Non-Weatherized, Condensing Ga | 1395 | 256 |  | 06/22/2023 | 57347 | 204388758 | 06/22/2023
Allied Air | Alpine | BG962UH090CV20-* | Federally-Regulated Consumer Product | Non-Weatherized, Condensing Ga | 2215 | 292 |  | 06/22/2023 | 56766 | 204388759 | 06/22/2023
Allied Air | Alpine | BG962UH110CV20-* | Federally-Regulated Consumer Product | Non-Weatherized, Condensing Ga | 2083 | 287 |  | 06/22/2023 | 71341 | 204388733 | 06/22/2023
Nordyne, LLC | Maytag | MGC2SC120*T45D* | Federally-Regulated Consumer Product | Non-Weatherized, Condensing Ga | 2047 | 272 |  | 06/22/2023 | 120160 | 205147067 | 06/22/2023
Nordyne, LLC | Maytag | MG2S-045F2ABM* | Federally-Regulated Consumer Product | Mobile Home Non-Weatherized, C | 1603 | 352 |  | 06/22/2023 | 29516 | 203049590 | 06/22/2023
Nordyne, LLC | Maytag | MG2S-060F2ABM* | Federally-Regulated Consumer Product | Mobile Home Non-Weatherized, C | 1292 | 330 |  | 06/22/2023 | 39969 | 203049601 | 06/22/2023
Nordyne, LLC | Maytag | MGC2SC054*T24BP | Federally-Regulated Consumer Product | Non-Weatherized, Condensing Ga | 1537 | 263 |  | 06/22/2023 | 54478 | 207455876 | 06/22/2023
Nordyne, LLC | Maytag | MG2S-072F2ABM* | Federally-Regulated Consumer Product | Mobile Home Non-Weatherized, C | 1565 | 350 |  | 06/22/2023 | 46903 | 203049616 | 06/22/2023
Nordyne, LLC | Maytag | PGC2TC100DV35CP | Federally-Regulated Consumer Product | Non-Weatherized, Condensing Ga | 1826 | 275 |  | 06/22/2023 | 64473 | 207769477 | 06/22/2023
Nordyne, LLC | Maytag | MGC2SC108*T45D* | Federally-Regulated Consumer Product | Non-Weatherized, Condensing Ga | 1956 | 281 |  | 06/22/2023 | 107378 | 205234649 | 06/22/2023
Nordyne, LLC | Maytag | PGC2TC080DV35CP | Federally-Regulated Consumer Product | Non-Weatherized, Condensing Ga | 1873 | 277 |  | 06/22/2023 | 50261 | 207456116 | 06/22/2023
Nordyne, LLC | Maytag | MGC2SC038*T23AP | Federally-Regulated Consumer Product | Non-Weatherized, Condensing Ga | 1252 | 250 |  | 06/22/2023 | 37844 | 207456240 | 06/22/2023
Nordyne, LLC | Maytag | PGC2TC060DV24BP | Federally-Regulated Consumer Product | Non-Weatherized, Condensing Ga | 1339 | 254 |  | 06/22/2023 | 38422 | 207456106 | 06/22/2023
Nordyne, LLC | Maytag | PGC2TC120DE45DP | Federally-Regulated Consumer Product | Non-Weatherized, Condensing Ga | 2160 | 290 |  | 06/22/2023 | 77603 | 207769473 | 06/22/2023
Allied Air | Airease | A80US2V090C20-** | Federally-Regulated Consumer Product | Non-Weatherized, Non-Condensin | 2045 | 272 |  | 06/22/2023 | 57319 | 203999277 | 06/22/2023
Allied Air | Airease | A80US2V080C20X-* | Federally-Regulated Consumer Product | Non-Weatherized, Non-Condensin | 2086 | 274 |  | 06/22/2023 | 52685 | 203999099 | 06/22/2023
Allied Air | Airease | A80US2V100C20X-* | Federally-Regulated Consumer Product | Non-Weatherized, Non-Condensin | 2045 | 272 |  | 06/22/2023 | 65719 | 203999100 | 06/22/2023
Allied Air | Airease | A96DS2V090C20-* | Federally-Regulated Consumer Product | Non-Weatherized, Condensing Ga | 2172 | 291 |  | 06/22/2023 | 56904 | 203999096 | 06/22/2023
Allied Air | Airease | A96UH2E070B12*-* | Federally-Regulated Consumer Product | Non-Weatherized, Condensing Ga | 1293 | 252 |  | 06/22/2023 | 42936 | 201710518 | 06/22/2023
Allied Air | Airease | A97US2V080C20X-* | Federally-Regulated Consumer Product | Non-Weatherized, Condensing Ga | 2130 | 289 |  | 06/22/2023 | 51766 | 203999098 | 06/22/2023
Allied Air | Airease | A80DS2V110C20-** | Federally-Regulated Consumer Product | Non-Weatherized, Non-Condensin | 1918 | 266 |  | 06/22/2023 | 72547 | 203999283 | 06/22/2023
Allied Air | Airease | A97USMV135D20S-* | Federally-Regulated Consumer Product | Non-Weatherized, Condensing Ga | 2125 | 289 |  | 06/22/2023 | 52961 | 201705430 | 06/22/2023
Allied Air | Airease | A96DF2E070B16*-* | Federally-Regulated Consumer Product | Non-Weatherized, Condensing Ga | 1638 | 267 |  | 06/22/2023 | 43233 | 201710528 | 06/22/2023
Allied Air | Airease | A80US2V110C20-** | Federally-Regulated Consumer Product | Non-Weatherized, Non-Condensin | 2109 | 275 |  | 06/22/2023 | 71736 | 203999279 | 06/22/2023
Allied Air | Airease | A97DSMV090C20S-* | Federally-Regulated Consumer Product | Non-Weatherized, Condensing Ga | 2151 | 290 |  | 06/22/2023 | 35561 | 201705436 | 06/22/2023
Allied Air | Airease | A97USMV090C20S-* | Federally-Regulated Consumer Product | Non-Weatherized, Condensing Ga | 2103 | 288 |  | 06/22/2023 | 35270 | 201705426 | 06/22/2023
Allied Air | Airease | A97DSMV070B12S-* | Federally-Regulated Consumer Product | Non-Weatherized, Condensing Ga | 1551 | 263 |  | 06/22/2023 | 26216 | 201705432 | 06/22/2023
Allied Air | Airease | A96DF2E045B12*-* | Federally-Regulated Consumer Product | Non-Weatherized, Condensing Ga | 1241 | 250 |  | 06/22/2023 | 29295 | 201710526 | 06/22/2023
Allied Air | Airease | A97USMV110C20S-* | Federally-Regulated Consumer Product | Non-Weatherized, Condensing Ga | 2042 | 285 |  | 06/22/2023 | 43915 | 201705428 | 06/22/2023
Allied Air | Airease | A96US2V090C20-* | Federally-Regulated Consumer Product | Non-Weatherized, Condensing Ga | 2200 | 292 |  | 06/22/2023 | 56821 | 203999093 | 06/22/2023
Allied Air | Airease | A96US2V135D20-* | Federally-Regulated Consumer Product | Non-Weatherized, Condensing Ga | 2097 | 287 |  | 06/22/2023 | 84945 | 203999095 | 06/22/2023
Allied Air | Airease | A96UH2E030B08*-* | Federally-Regulated Consumer Product | Non-Weatherized, Condensing Ga | 910 | 235 |  | 06/22/2023 | 19570 | 201710534 | 06/22/2023
Allied Air | Airease | A80US2V135D20-** | Federally-Regulated Consumer Product | Non-Weatherized, Non-Condensin | 2118 | 275 |  | 06/22/2023 | 86433 | 203999281 | 06/22/2023
Allied Air | Airease | A96DF2E090C16*-* | Federally-Regulated Consumer Product | Non-Weatherized, Condensing Ga | 1608 | 266 |  | 06/22/2023 | 57408 | 201710530 | 06/22/2023
Allied Air | Airease | A97USMV070B12S-* | Federally-Regulated Consumer Product | Non-Weatherized, Condensing Ga | 1528 | 262 |  | 06/22/2023 | 26717 | 201705422 | 06/22/2023
Allied Air | Airease | A97DSMV110C20S-* | Federally-Regulated Consumer Product | Non-Weatherized, Condensing Ga | 2138 | 289 |  | 06/22/2023 | 44067 | 201705438 | 06/22/2023
Allied Air | Airease | A96DS2V110C20-* | Federally-Regulated Consumer Product | Non-Weatherized, Condensing Ga | 2132 | 289 |  | 06/22/2023 | 71455 | 203999097 | 06/22/2023
Allied Air | Airease | A96DF2E110C20*-* | Federally-Regulated Consumer Product | Non-Weatherized, Condensing Ga | 2109 | 288 |  | 06/22/2023 | 71791 | 201710532 | 06/22/2023
Allied Air | Airease | A97USMV090C16S-* | Federally-Regulated Consumer Product | Non-Weatherized, Condensing Ga | 1892 | 278 |  | 06/22/2023 | 35773 | 201705424 | 06/22/2023
Allied Air | Airease | A97DSMV090C16S-* | Federally-Regulated Consumer Product | Non-Weatherized, Condensing Ga | 1805 | 274 |  | 06/22/2023 | 35203 | 201705434 | 06/22/2023
Allied Air | Airease | A97USMV090C12S-* | Federally-Regulated Consumer Product | Non-Weatherized, Condensing Ga | 1469 | 260 |  | 06/22/2023 | 35645 | 201705440 | 06/22/2023
Allied Air | Airease | A96UH2E045B12*-* | Federally-Regulated Consumer Product | Non-Weatherized, Condensing Ga | 1332 | 254 |  | 06/22/2023 | 28924 | 201710516 | 06/22/2023
Allied Air | Airease | A96UH2E090C16*-* | Federally-Regulated Consumer Product | Non-Weatherized, Condensing Ga | 1593 | 265 |  | 06/22/2023 | 57310 | 201710520 | 06/22/2023
Lennox Industries Inc. | Comfort-Aire | GDD96C070B4M | Federally-Regulated Consumer Product | Non-Weatherized, Condensing Ga | 1473 | 260 |  | 06/22/2023 | 66322 | 212396523 | 06/22/2023
Lennox Industries Inc. | Comfort-Aire | GDD96C045B3M | Federally-Regulated Consumer Product | Non-Weatherized, Condensing Ga | 1250 | 250 |  | 06/22/2023 | 44206 | 212396521 | 06/22/2023
Lennox Industries Inc. | Comfort-Aire | GDD96C090C4M | Federally-Regulated Consumer Product | Non-Weatherized, Condensing Ga | 1542 | 263 |  | 06/22/2023 | 88229 | 212396525 | 06/22/2023
Lennox Industries Inc. | Comfort-Aire | GUH80X060A3M-* | Federally-Regulated Consumer Product | Non-Weatherized, Non-Condensin | 1277 | 238 |  | 06/22/2023 | 59863 | 211899386 | 06/22/2023
Lennox Industries Inc. | Comfort-Aire | GUH96C135D5M | Federally-Regulated Consumer Product | Non-Weatherized, Condensing Ga | 2388 | 300 |  | 06/22/2023 | 132320 | 212396519 | 06/22/2023
Lennox Industries Inc. | Comfort-Aire | GDD96C110C5M | Federally-Regulated Consumer Product | Non-Weatherized, Condensing Ga | 2033 | 284 |  | 06/22/2023 | 111365 | 212396527 | 06/22/2023
Lennox Industries Inc. | Comfort-Aire | GUH96C070B3M | Federally-Regulated Consumer Product | Non-Weatherized, Condensing Ga | 1298 | 252 |  | 06/22/2023 | 65683 | 212396513 | 06/22/2023
Lennox Industries Inc. | Comfort-Aire | GUH96C110C5M | Federally-Regulated Consumer Product | Non-Weatherized, Condensing Ga | 2018 | 284 |  | 06/22/2023 | 110619 | 212396517 | 06/22/2023
Lennox Industries Inc. | Comfort-Aire | GUH96C090C4M | Federally-Regulated Consumer Product | Non-Weatherized, Condensing Ga | 1566 | 264 |  | 06/22/2023 | 87748 | 212396515 | 06/22/2023
Lennox Industries Inc. | Comfort-Aire | GUH96C045B3M | Federally-Regulated Consumer Product | Non-Weatherized, Condensing Ga | 1284 | 251 |  | 06/22/2023 | 44162 | 212396511 | 06/22/2023
Nordyne, LLC | AC PRO | KG7SC-054*-T24B* | Federally-Regulated Consumer Product | Non-Weatherized, Condensing Ga | 1537 | 263 |  | 06/22/2023 | 54478 | 204762174 | 06/22/2023
Allied Air | GE | NF96U090V5C-* | Federally-Regulated Consumer Product | Non-Weatherized, Condensing Ga | 2215 | 292 |  | 06/22/2023 | 56766 | 208733614 | 06/22/2023
Allied Air | GE | NF96D045S3B-* | Federally-Regulated Consumer Product | Non-Weatherized, Condensing Ga | 1250 | 250 |  | 06/22/2023 | 44206 | 208733653 | 06/22/2023
Allied Air | GE | NF80U090S4B-* | Federally-Regulated Consumer Product | Non-Weatherized, Non-Condensin | 1628 | 254 |  | 06/22/2023 | 87272 | 208733638 | 06/22/2023
Allied Air | GE | NF96D090V5C-* | Federally-Regulated Consumer Product | Non-Weatherized, Condensing Ga | 2123 | 288 |  | 06/22/2023 | 56779 | 208733620 | 06/22/2023
Allied Air | GE | NF80U070V3A-* | Federally-Regulated Consumer Product | Non-Weatherized, Non-Condensin | 1336 | 241 |  | 06/22/2023 | 43159 | 208733629 | 06/22/2023
Allied Air | GE | NF96D090S4C-* | Federally-Regulated Consumer Product | Non-Weatherized, Condensing Ga | 1542 | 263 |  | 06/22/2023 | 88229 | 208733656 | 06/22/2023
Allied Air | GE | NF96D110V5C-* | Federally-Regulated Consumer Product | Non-Weatherized, Condensing Ga | 2134 | 289 |  | 06/22/2023 | 71922 | 208733622 | 06/22/2023
Allied Air | GE | NF96U070V3B-* | Federally-Regulated Consumer Product | Non-Weatherized, Condensing Ga | 1413 | 257 |  | 06/22/2023 | 43058 | 208733611 | 06/22/2023
Allied Air | GE | NF97U090M4C-* | Federally-Regulated Consumer Product | Non-Weatherized, Condensing Ga | 1892 | 278 |  | 06/22/2023 | 35773 | 208733599 | 06/22/2023
Allied Air | GE | NF80U110V5C-* | Federally-Regulated Consumer Product | Non-Weatherized, Non-Condensin | 2230 | 280 |  | 06/22/2023 | 72566 | 208733632 | 06/22/2023
Allied Air | GE | NF96D070V4B-* | Federally-Regulated Consumer Product | Non-Weatherized, Condensing Ga | 1882 | 278 |  | 06/22/2023 | 43013 | 208733619 | 06/22/2023
Allied Air | GE | NF80U070S3B-* | Federally-Regulated Consumer Product | Non-Weatherized, Non-Condensin | 1361 | 242 |  | 06/22/2023 | 65645 | 208733636 | 06/22/2023
Allied Air | GE | NP14G42S090-* | Federally-Regulated Consumer Product | Weatherized Non-Condensing Gas | 1348 | 254 |  | 06/22/2023 | 88991 | 208694573 | 06/22/2023
Allied Air | GE | NF97U090M3C-* | Federally-Regulated Consumer Product | Non-Weatherized, Condensing Ga | 1469 | 260 |  | 06/22/2023 | 35645 | 208733597 | 06/22/2023
Allied Air | GE | NF97D070M3B-* | Federally-Regulated Consumer Product | Non-Weatherized, Condensing Ga | 1551 | 263 |  | 06/22/2023 | 26216 | 208733605 | 06/22/2023
Allied Air | GE | NF96U045V3B-* | Federally-Regulated Consumer Product | Non-Weatherized, Condensing Ga | 1310 | 253 |  | 06/22/2023 | 28806 | 208733610 | 06/22/2023
Allied Air | GE | NF96U090V3C-* | Federally-Regulated Consumer Product | Non-Weatherized, Condensing Ga | 1395 | 256 |  | 06/22/2023 | 57347 | 208733613 | 06/22/2023
Allied Air | GE | NF96U135V5D-* | Federally-Regulated Consumer Product | Non-Weatherized, Condensing Ga | 2135 | 289 |  | 06/22/2023 | 86786 | 208733617 | 06/22/2023
Allied Air | GE | NF80U090S5C-* | Federally-Regulated Consumer Product | Non-Weatherized, Non-Condensin | 2081 | 274 |  | 06/22/2023 | 87931 | 208733639 | 06/22/2023
Allied Air | GE | NF97U070M3B-* | Federally-Regulated Consumer Product | Non-Weatherized, Condensing Ga | 1528 | 262 |  | 06/22/2023 | 26717 | 208733595 | 06/22/2023
Allied Air | GE | NF80D090S4B-* | Federally-Regulated Consumer Product | Non-Weatherized, Non-Condensin | 1639 | 254 |  | 06/22/2023 | 87767 | 208733648 | 06/22/2023
Allied Air | GE | NF80D110S5C-* | Federally-Regulated Consumer Product | Non-Weatherized, Non-Condensin | 2147 | 276 |  | 06/22/2023 | 111057 | 208733650 | 06/22/2023
Allied Air | GE | NF97U090M5C-* | Federally-Regulated Consumer Product | Non-Weatherized, Condensing Ga | 2103 | 288 |  | 06/22/2023 | 35270 | 208733600 | 06/22/2023
Allied Air | GE | NF97D110M5C-* | Federally-Regulated Consumer Product | Non-Weatherized, Condensing Ga | 2138 | 289 |  | 06/22/2023 | 44067 | 208733608 | 06/22/2023
Allied Air | GE | NF97D090M4C-* | Federally-Regulated Consumer Product | Non-Weatherized, Condensing Ga | 1805 | 274 |  | 06/22/2023 | 35203 | 208733606 | 06/22/2023
Allied Air | GE | NF80D070S3B-* | Federally-Regulated Consumer Product | Non-Weatherized, Non-Condensin | 1369 | 242 |  | 06/22/2023 | 66107 | 208733647 | 06/22/2023
Allied Air | GE | NF97U110M5C-* | Federally-Regulated Consumer Product | Non-Weatherized, Condensing Ga | 2042 | 285 |  | 06/22/2023 | 43915 | 208733602 | 06/22/2023
Allied Air | GE | NF80D070S3A-* | Federally-Regulated Consumer Product | Non-Weatherized, Non-Condensin | 1312 | 240 |  | 06/22/2023 | 66105 | 208733645 | 06/22/2023
Allied Air | GE | NF96U110V5C-* | Federally-Regulated Consumer Product | Non-Weatherized, Condensing Ga | 2083 | 287 |  | 06/22/2023 | 71341 | 208733615 | 06/22/2023
Allied Air | GE | NF96D070S4B-* | Federally-Regulated Consumer Product | Non-Weatherized, Condensing Ga | 1473 | 260 |  | 06/22/2023 | 66322 | 208733654 | 06/22/2023
Allied Air | GE | NF80U070S3A-* | Federally-Regulated Consumer Product | Non-Weatherized, Non-Condensin | 1317 | 240 |  | 06/22/2023 | 65588 | 208733635 | 06/22/2023
Allied Air | GE | NF80U090V4B-* | Federally-Regulated Consumer Product | Non-Weatherized, Non-Condensin | 1811 | 262 |  | 06/22/2023 | 57033 | 208733631 | 06/22/2023
Nordyne, LLC | All Pro | VG7SC-108*-T45D1 | Federally-Regulated Consumer Product | Non-Weatherized, Condensing Ga | 1956 | 281 |  | 06/22/2023 | 107378 | 207192200 | 06/22/2023
Nordyne, LLC | All Pro | VG7SC-072*-T35C1 | Federally-Regulated Consumer Product | Non-Weatherized, Condensing Ga | 1360 | 255 |  | 06/22/2023 | 72522 | 207192202 | 06/22/2023
Nordyne, LLC | All Pro | VG7SC-120*-T45D1 | Federally-Regulated Consumer Product | Non-Weatherized, Condensing Ga | 2047 | 272 |  | 06/22/2023 | 120160 | 207192196 | 06/22/2023
Nordyne, LLC | All Pro | VG7SC-054*-T24B* | Federally-Regulated Consumer Product | Non-Weatherized, Condensing Ga | 1537 | 263 |  | 06/22/2023 | 54478 | 207192237 | 06/22/2023
Lennox Industries Inc. | ARMSTRONG AIR | A96UH1E070B12-** | Federally-Regulated Consumer Product | Non-Weatherized, Condensing Ga | 1298 | 252 |  | 06/22/2023 | 65683 | 209191295 | 06/22/2023
Lennox Industries Inc. | ARMSTRONG AIR | A80DF1E110C20** | Federally-Regulated Consumer Product | Non-Weatherized, Non-Condensin | 2147 | 276 |  | 06/22/2023 | 111057 | 202181841 | 06/22/2023
Lennox Industries Inc. | ARMSTRONG AIR | A80UH1E090B16** | Federally-Regulated Consumer Product | Non-Weatherized, Non-Condensin | 1628 | 254 |  | 06/22/2023 | 87272 | 202181503 | 06/22/2023
Lennox Industries Inc. | ARMSTRONG AIR | A96DS2V110C20S-* | Federally-Regulated Consumer Product | Non-Weatherized, Condensing Ga | 2263 | 295 |  | 06/22/2023 | 71480 | 201695959 | 06/22/2023
Lennox Industries Inc. | ARMSTRONG AIR | A96UH1E135D20-** | Federally-Regulated Consumer Product | Non-Weatherized, Condensing Ga | 2388 | 300 |  | 06/22/2023 | 132320 | 209191301 | 06/22/2023
Lennox Industries Inc. | ARMSTRONG AIR | A80US2V090C20-* | Federally-Regulated Consumer Product | Non-Weatherized, Non-Condensin | 2291 | 283 |  | 06/22/2023 | 57219 | 201693148 | 06/22/2023
Lennox Industries Inc. | ARMSTRONG AIR | A96DF1E045B12-** | Federally-Regulated Consumer Product | Non-Weatherized, Condensing Ga | 1250 | 250 |  | 06/22/2023 | 44206 | 209191283 | 06/22/2023
Lennox Industries Inc. | ARMSTRONG AIR | A80UH1E070A12-* | Federally-Regulated Consumer Product | Non-Weatherized, Non-Condensin | 1317 | 240 |  | 06/22/2023 | 65588 | 204454632 | 06/22/2023
Lennox Industries Inc. | ARMSTRONG AIR | A80UH2E045A12*-* | Federally-Regulated Consumer Product | Non-Weatherized, Non-Condensin | 1377 | 243 |  | 06/22/2023 | 29164 | 207188121 | 06/22/2023
Lennox Industries Inc. | ARMSTRONG AIR | A96UH1E045B12-** | Federally-Regulated Consumer Product | Non-Weatherized, Condensing Ga | 1284 | 251 |  | 06/22/2023 | 44162 | 209191293 | 06/22/2023
Lennox Industries Inc. | ARMSTRONG AIR | A96DF1E070B16-** | Federally-Regulated Consumer Product | Non-Weatherized, Condensing Ga | 1473 | 260 |  | 06/22/2023 | 66322 | 209191285 | 06/22/2023
Lennox Industries Inc. | ARMSTRONG AIR | A93DF1E090C16A* | Federally-Regulated Consumer Product | Non-Weatherized, Condensing Ga | 1659 | 268 |  | 06/22/2023 | 87251 | 203926022 | 06/22/2023
Lennox Industries Inc. | ARMSTRONG AIR | A96DF1E090C16-** | Federally-Regulated Consumer Product | Non-Weatherized, Condensing Ga | 1542 | 263 |  | 06/22/2023 | 88229 | 209191287 | 06/22/2023
Lennox Industries Inc. | ARMSTRONG AIR | A93UH1E090C12A* | Federally-Regulated Consumer Product | Non-Weatherized, Condensing Ga | 1295 | 252 |  | 06/22/2023 | 88167 | 203926016 | 06/22/2023
Lennox Industries Inc. | ARMSTRONG AIR | 96G1UH060BE12X-* | Federally-Regulated Consumer Product | Non-Weatherized, Condensing Ga | 1313 | 253 |  | 06/22/2023 | 60222 | 201981475 | 06/22/2023
Lennox Industries Inc. | ARMSTRONG AIR | A80DF1E090B16** | Federally-Regulated Consumer Product | Non-Weatherized, Non-Condensin | 1639 | 254 |  | 06/22/2023 | 87767 | 202181824 | 06/22/2023
Lennox Industries Inc. | ARMSTRONG AIR | A80DS2V090B16-* | Federally-Regulated Consumer Product | Non-Weatherized, Non-Condensin | 1740 | 259 |  | 06/22/2023 | 56622 | 201693134 | 06/22/2023
Lennox Industries Inc. | ARMSTRONG AIR | A96UH1E110C20-** | Federally-Regulated Consumer Product | Non-Weatherized, Condensing Ga | 2018 | 284 |  | 06/22/2023 | 110619 | 209191299 | 06/22/2023
Lennox Industries Inc. | ARMSTRONG AIR | A80UH2E110C16*-* | Federally-Regulated Consumer Product | Non-Weatherized, Non-Condensin | 1658 | 255 |  | 06/22/2023 | 72173 | 207188155 | 06/22/2023
Lennox Industries Inc. | ARMSTRONG AIR | A96UH1E090C16-** | Federally-Regulated Consumer Product | Non-Weatherized, Condensing Ga | 1566 | 264 |  | 06/22/2023 | 87748 | 209191297 | 06/22/2023
Lennox Industries Inc. | ARMSTRONG AIR | A80UH1E070B12** | Federally-Regulated Consumer Product | Non-Weatherized, Non-Condensin | 1361 | 242 |  | 06/22/2023 | 65645 | 202181499 | 06/22/2023
Lennox Industries Inc. | ARMSTRONG AIR | A96DF1E110C20-** | Federally-Regulated Consumer Product | Non-Weatherized, Condensing Ga | 2033 | 284 |  | 06/22/2023 | 111365 | 209191289 | 06/22/2023
Lennox Industries Inc. | ARMSTRONG AIR | A97US2V040B12X-*-* | Federally-Regulated Consumer Product | Non-Weatherized, Condensing Ga | 1397 | 256 |  | 06/22/2023 | 25747 | 201870438 | 06/22/2023
Lennox Industries Inc. | ARMSTRONG AIR | A80UH2E090B16*-* | Federally-Regulated Consumer Product | Non-Weatherized, Non-Condensin | 1663 | 255 |  | 06/22/2023 | 57278 | 207188139 | 06/22/2023
Lennox Industries Inc. | ARMSTRONG AIR | A80US2V135D20-* | Federally-Regulated Consumer Product | Non-Weatherized, Non-Condensin | 2445 | 290 |  | 06/22/2023 | 86870 | 201693156 | 06/22/2023
Lennox Industries Inc. | ARMSTRONG AIR | A80UH2E070A12*-* | Federally-Regulated Consumer Product | Non-Weatherized, Non-Condensin | 1397 | 243 |  | 06/22/2023 | 43054 | 207188126 | 06/22/2023
Lennox Industries Inc. | ARMSTRONG AIR | A80UH1E060A12X-* | Federally-Regulated Consumer Product | Non-Weatherized, Non-Condensin | 1277 | 238 |  | 06/22/2023 | 59863 | 202055411 | 06/22/2023
Lennox Industries Inc. | ARMSTRONG AIR | A80US2V070A12L-* | Federally-Regulated Consumer Product | Non-Weatherized, Non-Condensin | 1394 | 243 |  | 06/22/2023 | 42853 | 201693142 | 06/22/2023
Lennox Industries Inc. | ARMSTRONG AIR | A80DS2V110C20-* | Federally-Regulated Consumer Product | Non-Weatherized, Non-Condensin | 2001 | 270 |  | 06/22/2023 | 72397 | 201693136 | 06/22/2023
Nordyne, LLC | NORTEK GLOBAL HVAC LLC | MG2S-060F2ABM* | Federally-Regulated Consumer Product | Mobile Home Non-Weatherized, C | 1292 | 330 |  | 06/22/2023 | 39969 | 203049486 | 06/22/2023
Nordyne, LLC | NORTEK GLOBAL HVAC LLC | G7SC-108*-T45D* | Federally-Regulated Consumer Product | Non-Weatherized, Condensing Ga | 1956 | 281 |  | 06/22/2023 | 107378 | 205234635 | 06/22/2023
Nordyne, LLC | NORTEK GLOBAL HVAC LLC | G7TC-060D-V24BP | Federally-Regulated Consumer Product | Non-Weatherized, Condensing Ga | 1339 | 254 |  | 06/22/2023 | 38422 | 207455889 | 06/22/2023
Nordyne, LLC | NORTEK GLOBAL HVAC LLC | MG2S-045F2ABM* | Federally-Regulated Consumer Product | Mobile Home Non-Weatherized, C | 1603 | 352 |  | 06/22/2023 | 29516 | 203049481 | 06/22/2023
Nordyne, LLC | NORTEK GLOBAL HVAC LLC | MG2S-072F2ABM* | Federally-Regulated Consumer Product | Mobile Home Non-Weatherized, C | 1565 | 350 |  | 06/22/2023 | 46903 | 203049492 | 06/22/2023
Nordyne, LLC | NORTEK GLOBAL HVAC LLC | G7TC-080D-V35CP | Federally-Regulated Consumer Product | Non-Weatherized, Condensing Ga | 1873 | 277 |  | 06/22/2023 | 50261 | 207455891 | 06/22/2023
Nordyne, LLC | NORTEK GLOBAL HVAC LLC | G7TC-100D-E35CP | Federally-Regulated Consumer Product | Non-Weatherized, Condensing Ga | 1763 | 273 |  | 06/22/2023 | 64473 | 207455892 | 06/22/2023
Nordyne, LLC | NORTEK GLOBAL HVAC LLC | G7TC-080D-E35CP | Federally-Regulated Consumer Product | Non-Weatherized, Condensing Ga | 1686 | 269 |  | 06/22/2023 | 51925 | 207455890 | 06/22/2023
Nordyne, LLC | NORTEK GLOBAL HVAC LLC | G7SC-120*-T45D* | Federally-Regulated Consumer Product | Non-Weatherized, Condensing Ga | 2047 | 272 |  | 06/22/2023 | 120160 | 205147056 | 06/22/2023
Nordyne, LLC | NORTEK GLOBAL HVAC LLC | G7SC-038*-T23AP | Federally-Regulated Consumer Product | Non-Weatherized, Condensing Ga | 1252 | 250 |  | 06/22/2023 | 37844 | 207455983 | 06/22/2023
Nordyne, LLC | NORTEK GLOBAL HVAC LLC | G7TC-120D-E45DP | Federally-Regulated Consumer Product | Non-Weatherized, Condensing Ga | 2160 | 290 |  | 06/22/2023 | 77603 | 207455894 | 06/22/2023
Nordyne, LLC | NORTEK GLOBAL HVAC LLC | G7TC-100D-V35CP | Federally-Regulated Consumer Product | Non-Weatherized, Condensing Ga | 1826 | 275 |  | 06/22/2023 | 64473 | 207455893 | 06/22/2023
Nordyne, LLC | NORTEK GLOBAL HVAC LLC | G7TC-060D-E24BP | Federally-Regulated Consumer Product | Non-Weatherized, Condensing Ga | 1222 | 249 |  | 06/22/2023 | 39014 | 207455888 | 06/22/2023
Rheem Sales Company, Inc. | DURASTAR | DR96UAT0602317SA | Federally-Regulated Consumer Product | Non-Weatherized, Condensing Ga | 1342 | 254 |  | 06/22/2023 | 39319 | 206720670 | 06/22/2023
Rheem Sales Company, Inc. | DURASTAR | DR80UAT0752317SA | Federally-Regulated Consumer Product | Non-Weatherized, Non-Condensin | 1539 | 250 |  | 06/22/2023 | 52505 | 205783261 | 06/22/2023
Rheem Sales Company, Inc. | DURASTAR | DR95UCT1151524SA | Federally-Regulated Consumer Product | Non-Weatherized, Condensing Ga | 2041 | 285 |  | 06/22/2023 | 111488 | 205783273 | 06/22/2023
Rheem Sales Company, Inc. | DURASTAR | DR80UAT1502524SA | Federally-Regulated Consumer Product | Non-Weatherized, Non-Condensin | 2092 | 274 |  | 06/22/2023 | 104565 | 205783266 | 06/22/2023
Rheem Sales Company, Inc. | DURASTAR | DR95UCT0701521SA | Federally-Regulated Consumer Product | Non-Weatherized, Condensing Ga | 1983 | 279 |  | 06/22/2023 | 70360 | 205783270 | 06/22/2023
Rheem Sales Company, Inc. | DURASTAR | DR96UAT0702317SA | Federally-Regulated Consumer Product | Non-Weatherized, Condensing Ga | 1321 | 253 |  | 06/22/2023 | 49242 | 206720671 | 06/22/2023
Rheem Sales Company, Inc. | DURASTAR | DR95UCT0701317SA | Federally-Regulated Consumer Product | Non-Weatherized, Condensing Ga | 1362 | 255 |  | 06/22/2023 | 69960 | 205783269 | 06/22/2023
Rheem Sales Company, Inc. | DURASTAR | DR80UAT1002521SA | Federally-Regulated Consumer Product | Non-Weatherized, Non-Condensin | 1952 | 268 |  | 06/22/2023 | 70078 | 205783264 | 06/22/2023
Rheem Sales Company, Inc. | DURASTAR | DR95UCT0401317SA | Federally-Regulated Consumer Product | Non-Weatherized, Condensing Ga | 1107 | 244 |  | 06/22/2023 | 41877 | 205783267 | 06/22/2023
Rheem Sales Company, Inc. | DURASTAR | DR80UAT1001521SA | Federally-Regulated Consumer Product | Non-Weatherized, Non-Condensin | 1812 | 262 |  | 06/22/2023 | 99863 | 205783256 | 06/22/2023
Rheem Sales Company, Inc. | DURASTAR | DR80UAT1252524SA | Federally-Regulated Consumer Product | Non-Weatherized, Non-Condensin | 1899 | 266 |  | 06/22/2023 | 87546 | 205783265 | 06/22/2023
Rheem Sales Company, Inc. | DURASTAR | DR96UAT1002521SA | Federally-Regulated Consumer Product | Non-Weatherized, Condensing Ga | 1930 | 280 |  | 06/22/2023 | 69202 | 206720674 | 06/22/2023
Rheem Sales Company, Inc. | DURASTAR | DR95UCT0851521SA | Federally-Regulated Consumer Product | Non-Weatherized, Condensing Ga | 1929 | 280 |  | 06/22/2023 | 84515 | 205783271 | 06/22/2023
Rheem Sales Company, Inc. | DURASTAR | DR96UAT0702521SA | Federally-Regulated Consumer Product | Non-Weatherized, Condensing Ga | 1854 | 277 |  | 06/22/2023 | 49250 | 206720672 | 06/22/2023
Rheem Sales Company, Inc. | DURASTAR | DR96UAT0852521SA | Federally-Regulated Consumer Product | Non-Weatherized, Condensing Ga | 2115 | 288 |  | 06/22/2023 | 58240 | 206720673 | 06/22/2023
Rheem Sales Company, Inc. | DURASTAR | DR95UCT1001521SA | Federally-Regulated Consumer Product | Non-Weatherized, Condensing Ga | 2066 | 286 |  | 06/22/2023 | 98023 | 205783272 | 06/22/2023
Rheem Sales Company, Inc. | DURASTAR | DR96UAT1152524SA | Federally-Regulated Consumer Product | Non-Weatherized, Condensing Ga | 1935 | 280 |  | 06/22/2023 | 78711 | 207430288 | 06/22/2023
Rheem Sales Company, Inc. | DURASTAR | DR96UAT0402317SA | Federally-Regulated Consumer Product | Non-Weatherized, Condensing Ga | 1252 | 250 |  | 06/22/2023 | 29298 | 206720669 | 06/22/2023
Rheem Sales Company, Inc. | DURASTAR | DR95UCT0601317SA | Federally-Regulated Consumer Product | Non-Weatherized, Condensing Ga | 1156 | 246 |  | 06/22/2023 | 55624 | 205783268 | 06/22/2023
Lennox Industries Inc. | BLUERIDGE | BG802UH090BE16-* | Federally-Regulated Consumer Product | Non-Weatherized, Non-Condensin | 1663 | 255 |  | 06/22/2023 | 57278 | 207777485 | 06/22/2023
Lennox Industries Inc. | BLUERIDGE | BG80G1DF090AE16-* | Federally-Regulated Consumer Product | Non-Weatherized, Non-Condensin | 1639 | 254 |  | 06/22/2023 | 87767 | 209247348 | 06/22/2023
Lennox Industries Inc. | BLUERIDGE | BG80G1DF110AE20-* | Federally-Regulated Consumer Product | Non-Weatherized, Non-Condensin | 2147 | 276 |  | 06/22/2023 | 111057 | 209247349 | 06/22/2023
Lennox Industries Inc. | BLUERIDGE | BG802UH070AE12-* | Federally-Regulated Consumer Product | Non-Weatherized, Non-Condensin | 1397 | 243 |  | 06/22/2023 | 43054 | 207777483 | 06/22/2023
Lennox Industries Inc. | ALLIED | 80G2UH070AE12L-* | Federally-Regulated Consumer Product | Non-Weatherized, Non-Condensin | 1397 | 243 |  | 06/22/2023 | 43054 | 207188132 | 06/22/2023
Lennox Industries Inc. | ALLIED | 80G2UH045AE12-* | Federally-Regulated Consumer Product | Non-Weatherized, Non-Condensin | 1377 | 243 |  | 06/22/2023 | 29164 | 207188124 | 06/22/2023
Lennox Industries Inc. | ALLIED | 80G2UH090BE16L-* | Federally-Regulated Consumer Product | Non-Weatherized, Non-Condensin | 1663 | 255 |  | 06/22/2023 | 57278 | 207188145 | 06/22/2023
Lennox Industries Inc. | ALLIED | 80G2UH110CE16-* | Federally-Regulated Consumer Product | Non-Weatherized, Non-Condensin | 1658 | 255 |  | 06/22/2023 | 72173 | 207188158 | 06/22/2023
Lennox Industries Inc. | ALLIED | 95G1UH060BE12X-* | Federally-Regulated Consumer Product | Non-Weatherized, Condensing Ga | 1313 | 253 |  | 06/22/2023 | 60222 | 204032301 | 06/22/2023
Lennox Industries Inc. | ALLIED | 80G2UH070AE12-* | Federally-Regulated Consumer Product | Non-Weatherized, Non-Condensin | 1397 | 243 |  | 06/22/2023 | 43054 | 207188129 | 06/22/2023
Lennox Industries Inc. | ALLIED | A97US2V040B12X-*-* | Federally-Regulated Consumer Product | Non-Weatherized, Condensing Ga | 1397 | 256 |  | 06/22/2023 | 25747 | 204032296 | 06/22/2023
Lennox Industries Inc. | ALLIED | 80G1UH060AE12X-* | Federally-Regulated Consumer Product | Non-Weatherized, Non-Condensin | 1277 | 238 |  | 06/22/2023 | 59863 | 204032312 | 06/22/2023
Lennox Industries Inc. | ALLIED | A80UH1E060A12X-* | Federally-Regulated Consumer Product | Non-Weatherized, Non-Condensin | 1277 | 238 |  | 06/22/2023 | 59863 | 204032309 | 06/22/2023
Lennox Industries Inc. | ALLIED | 80G2UH090BE16-* | Federally-Regulated Consumer Product | Non-Weatherized, Non-Condensin | 1663 | 255 |  | 06/22/2023 | 57278 | 207188142 | 06/22/2023
Rheem Sales Company, Inc. | Ruud | U97VA070M317KSA | Federally-Regulated Consumer Product | Non-Weatherized, Condensing Ga | 1282 | 251 | 251 | 05/26/2023 | 28494 | 9990393 | 06/22/2023
Rheem Sales Company, Inc. | Ruud | R801CA100521MXA | Federally-Regulated Consumer Product | Non-Weatherized, Non-Condensin | 1812 | 262 | 262 | 05/26/2023 | 99863 | 203327154 | 06/22/2023
Rheem Sales Company, Inc. | Ruud | R96TA0402317MSA | Federally-Regulated Consumer Product | Non-Weatherized, Condensing Ga | 1252 | 250 |  | 05/25/2023 | 29298 | 201712918 | 06/22/2023
Rheem Sales Company, Inc. | Ruud | R802TA075317MXA | Federally-Regulated Consumer Product | Non-Weatherized, Non-Condensin | 1539 | 250 |  | 05/26/2023 | 52505 | 204099262 | 06/22/2023
Rheem Sales Company, Inc. | Ruud | U802VA125524ZXB | Federally-Regulated Consumer Product | Non-Weatherized, Non-Condensin | 2322 | 284 | 284 | 01/20/2021 | 87684 | 8087234 | 06/22/2023
Rheem Sales Company, Inc. | Ruud | U802VA100521MSA | Federally-Regulated Consumer Product | Non-Weatherized, Non-Condensin | 1905 | 266 | 266 | 05/26/2023 | 70000 | 7979978 | 06/22/2023
Rheem Sales Company, Inc. | Ruud | U98VB100M521USA | Federally-Regulated Consumer Product | Non-Weatherized, Condensing Ga | 2084 | 287 | 287 | 05/26/2023 | 39023 | 10524994 | 06/22/2023
Rheem Sales Company, Inc. | Ruud | R96TA0602317MSA | Federally-Regulated Consumer Product | Non-Weatherized, Condensing Ga | 1342 | 254 |  | 05/25/2023 | 39319 | 201712920 | 06/22/2023
Rheem Sales Company, Inc. | Ruud | R96TA0852521MSA | Federally-Regulated Consumer Product | Non-Weatherized, Condensing Ga | 2115 | 288 |  | 05/25/2023 | 58240 | 201712924 | 06/22/2023
Rheem Sales Company, Inc. | Ruud | U96VA0702317MSA | Federally-Regulated Consumer Product | Non-Weatherized, Condensing Ga | 1290 | 252 | 252 | 05/26/2023 | 48940 | 6715445 | 06/22/2023
Rheem Sales Company, Inc. | Ruud | R802TA125524MSA | Federally-Regulated Consumer Product | Non-Weatherized, Non-Condensin | 1899 | 266 |  | 05/26/2023 | 87546 | 204007881 | 06/22/2023
Rheem Sales Company, Inc. | Ruud | U802VA100521MXA | Federally-Regulated Consumer Product | Non-Weatherized, Non-Condensin | 1905 | 266 | 266 | 01/20/2021 | 70000 | 7979984 | 06/22/2023
Rheem Sales Company, Inc. | Ruud | U96VA0402317MSA | Federally-Regulated Consumer Product | Non-Weatherized, Condensing Ga | 1248 | 250 | 250 | 05/26/2023 | 29623 | 7502132 | 06/22/2023
Rheem Sales Company, Inc. | Ruud | U802VA075317ZSB | Federally-Regulated Consumer Product | Non-Weatherized, Non-Condensin | 1324 | 240 |  | 05/25/2023 | 52495 | 8087197 | 06/22/2023
Rheem Sales Company, Inc. | Ruud | R802TA150524MXA | Federally-Regulated Consumer Product | Non-Weatherized, Non-Condensin | 2092 | 274 |  | 05/26/2023 | 104565 | 204099280 | 06/22/2023
Rheem Sales Company, Inc. | Ruud | U802VA125524MXA | Federally-Regulated Consumer Product | Non-Weatherized, Non-Condensin | 2073 | 273 | 273 | 01/20/2021 | 87500 | 7979995 | 06/22/2023
Rheem Sales Company, Inc. | Ruud | U97VA085M521KSA | Federally-Regulated Consumer Product | Non-Weatherized, Condensing Ga | 2138 | 289 | 289 | 05/26/2023 | 33549 | 9989447 | 06/22/2023
Rheem Sales Company, Inc. | Ruud | U802VA075421MSA | Federally-Regulated Consumer Product | Non-Weatherized, Non-Condensin | 1718 | 258 | 258 | 05/26/2023 | 52500 | 7979966 | 06/22/2023
Rheem Sales Company, Inc. | Ruud | U98VB115M524USA | Federally-Regulated Consumer Product | Non-Weatherized, Condensing Ga | 1971 | 282 | 282 | 05/26/2023 | 44499 | 10524995 | 06/22/2023
Rheem Sales Company, Inc. | Ruud | U98VB070M317USA | Federally-Regulated Consumer Product | Non-Weatherized, Condensing Ga | 1162 | 246 | 246 | 05/26/2023 | 28246 | 10524992 | 06/22/2023
Rheem Sales Company, Inc. | Ruud | U802VA075421ZXB | Federally-Regulated Consumer Product | Non-Weatherized, Non-Condensin | 2017 | 271 |  | 05/25/2023 | 52471 | 8087214 | 06/22/2023
Rheem Sales Company, Inc. | Ruud | U802VA075421ZSB | Federally-Regulated Consumer Product | Non-Weatherized, Non-Condensin | 2017 | 271 |  | 05/25/2023 | 52471 | 8087209 | 06/22/2023
Rheem Sales Company, Inc. | Ruud | R95TC0601317MSA | Federally-Regulated Consumer Product | Non-Weatherized, Condensing Ga | 1156 | 246 | 246 | 05/26/2023 | 55624 | 201711679 | 06/22/2023
Rheem Sales Company, Inc. | Ruud | U98VB060M317USA | Federally-Regulated Consumer Product | Non-Weatherized, Condensing Ga | 1110 | 244 | 244 | 05/26/2023 | 22600 | 10524991 | 06/22/2023
Rheem Sales Company, Inc. | Ruud | U802VA075317ZXB | Federally-Regulated Consumer Product | Non-Weatherized, Non-Condensin | 1324 | 240 | 240 | 01/20/2021 | 52495 | 8087202 | 06/22/2023
Rheem Sales Company, Inc. | Ruud | R802TA125524MXA | Federally-Regulated Consumer Product | Non-Weatherized, Non-Condensin | 1899 | 266 |  | 05/26/2023 | 87546 | 204099277 | 06/22/2023
Rheem Sales Company, Inc. | Ruud | U96VA0852521MSB | Federally-Regulated Consumer Product | Non-Weatherized, Condensing Ga | 1947 | 281 | 281 | 05/26/2023 | 58053 | 7086388 | 06/22/2023
Rheem Sales Company, Inc. | Ruud | U96VA0602317MSA | Federally-Regulated Consumer Product | Non-Weatherized, Condensing Ga | 1372 | 255 | 255 | 05/26/2023 | 37932 | 6715443 | 06/22/2023
Rheem Sales Company, Inc. | Ruud | U802VA100521ZSB | Federally-Regulated Consumer Product | Non-Weatherized, Non-Condensin | 2291 | 283 | 283 | 01/20/2021 | 70210 | 8087219 | 06/22/2023
Rheem Sales Company, Inc. | Ruud | U802VA125524ZSB | Federally-Regulated Consumer Product | Non-Weatherized, Non-Condensin | 2322 | 284 |  | 05/25/2023 | 87684 | 8087229 | 06/22/2023
Rheem Sales Company, Inc. | Ruud | U97VA115M524KSA | Federally-Regulated Consumer Product | Non-Weatherized, Condensing Ga | 1959 | 281 | 281 | 05/26/2023 | 44459 | 9990395 | 06/22/2023
Rheem Sales Company, Inc. | Ruud | R801CA100521MSA | Federally-Regulated Consumer Product | Non-Weatherized, Non-Condensin | 1812 | 262 | 262 | 05/26/2023 | 99863 | 203327151 | 06/22/2023
Rheem Sales Company, Inc. | Ruud | R802TA075317MSA | Federally-Regulated Consumer Product | Non-Weatherized, Non-Condensin | 1539 | 250 |  | 05/26/2023 | 52505 | 204007869 | 06/22/2023
Rheem Sales Company, Inc. | Ruud | U97VA100M521KSA | Federally-Regulated Consumer Product | Non-Weatherized, Condensing Ga | 1990 | 282 | 283 | 05/26/2023 | 39222 | 9989448 | 06/22/2023
Rheem Sales Company, Inc. | Ruud | R96TA1002521MSA | Federally-Regulated Consumer Product | Non-Weatherized, Condensing Ga | 1930 | 280 |  | 05/25/2023 | 69202 | 201712926 | 06/22/2023
Rheem Sales Company, Inc. | Ruud | U98VB085M521USA | Federally-Regulated Consumer Product | Non-Weatherized, Condensing Ga | 2209 | 292 | 292 | 05/26/2023 | 33631 | 10524993 | 06/22/2023
Rheem Sales Company, Inc. | Ruud | R95TC0701521MSA | Federally-Regulated Consumer Product | Non-Weatherized, Condensing Ga | 1983 | 279 |  | 05/25/2023 | 70360 | 203261700 | 06/22/2023
Rheem Sales Company, Inc. | Ruud | R96TA0702521MSA | Federally-Regulated Consumer Product | Non-Weatherized, Condensing Ga | 1854 | 277 |  | 05/25/2023 | 49250 | 203261705 | 06/22/2023
Rheem Sales Company, Inc. | Ruud | U97VA060M317KSA | Federally-Regulated Consumer Product | Non-Weatherized, Condensing Ga | 1327 | 253 | 253 | 05/26/2023 | 22218 | 9990392 | 06/22/2023
Rheem Sales Company, Inc. | Ruud | U802VA075421MXA | Federally-Regulated Consumer Product | Non-Weatherized, Non-Condensin | 1718 | 258 |  | 05/25/2023 | 52500 | 7979973 | 06/22/2023
Rheem Sales Company, Inc. | Ruud | U802VA100521ZXB | Federally-Regulated Consumer Product | Non-Weatherized, Non-Condensin | 2291 | 283 | 283 | 05/26/2023 | 70210 | 8087224 | 06/22/2023
Rheem Sales Company, Inc. | Ruud | U802VA125524MSA | Federally-Regulated Consumer Product | Non-Weatherized, Non-Condensin | 2073 | 273 | 273 | 05/26/2023 | 87500 | 7979990 | 06/22/2023
Rheem Sales Company, Inc. | Ruud | U96VA1002521MSA | Federally-Regulated Consumer Product | Non-Weatherized, Condensing Ga | 1858 | 277 | 277 | 05/26/2023 | 68679 | 6715449 | 06/22/2023
Rheem Sales Company, Inc. | Ruud | R801TA100521MSA | Federally-Regulated Consumer Product | Non-Weatherized, Non-Condensin | 1812 | 262 | 262 | 05/26/2023 | 99863 | 201707688 | 06/22/2023
Rheem Sales Company, Inc. | Ruud | U802VA050317MXA | Federally-Regulated Consumer Product | Non-Weatherized, Non-Condensin | 1318 | 240 | 240 | 01/20/2021 | 35484 | 7979943 | 06/22/2023
Rheem Sales Company, Inc. | Ruud | U802VA050317MSA | Federally-Regulated Consumer Product | Non-Weatherized, Non-Condensin | 1318 | 240 | 240 | 05/26/2023 | 35484 | 7979938 | 06/22/2023
Rheem Sales Company, Inc. | Ruud | R96TA1152524MSA | Federally-Regulated Consumer Product | Non-Weatherized, Condensing Ga | 1935 | 280 |  | 05/25/2023 | 78711 | 201712928 | 06/22/2023
Rheem Sales Company, Inc. | Ruud | R95TC0851521MSA | Federally-Regulated Consumer Product | Non-Weatherized, Condensing Ga | 1929 | 280 | 280 | 05/26/2023 | 84515 | 201711683 | 06/22/2023
Rheem Sales Company, Inc. | Ruud | R802TA100521MXA | Federally-Regulated Consumer Product | Non-Weatherized, Non-Condensin | 1952 | 268 |  | 05/26/2023 | 70078 | 204099273 | 06/22/2023
Rheem Sales Company, Inc. | Ruud | R95TC1001521MSA | Federally-Regulated Consumer Product | Non-Weatherized, Condensing Ga | 2066 | 286 | 286 | 05/26/2023 | 98023 | 201711685 | 06/22/2023
Rheem Sales Company, Inc. | Ruud | R95TC1151524MSA | Federally-Regulated Consumer Product | Non-Weatherized, Condensing Ga | 2041 | 285 | 285 | 05/26/2023 | 111488 | 201711687 | 06/22/2023
Rheem Sales Company, Inc. | Ruud | R96TA0702317MSA | Federally-Regulated Consumer Product | Non-Weatherized, Condensing Ga | 1321 | 253 |  | 05/25/2023 | 49242 | 201712922 | 06/22/2023
Rheem Sales Company, Inc. | Ruud | R802TA150524MSA | Federally-Regulated Consumer Product | Non-Weatherized, Non-Condensin | 2092 | 274 |  | 05/26/2023 | 104565 | 204007884 | 06/22/2023
Rheem Sales Company, Inc. | Ruud | U96VA0702521MSA | Federally-Regulated Consumer Product | Non-Weatherized, Condensing Ga | 1923 | 280 | 280 | 05/26/2023 | 49235 | 203261703 | 06/22/2023
Rheem Sales Company, Inc. | Ruud | R801TA100521MXA | Federally-Regulated Consumer Product | Non-Weatherized, Non-Condensin | 1812 | 262 | 262 | 05/26/2023 | 99863 | 201707690 | 06/22/2023
American Standard, Inc. | AMERICAN STANDARD | S9V2B060D3PS*** | Federally-Regulated Consumer Product | Non-Weatherized, Condensing Ga | 1446 | 259 |  | 06/22/2023 | 38743 | 10509493 | 06/22/2023
Allied Air | Concord | 92G1UH090CE12-* | Federally-Regulated Consumer Product | Non-Weatherized, Condensing Ga | 1295 | 252 |  | 06/22/2023 | 88167 | 204183655 | 06/22/2023
Allied Air | Concord | 96G2UH070BV12-* | Federally-Regulated Consumer Product | Non-Weatherized, Condensing Ga | 1413 | 257 |  | 06/22/2023 | 43058 | 204388725 | 06/22/2023
Allied Air | Concord | 96G2UH110CV20-* | Federally-Regulated Consumer Product | Non-Weatherized, Condensing Ga | 2083 | 287 |  | 06/22/2023 | 71341 | 204388732 | 06/22/2023
Allied Air | Concord | 96G2DF070BV16-* | Federally-Regulated Consumer Product | Non-Weatherized, Condensing Ga | 1882 | 278 |  | 06/22/2023 | 43013 | 204388738 | 06/22/2023
Allied Air | Concord | 92G1DF090CE16-* | Federally-Regulated Consumer Product | Non-Weatherized, Condensing Ga | 1659 | 268 |  | 06/22/2023 | 87251 | 204183667 | 06/22/2023
Allied Air | Concord | 92G1UH110CE16-* | Federally-Regulated Consumer Product | Non-Weatherized, Condensing Ga | 1574 | 264 |  | 06/22/2023 | 109805 | 204183659 | 06/22/2023
Allied Air | Concord | 96G2DF090CV20-* | Federally-Regulated Consumer Product | Non-Weatherized, Condensing Ga | 2123 | 288 |  | 06/22/2023 | 56779 | 204388740 | 06/22/2023
Allied Air | Concord | 96G2DF110CV20-* | Federally-Regulated Consumer Product | Non-Weatherized, Condensing Ga | 2134 | 289 |  | 06/22/2023 | 71922 | 204388742 | 06/22/2023
Allied Air | Concord | 92G1UH090CE16-* | Federally-Regulated Consumer Product | Non-Weatherized, Condensing Ga | 1652 | 268 |  | 06/22/2023 | 87424 | 204183657 | 06/22/2023
Allied Air | Concord | 96G2UH090CV20-* | Federally-Regulated Consumer Product | Non-Weatherized, Condensing Ga | 2215 | 292 |  | 06/22/2023 | 56766 | 204388730 | 06/22/2023
Allied Air | Concord | 96G2UH045BV12-* | Federally-Regulated Consumer Product | Non-Weatherized, Condensing Ga | 1310 | 253 |  | 06/22/2023 | 28806 | 204388723 | 06/22/2023
Allied Air | Concord | 92G1UH110CE20-* | Federally-Regulated Consumer Product | Non-Weatherized, Condensing Ga | 1966 | 282 |  | 06/22/2023 | 110142 | 204183661 | 06/22/2023
Allied Air | Concord | 96G2UH135DV20-* | Federally-Regulated Consumer Product | Non-Weatherized, Condensing Ga | 2135 | 289 |  | 06/22/2023 | 86786 | 204388735 | 06/22/2023
Allied Air | Concord | 96G2UH090CV12-* | Federally-Regulated Consumer Product | Non-Weatherized, Condensing Ga | 1395 | 256 |  | 06/22/2023 | 57347 | 204388728 | 06/22/2023
Rheem Sales Company, Inc. | Thermal Zone | TZ96MDX040B30A | Federally-Regulated Consumer Product | Non-Weatherized, Condensing Ga | 1252 | 250 | 250 | 06/20/2023 | 29298 | 9950842 | 06/22/2023
Rheem Sales Company, Inc. | Thermal Zone | TZ80MDX075B30XA | Federally-Regulated Consumer Product | Non-Weatherized, Non-Condensin | 1539 | 250 | 250 | 05/26/2023 | 52505 | 204100507 | 06/22/2023
Rheem Sales Company, Inc. | Thermal Zone | TZ80MDX075B30SA | Federally-Regulated Consumer Product | Non-Weatherized, Non-Condensin | 1539 | 250 | 250 | 05/26/2023 | 52505 | 204007896 | 06/22/2023
Rheem Sales Company, Inc. | Thermal Zone | TZ96MDX100C50A | Federally-Regulated Consumer Product | Non-Weatherized, Condensing Ga | 1930 | 280 | 280 | 06/20/2023 | 69202 | 9950858 | 06/22/2023
Rheem Sales Company, Inc. | Thermal Zone | TZ96MDX070C50A | Federally-Regulated Consumer Product | Non-Weatherized, Condensing Ga | 1854 | 277 | 277 | 06/20/2023 | 49250 | 203261731 | 06/22/2023
Rheem Sales Company, Inc. | Thermal Zone | TZ80DDV125D50SB | Federally-Regulated Consumer Product | Non-Weatherized, Non-Condensin | 2322 | 284 |  | 05/25/2023 | 87684 | 8087231 | 06/22/2023
Rheem Sales Company, Inc. | Thermal Zone | TZ80MDV050B30XA | Federally-Regulated Consumer Product | Non-Weatherized, Non-Condensin | 1318 | 240 | 240 | 05/25/2023 | 35484 | 7979945 | 06/22/2023
Rheem Sales Company, Inc. | Thermal Zone | TZ95MSX100C50C | Federally-Regulated Consumer Product | Non-Weatherized, Condensing Ga | 2066 | 286 | 286 | 05/26/2023 | 98023 | 8934624 | 06/22/2023
Rheem Sales Company, Inc. | Thermal Zone | TZ80MDV125D50SA | Federally-Regulated Consumer Product | Non-Weatherized, Non-Condensin | 2073 | 273 | 273 | 05/26/2023 | 87500 | 7979992 | 06/22/2023
Rheem Sales Company, Inc. | Thermal Zone | TZ96MDX070B30A | Federally-Regulated Consumer Product | Non-Weatherized, Condensing Ga | 1321 | 253 | 253 | 06/20/2023 | 49242 | 9950850 | 06/22/2023
Rheem Sales Company, Inc. | Thermal Zone | TZ80DDV100C50XB | Federally-Regulated Consumer Product | Non-Weatherized, Non-Condensin | 2291 | 283 | 283 | 05/26/2023 | 70210 | 8087226 | 06/22/2023
Rheem Sales Company, Inc. | Thermal Zone | TZ80DDV075C40XB | Federally-Regulated Consumer Product | Non-Weatherized, Non-Condensin | 2017 | 271 |  | 05/25/2023 | 52471 | 8087216 | 06/22/2023
Rheem Sales Company, Inc. | Thermal Zone | TZ80MDV100C50XA | Federally-Regulated Consumer Product | Non-Weatherized, Non-Condensin | 1905 | 266 |  | 05/25/2023 | 70000 | 7979986 | 06/22/2023
Rheem Sales Company, Inc. | Thermal Zone | TZ80MDV125D50XA | Federally-Regulated Consumer Product | Non-Weatherized, Non-Condensin | 2073 | 273 | 273 | 05/25/2023 | 87500 | 7979997 | 06/22/2023
Rheem Sales Company, Inc. | Thermal Zone | TZ96MDV070C50A | Federally-Regulated Consumer Product | Non-Weatherized, Condensing Ga | 1923 | 280 | 280 | 06/20/2023 | 49235 | 203261730 | 06/22/2023
Rheem Sales Company, Inc. | Thermal Zone | TZ96MDV070B30A | Federally-Regulated Consumer Product | Non-Weatherized, Condensing Ga | 1290 | 252 | 252 | 06/20/2023 | 48940 | 7502137 | 06/22/2023
Rheem Sales Company, Inc. | Thermal Zone | TZ96MDX115D50A | Federally-Regulated Consumer Product | Non-Weatherized, Condensing Ga | 1935 | 280 | 280 | 06/20/2023 | 78711 | 9950862 | 06/22/2023
Rheem Sales Company, Inc. | Thermal Zone | TZ80MDV075C40XA | Federally-Regulated Consumer Product | Non-Weatherized, Non-Condensin | 1718 | 258 |  | 05/25/2023 | 52500 | 7979975 | 06/22/2023
Rheem Sales Company, Inc. | Thermal Zone | TZ80MSX100C50SA | Federally-Regulated Consumer Product | Non-Weatherized, Non-Condensin | 1812 | 262 | 262 | 05/26/2023 | 99863 | 7490389 | 06/22/2023
Rheem Sales Company, Inc. | Thermal Zone | TZ80DDV075C40SB | Federally-Regulated Consumer Product | Non-Weatherized, Non-Condensin | 2017 | 271 |  | 05/25/2023 | 52471 | 8087211 | 06/22/2023
Rheem Sales Company, Inc. | Thermal Zone | TZ95MSX115D50C | Federally-Regulated Consumer Product | Non-Weatherized, Condensing Ga | 2041 | 285 | 285 | 06/20/2023 | 111488 | 8934628 | 06/22/2023
Rheem Sales Company, Inc. | Thermal Zone | TZ80MDX125D50XA | Federally-Regulated Consumer Product | Non-Weatherized, Non-Condensin | 1899 | 266 | 266 | 05/26/2023 | 87546 | 204100511 | 06/22/2023
Rheem Sales Company, Inc. | Thermal Zone | TZ80MSV070B40UA | Federally-Regulated Consumer Product | Non-Weatherized, Non-Condensin | 1550 | 250 |  | 05/25/2023 | 70502 | 205354994 | 06/22/2023
Rheem Sales Company, Inc. | Thermal Zone | TZ95MSX085C50C | Federally-Regulated Consumer Product | Non-Weatherized, Condensing Ga | 1929 | 280 | 280 | 06/20/2023 | 84515 | 8934620 | 06/22/2023
Rheem Sales Company, Inc. | Thermal Zone | TZ80MSC100C50SA | Federally-Regulated Consumer Product | Non-Weatherized, Non-Condensin | 1812 | 262 | 262 | 05/26/2023 | 99863 | 203327213 | 06/22/2023
Rheem Sales Company, Inc. | Thermal Zone | TZ96MDX060B30A | Federally-Regulated Consumer Product | Non-Weatherized, Condensing Ga | 1342 | 254 | 254 | 06/20/2023 | 39319 | 9950846 | 06/22/2023
Rheem Sales Company, Inc. | Thermal Zone | TZ96MDV085C50B | Federally-Regulated Consumer Product | Non-Weatherized, Condensing Ga | 1947 | 281 | 281 | 05/26/2023 | 58053 | 7502138 | 06/22/2023
Rheem Sales Company, Inc. | Thermal Zone | TZ80MDX125D50SA | Federally-Regulated Consumer Product | Non-Weatherized, Non-Condensin | 1899 | 266 | 266 | 05/26/2023 | 87546 | 204007900 | 06/22/2023
Rheem Sales Company, Inc. | Thermal Zone | TZ80MDV100C50SA | Federally-Regulated Consumer Product | Non-Weatherized, Non-Condensin | 1905 | 266 | 266 | 05/26/2023 | 70000 | 7979980 | 06/22/2023
Rheem Sales Company, Inc. | Thermal Zone | TZ80DDV075B30XB | Federally-Regulated Consumer Product | Non-Weatherized, Non-Condensin | 1324 | 240 |  | 05/25/2023 | 52495 | 8087204 | 06/22/2023
Rheem Sales Company, Inc. | Thermal Zone | TZ80MDV075C40SA | Federally-Regulated Consumer Product | Non-Weatherized, Non-Condensin | 1718 | 258 | 258 | 05/26/2023 | 52500 | 7979968 | 06/22/2023
Rheem Sales Company, Inc. | Thermal Zone | TZ96MDX085C50A | Federally-Regulated Consumer Product | Non-Weatherized, Condensing Ga | 2115 | 288 | 288 | 06/20/2023 | 58240 | 9950854 | 06/22/2023
Rheem Sales Company, Inc. | Thermal Zone | TZ80DDV125D50XB | Federally-Regulated Consumer Product | Non-Weatherized, Non-Condensin | 2322 | 284 |  | 05/25/2023 | 87684 | 8087236 | 06/22/2023
Rheem Sales Company, Inc. | Thermal Zone | TZ80MSV050B40UA | Federally-Regulated Consumer Product | Non-Weatherized, Non-Condensin | 1298 | 234 |  | 05/25/2023 | 50335 | 205354993 | 06/22/2023
Rheem Sales Company, Inc. | Thermal Zone | TZ80MSX100C50XA | Federally-Regulated Consumer Product | Non-Weatherized, Non-Condensin | 1812 | 262 | 262 | 05/26/2023 | 99863 | 7490401 | 06/22/2023
Rheem Sales Company, Inc. | Thermal Zone | TZ80DDV075B30SB | Federally-Regulated Consumer Product | Non-Weatherized, Non-Condensin | 1324 | 240 |  | 05/25/2023 | 52495 | 8087199 | 06/22/2023
Rheem Sales Company, Inc. | Thermal Zone | TZ95MSX070C50C | Federally-Regulated Consumer Product | Non-Weatherized, Condensing Ga | 1983 | 279 | 282 | 06/20/2023 | 70360 | 203261729 | 06/22/2023
Rheem Sales Company, Inc. | Thermal Zone | TZ80MSC100C50XA | Federally-Regulated Consumer Product | Non-Weatherized, Non-Condensin | 1812 | 262 | 262 | 05/26/2023 | 99863 | 203327214 | 06/22/2023
Rheem Sales Company, Inc. | Thermal Zone | TZ80MDX150D50XA | Federally-Regulated Consumer Product | Non-Weatherized, Non-Condensin | 2092 | 274 | 274 | 05/26/2023 | 104565 | 204100512 | 06/22/2023
Rheem Sales Company, Inc. | Thermal Zone | TZ80DDV100C50SB | Federally-Regulated Consumer Product | Non-Weatherized, Non-Condensin | 2291 | 283 |  | 05/25/2023 | 70210 | 8087221 | 06/22/2023
Rheem Sales Company, Inc. | Thermal Zone | TZ96MDV060B30A | Federally-Regulated Consumer Product | Non-Weatherized, Condensing Ga | 1372 | 255 | 255 | 06/20/2023 | 37932 | 7502136 | 06/22/2023
Rheem Sales Company, Inc. | Thermal Zone | TZ95MSX060B30C | Federally-Regulated Consumer Product | Non-Weatherized, Condensing Ga | 1156 | 246 | 246 | 06/20/2023 | 55624 | 8934612 | 06/22/2023
Rheem Sales Company, Inc. | Thermal Zone | TZ96MDV100C50A | Federally-Regulated Consumer Product | Non-Weatherized, Condensing Ga | 1858 | 277 | 277 | 06/20/2023 | 68679 | 7502139 | 06/22/2023
Rheem Sales Company, Inc. | Thermal Zone | TZ80MDX100C50XA | Federally-Regulated Consumer Product | Non-Weatherized, Non-Condensin | 1952 | 268 | 268 | 05/26/2023 | 70078 | 204100510 | 06/22/2023
Rheem Sales Company, Inc. | Thermal Zone | TZ80MDX150D50SA | Federally-Regulated Consumer Product | Non-Weatherized, Non-Condensin | 2092 | 274 | 274 | 05/26/2023 | 104565 | 204007901 | 06/22/2023
Rheem Sales Company, Inc. | Fujitsu | FF100215CS80M | Federally-Regulated Consumer Product | Non-Weatherized, Non-Condensin | 1812 | 262 | 262 | 05/26/2023 | 99863 | 203327195 | 06/22/2023
Rheem Sales Company, Inc. | Fujitsu | FF100215LT80X | Federally-Regulated Consumer Product | Non-Weatherized, Non-Condensin | 1905 | 266 |  | 05/25/2023 | 70000 | 10515039 | 06/22/2023
Rheem Sales Company, Inc. | Fujitsu | FF100215TS80M | Federally-Regulated Consumer Product | Non-Weatherized, Non-Condensin | 1812 | 262 | 262 | 05/26/2023 | 99863 | 10515030 | 06/22/2023
Rheem Sales Company, Inc. | Fujitsu | FF125245LT80M | Federally-Regulated Consumer Product | Non-Weatherized, Non-Condensin | 2073 | 273 | 273 | 05/26/2023 | 87500 | 10515040 | 06/22/2023
Rheem Sales Company, Inc. | Fujitsu | FF100215LT80Y | Federally-Regulated Consumer Product | Non-Weatherized, Non-Condensin | 2291 | 283 | 283 | 05/26/2023 | 70210 | 10515091 | 06/22/2023
Rheem Sales Company, Inc. | Fujitsu | FF60173LT96M | Federally-Regulated Consumer Product | Non-Weatherized, Condensing Ga | 1372 | 255 | 255 | 06/20/2023 | 37932 | 10515134 | 06/22/2023
Rheem Sales Company, Inc. | Fujitsu | FF75214LT80D | Federally-Regulated Consumer Product | Non-Weatherized, Non-Condensin | 2017 | 271 |  | 05/25/2023 | 52471 | 10515088 | 06/22/2023
Rheem Sales Company, Inc. | Fujitsu | FF70173LM97K | Federally-Regulated Consumer Product | Non-Weatherized, Condensing Ga | 1282 | 251 | 251 | 06/20/2023 | 28494 | 202070453 | 06/22/2023
Rheem Sales Company, Inc. | Fujitsu | FF75173TT80X | Federally-Regulated Consumer Product | Non-Weatherized, Non-Condensin | 1539 | 250 | 250 | 05/26/2023 | 52505 | 204100500 | 06/22/2023
Rheem Sales Company, Inc. | Fujitsu | FF125245LT80D | Federally-Regulated Consumer Product | Non-Weatherized, Non-Condensin | 2322 | 284 |  | 05/25/2023 | 87684 | 10515092 | 06/22/2023
Rheem Sales Company, Inc. | Fujitsu | FF75214LT80M | Federally-Regulated Consumer Product | Non-Weatherized, Non-Condensin | 1718 | 258 | 258 | 05/26/2023 | 52500 | 10515036 | 06/22/2023
Rheem Sales Company, Inc. | Fujitsu | FF70173LT96M | Federally-Regulated Consumer Product | Non-Weatherized, Condensing Ga | 1290 | 252 | 252 | 06/20/2023 | 48940 | 10515135 | 06/22/2023
Rheem Sales Company, Inc. | Fujitsu | FF75173LT80D | Federally-Regulated Consumer Product | Non-Weatherized, Non-Condensin | 1324 | 240 |  | 05/25/2023 | 52495 | 10515042 | 06/22/2023
Rheem Sales Company, Inc. | Fujitsu | FF85215LM97K | Federally-Regulated Consumer Product | Non-Weatherized, Condensing Ga | 2138 | 289 | 289 | 06/20/2023 | 33549 | 202070437 | 06/22/2023
Rheem Sales Company, Inc. | Fujitsu | FF70173TT96M | Federally-Regulated Consumer Product | Non-Weatherized, Condensing Ga | 1321 | 253 | 253 | 06/20/2023 | 49242 | 10515070 | 06/22/2023
Rheem Sales Company, Inc. | Fujitsu | FF70215TT96M | Federally-Regulated Consumer Product | Non-Weatherized, Condensing Ga | 1854 | 277 | 277 | 06/20/2023 | 49250 | 203261712 | 06/22/2023
Rheem Sales Company, Inc. | Fujitsu | FF60173TT96M | Federally-Regulated Consumer Product | Non-Weatherized, Condensing Ga | 1342 | 254 | 254 | 06/20/2023 | 39319 | 10515069 | 06/22/2023
Rheem Sales Company, Inc. | Fujitsu | FF40173TT96M | Federally-Regulated Consumer Product | Non-Weatherized, Condensing Ga | 1252 | 250 | 250 | 06/20/2023 | 29298 | 10515068 | 06/22/2023
Rheem Sales Company, Inc. | Fujitsu | FF150245TT80M | Federally-Regulated Consumer Product | Non-Weatherized, Non-Condensin | 2092 | 274 | 274 | 05/26/2023 | 104565 | 204007908 | 06/22/2023
Rheem Sales Company, Inc. | Fujitsu | FF60173LM97K | Federally-Regulated Consumer Product | Non-Weatherized, Condensing Ga | 1327 | 253 | 253 | 06/20/2023 | 22218 | 202070448 | 06/22/2023
Rheem Sales Company, Inc. | Fujitsu | FF70215TS95M | Federally-Regulated Consumer Product | Non-Weatherized, Condensing Ga | 1983 | 279 | 282 | 06/20/2023 | 70360 | 203261710 | 06/22/2023
Rheem Sales Company, Inc. | Fujitsu | FF75214LT80Y | Federally-Regulated Consumer Product | Non-Weatherized, Non-Condensin | 2017 | 271 |  | 05/25/2023 | 52471 | 10515089 | 06/22/2023
Rheem Sales Company, Inc. | Fujitsu | FF75173TT80M | Federally-Regulated Consumer Product | Non-Weatherized, Non-Condensin | 1539 | 250 | 250 | 05/26/2023 | 52505 | 204007903 | 06/22/2023
Rheem Sales Company, Inc. | Fujitsu | FF75214LT80X | Federally-Regulated Consumer Product | Non-Weatherized, Non-Condensin | 1718 | 258 |  | 05/25/2023 | 52500 | 10515037 | 06/22/2023
Rheem Sales Company, Inc. | Fujitsu | FF115245TS95M | Federally-Regulated Consumer Product | Non-Weatherized, Condensing Ga | 2041 | 285 | 285 | 06/20/2023 | 111488 | 10260154 | 06/22/2023
Rheem Sales Company, Inc. | Fujitsu | FF70215LT96M | Federally-Regulated Consumer Product | Non-Weatherized, Condensing Ga | 1923 | 280 | 280 | 06/20/2023 | 49235 | 203261711 | 06/22/2023
Rheem Sales Company, Inc. | Fujitsu | FF60173TS95M | Federally-Regulated Consumer Product | Non-Weatherized, Condensing Ga | 1156 | 246 | 246 | 06/20/2023 | 55624 | 10260150 | 06/22/2023
Rheem Sales Company, Inc. | Fujitsu | FF100215LT96M | Federally-Regulated Consumer Product | Non-Weatherized, Condensing Ga | 1858 | 277 | 277 | 06/20/2023 | 68679 | 10515136 | 06/22/2023
Rheem Sales Company, Inc. | Fujitsu | FF125245LT80Y | Federally-Regulated Consumer Product | Non-Weatherized, Non-Condensin | 2322 | 284 | 284 | 01/20/2021 | 87684 | 10515093 | 06/22/2023
Rheem Sales Company, Inc. | Fujitsu | FF50173LT80X | Federally-Regulated Consumer Product | Non-Weatherized, Non-Condensin | 1318 | 240 |  | 05/25/2023 | 35484 | 10357485 | 06/22/2023
Rheem Sales Company, Inc. | Fujitsu | FF115245LM97K | Federally-Regulated Consumer Product | Non-Weatherized, Condensing Ga | 1959 | 281 | 281 | 06/20/2023 | 44459 | 202070458 | 06/22/2023
Rheem Sales Company, Inc. | Fujitsu | FF100215TT96M | Federally-Regulated Consumer Product | Non-Weatherized, Condensing Ga | 1930 | 280 | 280 | 06/20/2023 | 69202 | 10515072 | 06/22/2023
Rheem Sales Company, Inc. | Fujitsu | FF75173LT80Y | Federally-Regulated Consumer Product | Non-Weatherized, Non-Condensin | 1324 | 240 |  | 05/25/2023 | 52495 | 10515087 | 06/22/2023
Rheem Sales Company, Inc. | Fujitsu | FF85215TT96M | Federally-Regulated Consumer Product | Non-Weatherized, Condensing Ga | 2115 | 288 | 288 | 06/20/2023 | 58240 | 10515071 | 06/22/2023
Rheem Sales Company, Inc. | Fujitsu | FF85215LM98U | Federally-Regulated Consumer Product | Non-Weatherized, Condensing Ga | 2209 | 292 | 292 | 06/20/2023 | 33631 | 202070554 | 06/22/2023
Rheem Sales Company, Inc. | Fujitsu | FF60173LM98U | Federally-Regulated Consumer Product | Non-Weatherized, Condensing Ga | 1110 | 244 | 244 | 06/20/2023 | 22600 | 202070550 | 06/22/2023
Rheem Sales Company, Inc. | Fujitsu | FF85215LT96M | Federally-Regulated Consumer Product | Non-Weatherized, Condensing Ga | 1947 | 281 | 281 | 06/20/2023 | 58053 | 10515074 | 06/22/2023
Rheem Sales Company, Inc. | Fujitsu | FF125245TT80X | Federally-Regulated Consumer Product | Non-Weatherized, Non-Condensin | 1899 | 266 |  | 05/26/2023 | 87546 | 204100504 | 06/22/2023
Rheem Sales Company, Inc. | Fujitsu | FF125245TT80M | Federally-Regulated Consumer Product | Non-Weatherized, Non-Condensin | 1899 | 266 | 266 | 05/26/2023 | 87546 | 204007907 | 06/22/2023
Rheem Sales Company, Inc. | Fujitsu | FF100215LM97K | Federally-Regulated Consumer Product | Non-Weatherized, Condensing Ga | 1990 | 282 | 283 | 06/20/2023 | 39222 | 202070442 | 06/22/2023
Rheem Sales Company, Inc. | Fujitsu | FF100215CS80X | Federally-Regulated Consumer Product | Non-Weatherized, Non-Condensin | 1812 | 262 | 262 | 05/26/2023 | 99863 | 203327196 | 06/22/2023
Rheem Sales Company, Inc. | Fujitsu | FF125245LT80X | Federally-Regulated Consumer Product | Non-Weatherized, Non-Condensin | 2073 | 273 |  | 05/25/2023 | 87500 | 10515041 | 06/22/2023
Rheem Sales Company, Inc. | Fujitsu | FF100215LT80M | Federally-Regulated Consumer Product | Non-Weatherized, Non-Condensin | 1905 | 266 | 266 | 05/26/2023 | 70000 | 10515038 | 06/22/2023
Rheem Sales Company, Inc. | Fujitsu | FF115245LM98U | Federally-Regulated Consumer Product | Non-Weatherized, Condensing Ga | 1971 | 282 | 282 | 06/20/2023 | 44499 | 202070567 | 06/22/2023
Rheem Sales Company, Inc. | Fujitsu | FF70173LM98U | Federally-Regulated Consumer Product | Non-Weatherized, Condensing Ga | 1162 | 246 | 246 | 06/20/2023 | 28246 | 202070558 | 06/22/2023
Rheem Sales Company, Inc. | Fujitsu | FF150245TT80X | Federally-Regulated Consumer Product | Non-Weatherized, Non-Condensin | 2092 | 274 |  | 05/26/2023 | 104565 | 204100505 | 06/22/2023
Rheem Sales Company, Inc. | Fujitsu | FF100215LT80D | Federally-Regulated Consumer Product | Non-Weatherized, Non-Condensin | 2291 | 283 | 283 | 01/20/2021 | 70210 | 10515090 | 06/22/2023
Rheem Sales Company, Inc. | Fujitsu | FF115245TT96M | Federally-Regulated Consumer Product | Non-Weatherized, Condensing Ga | 1935 | 280 | 280 | 06/20/2023 | 78711 | 10515073 | 06/22/2023
Rheem Sales Company, Inc. | Fujitsu | FF100215TT80X | Federally-Regulated Consumer Product | Non-Weatherized, Non-Condensin | 1952 | 268 |  | 05/26/2023 | 70078 | 204100503 | 06/22/2023
Rheem Sales Company, Inc. | Fujitsu | FF100215TS80X | Federally-Regulated Consumer Product | Non-Weatherized, Non-Condensin | 1812 | 262 | 262 | 05/26/2023 | 99863 | 10515031 | 06/22/2023
Rheem Sales Company, Inc. | Sure | S802VA100521ZXB | Federally-Regulated Consumer Product | Non-Weatherized, Non-Condensin | 2291 | 283 | 283 | 05/26/2023 | 70210 | 8087225 | 06/22/2023
Rheem Sales Company, Inc. | Sure | S802VA075421ZXB | Federally-Regulated Consumer Product | Non-Weatherized, Non-Condensin | 2017 | 271 |  | 05/25/2023 | 52471 | 8087215 | 06/22/2023
Rheem Sales Company, Inc. | Sure | S802TA075317MXA | Federally-Regulated Consumer Product | Non-Weatherized, Non-Condensin | 1539 | 250 |  | 05/26/2023 | 52505 | 204099263 | 06/22/2023
Rheem Sales Company, Inc. | Sure | S802TA125524MSA | Federally-Regulated Consumer Product | Non-Weatherized, Non-Condensin | 1899 | 266 |  | 05/26/2023 | 87546 | 204007882 | 06/22/2023
Rheem Sales Company, Inc. | Sure | S95TC0851521MSA | Federally-Regulated Consumer Product | Non-Weatherized, Condensing Ga | 1929 | 280 | 280 | 05/26/2023 | 84515 | 8934619 | 06/22/2023
Rheem Sales Company, Inc. | Sure | S97VA115M524KSA | Federally-Regulated Consumer Product | Non-Weatherized, Condensing Ga | 1959 | 281 | 281 | 05/26/2023 | 44459 | 202356692 | 06/22/2023
Rheem Sales Company, Inc. | Sure | S802VA075421MSA | Federally-Regulated Consumer Product | Non-Weatherized, Non-Condensin | 1718 | 258 | 258 | 05/26/2023 | 52500 | 7979967 | 06/22/2023
Rheem Sales Company, Inc. | Sure | S802TA075317MSA | Federally-Regulated Consumer Product | Non-Weatherized, Non-Condensin | 1539 | 250 |  | 05/26/2023 | 52505 | 204007870 | 06/22/2023
Rheem Sales Company, Inc. | Sure | S96TA1152524MSA | Federally-Regulated Consumer Product | Non-Weatherized, Condensing Ga | 1935 | 280 |  | 05/25/2023 | 78711 | 9950861 | 06/22/2023
Rheem Sales Company, Inc. | Sure | S98VB115M524USA | Federally-Regulated Consumer Product | Non-Weatherized, Condensing Ga | 1971 | 282 | 282 | 05/26/2023 | 44499 | 202356697 | 06/22/2023
Rheem Sales Company, Inc. | Sure | S802VA075317ZSB | Federally-Regulated Consumer Product | Non-Weatherized, Non-Condensin | 1324 | 240 |  | 05/25/2023 | 52495 | 8087198 | 06/22/2023
Rheem Sales Company, Inc. | Sure | S802VA075421MXA | Federally-Regulated Consumer Product | Non-Weatherized, Non-Condensin | 1718 | 258 |  | 05/25/2023 | 52500 | 7979974 | 06/22/2023
Rheem Sales Company, Inc. | Sure | S97VA070M317KSA | Federally-Regulated Consumer Product | Non-Weatherized, Condensing Ga | 1282 | 251 | 251 | 05/26/2023 | 28494 | 202356691 | 06/22/2023
Rheem Sales Company, Inc. | Sure | S802VA050317MXA | Federally-Regulated Consumer Product | Non-Weatherized, Non-Condensin | 1318 | 240 |  | 05/25/2023 | 35484 | 7979944 | 06/22/2023
Rheem Sales Company, Inc. | Sure | S802VA125524ZXB | Federally-Regulated Consumer Product | Non-Weatherized, Non-Condensin | 2322 | 284 |  | 05/25/2023 | 87684 | 8087235 | 06/22/2023
Rheem Sales Company, Inc. | Sure | S802VA100521MXA | Federally-Regulated Consumer Product | Non-Weatherized, Non-Condensin | 1905 | 266 | 266 | 05/25/2023 | 70000 | 7979985 | 06/22/2023
Rheem Sales Company, Inc. | Sure | S802VA125524ZSB | Federally-Regulated Consumer Product | Non-Weatherized, Non-Condensin | 2322 | 284 |  | 05/25/2023 | 87684 | 8087230 | 06/22/2023
Rheem Sales Company, Inc. | Sure | S96VA0702317MSA | Federally-Regulated Consumer Product | Non-Weatherized, Condensing Ga | 1290 | 252 | 252 | 05/26/2023 | 48940 | 6488190 | 06/22/2023
Rheem Sales Company, Inc. | Sure | S802TA150524MSA | Federally-Regulated Consumer Product | Non-Weatherized, Non-Condensin | 2092 | 274 |  | 05/26/2023 | 104565 | 204007885 | 06/22/2023
Rheem Sales Company, Inc. | Sure | S96VA0852521MSB | Federally-Regulated Consumer Product | Non-Weatherized, Condensing Ga | 1947 | 281 | 281 | 05/26/2023 | 58053 | 7086389 | 06/22/2023
Rheem Sales Company, Inc. | Sure | S96VA0602317MSA | Federally-Regulated Consumer Product | Non-Weatherized, Condensing Ga | 1372 | 255 | 255 | 05/26/2023 | 37932 | 6488189 | 06/22/2023
Rheem Sales Company, Inc. | Sure | S95TC1151524MSA | Federally-Regulated Consumer Product | Non-Weatherized, Condensing Ga | 2041 | 285 | 285 | 05/26/2023 | 111488 | 8934627 | 06/22/2023
Rheem Sales Company, Inc. | Sure | S802VA100521MSA | Federally-Regulated Consumer Product | Non-Weatherized, Non-Condensin | 1905 | 266 | 266 | 05/26/2023 | 70000 | 7979979 | 06/22/2023
Rheem Sales Company, Inc. | Sure | S96TA0602317MSA | Federally-Regulated Consumer Product | Non-Weatherized, Condensing Ga | 1342 | 254 |  | 05/25/2023 | 39319 | 9950845 | 06/22/2023
Rheem Sales Company, Inc. | Sure | S95TC0701317MSA | Federally-Regulated Consumer Product | Non-Weatherized, Condensing Ga | 1362 | 255 | 255 | 05/26/2023 | 69960 | 8934615 | 06/22/2023
Rheem Sales Company, Inc. | Sure | S802TA125524MXA | Federally-Regulated Consumer Product | Non-Weatherized, Non-Condensin | 1899 | 266 |  | 05/26/2023 | 87546 | 204099278 | 06/22/2023
Rheem Sales Company, Inc. | Sure | S801CA100521MXA | Federally-Regulated Consumer Product | Non-Weatherized, Non-Condensin | 1812 | 262 |  | 05/26/2023 | 99863 | 203327155 | 06/22/2023
Rheem Sales Company, Inc. | Sure | S96TA0702317MSA | Federally-Regulated Consumer Product | Non-Weatherized, Condensing Ga | 1321 | 253 |  | 05/25/2023 | 49242 | 9950849 | 06/22/2023
Rheem Sales Company, Inc. | Sure | S801TA100521MSA | Federally-Regulated Consumer Product | Non-Weatherized, Non-Condensin | 1812 | 262 | 262 | 05/26/2023 | 99863 | 7490386 | 06/22/2023
Rheem Sales Company, Inc. | Sure | S97VA060M317KSA | Federally-Regulated Consumer Product | Non-Weatherized, Condensing Ga | 1327 | 253 | 253 | 05/26/2023 | 22218 | 202356690 | 06/22/2023
Rheem Sales Company, Inc. | Sure | S802TA100521MXA | Federally-Regulated Consumer Product | Non-Weatherized, Non-Condensin | 1952 | 268 |  | 05/26/2023 | 70078 | 204099274 | 06/22/2023
Rheem Sales Company, Inc. | Sure | S97VA100M521KSA | Federally-Regulated Consumer Product | Non-Weatherized, Condensing Ga | 1990 | 282 | 283 | 05/26/2023 | 39222 | 202356689 | 06/22/2023
Rheem Sales Company, Inc. | Sure | S95TC0401317MSA | Federally-Regulated Consumer Product | Non-Weatherized, Condensing Ga | 1107 | 244 | 244 | 05/26/2023 | 41877 | 8934607 | 06/22/2023
Rheem Sales Company, Inc. | Sure | S98VB060M317USA | Federally-Regulated Consumer Product | Non-Weatherized, Condensing Ga | 1110 | 244 | 244 | 05/26/2023 | 22600 | 202356693 | 06/22/2023
Rheem Sales Company, Inc. | Sure | S802VA075421ZSB | Federally-Regulated Consumer Product | Non-Weatherized, Non-Condensin | 2017 | 271 | 271 | 05/25/2023 | 52471 | 8087210 | 06/22/2023
Rheem Sales Company, Inc. | Sure | S802VA100521ZSB | Federally-Regulated Consumer Product | Non-Weatherized, Non-Condensin | 2291 | 283 |  | 05/25/2023 | 70210 | 8087220 | 06/22/2023
Rheem Sales Company, Inc. | Sure | S96TA0852521MSA | Federally-Regulated Consumer Product | Non-Weatherized, Condensing Ga | 2115 | 288 |  | 05/25/2023 | 58240 | 9950853 | 06/22/2023
Rheem Sales Company, Inc. | Sure | S97VA085M521KSA | Federally-Regulated Consumer Product | Non-Weatherized, Condensing Ga | 2138 | 289 | 289 | 05/26/2023 | 33549 | 202356688 | 06/22/2023
Rheem Sales Company, Inc. | Sure | S96VA0702521MSA | Federally-Regulated Consumer Product | Non-Weatherized, Condensing Ga | 1923 | 280 | 280 | 05/26/2023 | 49235 | 203261704 | 06/22/2023
Rheem Sales Company, Inc. | Sure | S802TA100521MSA | Federally-Regulated Consumer Product | Non-Weatherized, Non-Condensin | 1952 | 268 |  | 05/26/2023 | 70078 | 204007879 | 06/22/2023
Rheem Sales Company, Inc. | Sure | S95TC1001521MSA | Federally-Regulated Consumer Product | Non-Weatherized, Condensing Ga | 2066 | 286 | 286 | 05/26/2023 | 98023 | 8934623 | 06/22/2023
Rheem Sales Company, Inc. | Sure | S801CA100521MSA | Federally-Regulated Consumer Product | Non-Weatherized, Non-Condensin | 1812 | 262 |  | 05/26/2023 | 99863 | 203327152 | 06/22/2023
Rheem Sales Company, Inc. | Sure | S802TA150524MXA | Federally-Regulated Consumer Product | Non-Weatherized, Non-Condensin | 2092 | 274 |  | 05/26/2023 | 104565 | 204099281 | 06/22/2023
Rheem Sales Company, Inc. | Sure | S802VA075317ZXB | Federally-Regulated Consumer Product | Non-Weatherized, Non-Condensin | 1324 | 240 |  | 05/25/2023 | 52495 | 8087203 | 06/22/2023
Rheem Sales Company, Inc. | Sure | S98VB085M521USA | Federally-Regulated Consumer Product | Non-Weatherized, Condensing Ga | 2209 | 292 | 292 | 05/26/2023 | 33631 | 202356694 | 06/22/2023
Rheem Sales Company, Inc. | Sure | S95TC0701521MSA | Federally-Regulated Consumer Product | Non-Weatherized, Condensing Ga | 1983 | 279 | 282 | 05/26/2023 | 70360 | 203261701 | 06/22/2023
Rheem Sales Company, Inc. | Sure | S96VA0402317MSA | Federally-Regulated Consumer Product | Non-Weatherized, Condensing Ga | 1248 | 250 | 250 | 05/26/2023 | 29623 | 7502133 | 06/22/2023
Rheem Sales Company, Inc. | Sure | S801TA100521MXA | Federally-Regulated Consumer Product | Non-Weatherized, Non-Condensin | 1812 | 262 | 262 | 05/26/2023 | 99863 | 7490398 | 06/22/2023
Rheem Sales Company, Inc. | Sure | S96VA1002521MSA | Federally-Regulated Consumer Product | Non-Weatherized, Condensing Ga | 1858 | 277 | 277 | 05/26/2023 | 68679 | 6488192 | 06/22/2023
Rheem Sales Company, Inc. | Sure | S802VA125524MXA | Federally-Regulated Consumer Product | Non-Weatherized, Non-Condensin | 2073 | 273 |  | 05/25/2023 | 87500 | 7979996 | 06/22/2023
Rheem Sales Company, Inc. | Sure | S96TA1002521MSA | Federally-Regulated Consumer Product | Non-Weatherized, Condensing Ga | 1930 | 280 |  | 05/25/2023 | 69202 | 9950857 | 06/22/2023
Rheem Sales Company, Inc. | Sure | S95TC0601317MSA | Federally-Regulated Consumer Product | Non-Weatherized, Condensing Ga | 1156 | 246 | 246 | 05/26/2023 | 55624 | 8934611 | 06/22/2023
Rheem Sales Company, Inc. | Sure | S802VA050317MSA | Federally-Regulated Consumer Product | Non-Weatherized, Non-Condensin | 1318 | 240 | 240 | 05/26/2023 | 35484 | 7979939 | 06/22/2023
Rheem Sales Company, Inc. | Sure | S98VB100M521USA | Federally-Regulated Consumer Product | Non-Weatherized, Condensing Ga | 2084 | 287 | 287 | 05/26/2023 | 39023 | 202356696 | 06/22/2023
Rheem Sales Company, Inc. | Sure | S96TA0402317MSA | Federally-Regulated Consumer Product | Non-Weatherized, Condensing Ga | 1252 | 250 |  | 05/25/2023 | 29298 | 9950841 | 06/22/2023
Rheem Sales Company, Inc. | Sure | S802VA125524MSA | Federally-Regulated Consumer Product | Non-Weatherized, Non-Condensin | 2073 | 273 | 273 | 05/26/2023 | 87500 | 7979991 | 06/22/2023
Rheem Sales Company, Inc. | Sure | S98VB070M317USA | Federally-Regulated Consumer Product | Non-Weatherized, Condensing Ga | 1162 | 246 | 246 | 05/26/2023 | 28246 | 202356695 | 06/22/2023
Rheem Sales Company, Inc. | Rheem | R802VA075421ZXB | Federally-Regulated Consumer Product | Non-Weatherized, Non-Condensin | 2017 | 271 | 271 | 01/20/2021 | 52471 | 8087191 | 06/22/2023
Rheem Sales Company, Inc. | Rheem | R802TA150524MSA | Federally-Regulated Consumer Product | Non-Weatherized, Non-Condensin | 2092 | 274 |  | 05/26/2023 | 104565 | 204005888 | 06/22/2023
Rheem Sales Company, Inc. | Rheem | R802VA125524MXA | Federally-Regulated Consumer Product | Non-Weatherized, Non-Condensin | 2073 | 273 | 273 | 01/20/2021 | 87500 | 201709841 | 06/22/2023
Rheem Sales Company, Inc. | Rheem | R802VA075317ZXB | Federally-Regulated Consumer Product | Non-Weatherized, Non-Condensin | 1324 | 240 | 240 | 01/20/2021 | 52495 | 8087189 | 06/22/2023
Rheem Sales Company, Inc. | Rheem | R98VB115M524USA | Federally-Regulated Consumer Product | Non-Weatherized, Condensing Ga | 1971 | 282 | 282 | 05/26/2023 | 44499 | 10524985 | 06/22/2023
Rheem Sales Company, Inc. | Rheem | R802VA050317MXA | Federally-Regulated Consumer Product | Non-Weatherized, Non-Condensin | 1318 | 240 | 240 | 01/20/2021 | 35484 | 201709825 | 06/22/2023
Rheem Sales Company, Inc. | Rheem | R802TA125524MSA | Federally-Regulated Consumer Product | Non-Weatherized, Non-Condensin | 1899 | 266 |  | 05/26/2023 | 87546 | 204005887 | 06/22/2023
Rheem Sales Company, Inc. | Rheem | R97VA100M521KSA | Federally-Regulated Consumer Product | Non-Weatherized, Condensing Ga | 1990 | 282 | 283 | 05/26/2023 | 39222 | 9989446 | 06/22/2023
Rheem Sales Company, Inc. | Rheem | R96TA1152524MSA | Federally-Regulated Consumer Product | Non-Weatherized, Condensing Ga | 1935 | 280 | 280 | 05/25/2023 | 78711 | 201712927 | 06/22/2023
Rheem Sales Company, Inc. | Rheem | R98VB085M521USA | Federally-Regulated Consumer Product | Non-Weatherized, Condensing Ga | 2209 | 292 | 292 | 05/26/2023 | 33631 | 10524982 | 06/22/2023
Rheem Sales Company, Inc. | Rheem | R802VA075421MSA | Federally-Regulated Consumer Product | Non-Weatherized, Non-Condensin | 1718 | 258 | 258 | 05/26/2023 | 52500 | 201709831 | 06/22/2023
Rheem Sales Company, Inc. | Rheem | R802TA075317MXA | Federally-Regulated Consumer Product | Non-Weatherized, Non-Condensin | 1539 | 250 |  | 05/26/2023 | 52505 | 204099252 | 06/22/2023
Rheem Sales Company, Inc. | Rheem | R96TA0702317MSA | Federally-Regulated Consumer Product | Non-Weatherized, Condensing Ga | 1321 | 253 | 253 | 05/25/2023 | 49242 | 201712921 | 06/22/2023
Rheem Sales Company, Inc. | Rheem | R802VA100521ZXB | Federally-Regulated Consumer Product | Non-Weatherized, Non-Condensin | 2291 | 283 | 283 | 01/20/2021 | 70210 | 8087193 | 06/22/2023
Rheem Sales Company, Inc. | Rheem | R801CA100521MSA | Federally-Regulated Consumer Product | Non-Weatherized, Non-Condensin | 1812 | 262 | 262 | 05/26/2023 | 99863 | 203325262 | 06/22/2023
Rheem Sales Company, Inc. | Rheem | R97VA085M521KSA | Federally-Regulated Consumer Product | Non-Weatherized, Condensing Ga | 2138 | 289 | 289 | 05/26/2023 | 33549 | 9989445 | 06/22/2023
Rheem Sales Company, Inc. | Rheem | R802VA125524ZSB | Federally-Regulated Consumer Product | Non-Weatherized, Non-Condensin | 2322 | 284 | 284 | 01/20/2021 | 87684 | 8087194 | 06/22/2023
Rheem Sales Company, Inc. | Rheem | R802TA100521MXA | Federally-Regulated Consumer Product | Non-Weatherized, Non-Condensin | 1952 | 268 |  | 05/26/2023 | 70078 | 204099255 | 06/22/2023
Rheem Sales Company, Inc. | Rheem | R98VB070M317USA | Federally-Regulated Consumer Product | Non-Weatherized, Condensing Ga | 1162 | 246 | 246 | 05/26/2023 | 28246 | 10524983 | 06/22/2023
Rheem Sales Company, Inc. | Rheem | R98VB060M317USA | Federally-Regulated Consumer Product | Non-Weatherized, Condensing Ga | 1110 | 244 | 244 | 05/26/2023 | 22600 | 10524981 | 06/22/2023
Rheem Sales Company, Inc. | Rheem | R801CA100521MXA | Federally-Regulated Consumer Product | Non-Weatherized, Non-Condensin | 1812 | 262 | 262 | 05/26/2023 | 99863 | 203325263 | 06/22/2023
Rheem Sales Company, Inc. | Rheem | R97VA115M524KSA | Federally-Regulated Consumer Product | Non-Weatherized, Condensing Ga | 1959 | 281 | 281 | 05/26/2023 | 44459 | 9990394 | 06/22/2023
Rheem Sales Company, Inc. | Rheem | R802TA075317MSA | Federally-Regulated Consumer Product | Non-Weatherized, Non-Condensin | 1539 | 250 |  | 05/26/2023 | 52505 | 204005883 | 06/22/2023
Rheem Sales Company, Inc. | Rheem | R802VA125524MSA | Federally-Regulated Consumer Product | Non-Weatherized, Non-Condensin | 2073 | 273 | 273 | 05/26/2023 | 87500 | 201709839 | 06/22/2023
Rheem Sales Company, Inc. | Rheem | R802VA100521MXA | Federally-Regulated Consumer Product | Non-Weatherized, Non-Condensin | 1905 | 266 | 266 | 01/20/2021 | 70000 | 201709837 | 06/22/2023
Rheem Sales Company, Inc. | Rheem | R95TC1001521MSA | Federally-Regulated Consumer Product | Non-Weatherized, Condensing Ga | 2066 | 286 | 286 | 05/26/2023 | 98023 | 201711684 | 06/22/2023
Rheem Sales Company, Inc. | Rheem | R802TA125524MXA | Federally-Regulated Consumer Product | Non-Weatherized, Non-Condensin | 1899 | 266 |  | 05/26/2023 | 87546 | 204099256 | 06/22/2023
Rheem Sales Company, Inc. | Rheem | R95TC0601317MSA | Federally-Regulated Consumer Product | Non-Weatherized, Condensing Ga | 1156 | 246 | 246 | 05/26/2023 | 55624 | 201711678 | 06/22/2023
Rheem Sales Company, Inc. | Rheem | R95TC0701521MSA | Federally-Regulated Consumer Product | Non-Weatherized, Condensing Ga | 1983 | 279 | 282 | 05/25/2023 | 70360 | 203261130 | 06/22/2023
Rheem Sales Company, Inc. | Rheem | R802TA150524MXA | Federally-Regulated Consumer Product | Non-Weatherized, Non-Condensin | 2092 | 274 |  | 05/26/2023 | 104565 | 204099257 | 06/22/2023
Rheem Sales Company, Inc. | Rheem | R96TA0402317MSA | Federally-Regulated Consumer Product | Non-Weatherized, Condensing Ga | 1252 | 250 | 250 | 01/20/2021 | 29298 | 201712917 | 06/22/2023
Rheem Sales Company, Inc. | Rheem | R96VA0852521MSB | Federally-Regulated Consumer Product | Non-Weatherized, Condensing Ga | 1947 | 281 | 281 | 05/26/2023 | 58053 | 7086386 | 06/22/2023
Rheem Sales Company, Inc. | Rheem | R802VA125524ZXB | Federally-Regulated Consumer Product | Non-Weatherized, Non-Condensin | 2322 | 284 | 284 | 05/25/2023 | 87684 | 8087195 | 06/22/2023
Rheem Sales Company, Inc. | Rheem | R96TA1002521MSA | Federally-Regulated Consumer Product | Non-Weatherized, Condensing Ga | 1930 | 280 | 280 | 05/25/2023 | 69202 | 201712925 | 06/22/2023
Rheem Sales Company, Inc. | Rheem | R96TA0852521MSA | Federally-Regulated Consumer Product | Non-Weatherized, Condensing Ga | 2115 | 288 | 288 | 01/20/2021 | 58240 | 201712923 | 06/22/2023
Rheem Sales Company, Inc. | Rheem | R95TC1151524MSA | Federally-Regulated Consumer Product | Non-Weatherized, Condensing Ga | 2041 | 285 | 285 | 05/26/2023 | 111488 | 201711686 | 06/22/2023
Rheem Sales Company, Inc. | Rheem | R802VA100521MSA | Federally-Regulated Consumer Product | Non-Weatherized, Non-Condensin | 1905 | 266 | 266 | 05/26/2023 | 70000 | 201709835 | 06/22/2023
Rheem Sales Company, Inc. | Rheem | R96VA0702521MSA | Federally-Regulated Consumer Product | Non-Weatherized, Condensing Ga | 1923 | 280 | 280 | 05/26/2023 | 49235 | 203261131 | 06/22/2023
Rheem Sales Company, Inc. | Rheem | R96TA0602317MSA | Federally-Regulated Consumer Product | Non-Weatherized, Condensing Ga | 1342 | 254 | 254 | 01/20/2021 | 39319 | 201712919 | 06/22/2023
Rheem Sales Company, Inc. | Rheem | R801TA100521MSA | Federally-Regulated Consumer Product | Non-Weatherized, Non-Condensin | 1812 | 262 | 262 | 05/26/2023 | 99863 | 201707687 | 06/22/2023
Rheem Sales Company, Inc. | Rheem | R801TA100521MXA | Federally-Regulated Consumer Product | Non-Weatherized, Non-Condensin | 1812 | 262 | 262 | 05/26/2023 | 99863 | 201707689 | 06/22/2023
Rheem Sales Company, Inc. | Rheem | R96TA0702521MSA | Federally-Regulated Consumer Product | Non-Weatherized, Condensing Ga | 1854 | 277 | 277 | 01/20/2021 | 49250 | 203261132 | 06/22/2023
Rheem Sales Company, Inc. | Rheem | R96VA0602317MSA | Federally-Regulated Consumer Product | Non-Weatherized, Condensing Ga | 1372 | 255 | 255 | 05/26/2023 | 37932 | 6483386 | 06/22/2023
Rheem Sales Company, Inc. | Rheem | R96VA1002521MSA | Federally-Regulated Consumer Product | Non-Weatherized, Condensing Ga | 1858 | 277 | 277 | 05/26/2023 | 68679 | 6483389 | 06/22/2023
Rheem Sales Company, Inc. | Rheem | R97VA070M317KSA | Federally-Regulated Consumer Product | Non-Weatherized, Condensing Ga | 1282 | 251 | 251 | 05/26/2023 | 28494 | 9990328 | 06/22/2023
Rheem Sales Company, Inc. | Rheem | R95TC0851521MSA | Federally-Regulated Consumer Product | Non-Weatherized, Condensing Ga | 1929 | 280 | 280 | 05/26/2023 | 84515 | 201711682 | 06/22/2023
Rheem Sales Company, Inc. | Rheem | R802VA075421MXA | Federally-Regulated Consumer Product | Non-Weatherized, Non-Condensin | 1718 | 258 | 258 | 01/20/2021 | 52500 | 201709833 | 06/22/2023
Rheem Sales Company, Inc. | Rheem | R96VA0702317MSA | Federally-Regulated Consumer Product | Non-Weatherized, Condensing Ga | 1290 | 252 | 252 | 05/26/2023 | 48940 | 6483387 | 06/22/2023
Rheem Sales Company, Inc. | Rheem | R97VA060M317KSA | Federally-Regulated Consumer Product | Non-Weatherized, Condensing Ga | 1327 | 253 | 253 | 05/26/2023 | 22218 | 9990327 | 06/22/2023
Rheem Sales Company, Inc. | Rheem | R802VA100521ZSB | Federally-Regulated Consumer Product | Non-Weatherized, Non-Condensin | 2291 | 283 |  | 05/25/2023 | 70210 | 8087192 | 06/22/2023
Rheem Sales Company, Inc. | Rheem | R802VA075317ZSB | Federally-Regulated Consumer Product | Non-Weatherized, Non-Condensin | 1324 | 240 | 240 | 01/20/2021 | 52495 | 8087188 | 06/22/2023
Rheem Sales Company, Inc. | Rheem | R802VA075421ZSB | Federally-Regulated Consumer Product | Non-Weatherized, Non-Condensin | 2017 | 271 | 271 | 01/20/2021 | 52471 | 8087190 | 06/22/2023
Nordyne, LLC | OXBOX | J962V080CDVSAB | Federally-Regulated Consumer Product | Non-Weatherized, Condensing Ga | 1785 | 274 | 274 | 05/25/2023 | 52907 | 207465536 | 06/27/2023
Nordyne, LLC | OXBOX | J962V115DDVSAB | Federally-Regulated Consumer Product | Non-Weatherized, Condensing Ga | 1798 | 274 | 274 | 05/25/2023 | 74070 | 207465537 | 06/27/2023
Nordyne, LLC | OXBOX | J952V100CUVSAB | Federally-Regulated Consumer Product | Non-Weatherized, Condensing Ga | 1826 | 275 |  | 06/22/2023 | 64473 | 207465534 | 06/27/2023
Nordyne, LLC | OXBOX | J962V060BDVSAB | Federally-Regulated Consumer Product | Non-Weatherized, Condensing Ga | 1405 | 257 | 257 | 05/25/2023 | 38964 | 207465535 | 06/27/2023
Nordyne, LLC | OXBOX | J952X120DU5SAB | Federally-Regulated Consumer Product | Non-Weatherized, Condensing Ga | 2160 | 290 |  | 06/22/2023 | 77603 | 207769497 | 06/27/2023
Nordyne, LLC | OXBOX | J952V060BUVSAB | Federally-Regulated Consumer Product | Non-Weatherized, Condensing Ga | 1339 | 254 |  | 06/22/2023 | 38422 | 207465532 | 06/27/2023
Nordyne, LLC | OXBOX | J952V080CUVSAB | Federally-Regulated Consumer Product | Non-Weatherized, Condensing Ga | 1873 | 277 |  | 06/22/2023 | 50261 | 207465533 | 06/27/2023
Nordyne, LLC | OXBOX | J962V100CDVSAB | Federally-Regulated Consumer Product | Non-Weatherized, Condensing Ga | 2208 | 292 | 292 | 05/25/2023 | 64085 | 207465542 | 06/27/2023
Lennox Industries Inc. | Concord | 96G2DF090CE16-* | Federally-Regulated Consumer Product | Non-Weatherized, Condensing Ga | 1608 | 266 |  | 05/25/2023 | 57408 | 209191308 | 06/27/2023
Lennox Industries Inc. | Concord | 96G2UH045BE12-* | Federally-Regulated Consumer Product | Non-Weatherized, Condensing Ga | 1332 | 254 |  | 05/25/2023 | 28924 | 209191316 | 06/27/2023
Lennox Industries Inc. | Concord | 96G2DF070BE16-* | Federally-Regulated Consumer Product | Non-Weatherized, Condensing Ga | 1638 | 267 |  | 05/25/2023 | 43233 | 209191306 | 06/27/2023
Lennox Industries Inc. | Concord | 96G2UH070BE12-* | Federally-Regulated Consumer Product | Non-Weatherized, Condensing Ga | 1293 | 252 |  | 05/25/2023 | 42936 | 209191319 | 06/27/2023
Lennox Industries Inc. | Concord | 96G2DF110CE20-* | Federally-Regulated Consumer Product | Non-Weatherized, Condensing Ga | 2109 | 288 |  | 05/25/2023 | 71791 | 209191310 | 06/27/2023
Lennox Industries Inc. | Concord | 96G2DF045BE12-* | Federally-Regulated Consumer Product | Non-Weatherized, Condensing Ga | 1241 | 250 |  | 05/25/2023 | 29295 | 209191304 | 06/27/2023
Lennox Industries Inc. | Concord | 96G2UH090CE16-* | Federally-Regulated Consumer Product | Non-Weatherized, Condensing Ga | 1593 | 265 |  | 05/25/2023 | 57310 | 209191321 | 06/27/2023
Lennox Industries Inc. | Concord | 96G2UH110CE20-* | Federally-Regulated Consumer Product | Non-Weatherized, Condensing Ga | 1970 | 282 |  | 05/25/2023 | 72043 | 209191323 | 06/27/2023
Rheem Sales Company, Inc. | DURASTAR | DR96UAT0702521SA | Federally-Regulated Consumer Product | Non-Weatherized, Condensing Ga | 1854 | 277 |  | 06/22/2023 | 49250 | 206720672 | 06/27/2023
Rheem Sales Company, Inc. | DURASTAR | DR96UAT0852521SA | Federally-Regulated Consumer Product | Non-Weatherized, Condensing Ga | 2115 | 288 |  | 06/22/2023 | 58240 | 206720673 | 06/27/2023
Rheem Sales Company, Inc. | DURASTAR | DR96UAT1002521SA | Federally-Regulated Consumer Product | Non-Weatherized, Condensing Ga | 1930 | 280 |  | 06/22/2023 | 69202 | 206720674 | 06/27/2023
Rheem Sales Company, Inc. | DURASTAR | DR96UAT1152524SA | Federally-Regulated Consumer Product | Non-Weatherized, Condensing Ga | 1935 | 280 |  | 06/22/2023 | 78711 | 207430288 | 06/27/2023
Nordyne, LLC | OXBOX | J962V080CDVSAB | Federally-Regulated Consumer Product | Non-Weatherized, Condensing Ga | 1785 | 274 |  | 06/27/2023 | 52907 | 207465536 | 06/27/2023
Nordyne, LLC | OXBOX | J962V115DDVSAB | Federally-Regulated Consumer Product | Non-Weatherized, Condensing Ga | 1798 | 274 | 274 | 05/25/2023 | 74070 | 207465537 | 06/27/2023
Nordyne, LLC | OXBOX | J952V100CUVSAB | Federally-Regulated Consumer Product | Non-Weatherized, Condensing Ga | 1826 | 275 |  | 06/22/2023 | 64473 | 207465534 | 06/27/2023
Nordyne, LLC | OXBOX | J962V060BDVSAB | Federally-Regulated Consumer Product | Non-Weatherized, Condensing Ga | 1405 | 257 | 257 | 05/25/2023 | 38964 | 207465535 | 06/27/2023
Nordyne, LLC | OXBOX | J952X120DU5SAB | Federally-Regulated Consumer Product | Non-Weatherized, Condensing Ga | 2160 | 290 |  | 06/22/2023 | 77603 | 207769497 | 06/27/2023
Nordyne, LLC | OXBOX | J952V060BUVSAB | Federally-Regulated Consumer Product | Non-Weatherized, Condensing Ga | 1339 | 254 |  | 06/22/2023 | 38422 | 207465532 | 06/27/2023
Nordyne, LLC | OXBOX | J952V080CUVSAB | Federally-Regulated Consumer Product | Non-Weatherized, Condensing Ga | 1873 | 277 |  | 06/27/2023 | 50261 | 207465533 | 06/27/2023
Nordyne, LLC | OXBOX | J962V100CDVSAB | Federally-Regulated Consumer Product | Non-Weatherized, Condensing Ga | 2208 | 292 | 292 | 05/25/2023 | 64085 | 207465542 | 06/27/2023
Lennox Industries Inc. | Concord | 96G2DF090CE16-* | Federally-Regulated Consumer Product | Non-Weatherized, Condensing Ga | 1608 | 266 |  | 06/27/2023 | 57408 | 209191308 | 06/27/2023
Lennox Industries Inc. | Concord | 96G2UH045BE12-* | Federally-Regulated Consumer Product | Non-Weatherized, Condensing Ga | 1332 | 254 |  | 06/27/2023 | 28924 | 209191316 | 06/27/2023
Lennox Industries Inc. | Concord | 96G2DF070BE16-* | Federally-Regulated Consumer Product | Non-Weatherized, Condensing Ga | 1638 | 267 |  | 06/27/2023 | 43233 | 209191306 | 06/27/2023
Lennox Industries Inc. | Concord | 96G2UH070BE12-* | Federally-Regulated Consumer Product | Non-Weatherized, Condensing Ga | 1293 | 252 |  | 06/27/2023 | 42936 | 209191319 | 06/27/2023
Lennox Industries Inc. | Concord | 96G2DF110CE20-* | Federally-Regulated Consumer Product | Non-Weatherized, Condensing Ga | 2109 | 288 |  | 06/27/2023 | 71791 | 209191310 | 06/27/2023
Lennox Industries Inc. | Concord | 96G2DF045BE12-* | Federally-Regulated Consumer Product | Non-Weatherized, Condensing Ga | 1241 | 250 |  | 06/27/2023 | 29295 | 209191304 | 06/27/2023
Lennox Industries Inc. | Concord | 96G2UH090CE16-* | Federally-Regulated Consumer Product | Non-Weatherized, Condensing Ga | 1593 | 265 |  | 06/27/2023 | 57310 | 209191321 | 06/27/2023
Lennox Industries Inc. | Concord | 96G2UH110CE20-* | Federally-Regulated Consumer Product | Non-Weatherized, Condensing Ga | 1970 | 282 |  | 06/27/2023 | 72043 | 209191323 | 06/27/2023
Nordyne, LLC | Airtemp | VG7TE-080D-E35CP | Federally-Regulated Consumer Product | Non-Weatherized, Condensing Ga | 1764 | 273 |  | 05/25/2023 | 52933 | 207465493 | 06/27/2023
Nordyne, LLC | Airtemp | VG7TE-060D-V24BP | Federally-Regulated Consumer Product | Non-Weatherized, Condensing Ga | 1334 | 254 |  | 05/25/2023 | 38697 | 207465504 | 06/27/2023
Nordyne, LLC | Airtemp | VG7TC-060D-E24BP | Federally-Regulated Consumer Product | Non-Weatherized, Condensing Ga | 1222 | 249 |  | 06/22/2023 | 39014 | 207465488 | 06/27/2023
Nordyne, LLC | Airtemp | VG7TE-080D-V35CP | Federally-Regulated Consumer Product | Non-Weatherized, Condensing Ga | 1798 | 274 |  | 05/25/2023 | 74070 | 207465494 | 06/27/2023
Nordyne, LLC | Airtemp | VG8SD-070U-T24B* | Federally-Regulated Consumer Product | Non-Weatherized, Condensing Ga | 1626 | 267 |  | 05/25/2023 | 68900 | 207167665 | 06/27/2023
Nordyne, LLC | Airtemp | VG7TE-100D-E35CP | Federally-Regulated Consumer Product | Non-Weatherized, Condensing Ga | 1783 | 273 |  | 05/25/2023 | 64758 | 207465495 | 06/27/2023
Nordyne, LLC | Airtemp | VG7TC-080D-E35CP | Federally-Regulated Consumer Product | Non-Weatherized, Condensing Ga | 1686 | 269 |  | 06/22/2023 | 51925 | 207465489 | 06/27/2023
Nordyne, LLC | Airtemp | VG7TE-035D-E23AP | Federally-Regulated Consumer Product | Non-Weatherized, Condensing Ga | 1240 | 250 |  | 05/25/2023 | 22621 | 207465508 | 06/27/2023
Nordyne, LLC | Airtemp | VG7TC-120D-E45DP | Federally-Regulated Consumer Product | Non-Weatherized, Condensing Ga | 2160 | 290 |  | 06/22/2023 | 77603 | 207465491 | 06/27/2023
Nordyne, LLC | Airtemp | VG7TN-115D-E45DP | Federally-Regulated Consumer Product | Non-Weatherized, Condensing Ga | 2198 | 292 |  | 05/25/2023 | 75317 | 207465499 | 06/27/2023
Nordyne, LLC | Airtemp | VG7SC-072D-T24BP | Federally-Regulated Consumer Product | Non-Weatherized, Condensing Ga | 1603 | 266 |  | 05/25/2023 | 71640 | 207769480 | 06/27/2023
Nordyne, LLC | Airtemp | VG7TC-100D-E35CP | Federally-Regulated Consumer Product | Non-Weatherized, Condensing Ga | 1763 | 273 |  | 06/22/2023 | 64473 | 207465490 | 06/27/2023
Nordyne, LLC | Airtemp | VG7SD-072D-T35CP | Federally-Regulated Consumer Product | Non-Weatherized, Condensing Ga | 1826 | 275 |  | 05/25/2023 | 72142 | 207769486 | 06/27/2023
Nordyne, LLC | Airtemp | VG7TN-080D-E35CP | Federally-Regulated Consumer Product | Non-Weatherized, Condensing Ga | 1718 | 271 |  | 05/25/2023 | 52461 | 207465497 | 06/27/2023
Nordyne, LLC | Airtemp | VG7TE-060D-E24BP | Federally-Regulated Consumer Product | Non-Weatherized, Condensing Ga | 1315 | 252 |  | 05/25/2023 | 38212 | 207465492 | 06/27/2023
Nordyne, LLC | Airtemp | VG7TN-060D-E24BP | Federally-Regulated Consumer Product | Non-Weatherized, Condensing Ga | 1304 | 252 |  | 05/25/2023 | 39517 | 207465496 | 06/27/2023
Nordyne, LLC | Airtemp | VG7TE-080D-E35CP | Federally-Regulated Consumer Product | Non-Weatherized, Condensing Ga | 1764 | 273 |  | 06/27/2023 | 52933 | 207465493 | 06/27/2023
Nordyne, LLC | Airtemp | VG7TE-060D-V24BP | Federally-Regulated Consumer Product | Non-Weatherized, Condensing Ga | 1334 | 254 |  | 06/27/2023 | 38697 | 207465504 | 06/27/2023
Nordyne, LLC | Airtemp | VG7TC-060D-E24BP | Federally-Regulated Consumer Product | Non-Weatherized, Condensing Ga | 1222 | 249 |  | 06/27/2023 | 39014 | 207465488 | 06/27/2023
Nordyne, LLC | Airtemp | VG7TE-080D-V35CP | Federally-Regulated Consumer Product | Non-Weatherized, Condensing Ga | 1798 | 274 |  | 06/27/2023 | 74070 | 207465494 | 06/27/2023
Nordyne, LLC | Airtemp | VG8SD-070U-T24B* | Federally-Regulated Consumer Product | Non-Weatherized, Condensing Ga | 1626 | 267 |  | 06/27/2023 | 68900 | 207167665 | 06/27/2023
Nordyne, LLC | Airtemp | VG7TE-100D-E35CP | Federally-Regulated Consumer Product | Non-Weatherized, Condensing Ga | 1783 | 273 |  | 06/27/2023 | 64758 | 207465495 | 06/27/2023
Nordyne, LLC | Airtemp | VG7TC-080D-E35CP | Federally-Regulated Consumer Product | Non-Weatherized, Condensing Ga | 1686 | 269 |  | 06/27/2023 | 51925 | 207465489 | 06/27/2023
Nordyne, LLC | Airtemp | VG7TE-035D-E23AP | Federally-Regulated Consumer Product | Non-Weatherized, Condensing Ga | 1240 | 250 |  | 06/27/2023 | 22621 | 207465508 | 06/27/2023
Nordyne, LLC | Airtemp | VG7TC-120D-E45DP | Federally-Regulated Consumer Product | Non-Weatherized, Condensing Ga | 2160 | 290 |  | 06/27/2023 | 77603 | 207465491 | 06/27/2023
Nordyne, LLC | Airtemp | VG7TN-115D-E45DP | Federally-Regulated Consumer Product | Non-Weatherized, Condensing Ga | 2198 | 292 |  | 06/27/2023 | 75317 | 207465499 | 06/27/2023
Nordyne, LLC | Airtemp | VG7SC-072D-T24BP | Federally-Regulated Consumer Product | Non-Weatherized, Condensing Ga | 1603 | 266 |  | 06/27/2023 | 71640 | 207769480 | 06/27/2023
Nordyne, LLC | Airtemp | VG7TC-100D-E35CP | Federally-Regulated Consumer Product | Non-Weatherized, Condensing Ga | 1763 | 273 |  | 06/27/2023 | 64473 | 207465490 | 06/27/2023
Nordyne, LLC | Airtemp | VG7SD-072D-T35CP | Federally-Regulated Consumer Product | Non-Weatherized, Condensing Ga | 1826 | 275 |  | 06/27/2023 | 72142 | 207769486 | 06/27/2023
Nordyne, LLC | Airtemp | VG7TN-080D-E35CP | Federally-Regulated Consumer Product | Non-Weatherized, Condensing Ga | 1718 | 271 |  | 06/27/2023 | 52461 | 207465497 | 06/27/2023
Nordyne, LLC | Airtemp | VG7TE-060D-E24BP | Federally-Regulated Consumer Product | Non-Weatherized, Condensing Ga | 1315 | 252 |  | 06/27/2023 | 38212 | 207465492 | 06/27/2023
Nordyne, LLC | Airtemp | VG7TN-060D-E24BP | Federally-Regulated Consumer Product | Non-Weatherized, Condensing Ga | 1304 | 252 |  | 06/27/2023 | 39517 | 207465496 | 06/27/2023
Lennox Industries Inc. | ARMSTRONG AIR | A96DF1E090C16-** | Federally-Regulated Consumer Product | Non-Weatherized, Condensing Ga | 1542 | 263 |  | 06/22/2023 | 88229 | 209191287 | 06/27/2023
Lennox Industries Inc. | ARMSTRONG AIR | A93UH1E045B12A* | Federally-Regulated Consumer Product | Non-Weatherized, Condensing Ga | 1276 | 251 |  | 05/25/2023 | 44281 | 206800735 | 06/27/2023
Lennox Industries Inc. | ARMSTRONG AIR | A96UH1E030B12-** | Federally-Regulated Consumer Product | Non-Weatherized, Condensing Ga | 1312 | 252 |  | 05/25/2023 | 29941 | 209191292 | 06/27/2023
Lennox Industries Inc. | ARMSTRONG AIR | A96UH1E045B12-** | Federally-Regulated Consumer Product | Non-Weatherized, Condensing Ga | 1284 | 251 |  | 06/22/2023 | 44162 | 209191293 | 06/27/2023
Lennox Industries Inc. | ARMSTRONG AIR | A96UH1E110C20-** | Federally-Regulated Consumer Product | Non-Weatherized, Condensing Ga | 2018 | 284 |  | 06/22/2023 | 110619 | 209191299 | 06/27/2023
Lennox Industries Inc. | ARMSTRONG AIR | A96UH1E090C16-** | Federally-Regulated Consumer Product | Non-Weatherized, Condensing Ga | 1566 | 264 |  | 06/22/2023 | 87748 | 209191297 | 06/27/2023
Lennox Industries Inc. | Airease | A96DF1E090C16-** | Federally-Regulated Consumer Product | Non-Weatherized, Condensing Ga | 1542 | 263 |  | 06/22/2023 | 88229 | 209191286 | 06/27/2023
Lennox Industries Inc. | Airease | A96UH1E110C20-** | Federally-Regulated Consumer Product | Non-Weatherized, Condensing Ga | 2018 | 284 |  | 06/22/2023 | 110619 | 209191300 | 06/27/2023
Lennox Industries Inc. | Airease | A93UH1E045B12A* | Federally-Regulated Consumer Product | Non-Weatherized, Condensing Ga | 1276 | 251 |  | 03/31/2021 | 44281 | 206800736 | 06/27/2023
Lennox Industries Inc. | Airease | A96UH1E045B12-** | Federally-Regulated Consumer Product | Non-Weatherized, Condensing Ga | 1284 | 251 |  | 06/22/2023 | 44162 | 209191294 | 06/27/2023
Lennox Industries Inc. | Airease | A96UH1E030B12-** | Federally-Regulated Consumer Product | Non-Weatherized, Condensing Ga | 1312 | 252 |  | 07/21/2022 | 29941 | 209191291 | 06/27/2023
Lennox Industries Inc. | Airease | A96UH1E090C16-** | Federally-Regulated Consumer Product | Non-Weatherized, Condensing Ga | 1566 | 264 |  | 06/22/2023 | 87748 | 209191298 | 06/27/2023
Allied Air | GE | NF97U090M4C-* | Federally-Regulated Consumer Product | Non-Weatherized, Condensing Ga | 1892 | 278 |  | 06/22/2023 | 35773 | 208733599 | 06/27/2023
Allied Air | GE | NF96U045V3B-* | Federally-Regulated Consumer Product | Non-Weatherized, Condensing Ga | 1310 | 253 |  | 06/22/2023 | 28806 | 208733610 | 06/27/2023
Allied Air | GE | NF96U090V5C-* | Federally-Regulated Consumer Product | Non-Weatherized, Condensing Ga | 2215 | 292 |  | 06/22/2023 | 56766 | 208733614 | 06/27/2023
Allied Air | GE | NF97D070M3B-* | Federally-Regulated Consumer Product | Non-Weatherized, Condensing Ga | 1551 | 263 |  | 06/22/2023 | 26216 | 208733605 | 06/27/2023
Allied Air | GE | NF95X100S5C-* | Federally-Regulated Consumer Product | Non-Weatherized, Condensing Ga | 1967 | 282 |  | 05/25/2023 | 100411 | 208733628 | 06/27/2023
Allied Air | GE | NF95X060S3B-* | Federally-Regulated Consumer Product | Non-Weatherized, Condensing Ga | 1313 | 253 |  | 05/25/2023 | 60222 | 208733625 | 06/27/2023
Allied Air | GE | NF97U070M3B-* | Federally-Regulated Consumer Product | Non-Weatherized, Condensing Ga | 1528 | 262 |  | 06/22/2023 | 26717 | 208733595 | 06/27/2023
Allied Air | GE | NF95X080S4C-* | Federally-Regulated Consumer Product | Non-Weatherized, Condensing Ga | 1573 | 264 |  | 05/25/2023 | 80908 | 208733626 | 06/27/2023
Allied Air | GE | NF96D070V4B-* | Federally-Regulated Consumer Product | Non-Weatherized, Condensing Ga | 1882 | 278 |  | 06/22/2023 | 43013 | 208733619 | 06/27/2023
Allied Air | GE | NF95X040S3B-* | Federally-Regulated Consumer Product | Non-Weatherized, Condensing Ga | 1288 | 252 |  | 05/25/2023 | 40446 | 208733623 | 06/27/2023
Allied Air | GE | NF96D045S3B-* | Federally-Regulated Consumer Product | Non-Weatherized, Condensing Ga | 1250 | 250 |  | 06/22/2023 | 44206 | 208733653 | 06/27/2023
Allied Air | GE | NF96D090S4C-* | Federally-Regulated Consumer Product | Non-Weatherized, Condensing Ga | 1542 | 263 |  | 06/22/2023 | 88229 | 208733656 | 06/27/2023
Allied Air | GE | NF96U110V5C-* | Federally-Regulated Consumer Product | Non-Weatherized, Condensing Ga | 2083 | 287 |  | 06/22/2023 | 71341 | 208733615 | 06/27/2023
Allied Air | GE | NF96D070S4B-* | Federally-Regulated Consumer Product | Non-Weatherized, Condensing Ga | 1473 | 260 |  | 06/22/2023 | 66322 | 208733654 | 06/27/2023
Allied Air | GE | NF96U135V5D-* | Federally-Regulated Consumer Product | Non-Weatherized, Condensing Ga | 2135 | 289 |  | 06/22/2023 | 86786 | 208733617 | 06/27/2023
Allied Air | GE | NF97D110M5C-* | Federally-Regulated Consumer Product | Non-Weatherized, Condensing Ga | 2138 | 289 |  | 06/22/2023 | 44067 | 208733608 | 06/27/2023
Allied Air | GE | NF96D090V5C-* | Federally-Regulated Consumer Product | Non-Weatherized, Condensing Ga | 2123 | 288 |  | 06/22/2023 | 56779 | 208733620 | 06/27/2023
Allied Air | GE | NF96U070V3B-* | Federally-Regulated Consumer Product | Non-Weatherized, Condensing Ga | 1413 | 257 |  | 06/22/2023 | 43058 | 208733611 | 06/27/2023
Allied Air | GE | NF97U110M5C-* | Federally-Regulated Consumer Product | Non-Weatherized, Condensing Ga | 2042 | 285 |  | 06/22/2023 | 43915 | 208733602 | 06/27/2023
Allied Air | GE | NF97D090M4C-* | Federally-Regulated Consumer Product | Non-Weatherized, Condensing Ga | 1805 | 274 |  | 06/22/2023 | 35203 | 208733606 | 06/27/2023
Allied Air | GE | NF96U090V3C-* | Federally-Regulated Consumer Product | Non-Weatherized, Condensing Ga | 1395 | 256 |  | 06/22/2023 | 57347 | 208733613 | 06/27/2023
Allied Air | GE | NF96D110V5C-* | Federally-Regulated Consumer Product | Non-Weatherized, Condensing Ga | 2134 | 289 |  | 06/22/2023 | 71922 | 208733622 | 06/27/2023
Allied Air | GE | NF97U090M3C-* | Federally-Regulated Consumer Product | Non-Weatherized, Condensing Ga | 1469 | 260 |  | 06/22/2023 | 35645 | 208733597 | 06/27/2023
Allied Air | GE | NF97U090M5C-* | Federally-Regulated Consumer Product | Non-Weatherized, Condensing Ga | 2103 | 288 |  | 06/22/2023 | 35270 | 208733600 | 06/27/2023
Lennox Industries Inc. | Ducane | 96G2DF070BE16-* | Federally-Regulated Consumer Product | Non-Weatherized, Condensing Ga | 1638 | 267 |  | 05/25/2023 | 43233 | 209191307 | 06/27/2023
Lennox Industries Inc. | Ducane | 96G2UH045BE12-* | Federally-Regulated Consumer Product | Non-Weatherized, Condensing Ga | 1332 | 254 |  | 05/25/2023 | 28924 | 209191318 | 06/27/2023
Lennox Industries Inc. | Ducane | 96G2DF045BE12-* | Federally-Regulated Consumer Product | Non-Weatherized, Condensing Ga | 1241 | 250 |  | 05/25/2023 | 29295 | 209191305 | 06/27/2023
Lennox Industries Inc. | Ducane | 96G2UH070BE12-* | Federally-Regulated Consumer Product | Non-Weatherized, Condensing Ga | 1293 | 252 |  | 05/25/2023 | 42936 | 209191320 | 06/27/2023
Lennox Industries Inc. | Ducane | 96G2UH090CE16-* | Federally-Regulated Consumer Product | Non-Weatherized, Condensing Ga | 1593 | 265 |  | 05/25/2023 | 57310 | 209191322 | 06/27/2023
Lennox Industries Inc. | Ducane | 96G2UH110CE20-** | Federally-Regulated Consumer Product | Non-Weatherized, Condensing Ga | 1970 | 282 |  | 05/25/2023 | 72043 | 209191324 | 06/27/2023
Lennox Industries Inc. | Ducane | 96G2DF110CE20-* | Federally-Regulated Consumer Product | Non-Weatherized, Condensing Ga | 2109 | 288 |  | 05/25/2023 | 71791 | 209191311 | 06/27/2023
Lennox Industries Inc. | Ducane | 96G2DF090CE16-* | Federally-Regulated Consumer Product | Non-Weatherized, Condensing Ga | 1608 | 266 |  | 05/25/2023 | 57408 | 209191309 | 06/27/2023
Nordyne, LLC | AMERICAN STANDARD | L9X1A050U3VSABA | Federally-Regulated Consumer Product | Non-Weatherized, Condensing Ga | 1446 | 259 |  | 05/25/2023 | 50148 | 207769498 | 06/27/2023
Nordyne, LLC | AMERICAN STANDARD | L9X1C100U5VSABA | Federally-Regulated Consumer Product | Non-Weatherized, Condensing Ga | 2088 | 287 |  | 05/25/2023 | 100330 | 207769499 | 06/27/2023
Lennox Industries Inc. | GE | NF96U045S3B-* | Federally-Regulated Consumer Product | Non-Weatherized, Condensing Ga | 1284 | 251 |  | 05/25/2023 | 44162 | 208733814 | 06/27/2023
Lennox Industries Inc. | GE | NF97X060V3B-* | Federally-Regulated Consumer Product | Non-Weatherized, Condensing Ga | 1502 | 261 |  | 05/25/2023 | 38935 | 208733808 | 06/27/2023
Lennox Industries Inc. | GE | NF96U110S5C-* | Federally-Regulated Consumer Product | Non-Weatherized, Condensing Ga | 2018 | 284 |  | 05/25/2023 | 110619 | 208733818 | 06/27/2023
Lennox Industries Inc. | GE | NF96U090S4C-* | Federally-Regulated Consumer Product | Non-Weatherized, Condensing Ga | 1566 | 264 |  | 05/25/2023 | 87748 | 208733817 | 06/27/2023
Lennox Industries Inc. | GE | NF97X080V5C-* | Federally-Regulated Consumer Product | Non-Weatherized, Condensing Ga | 2327 | 297 |  | 05/25/2023 | 51978 | 208733811 | 06/27/2023
Lennox Industries Inc. | GE | NF97X080V4C-* | Federally-Regulated Consumer Product | Non-Weatherized, Condensing Ga | 1789 | 274 |  | 05/25/2023 | 52127 | 208733809 | 06/27/2023
Lennox Industries Inc. | GE | NF96U070S3B-* | Federally-Regulated Consumer Product | Non-Weatherized, Condensing Ga | 1298 | 252 |  | 05/25/2023 | 65683 | 208733815 | 06/27/2023
Lennox Industries Inc. | GE | NF97X040V3B-* | Federally-Regulated Consumer Product | Non-Weatherized, Condensing Ga | 1397 | 256 |  | 06/22/2023 | 25747 | 208733813 | 06/27/2023
Lennox Industries Inc. | ARMSTRONG AIR | A96DF1E090C16-** | Federally-Regulated Consumer Product | Non-Weatherized, Condensing Ga | 1542 | 263 |  | 06/27/2023 | 88229 | 209191287 | 06/27/2023
Lennox Industries Inc. | ARMSTRONG AIR | A93UH1E045B12A* | Federally-Regulated Consumer Product | Non-Weatherized, Condensing Ga | 1276 | 251 |  | 06/27/2023 | 44281 | 206800735 | 06/27/2023
Lennox Industries Inc. | ARMSTRONG AIR | A96UH1E030B12-** | Federally-Regulated Consumer Product | Non-Weatherized, Condensing Ga | 1312 | 252 |  | 06/27/2023 | 29941 | 209191292 | 06/27/2023
Lennox Industries Inc. | ARMSTRONG AIR | A96UH1E045B12-** | Federally-Regulated Consumer Product | Non-Weatherized, Condensing Ga | 1284 | 251 |  | 06/27/2023 | 44162 | 209191293 | 06/27/2023
Lennox Industries Inc. | ARMSTRONG AIR | A96UH1E110C20-** | Federally-Regulated Consumer Product | Non-Weatherized, Condensing Ga | 2018 | 284 |  | 06/27/2023 | 110619 | 209191299 | 06/27/2023
Lennox Industries Inc. | ARMSTRONG AIR | A96UH1E090C16-** | Federally-Regulated Consumer Product | Non-Weatherized, Condensing Ga | 1566 | 264 |  | 06/27/2023 | 87748 | 209191297 | 06/27/2023
Lennox Industries Inc. | Airease | A96DF1E090C16-** | Federally-Regulated Consumer Product | Non-Weatherized, Condensing Ga | 1542 | 263 |  | 06/27/2023 | 88229 | 209191286 | 06/27/2023
Lennox Industries Inc. | Airease | A96UH1E110C20-** | Federally-Regulated Consumer Product | Non-Weatherized, Condensing Ga | 2018 | 284 |  | 06/27/2023 | 110619 | 209191300 | 06/27/2023
Lennox Industries Inc. | Airease | A93UH1E045B12A* | Federally-Regulated Consumer Product | Non-Weatherized, Condensing Ga | 1276 | 251 |  | 06/27/2023 | 44281 | 206800736 | 06/27/2023
Lennox Industries Inc. | Airease | A96UH1E045B12-** | Federally-Regulated Consumer Product | Non-Weatherized, Condensing Ga | 1284 | 251 |  | 06/27/2023 | 44162 | 209191294 | 06/27/2023
Lennox Industries Inc. | Airease | A96UH1E030B12-** | Federally-Regulated Consumer Product | Non-Weatherized, Condensing Ga | 1312 | 252 |  | 06/27/2023 | 29941 | 209191291 | 06/27/2023
Lennox Industries Inc. | Airease | A96UH1E090C16-** | Federally-Regulated Consumer Product | Non-Weatherized, Condensing Ga | 1566 | 264 |  | 06/27/2023 | 87748 | 209191298 | 06/27/2023
Nordyne, LLC | Trane | L9X1C100U5VSABA | Federally-Regulated Consumer Product | Non-Weatherized, Condensing Ga | 2088 | 287 |  | 05/25/2023 | 100330 | 207769501 | 06/27/2023
Nordyne, LLC | Trane | L9X1B070U4VSA*A | Federally-Regulated Consumer Product | Non-Weatherized, Condensing Ga | 1626 | 267 |  | 05/25/2023 | 68900 | 207175364 | 06/27/2023
Nordyne, LLC | Trane | L9X1A050U3VSABA | Federally-Regulated Consumer Product | Non-Weatherized, Condensing Ga | 1446 | 259 |  | 05/25/2023 | 50148 | 207769500 | 06/27/2023
Allied Air | GE | NF97U090M4C-* | Federally-Regulated Consumer Product | Non-Weatherized, Condensing Ga | 1892 | 278 |  | 06/27/2023 | 35773 | 208733599 | 06/27/2023
Allied Air | GE | NF96U045V3B-* | Federally-Regulated Consumer Product | Non-Weatherized, Condensing Ga | 1310 | 253 |  | 06/27/2023 | 28806 | 208733610 | 06/27/2023
Allied Air | GE | NF96U090V5C-* | Federally-Regulated Consumer Product | Non-Weatherized, Condensing Ga | 2215 | 292 |  | 06/27/2023 | 56766 | 208733614 | 06/27/2023
Allied Air | GE | NF97D070M3B-* | Federally-Regulated Consumer Product | Non-Weatherized, Condensing Ga | 1551 | 263 |  | 06/27/2023 | 26216 | 208733605 | 06/27/2023
Allied Air | GE | NF95X100S5C-* | Federally-Regulated Consumer Product | Non-Weatherized, Condensing Ga | 1967 | 282 |  | 06/27/2023 | 100411 | 208733628 | 06/27/2023
Allied Air | GE | NF95X060S3B-* | Federally-Regulated Consumer Product | Non-Weatherized, Condensing Ga | 1313 | 253 |  | 06/27/2023 | 60222 | 208733625 | 06/27/2023
Allied Air | GE | NF97U070M3B-* | Federally-Regulated Consumer Product | Non-Weatherized, Condensing Ga | 1528 | 262 |  | 06/27/2023 | 26717 | 208733595 | 06/27/2023
Allied Air | GE | NF95X080S4C-* | Federally-Regulated Consumer Product | Non-Weatherized, Condensing Ga | 1573 | 264 |  | 06/27/2023 | 80908 | 208733626 | 06/27/2023
Allied Air | GE | NF96D070V4B-* | Federally-Regulated Consumer Product | Non-Weatherized, Condensing Ga | 1882 | 278 |  | 06/27/2023 | 43013 | 208733619 | 06/27/2023
Allied Air | GE | NF95X040S3B-* | Federally-Regulated Consumer Product | Non-Weatherized, Condensing Ga | 1288 | 252 |  | 06/27/2023 | 40446 | 208733623 | 06/27/2023
Allied Air | GE | NF96D045S3B-* | Federally-Regulated Consumer Product | Non-Weatherized, Condensing Ga | 1250 | 250 |  | 06/27/2023 | 44206 | 208733653 | 06/27/2023
Allied Air | GE | NF96D090S4C-* | Federally-Regulated Consumer Product | Non-Weatherized, Condensing Ga | 1542 | 263 |  | 06/27/2023 | 88229 | 208733656 | 06/27/2023
Allied Air | GE | NF96U110V5C-* | Federally-Regulated Consumer Product | Non-Weatherized, Condensing Ga | 2083 | 287 |  | 06/27/2023 | 71341 | 208733615 | 06/27/2023
Allied Air | GE | NF96D070S4B-* | Federally-Regulated Consumer Product | Non-Weatherized, Condensing Ga | 1473 | 260 |  | 06/27/2023 | 66322 | 208733654 | 06/27/2023
Allied Air | GE | NF96U135V5D-* | Federally-Regulated Consumer Product | Non-Weatherized, Condensing Ga | 2135 | 289 |  | 06/27/2023 | 86786 | 208733617 | 06/27/2023
Allied Air | GE | NF97D110M5C-* | Federally-Regulated Consumer Product | Non-Weatherized, Condensing Ga | 2138 | 289 |  | 06/27/2023 | 44067 | 208733608 | 06/27/2023
Allied Air | GE | NF96D090V5C-* | Federally-Regulated Consumer Product | Non-Weatherized, Condensing Ga | 2123 | 288 |  | 06/27/2023 | 56779 | 208733620 | 06/27/2023
Allied Air | GE | NF96U070V3B-* | Federally-Regulated Consumer Product | Non-Weatherized, Condensing Ga | 1413 | 257 |  | 06/27/2023 | 43058 | 208733611 | 06/27/2023
Allied Air | GE | NF97U110M5C-* | Federally-Regulated Consumer Product | Non-Weatherized, Condensing Ga | 2042 | 285 |  | 06/27/2023 | 43915 | 208733602 | 06/27/2023
Allied Air | GE | NF97D090M4C-* | Federally-Regulated Consumer Product | Non-Weatherized, Condensing Ga | 1805 | 274 |  | 06/27/2023 | 35203 | 208733606 | 06/27/2023
Allied Air | GE | NF96U090V3C-* | Federally-Regulated Consumer Product | Non-Weatherized, Condensing Ga | 1395 | 256 |  | 06/27/2023 | 57347 | 208733613 | 06/27/2023
Allied Air | GE | NF96D110V5C-* | Federally-Regulated Consumer Product | Non-Weatherized, Condensing Ga | 2134 | 289 |  | 06/27/2023 | 71922 | 208733622 | 06/27/2023
Allied Air | GE | NF97U090M3C-* | Federally-Regulated Consumer Product | Non-Weatherized, Condensing Ga | 1469 | 260 |  | 06/27/2023 | 35645 | 208733597 | 06/27/2023
Allied Air | GE | NF97U090M5C-* | Federally-Regulated Consumer Product | Non-Weatherized, Condensing Ga | 2103 | 288 |  | 06/27/2023 | 35270 | 208733600 | 06/27/2023
Lennox Industries Inc. | Ducane | 96G2DF070BE16-* | Federally-Regulated Consumer Product | Non-Weatherized, Condensing Ga | 1638 | 267 |  | 06/27/2023 | 43233 | 209191307 | 06/27/2023
Lennox Industries Inc. | Ducane | 96G2UH045BE12-* | Federally-Regulated Consumer Product | Non-Weatherized, Condensing Ga | 1332 | 254 |  | 06/27/2023 | 28924 | 209191318 | 06/27/2023
Lennox Industries Inc. | Ducane | 96G2DF045BE12-* | Federally-Regulated Consumer Product | Non-Weatherized, Condensing Ga | 1241 | 250 |  | 06/27/2023 | 29295 | 209191305 | 06/27/2023
Lennox Industries Inc. | Ducane | 96G2UH070BE12-* | Federally-Regulated Consumer Product | Non-Weatherized, Condensing Ga | 1293 | 252 |  | 06/27/2023 | 42936 | 209191320 | 06/27/2023
Lennox Industries Inc. | Ducane | 96G2UH090CE16-* | Federally-Regulated Consumer Product | Non-Weatherized, Condensing Ga | 1593 | 265 |  | 06/27/2023 | 57310 | 209191322 | 06/27/2023
Lennox Industries Inc. | Ducane | 96G2UH110CE20-** | Federally-Regulated Consumer Product | Non-Weatherized, Condensing Ga | 1970 | 282 |  | 06/27/2023 | 72043 | 209191324 | 06/27/2023
Lennox Industries Inc. | Ducane | 96G2DF110CE20-* | Federally-Regulated Consumer Product | Non-Weatherized, Condensing Ga | 2109 | 288 |  | 06/27/2023 | 71791 | 209191311 | 06/27/2023
Lennox Industries Inc. | Ducane | 96G2DF090CE16-* | Federally-Regulated Consumer Product | Non-Weatherized, Condensing Ga | 1608 | 266 |  | 06/27/2023 | 57408 | 209191309 | 06/27/2023
Nordyne, LLC | AMERICAN STANDARD | L9X1A050U3VSABA | Federally-Regulated Consumer Product | Non-Weatherized, Condensing Ga | 1446 | 259 |  | 06/27/2023 | 50148 | 207769498 | 06/27/2023
Nordyne, LLC | AMERICAN STANDARD | L9X1C100U5VSABA | Federally-Regulated Consumer Product | Non-Weatherized, Condensing Ga | 2088 | 287 |  | 06/27/2023 | 100330 | 207769499 | 06/27/2023
Lennox Industries Inc. | GE | NF96U045S3B-* | Federally-Regulated Consumer Product | Non-Weatherized, Condensing Ga | 1284 | 251 |  | 06/27/2023 | 44162 | 208733814 | 06/27/2023
Lennox Industries Inc. | GE | NF97X060V3B-* | Federally-Regulated Consumer Product | Non-Weatherized, Condensing Ga | 1502 | 261 |  | 06/27/2023 | 38935 | 208733808 | 06/27/2023
Lennox Industries Inc. | GE | NF96U110S5C-* | Federally-Regulated Consumer Product | Non-Weatherized, Condensing Ga | 2018 | 284 |  | 06/27/2023 | 110619 | 208733818 | 06/27/2023
Lennox Industries Inc. | GE | NF96U090S4C-* | Federally-Regulated Consumer Product | Non-Weatherized, Condensing Ga | 1566 | 264 |  | 06/27/2023 | 87748 | 208733817 | 06/27/2023
Lennox Industries Inc. | GE | NF97X080V5C-* | Federally-Regulated Consumer Product | Non-Weatherized, Condensing Ga | 2327 | 297 |  | 06/27/2023 | 51978 | 208733811 | 06/27/2023
Lennox Industries Inc. | GE | NF97X080V4C-* | Federally-Regulated Consumer Product | Non-Weatherized, Condensing Ga | 1789 | 274 |  | 06/27/2023 | 52127 | 208733809 | 06/27/2023
Lennox Industries Inc. | GE | NF96U070S3B-* | Federally-Regulated Consumer Product | Non-Weatherized, Condensing Ga | 1298 | 252 |  | 06/27/2023 | 65683 | 208733815 | 06/27/2023
Lennox Industries Inc. | GE | NF97X040V3B-* | Federally-Regulated Consumer Product | Non-Weatherized, Condensing Ga | 1397 | 256 |  | 06/27/2023 | 25747 | 208733813 | 06/27/2023
Nordyne, LLC | Trane | L9X1C100U5VSABA | Federally-Regulated Consumer Product | Non-Weatherized, Condensing Ga | 2088 | 287 |  | 06/27/2023 | 100330 | 207769501 | 06/27/2023
Nordyne, LLC | Trane | L9X1B070U4VSA*A | Federally-Regulated Consumer Product | Non-Weatherized, Condensing Ga | 1626 | 267 |  | 06/27/2023 | 68900 | 207175364 | 06/27/2023
Nordyne, LLC | Trane | L9X1A050U3VSABA | Federally-Regulated Consumer Product | Non-Weatherized, Condensing Ga | 1446 | 259 |  | 06/27/2023 | 50148 | 207769500 | 06/27/2023
Lennox Industries Inc. | GE | NF96U045S3B-* | Federally-Regulated Consumer Product | Non-Weatherized, Condensing Ga | 1284 | 251 |  | 06/27/2023 | 44162 | 208733814 | 06/27/2023
Lennox Industries Inc. | GE | NF97X060V3B-* | Federally-Regulated Consumer Product | Non-Weatherized, Condensing Ga | 1502 | 261 |  | 06/27/2023 | 38935 | 208733808 | 06/27/2023
Lennox Industries Inc. | GE | NF96U110S5C-* | Federally-Regulated Consumer Product | Non-Weatherized, Condensing Ga | 2018 | 284 |  | 06/27/2023 | 110619 | 208733818 | 06/27/2023
Lennox Industries Inc. | GE | NF96U090S4C-* | Federally-Regulated Consumer Product | Non-Weatherized, Condensing Ga | 1566 | 264 |  | 06/27/2023 | 87748 | 208733817 | 06/27/2023
Lennox Industries Inc. | GE | NF97X080V5C-* | Federally-Regulated Consumer Product | Non-Weatherized, Condensing Ga | 2327 | 297 |  | 06/27/2023 | 51978 | 208733811 | 06/27/2023
Lennox Industries Inc. | GE | NF97X080V4C-* | Federally-Regulated Consumer Product | Non-Weatherized, Condensing Ga | 1789 | 274 |  | 06/27/2023 | 52127 | 208733809 | 06/27/2023
Lennox Industries Inc. | GE | NF96U070S3B-* | Federally-Regulated Consumer Product | Non-Weatherized, Condensing Ga | 1298 | 252 |  | 06/27/2023 | 65683 | 208733815 | 06/27/2023
Lennox Industries Inc. | GE | NF97X040V3B-* | Federally-Regulated Consumer Product | Non-Weatherized, Condensing Ga | 1397 | 256 |  | 06/27/2023 | 25747 | 208733813 | 06/27/2023
Lennox Industries Inc. | Airease | A96DF1E090C16-** | Federally-Regulated Consumer Product | Non-Weatherized, Condensing Ga | 1542 | 263 |  | 06/27/2023 | 88229 | 209191286 | 06/27/2023
Lennox Industries Inc. | Airease | A96UH1E110C20-** | Federally-Regulated Consumer Product | Non-Weatherized, Condensing Ga | 2018 | 284 |  | 06/27/2023 | 110619 | 209191300 | 06/27/2023
Lennox Industries Inc. | Airease | A93UH1E045B12A* | Federally-Regulated Consumer Product | Non-Weatherized, Condensing Ga | 1276 | 251 |  | 06/27/2023 | 44281 | 206800736 | 06/27/2023
Lennox Industries Inc. | Airease | A96UH1E045B12-** | Federally-Regulated Consumer Product | Non-Weatherized, Condensing Ga | 1284 | 251 |  | 06/27/2023 | 44162 | 209191294 | 06/27/2023
Lennox Industries Inc. | Airease | A96UH1E030B12-** | Federally-Regulated Consumer Product | Non-Weatherized, Condensing Ga | 1312 | 252 |  | 06/27/2023 | 29941 | 209191291 | 06/27/2023
Lennox Industries Inc. | Airease | A96UH1E090C16-** | Federally-Regulated Consumer Product | Non-Weatherized, Condensing Ga | 1566 | 264 |  | 06/27/2023 | 87748 | 209191298 | 06/27/2023
Nordyne, LLC | Airtemp | VG7TE-080D-E35CP | Federally-Regulated Consumer Product | Non-Weatherized, Condensing Ga | 1764 | 273 |  | 06/27/2023 | 52933 | 207465493 | 06/27/2023
Nordyne, LLC | Airtemp | VG7TE-060D-V24BP | Federally-Regulated Consumer Product | Non-Weatherized, Condensing Ga | 1334 | 254 |  | 06/27/2023 | 38697 | 207465504 | 06/27/2023
Nordyne, LLC | Airtemp | VG7TC-060D-E24BP | Federally-Regulated Consumer Product | Non-Weatherized, Condensing Ga | 1222 | 249 |  | 06/27/2023 | 39014 | 207465488 | 06/27/2023
Nordyne, LLC | Airtemp | VG7TE-080D-V35CP | Federally-Regulated Consumer Product | Non-Weatherized, Condensing Ga | 1798 | 274 |  | 06/27/2023 | 74070 | 207465494 | 06/27/2023
Nordyne, LLC | Airtemp | VG8SD-070U-T24B* | Federally-Regulated Consumer Product | Non-Weatherized, Condensing Ga | 1626 | 267 |  | 06/27/2023 | 68900 | 207167665 | 06/27/2023
Nordyne, LLC | Airtemp | VG7TE-100D-E35CP | Federally-Regulated Consumer Product | Non-Weatherized, Condensing Ga | 1783 | 273 |  | 06/27/2023 | 64758 | 207465495 | 06/27/2023
Nordyne, LLC | Airtemp | VG7TC-080D-E35CP | Federally-Regulated Consumer Product | Non-Weatherized, Condensing Ga | 1686 | 269 |  | 06/27/2023 | 51925 | 207465489 | 06/27/2023
Nordyne, LLC | Airtemp | VG7TE-035D-E23AP | Federally-Regulated Consumer Product | Non-Weatherized, Condensing Ga | 1240 | 250 |  | 06/27/2023 | 22621 | 207465508 | 06/27/2023
Nordyne, LLC | Airtemp | VG7TC-120D-E45DP | Federally-Regulated Consumer Product | Non-Weatherized, Condensing Ga | 2160 | 290 |  | 06/27/2023 | 77603 | 207465491 | 06/27/2023
Nordyne, LLC | Airtemp | VG7TN-115D-E45DP | Federally-Regulated Consumer Product | Non-Weatherized, Condensing Ga | 2198 | 292 |  | 06/27/2023 | 75317 | 207465499 | 06/27/2023
Nordyne, LLC | Airtemp | VG7SC-072D-T24BP | Federally-Regulated Consumer Product | Non-Weatherized, Condensing Ga | 1603 | 266 |  | 06/27/2023 | 71640 | 207769480 | 06/27/2023
Nordyne, LLC | Airtemp | VG7TC-100D-E35CP | Federally-Regulated Consumer Product | Non-Weatherized, Condensing Ga | 1763 | 273 |  | 06/27/2023 | 64473 | 207465490 | 06/27/2023
Nordyne, LLC | Airtemp | VG7SD-072D-T35CP | Federally-Regulated Consumer Product | Non-Weatherized, Condensing Ga | 1826 | 275 |  | 06/27/2023 | 72142 | 207769486 | 06/27/2023
Nordyne, LLC | Airtemp | VG7TN-080D-E35CP | Federally-Regulated Consumer Product | Non-Weatherized, Condensing Ga | 1718 | 271 |  | 06/27/2023 | 52461 | 207465497 | 06/27/2023
Nordyne, LLC | Airtemp | VG7TE-060D-E24BP | Federally-Regulated Consumer Product | Non-Weatherized, Condensing Ga | 1315 | 252 |  | 06/27/2023 | 38212 | 207465492 | 06/27/2023
Nordyne, LLC | Airtemp | VG7TN-060D-E24BP | Federally-Regulated Consumer Product | Non-Weatherized, Condensing Ga | 1304 | 252 |  | 06/27/2023 | 39517 | 207465496 | 06/27/2023
Lennox Industries Inc. | Concord | 96G2DF090CE16-* | Federally-Regulated Consumer Product | Non-Weatherized, Condensing Ga | 1608 | 266 |  | 06/27/2023 | 57408 | 209191308 | 06/27/2023
Lennox Industries Inc. | Concord | 96G2UH045BE12-* | Federally-Regulated Consumer Product | Non-Weatherized, Condensing Ga | 1332 | 254 |  | 06/27/2023 | 28924 | 209191316 | 06/27/2023
Lennox Industries Inc. | Concord | 96G2DF070BE16-* | Federally-Regulated Consumer Product | Non-Weatherized, Condensing Ga | 1638 | 267 |  | 06/27/2023 | 43233 | 209191306 | 06/27/2023
Lennox Industries Inc. | Concord | 96G2UH070BE12-* | Federally-Regulated Consumer Product | Non-Weatherized, Condensing Ga | 1293 | 252 |  | 06/27/2023 | 42936 | 209191319 | 06/27/2023
Lennox Industries Inc. | Concord | 96G2DF110CE20-* | Federally-Regulated Consumer Product | Non-Weatherized, Condensing Ga | 2109 | 288 |  | 06/27/2023 | 71791 | 209191310 | 06/27/2023
Lennox Industries Inc. | Concord | 96G2DF045BE12-* | Federally-Regulated Consumer Product | Non-Weatherized, Condensing Ga | 1241 | 250 |  | 06/27/2023 | 29295 | 209191304 | 06/27/2023
Lennox Industries Inc. | Concord | 96G2UH090CE16-* | Federally-Regulated Consumer Product | Non-Weatherized, Condensing Ga | 1593 | 265 |  | 06/27/2023 | 57310 | 209191321 | 06/27/2023
Lennox Industries Inc. | Concord | 96G2UH110CE20-* | Federally-Regulated Consumer Product | Non-Weatherized, Condensing Ga | 1970 | 282 |  | 06/27/2023 | 72043 | 209191323 | 06/27/2023
Lennox Industries Inc. | Ducane | 96G2DF070BE16-* | Federally-Regulated Consumer Product | Non-Weatherized, Condensing Ga | 1638 | 267 |  | 06/27/2023 | 43233 | 209191307 | 06/27/2023
Lennox Industries Inc. | Ducane | 96G2UH045BE12-* | Federally-Regulated Consumer Product | Non-Weatherized, Condensing Ga | 1332 | 254 |  | 06/27/2023 | 28924 | 209191318 | 06/27/2023
Lennox Industries Inc. | Ducane | 96G2DF045BE12-* | Federally-Regulated Consumer Product | Non-Weatherized, Condensing Ga | 1241 | 250 |  | 06/27/2023 | 29295 | 209191305 | 06/27/2023
Lennox Industries Inc. | Ducane | 96G2UH070BE12-* | Federally-Regulated Consumer Product | Non-Weatherized, Condensing Ga | 1293 | 252 |  | 06/27/2023 | 42936 | 209191320 | 06/27/2023
Lennox Industries Inc. | Ducane | 96G2UH090CE16-* | Federally-Regulated Consumer Product | Non-Weatherized, Condensing Ga | 1593 | 265 |  | 06/27/2023 | 57310 | 209191322 | 06/27/2023
Lennox Industries Inc. | Ducane | 96G2UH110CE20-** | Federally-Regulated Consumer Product | Non-Weatherized, Condensing Ga | 1970 | 282 |  | 06/27/2023 | 72043 | 209191324 | 06/27/2023
Lennox Industries Inc. | Ducane | 96G2DF110CE20-* | Federally-Regulated Consumer Product | Non-Weatherized, Condensing Ga | 2109 | 288 |  | 06/27/2023 | 71791 | 209191311 | 06/27/2023
Lennox Industries Inc. | Ducane | 96G2DF090CE16-* | Federally-Regulated Consumer Product | Non-Weatherized, Condensing Ga | 1608 | 266 |  | 06/27/2023 | 57408 | 209191309 | 06/27/2023
Nordyne, LLC | AMERICAN STANDARD | L9X1A050U3VSABA | Federally-Regulated Consumer Product | Non-Weatherized, Condensing Ga | 1446 | 259 |  | 06/27/2023 | 50148 | 207769498 | 06/27/2023
Nordyne, LLC | AMERICAN STANDARD | L9X1C100U5VSABA | Federally-Regulated Consumer Product | Non-Weatherized, Condensing Ga | 2088 | 287 |  | 06/27/2023 | 100330 | 207769499 | 06/27/2023
Allied Air | GE | NF97U090M4C-* | Federally-Regulated Consumer Product | Non-Weatherized, Condensing Ga | 1892 | 278 |  | 06/27/2023 | 35773 | 208733599 | 06/27/2023
Allied Air | GE | NF96U045V3B-* | Federally-Regulated Consumer Product | Non-Weatherized, Condensing Ga | 1310 | 253 |  | 06/27/2023 | 28806 | 208733610 | 06/27/2023
Allied Air | GE | NF96U090V5C-* | Federally-Regulated Consumer Product | Non-Weatherized, Condensing Ga | 2215 | 292 |  | 06/27/2023 | 56766 | 208733614 | 06/27/2023
Allied Air | GE | NF97D070M3B-* | Federally-Regulated Consumer Product | Non-Weatherized, Condensing Ga | 1551 | 263 |  | 06/27/2023 | 26216 | 208733605 | 06/27/2023
Allied Air | GE | NF95X100S5C-* | Federally-Regulated Consumer Product | Non-Weatherized, Condensing Ga | 1967 | 282 |  | 06/27/2023 | 100411 | 208733628 | 06/27/2023
Allied Air | GE | NF95X060S3B-* | Federally-Regulated Consumer Product | Non-Weatherized, Condensing Ga | 1313 | 253 |  | 06/27/2023 | 60222 | 208733625 | 06/27/2023
Allied Air | GE | NF97U070M3B-* | Federally-Regulated Consumer Product | Non-Weatherized, Condensing Ga | 1528 | 262 |  | 06/27/2023 | 26717 | 208733595 | 06/27/2023
Allied Air | GE | NF95X080S4C-* | Federally-Regulated Consumer Product | Non-Weatherized, Condensing Ga | 1573 | 264 |  | 06/27/2023 | 80908 | 208733626 | 06/27/2023
Allied Air | GE | NF96D070V4B-* | Federally-Regulated Consumer Product | Non-Weatherized, Condensing Ga | 1882 | 278 |  | 06/27/2023 | 43013 | 208733619 | 06/27/2023
Allied Air | GE | NF95X040S3B-* | Federally-Regulated Consumer Product | Non-Weatherized, Condensing Ga | 1288 | 252 |  | 06/27/2023 | 40446 | 208733623 | 06/27/2023
Allied Air | GE | NF96D045S3B-* | Federally-Regulated Consumer Product | Non-Weatherized, Condensing Ga | 1250 | 250 |  | 06/27/2023 | 44206 | 208733653 | 06/27/2023
Allied Air | GE | NF96D090S4C-* | Federally-Regulated Consumer Product | Non-Weatherized, Condensing Ga | 1542 | 263 |  | 06/27/2023 | 88229 | 208733656 | 06/27/2023
Allied Air | GE | NF96U110V5C-* | Federally-Regulated Consumer Product | Non-Weatherized, Condensing Ga | 2083 | 287 |  | 06/27/2023 | 71341 | 208733615 | 06/27/2023
Allied Air | GE | NF96D070S4B-* | Federally-Regulated Consumer Product | Non-Weatherized, Condensing Ga | 1473 | 260 |  | 06/27/2023 | 66322 | 208733654 | 06/27/2023
Allied Air | GE | NF96U135V5D-* | Federally-Regulated Consumer Product | Non-Weatherized, Condensing Ga | 2135 | 289 |  | 06/27/2023 | 86786 | 208733617 | 06/27/2023
Allied Air | GE | NF97D110M5C-* | Federally-Regulated Consumer Product | Non-Weatherized, Condensing Ga | 2138 | 289 |  | 06/27/2023 | 44067 | 208733608 | 06/27/2023
Allied Air | GE | NF96D090V5C-* | Federally-Regulated Consumer Product | Non-Weatherized, Condensing Ga | 2123 | 288 |  | 06/27/2023 | 56779 | 208733620 | 06/27/2023
Allied Air | GE | NF96U070V3B-* | Federally-Regulated Consumer Product | Non-Weatherized, Condensing Ga | 1413 | 257 |  | 06/27/2023 | 43058 | 208733611 | 06/27/2023
Allied Air | GE | NF97U110M5C-* | Federally-Regulated Consumer Product | Non-Weatherized, Condensing Ga | 2042 | 285 |  | 06/27/2023 | 43915 | 208733602 | 06/27/2023
Allied Air | GE | NF97D090M4C-* | Federally-Regulated Consumer Product | Non-Weatherized, Condensing Ga | 1805 | 274 |  | 06/27/2023 | 35203 | 208733606 | 06/27/2023
Allied Air | GE | NF96U090V3C-* | Federally-Regulated Consumer Product | Non-Weatherized, Condensing Ga | 1395 | 256 |  | 06/27/2023 | 57347 | 208733613 | 06/27/2023
Allied Air | GE | NF96D110V5C-* | Federally-Regulated Consumer Product | Non-Weatherized, Condensing Ga | 2134 | 289 |  | 06/27/2023 | 71922 | 208733622 | 06/27/2023
Allied Air | GE | NF97U090M3C-* | Federally-Regulated Consumer Product | Non-Weatherized, Condensing Ga | 1469 | 260 |  | 06/27/2023 | 35645 | 208733597 | 06/27/2023
Allied Air | GE | NF97U090M5C-* | Federally-Regulated Consumer Product | Non-Weatherized, Condensing Ga | 2103 | 288 |  | 06/27/2023 | 35270 | 208733600 | 06/27/2023
Lennox Industries Inc. | ARMSTRONG AIR | A96DF1E090C16-** | Federally-Regulated Consumer Product | Non-Weatherized, Condensing Ga | 1542 | 263 |  | 06/27/2023 | 88229 | 209191287 | 06/27/2023
Lennox Industries Inc. | ARMSTRONG AIR | A93UH1E045B12A* | Federally-Regulated Consumer Product | Non-Weatherized, Condensing Ga | 1276 | 251 |  | 06/27/2023 | 44281 | 206800735 | 06/27/2023
Lennox Industries Inc. | ARMSTRONG AIR | A96UH1E030B12-** | Federally-Regulated Consumer Product | Non-Weatherized, Condensing Ga | 1312 | 252 |  | 06/27/2023 | 29941 | 209191292 | 06/27/2023
Lennox Industries Inc. | ARMSTRONG AIR | A96UH1E045B12-** | Federally-Regulated Consumer Product | Non-Weatherized, Condensing Ga | 1284 | 251 |  | 06/27/2023 | 44162 | 209191293 | 06/27/2023
Lennox Industries Inc. | ARMSTRONG AIR | A96UH1E110C20-** | Federally-Regulated Consumer Product | Non-Weatherized, Condensing Ga | 2018 | 284 |  | 06/27/2023 | 110619 | 209191299 | 06/27/2023
Lennox Industries Inc. | ARMSTRONG AIR | A96UH1E090C16-** | Federally-Regulated Consumer Product | Non-Weatherized, Condensing Ga | 1566 | 264 |  | 06/27/2023 | 87748 | 209191297 | 06/27/2023
Nordyne, LLC | OXBOX | J962V080CDVSAB | Federally-Regulated Consumer Product | Non-Weatherized, Condensing Ga | 1785 | 274 |  | 06/27/2023 | 52907 | 207465536 | 06/27/2023
Nordyne, LLC | OXBOX | J962V115DDVSAB | Federally-Regulated Consumer Product | Non-Weatherized, Condensing Ga | 1798 | 274 |  | 06/27/2023 | 74070 | 207465537 | 06/27/2023
Nordyne, LLC | OXBOX | J952V100CUVSAB | Federally-Regulated Consumer Product | Non-Weatherized, Condensing Ga | 1826 | 275 |  | 06/27/2023 | 64473 | 207465534 | 06/27/2023
Nordyne, LLC | OXBOX | J962V060BDVSAB | Federally-Regulated Consumer Product | Non-Weatherized, Condensing Ga | 1405 | 257 |  | 06/27/2023 | 38964 | 207465535 | 06/27/2023
Nordyne, LLC | OXBOX | J952X120DU5SAB | Federally-Regulated Consumer Product | Non-Weatherized, Condensing Ga | 2160 | 290 |  | 06/27/2023 | 77603 | 207769497 | 06/27/2023
Nordyne, LLC | OXBOX | J952V060BUVSAB | Federally-Regulated Consumer Product | Non-Weatherized, Condensing Ga | 1339 | 254 |  | 06/27/2023 | 38422 | 207465532 | 06/27/2023
Nordyne, LLC | OXBOX | J952V080CUVSAB | Federally-Regulated Consumer Product | Non-Weatherized, Condensing Ga | 1873 | 277 |  | 06/27/2023 | 50261 | 207465533 | 06/27/2023
Nordyne, LLC | OXBOX | J962V100CDVSAB | Federally-Regulated Consumer Product | Non-Weatherized, Condensing Ga | 2208 | 292 |  | 06/27/2023 | 64085 | 207465542 | 06/27/2023
Nordyne, LLC | Trane | L9X1C100U5VSABA | Federally-Regulated Consumer Product | Non-Weatherized, Condensing Ga | 2088 | 287 |  | 06/27/2023 | 100330 | 207769501 | 06/27/2023
Nordyne, LLC | Trane | L9X1B070U4VSA*A | Federally-Regulated Consumer Product | Non-Weatherized, Condensing Ga | 1626 | 267 |  | 06/27/2023 | 68900 | 207175364 | 06/27/2023
Nordyne, LLC | Trane | L9X1A050U3VSABA | Federally-Regulated Consumer Product | Non-Weatherized, Condensing Ga | 1446 | 259 |  | 06/27/2023 | 50148 | 207769500 | 06/27/2023
Johnson Controls, Inc. | COLEMAN BY JOHNSON CONTROLS | MM9E080C20MP11 | Federally-Regulated Consumer Product | Mobile Home Non-Weatherized, C | 1871 | 348 |  | 06/20/2023 | 78901 | 203325006 | 06/29/2023
Johnson Controls, Inc. | COLEMAN BY JOHNSON CONTROLS | MM9E080B12MP11 | Federally-Regulated Consumer Product | Mobile Home Non-Weatherized, C | 1468 | 320 |  | 06/20/2023 | 80561 | 203325004 | 06/29/2023
Johnson Controls, Inc. | COLEMAN BY JOHNSON CONTROLS | MM9E080C16MP11 | Federally-Regulated Consumer Product | Mobile Home Non-Weatherized, C | 1641 | 332 |  | 06/20/2023 | 80008 | 203325005 | 06/29/2023
Johnson Controls, Inc. | COLEMAN BY JOHNSON CONTROLS | MM9E100C16MP11 | Federally-Regulated Consumer Product | Mobile Home Non-Weatherized, C | 1672 | 334 |  | 06/20/2023 | 99431 | 203325007 | 06/29/2023
Johnson Controls, Inc. | COLEMAN BY JOHNSON CONTROLS | MM9E060B12MP11 | Federally-Regulated Consumer Product | Mobile Home Non-Weatherized, C | 1333 | 310 |  | 06/20/2023 | 60177 | 203325003 | 06/29/2023
Johnson Controls, Inc. | COLEMAN BY JOHNSON CONTROLS | MM9E080C20MP11 | Federally-Regulated Consumer Product | Mobile Home Non-Weatherized, C | 1871 | 348 |  | 06/29/2023 | 78901 | 203325006 | 06/29/2023
Johnson Controls, Inc. | COLEMAN BY JOHNSON CONTROLS | MM9E080B12MP11 | Federally-Regulated Consumer Product | Mobile Home Non-Weatherized, C | 1468 | 320 |  | 06/29/2023 | 80561 | 203325004 | 06/29/2023
Johnson Controls, Inc. | COLEMAN BY JOHNSON CONTROLS | MM9E080C16MP11 | Federally-Regulated Consumer Product | Mobile Home Non-Weatherized, C | 1641 | 332 |  | 06/29/2023 | 80008 | 203325005 | 06/29/2023
Johnson Controls, Inc. | COLEMAN BY JOHNSON CONTROLS | MM9E100C16MP11 | Federally-Regulated Consumer Product | Mobile Home Non-Weatherized, C | 1672 | 334 |  | 06/29/2023 | 99431 | 203325007 | 06/29/2023
Johnson Controls, Inc. | COLEMAN BY JOHNSON CONTROLS | MM9E060B12MP11 | Federally-Regulated Consumer Product | Mobile Home Non-Weatherized, C | 1333 | 310 |  | 06/29/2023 | 60177 | 203325003 | 06/29/2023
Lennox Industries Inc. | Century | GUH96C045B3M | Federally-Regulated Consumer Product | Non-Weatherized, Condensing Ga | 1284 | 251 |  | 06/22/2023 | 44162 | 212396510 | 06/29/2023
Lennox Industries Inc. | Century | GDD96C090C4M | Federally-Regulated Consumer Product | Non-Weatherized, Condensing Ga | 1542 | 263 |  | 06/22/2023 | 88229 | 212396524 | 06/29/2023
Lennox Industries Inc. | Century | GUH96C090C4M | Federally-Regulated Consumer Product | Non-Weatherized, Condensing Ga | 1566 | 264 |  | 06/22/2023 | 87748 | 212396514 | 06/29/2023
Lennox Industries Inc. | Century | GUH96C110C5M | Federally-Regulated Consumer Product | Non-Weatherized, Condensing Ga | 2018 | 284 |  | 06/22/2023 | 110619 | 212396516 | 06/29/2023
Lennox Industries Inc. | Comfort-Aire | GUH96C110C5M | Federally-Regulated Consumer Product | Non-Weatherized, Condensing Ga | 2018 | 284 |  | 06/22/2023 | 110619 | 212396517 | 06/29/2023
Lennox Industries Inc. | Comfort-Aire | GDD96C090C4M | Federally-Regulated Consumer Product | Non-Weatherized, Condensing Ga | 1542 | 263 |  | 06/22/2023 | 88229 | 212396525 | 06/29/2023
Lennox Industries Inc. | Comfort-Aire | GUH96C090C4M | Federally-Regulated Consumer Product | Non-Weatherized, Condensing Ga | 1566 | 264 |  | 06/22/2023 | 87748 | 212396515 | 06/29/2023
Lennox Industries Inc. | Comfort-Aire | GUH96C045B3M | Federally-Regulated Consumer Product | Non-Weatherized, Condensing Ga | 1284 | 251 |  | 06/22/2023 | 44162 | 212396511 | 06/29/2023
Lennox Industries Inc. | Century | GUH96C045B3M | Federally-Regulated Consumer Product | Non-Weatherized, Condensing Ga | 1284 | 251 |  | 06/29/2023 | 44162 | 212396510 | 06/29/2023
Lennox Industries Inc. | Century | GDD96C090C4M | Federally-Regulated Consumer Product | Non-Weatherized, Condensing Ga | 1542 | 263 |  | 06/29/2023 | 88229 | 212396524 | 06/29/2023
Lennox Industries Inc. | Century | GUH96C090C4M | Federally-Regulated Consumer Product | Non-Weatherized, Condensing Ga | 1566 | 264 |  | 06/29/2023 | 87748 | 212396514 | 06/29/2023
Lennox Industries Inc. | Century | GUH96C110C5M | Federally-Regulated Consumer Product | Non-Weatherized, Condensing Ga | 2018 | 284 |  | 06/29/2023 | 110619 | 212396516 | 06/29/2023
Lennox Industries Inc. | Comfort-Aire | GUH96C110C5M | Federally-Regulated Consumer Product | Non-Weatherized, Condensing Ga | 2018 | 284 |  | 06/29/2023 | 110619 | 212396517 | 06/29/2023
Lennox Industries Inc. | Comfort-Aire | GDD96C090C4M | Federally-Regulated Consumer Product | Non-Weatherized, Condensing Ga | 1542 | 263 |  | 06/29/2023 | 88229 | 212396525 | 06/29/2023
Lennox Industries Inc. | Comfort-Aire | GUH96C090C4M | Federally-Regulated Consumer Product | Non-Weatherized, Condensing Ga | 1566 | 264 |  | 06/29/2023 | 87748 | 212396515 | 06/29/2023
Lennox Industries Inc. | Comfort-Aire | GUH96C045B3M | Federally-Regulated Consumer Product | Non-Weatherized, Condensing Ga | 1284 | 251 |  | 06/29/2023 | 44162 | 212396511 | 06/29/2023
Lennox Industries Inc. | Lennox | LGT036**EB*P | Federally-Regulated Consumer Product | Weatherized Non-Condensing Gas | 1614 | 270 |  | 05/25/2023 | 52597 | 211128527 | 06/29/2023
Lennox Industries Inc. | Lennox | KGB048**EY*P | Federally-Regulated Consumer Product | Weatherized Non-Condensing Gas | 2249 | 237 |  | 05/25/2023 | 108592 | 204033696 | 06/29/2023
Lennox Industries Inc. | Lennox | KGB036**EW*P | Federally-Regulated Consumer Product | Weatherized Non-Condensing Gas | 1490 | 241 |  | 05/25/2023 | 64026 | 204033691 | 06/29/2023
Lennox Industries Inc. | Lennox | LGT060**EA*P | Federally-Regulated Consumer Product | Weatherized Non-Condensing Gas | 2423 | 302 |  | 06/09/2023 | 45561 | 211128880 | 06/29/2023
Lennox Industries Inc. | Lennox | LGT048**EA*P | Federally-Regulated Consumer Product | Weatherized Non-Condensing Gas | 2423 | 302 |  | 06/09/2023 | 45561 | 211128879 | 06/29/2023
Lennox Industries Inc. | Lennox | LDT060**EB*P | Federally-Regulated Consumer Product | Weatherized Non-Condensing Gas | 2286 | 299 |  | 05/25/2023 | 52104 | 211642099 | 06/29/2023
Lennox Industries Inc. | Lennox | LDT060**EQ*P | Federally-Regulated Consumer Product | Weatherized Non-Condensing Gas | 2446 | 299 |  | 05/25/2023 | 82289 | 211642103 | 06/29/2023
Lennox Industries Inc. | Lennox | KGB060**EX*P | Federally-Regulated Consumer Product | Weatherized Non-Condensing Gas | 2386 | 271 |  | 05/25/2023 | 114357 | 204033700 | 06/29/2023
Lennox Industries Inc. | Lennox | ZGB036**EW*P | Federally-Regulated Consumer Product | Weatherized Non-Condensing Gas | 1689 | 235 |  | 05/25/2023 | 65183 | 204022644 | 06/29/2023
Lennox Industries Inc. | Lennox | LDT060**EX*P | Federally-Regulated Consumer Product | Weatherized Non-Condensing Gas | 2252 | 290 |  | 05/25/2023 | 113812 | 211642105 | 06/29/2023
Lennox Industries Inc. | Lennox | KGB024**EW*P | Federally-Regulated Consumer Product | Weatherized Non-Condensing Gas | 972 | 192 |  | 05/25/2023 | 64890 | 204033687 | 06/29/2023
Lennox Industries Inc. | Lennox | ZGB048**EY*P | Federally-Regulated Consumer Product | Weatherized Non-Condensing Gas | 1987 | 277 |  | 05/25/2023 | 109949 | 204022647 | 06/29/2023
Lennox Industries Inc. | Lennox | LDT036**EQ*P | Federally-Regulated Consumer Product | Weatherized Non-Condensing Gas | 1777 | 262 |  | 05/25/2023 | 82153 | 211642101 | 06/29/2023
Lennox Industries Inc. | Lennox | LGT036**EF*P | Federally-Regulated Consumer Product | Weatherized Non-Condensing Gas | 1712 | 272 |  | 06/09/2023 | 75853 | 211128881 | 06/29/2023
Lennox Industries Inc. | Lennox | KGB060**EB*P | Federally-Regulated Consumer Product | Weatherized Non-Condensing Gas | 2195 | 247 |  | 05/25/2023 | 53047 | 204033697 | 06/29/2023
Lennox Industries Inc. | Lennox | LDT048**EB*P | Federally-Regulated Consumer Product | Weatherized Non-Condensing Gas | 2286 | 299 |  | 05/25/2023 | 52104 | 211642098 | 06/29/2023
Lennox Industries Inc. | Lennox | LDT036**EB*P | Federally-Regulated Consumer Product | Weatherized Non-Condensing Gas | 1614 | 270 |  | 05/25/2023 | 52597 | 211642097 | 06/29/2023
Lennox Industries Inc. | Lennox | KGB036**EQ*P | Federally-Regulated Consumer Product | Weatherized Non-Condensing Gas | 1644 | 262 |  | 05/25/2023 | 80985 | 204033689 | 06/29/2023
Lennox Industries Inc. | Lennox | KGB036**EY*P | Federally-Regulated Consumer Product | Weatherized Non-Condensing Gas | 1526 | 239 |  | 05/25/2023 | 108439 | 204033692 | 06/29/2023
Lennox Industries Inc. | Lennox | LGT048**EF*P | Federally-Regulated Consumer Product | Weatherized Non-Condensing Gas | 2535 | 306 |  | 06/09/2023 | 75457 | 211128882 | 06/29/2023
Lennox Industries Inc. | Lennox | ZGB048**EW*P | Federally-Regulated Consumer Product | Weatherized Non-Condensing Gas | 1972 | 278 |  | 05/25/2023 | 65125 | 204022646 | 06/29/2023
Lennox Industries Inc. | Lennox | LDT048**EX*P | Federally-Regulated Consumer Product | Weatherized Non-Condensing Gas | 2252 | 290 |  | 05/25/2023 | 113812 | 211642104 | 06/29/2023
Lennox Industries Inc. | Lennox | ZGB060**EX*P | Federally-Regulated Consumer Product | Weatherized Non-Condensing Gas | 2261 | 281 |  | 05/25/2023 | 113912 | 204022649 | 06/29/2023
Lennox Industries Inc. | Lennox | KGB036**EB*P | Federally-Regulated Consumer Product | Weatherized Non-Condensing Gas | 1352 | 227 |  | 05/25/2023 | 52487 | 204033688 | 06/29/2023
Lennox Industries Inc. | Lennox | LDT024**EB*P | Federally-Regulated Consumer Product | Weatherized Non-Condensing Gas | 1614 | 270 |  | 05/25/2023 | 52597 | 211642096 | 06/29/2023
Lennox Industries Inc. | Lennox | LGT060**EX*P | Federally-Regulated Consumer Product | Weatherized Non-Condensing Gas | 2252 | 290 |  | 05/25/2023 | 113812 | 211128534 | 06/29/2023
Lennox Industries Inc. | Lennox | LGT036**EQ*P | Federally-Regulated Consumer Product | Weatherized Non-Condensing Gas | 1777 | 262 |  | 05/25/2023 | 82153 | 211128530 | 06/29/2023
Lennox Industries Inc. | Lennox | KGB060**EQ*P | Federally-Regulated Consumer Product | Weatherized Non-Condensing Gas | 2204 | 273 |  | 05/25/2023 | 79781 | 204033699 | 06/29/2023
Lennox Industries Inc. | Lennox | KGB048**EB*P | Federally-Regulated Consumer Product | Weatherized Non-Condensing Gas | 2276 | 264 |  | 05/25/2023 | 52928 | 204033693 | 06/29/2023
Lennox Industries Inc. | Lennox | LGT048**EB*P | Federally-Regulated Consumer Product | Weatherized Non-Condensing Gas | 2286 | 299 |  | 05/25/2023 | 52104 | 211128528 | 06/29/2023
Lennox Industries Inc. | Lennox | LGT048**EX*P | Federally-Regulated Consumer Product | Weatherized Non-Condensing Gas | 2252 | 290 |  | 05/25/2023 | 113812 | 211128533 | 06/29/2023
Lennox Industries Inc. | Lennox | ZGB060**EQ*P | Federally-Regulated Consumer Product | Weatherized Non-Condensing Gas | 2260 | 277 |  | 05/25/2023 | 80534 | 204022648 | 06/29/2023
Lennox Industries Inc. | Lennox | LGT060**EF*P | Federally-Regulated Consumer Product | Weatherized Non-Condensing Gas | 2535 | 306 |  | 06/09/2023 | 75457 | 211154915 | 06/29/2023
Lennox Industries Inc. | Lennox | KGB048**EW*P | Federally-Regulated Consumer Product | Weatherized Non-Condensing Gas | 2278 | 231 |  | 05/25/2023 | 64876 | 204033695 | 06/29/2023
Lennox Industries Inc. | Lennox | LDT024**EQ*P | Federally-Regulated Consumer Product | Weatherized Non-Condensing Gas | 1777 | 262 |  | 05/25/2023 | 82153 | 211642100 | 06/29/2023
Lennox Industries Inc. | Lennox | KGB030**EW*P | Federally-Regulated Consumer Product | Weatherized Non-Condensing Gas | 972 | 192 |  | 05/25/2023 | 64890 | 204034161 | 06/29/2023
Lennox Industries Inc. | Lennox | LGT036**EA*P | Federally-Regulated Consumer Product | Weatherized Non-Condensing Gas | 1733 | 271 |  | 06/09/2023 | 45542 | 211128878 | 06/29/2023
Lennox Industries Inc. | Lennox | LGT048**EQ*P | Federally-Regulated Consumer Product | Weatherized Non-Condensing Gas | 2166 | 289 |  | 05/25/2023 | 82037 | 211128531 | 06/29/2023
Lennox Industries Inc. | Lennox | LGT060**EQ*P | Federally-Regulated Consumer Product | Weatherized Non-Condensing Gas | 2446 | 299 |  | 05/25/2023 | 82289 | 211128532 | 06/29/2023
Lennox Industries Inc. | Lennox | ZGB036**EY*P | Federally-Regulated Consumer Product | Weatherized Non-Condensing Gas | 1702 | 246 |  | 05/25/2023 | 109205 | 204022645 | 06/29/2023
Lennox Industries Inc. | Lennox | LDT048**EQ*P | Federally-Regulated Consumer Product | Weatherized Non-Condensing Gas | 2166 | 289 |  | 05/25/2023 | 82037 | 211642102 | 06/29/2023
Lennox Industries Inc. | Lennox | KGB048**EQ*P | Federally-Regulated Consumer Product | Weatherized Non-Condensing Gas | 2167 | 282 |  | 05/25/2023 | 80936 | 204033694 | 06/29/2023
Lennox Industries Inc. | Lennox | LGT060**EB*P | Federally-Regulated Consumer Product | Weatherized Non-Condensing Gas | 2286 | 299 |  | 05/25/2023 | 52104 | 211128529 | 06/29/2023
Johnson Controls, Inc. | GUARDIAN BY JOHNSON CONTROLS | MM9E100C16MP11 | Federally-Regulated Consumer Product | Mobile Home Non-Weatherized, C | 1672 | 334 |  | 06/20/2023 | 99431 | 203325012 | 06/29/2023
Johnson Controls, Inc. | GUARDIAN BY JOHNSON CONTROLS | MM9E080C20MP11 | Federally-Regulated Consumer Product | Mobile Home Non-Weatherized, C | 1871 | 348 |  | 06/20/2023 | 78901 | 203325011 | 06/29/2023
Johnson Controls, Inc. | GUARDIAN BY JOHNSON CONTROLS | MM9E080C16MP11 | Federally-Regulated Consumer Product | Mobile Home Non-Weatherized, C | 1641 | 332 |  | 06/20/2023 | 80008 | 203325010 | 06/29/2023
Johnson Controls, Inc. | GUARDIAN BY JOHNSON CONTROLS | MM9E080B12MP11 | Federally-Regulated Consumer Product | Mobile Home Non-Weatherized, C | 1468 | 320 |  | 06/20/2023 | 80561 | 203325009 | 06/29/2023
Johnson Controls, Inc. | GUARDIAN BY JOHNSON CONTROLS | MM9E060B12MP11 | Federally-Regulated Consumer Product | Mobile Home Non-Weatherized, C | 1333 | 310 |  | 06/20/2023 | 60177 | 203325008 | 06/29/2023
Lennox Industries Inc. | Lennox | LGT036**EB*P | Federally-Regulated Consumer Product | Weatherized Non-Condensing Gas | 1614 | 270 |  | 06/29/2023 | 52597 | 211128527 | 06/29/2023
Lennox Industries Inc. | Lennox | KGB048**EY*P | Federally-Regulated Consumer Product | Weatherized Non-Condensing Gas | 2249 | 237 |  | 06/29/2023 | 108592 | 204033696 | 06/29/2023
Lennox Industries Inc. | Lennox | KGB036**EW*P | Federally-Regulated Consumer Product | Weatherized Non-Condensing Gas | 1490 | 241 |  | 06/29/2023 | 64026 | 204033691 | 06/29/2023
Lennox Industries Inc. | Lennox | LGT060**EA*P | Federally-Regulated Consumer Product | Weatherized Non-Condensing Gas | 2423 | 302 |  | 06/29/2023 | 45561 | 211128880 | 06/29/2023
Lennox Industries Inc. | Lennox | LGT048**EA*P | Federally-Regulated Consumer Product | Weatherized Non-Condensing Gas | 2423 | 302 |  | 06/29/2023 | 45561 | 211128879 | 06/29/2023
Lennox Industries Inc. | Lennox | LDT060**EB*P | Federally-Regulated Consumer Product | Weatherized Non-Condensing Gas | 2286 | 299 |  | 06/29/2023 | 52104 | 211642099 | 06/29/2023
Lennox Industries Inc. | Lennox | LDT060**EQ*P | Federally-Regulated Consumer Product | Weatherized Non-Condensing Gas | 2446 | 299 |  | 06/29/2023 | 82289 | 211642103 | 06/29/2023
Lennox Industries Inc. | Lennox | KGB060**EX*P | Federally-Regulated Consumer Product | Weatherized Non-Condensing Gas | 2386 | 271 |  | 06/29/2023 | 114357 | 204033700 | 06/29/2023
Lennox Industries Inc. | Lennox | ZGB036**EW*P | Federally-Regulated Consumer Product | Weatherized Non-Condensing Gas | 1689 | 235 |  | 06/29/2023 | 65183 | 204022644 | 06/29/2023
Lennox Industries Inc. | Lennox | LDT060**EX*P | Federally-Regulated Consumer Product | Weatherized Non-Condensing Gas | 2252 | 290 |  | 06/29/2023 | 113812 | 211642105 | 06/29/2023
Lennox Industries Inc. | Lennox | KGB024**EW*P | Federally-Regulated Consumer Product | Weatherized Non-Condensing Gas | 972 | 192 |  | 06/29/2023 | 64890 | 204033687 | 06/29/2023
Lennox Industries Inc. | Lennox | ZGB048**EY*P | Federally-Regulated Consumer Product | Weatherized Non-Condensing Gas | 1987 | 277 |  | 06/29/2023 | 109949 | 204022647 | 06/29/2023
Lennox Industries Inc. | Lennox | LDT036**EQ*P | Federally-Regulated Consumer Product | Weatherized Non-Condensing Gas | 1777 | 262 |  | 06/29/2023 | 82153 | 211642101 | 06/29/2023
Lennox Industries Inc. | Lennox | LGT036**EF*P | Federally-Regulated Consumer Product | Weatherized Non-Condensing Gas | 1712 | 272 |  | 06/29/2023 | 75853 | 211128881 | 06/29/2023
Lennox Industries Inc. | Lennox | KGB060**EB*P | Federally-Regulated Consumer Product | Weatherized Non-Condensing Gas | 2195 | 247 |  | 06/29/2023 | 53047 | 204033697 | 06/29/2023
Lennox Industries Inc. | Lennox | LDT048**EB*P | Federally-Regulated Consumer Product | Weatherized Non-Condensing Gas | 2286 | 299 |  | 06/29/2023 | 52104 | 211642098 | 06/29/2023
Lennox Industries Inc. | Lennox | LDT036**EB*P | Federally-Regulated Consumer Product | Weatherized Non-Condensing Gas | 1614 | 270 |  | 06/29/2023 | 52597 | 211642097 | 06/29/2023
Lennox Industries Inc. | Lennox | KGB036**EQ*P | Federally-Regulated Consumer Product | Weatherized Non-Condensing Gas | 1644 | 262 |  | 06/29/2023 | 80985 | 204033689 | 06/29/2023
Lennox Industries Inc. | Lennox | KGB036**EY*P | Federally-Regulated Consumer Product | Weatherized Non-Condensing Gas | 1526 | 239 |  | 06/29/2023 | 108439 | 204033692 | 06/29/2023
Lennox Industries Inc. | Lennox | LGT048**EF*P | Federally-Regulated Consumer Product | Weatherized Non-Condensing Gas | 2535 | 306 |  | 06/29/2023 | 75457 | 211128882 | 06/29/2023
Lennox Industries Inc. | Lennox | ZGB048**EW*P | Federally-Regulated Consumer Product | Weatherized Non-Condensing Gas | 1972 | 278 |  | 06/29/2023 | 65125 | 204022646 | 06/29/2023
Lennox Industries Inc. | Lennox | LDT048**EX*P | Federally-Regulated Consumer Product | Weatherized Non-Condensing Gas | 2252 | 290 |  | 06/29/2023 | 113812 | 211642104 | 06/29/2023
Lennox Industries Inc. | Lennox | ZGB060**EX*P | Federally-Regulated Consumer Product | Weatherized Non-Condensing Gas | 2261 | 281 |  | 06/29/2023 | 113912 | 204022649 | 06/29/2023
Lennox Industries Inc. | Lennox | KGB036**EB*P | Federally-Regulated Consumer Product | Weatherized Non-Condensing Gas | 1352 | 227 |  | 06/29/2023 | 52487 | 204033688 | 06/29/2023
Lennox Industries Inc. | Lennox | LDT024**EB*P | Federally-Regulated Consumer Product | Weatherized Non-Condensing Gas | 1614 | 270 |  | 06/29/2023 | 52597 | 211642096 | 06/29/2023
Lennox Industries Inc. | Lennox | LGT060**EX*P | Federally-Regulated Consumer Product | Weatherized Non-Condensing Gas | 2252 | 290 |  | 06/29/2023 | 113812 | 211128534 | 06/29/2023
Lennox Industries Inc. | Lennox | LGT036**EQ*P | Federally-Regulated Consumer Product | Weatherized Non-Condensing Gas | 1777 | 262 |  | 06/29/2023 | 82153 | 211128530 | 06/29/2023
Lennox Industries Inc. | Lennox | KGB060**EQ*P | Federally-Regulated Consumer Product | Weatherized Non-Condensing Gas | 2204 | 273 |  | 06/29/2023 | 79781 | 204033699 | 06/29/2023
Lennox Industries Inc. | Lennox | KGB048**EB*P | Federally-Regulated Consumer Product | Weatherized Non-Condensing Gas | 2276 | 264 |  | 06/29/2023 | 52928 | 204033693 | 06/29/2023
Lennox Industries Inc. | Lennox | LGT048**EB*P | Federally-Regulated Consumer Product | Weatherized Non-Condensing Gas | 2286 | 299 |  | 06/29/2023 | 52104 | 211128528 | 06/29/2023
Lennox Industries Inc. | Lennox | LGT048**EX*P | Federally-Regulated Consumer Product | Weatherized Non-Condensing Gas | 2252 | 290 |  | 06/29/2023 | 113812 | 211128533 | 06/29/2023
Lennox Industries Inc. | Lennox | ZGB060**EQ*P | Federally-Regulated Consumer Product | Weatherized Non-Condensing Gas | 2260 | 277 |  | 06/29/2023 | 80534 | 204022648 | 06/29/2023
Lennox Industries Inc. | Lennox | LGT060**EF*P | Federally-Regulated Consumer Product | Weatherized Non-Condensing Gas | 2535 | 306 |  | 06/29/2023 | 75457 | 211154915 | 06/29/2023
Lennox Industries Inc. | Lennox | KGB048**EW*P | Federally-Regulated Consumer Product | Weatherized Non-Condensing Gas | 2278 | 231 |  | 06/29/2023 | 64876 | 204033695 | 06/29/2023
Lennox Industries Inc. | Lennox | LDT024**EQ*P | Federally-Regulated Consumer Product | Weatherized Non-Condensing Gas | 1777 | 262 |  | 06/29/2023 | 82153 | 211642100 | 06/29/2023
Lennox Industries Inc. | Lennox | KGB030**EW*P | Federally-Regulated Consumer Product | Weatherized Non-Condensing Gas | 972 | 192 |  | 06/29/2023 | 64890 | 204034161 | 06/29/2023
Lennox Industries Inc. | Lennox | LGT036**EA*P | Federally-Regulated Consumer Product | Weatherized Non-Condensing Gas | 1733 | 271 |  | 06/29/2023 | 45542 | 211128878 | 06/29/2023
Lennox Industries Inc. | Lennox | LGT048**EQ*P | Federally-Regulated Consumer Product | Weatherized Non-Condensing Gas | 2166 | 289 |  | 06/29/2023 | 82037 | 211128531 | 06/29/2023
Lennox Industries Inc. | Lennox | LGT060**EQ*P | Federally-Regulated Consumer Product | Weatherized Non-Condensing Gas | 2446 | 299 |  | 06/29/2023 | 82289 | 211128532 | 06/29/2023
Lennox Industries Inc. | Lennox | ZGB036**EY*P | Federally-Regulated Consumer Product | Weatherized Non-Condensing Gas | 1702 | 246 |  | 06/29/2023 | 109205 | 204022645 | 06/29/2023
Lennox Industries Inc. | Lennox | LDT048**EQ*P | Federally-Regulated Consumer Product | Weatherized Non-Condensing Gas | 2166 | 289 |  | 06/29/2023 | 82037 | 211642102 | 06/29/2023
Lennox Industries Inc. | Lennox | KGB048**EQ*P | Federally-Regulated Consumer Product | Weatherized Non-Condensing Gas | 2167 | 282 |  | 06/29/2023 | 80936 | 204033694 | 06/29/2023
Lennox Industries Inc. | Lennox | LGT060**EB*P | Federally-Regulated Consumer Product | Weatherized Non-Condensing Gas | 2286 | 299 |  | 06/29/2023 | 52104 | 211128529 | 06/29/2023
Johnson Controls, Inc. | GUARDIAN BY JOHNSON CONTROLS | MM9E100C16MP11 | Federally-Regulated Consumer Product | Mobile Home Non-Weatherized, C | 1672 | 334 |  | 06/29/2023 | 99431 | 203325012 | 06/29/2023
Johnson Controls, Inc. | GUARDIAN BY JOHNSON CONTROLS | MM9E080C20MP11 | Federally-Regulated Consumer Product | Mobile Home Non-Weatherized, C | 1871 | 348 |  | 06/29/2023 | 78901 | 203325011 | 06/29/2023
Johnson Controls, Inc. | GUARDIAN BY JOHNSON CONTROLS | MM9E080C16MP11 | Federally-Regulated Consumer Product | Mobile Home Non-Weatherized, C | 1641 | 332 |  | 06/29/2023 | 80008 | 203325010 | 06/29/2023
Johnson Controls, Inc. | GUARDIAN BY JOHNSON CONTROLS | MM9E080B12MP11 | Federally-Regulated Consumer Product | Mobile Home Non-Weatherized, C | 1468 | 320 |  | 06/29/2023 | 80561 | 203325009 | 06/29/2023
Johnson Controls, Inc. | GUARDIAN BY JOHNSON CONTROLS | MM9E060B12MP11 | Federally-Regulated Consumer Product | Mobile Home Non-Weatherized, C | 1333 | 310 |  | 06/29/2023 | 60177 | 203325008 | 06/29/2023
Lennox Industries Inc. | Allied Commercial | LGT048**EQ*P | Federally-Regulated Consumer Product | Weatherized Non-Condensing Gas | 2166 | 289 |  | 05/25/2023 | 82037 | 211239120 | 06/29/2023
Lennox Industries Inc. | Allied Commercial | LGT060**EQ*P | Federally-Regulated Consumer Product | Weatherized Non-Condensing Gas | 2446 | 299 |  | 05/25/2023 | 82289 | 211239121 | 06/29/2023
Lennox Industries Inc. | Allied Commercial | KGB036**EW*P | Federally-Regulated Consumer Product | Weatherized Non-Condensing Gas | 1490 | 241 |  | 05/25/2023 | 64026 | 204035042 | 06/29/2023
Lennox Industries Inc. | Allied Commercial | LGT060**EX*P | Federally-Regulated Consumer Product | Weatherized Non-Condensing Gas | 2252 | 290 |  | 05/25/2023 | 113812 | 211239123 | 06/29/2023
Lennox Industries Inc. | Allied Commercial | LGT036**EB*P | Federally-Regulated Consumer Product | Weatherized Non-Condensing Gas | 1614 | 270 |  | 05/25/2023 | 52597 | 211239116 | 06/29/2023
Lennox Industries Inc. | Allied Commercial | KGB036**EQ*P | Federally-Regulated Consumer Product | Weatherized Non-Condensing Gas | 1644 | 262 |  | 05/25/2023 | 80985 | 204035041 | 06/29/2023
Lennox Industries Inc. | Allied Commercial | KGB048**EW*P | Federally-Regulated Consumer Product | Weatherized Non-Condensing Gas | 2278 | 231 |  | 05/25/2023 | 64876 | 204035047 | 06/29/2023
Lennox Industries Inc. | Allied Commercial | LGT048**EX*P | Federally-Regulated Consumer Product | Weatherized Non-Condensing Gas | 2252 | 290 |  | 05/25/2023 | 113812 | 211239122 | 06/29/2023
Lennox Industries Inc. | Allied Commercial | LDT060**EX*P | Federally-Regulated Consumer Product | Weatherized Non-Condensing Gas | 2252 | 290 |  | 05/25/2023 | 113812 | 211642115 | 06/29/2023
Lennox Industries Inc. | Allied Commercial | ZGB036**EY*P | Federally-Regulated Consumer Product | Weatherized Non-Condensing Gas | 1702 | 246 |  | 05/25/2023 | 109205 | 204032240 | 06/29/2023
Lennox Industries Inc. | Allied Commercial | LDT048**EX*P | Federally-Regulated Consumer Product | Weatherized Non-Condensing Gas | 2252 | 290 |  | 05/25/2023 | 113812 | 211642114 | 06/29/2023
Lennox Industries Inc. | Allied Commercial | LGT060**EA*P | Federally-Regulated Consumer Product | Weatherized Non-Condensing Gas | 2423 | 302 |  | 06/09/2023 | 45561 | 211239126 | 06/29/2023
Lennox Industries Inc. | Allied Commercial | LGT060**EF*P | Federally-Regulated Consumer Product | Weatherized Non-Condensing Gas | 2535 | 306 |  | 06/09/2023 | 75457 | 211239129 | 06/29/2023
Lennox Industries Inc. | Allied Commercial | ZGB048**EY*P | Federally-Regulated Consumer Product | Weatherized Non-Condensing Gas | 1987 | 277 |  | 05/25/2023 | 109949 | 204032242 | 06/29/2023
Lennox Industries Inc. | Allied Commercial | KGB048**EQ*P | Federally-Regulated Consumer Product | Weatherized Non-Condensing Gas | 2167 | 282 |  | 05/25/2023 | 80936 | 204035046 | 06/29/2023
Lennox Industries Inc. | Allied Commercial | LDT048**EQ*P | Federally-Regulated Consumer Product | Weatherized Non-Condensing Gas | 2166 | 289 |  | 05/25/2023 | 82037 | 211642112 | 06/29/2023
Lennox Industries Inc. | Allied Commercial | ZGB048**EW*P | Federally-Regulated Consumer Product | Weatherized Non-Condensing Gas | 1972 | 278 |  | 05/25/2023 | 65125 | 204032241 | 06/29/2023
Lennox Industries Inc. | Allied Commercial | LGT048**EA*P | Federally-Regulated Consumer Product | Weatherized Non-Condensing Gas | 2423 | 302 |  | 06/09/2023 | 45561 | 211239125 | 06/29/2023
Lennox Industries Inc. | Allied Commercial | LDT060**EB*P | Federally-Regulated Consumer Product | Weatherized Non-Condensing Gas | 2286 | 299 |  | 05/25/2023 | 52104 | 211642109 | 06/29/2023
Lennox Industries Inc. | Allied Commercial | KGB036**EB*P | Federally-Regulated Consumer Product | Weatherized Non-Condensing Gas | 1352 | 227 |  | 05/25/2023 | 52487 | 204035040 | 06/29/2023
Lennox Industries Inc. | Allied Commercial | ZGB036**EW*P | Federally-Regulated Consumer Product | Weatherized Non-Condensing Gas | 1689 | 235 |  | 05/25/2023 | 65183 | 204032239 | 06/29/2023
Lennox Industries Inc. | Allied Commercial | LDT036**EB*P | Federally-Regulated Consumer Product | Weatherized Non-Condensing Gas | 1614 | 270 |  | 05/25/2023 | 52597 | 211642107 | 06/29/2023
Lennox Industries Inc. | Allied Commercial | LGT060**EB*P | Federally-Regulated Consumer Product | Weatherized Non-Condensing Gas | 2286 | 299 |  | 05/25/2023 | 52104 | 211239118 | 06/29/2023
Lennox Industries Inc. | Allied Commercial | LGT036**EA*P | Federally-Regulated Consumer Product | Weatherized Non-Condensing Gas | 1733 | 271 |  | 06/09/2023 | 45542 | 211239124 | 06/29/2023
Lennox Industries Inc. | Allied Commercial | KGB048**EB*P | Federally-Regulated Consumer Product | Weatherized Non-Condensing Gas | 2276 | 264 |  | 05/25/2023 | 52928 | 204035044 | 06/29/2023
Lennox Industries Inc. | Allied Commercial | ZGB060**EX*P | Federally-Regulated Consumer Product | Weatherized Non-Condensing Gas | 2261 | 281 |  | 05/25/2023 | 113912 | 204032244 | 06/29/2023
Lennox Industries Inc. | Allied Commercial | LGT048**EF*P | Federally-Regulated Consumer Product | Weatherized Non-Condensing Gas | 2535 | 306 |  | 06/09/2023 | 75457 | 211239128 | 06/29/2023
Lennox Industries Inc. | Allied Commercial | LGT036**EF*P | Federally-Regulated Consumer Product | Weatherized Non-Condensing Gas | 1712 | 272 |  | 06/09/2023 | 75853 | 211239127 | 06/29/2023
Lennox Industries Inc. | Allied Commercial | KGB036**EY*P | Federally-Regulated Consumer Product | Weatherized Non-Condensing Gas | 1526 | 239 |  | 05/25/2023 | 108439 | 204035043 | 06/29/2023
Lennox Industries Inc. | Allied Commercial | KGB060**EB*P | Federally-Regulated Consumer Product | Weatherized Non-Condensing Gas | 2195 | 247 |  | 05/25/2023 | 53047 | 204035049 | 06/29/2023
Lennox Industries Inc. | Allied Commercial | LDT048**EB*P | Federally-Regulated Consumer Product | Weatherized Non-Condensing Gas | 2286 | 299 |  | 05/25/2023 | 52104 | 211642108 | 06/29/2023
Lennox Industries Inc. | Allied Commercial | KGB060**EX*P | Federally-Regulated Consumer Product | Weatherized Non-Condensing Gas | 2386 | 271 |  | 05/25/2023 | 114357 | 204035051 | 06/29/2023
Lennox Industries Inc. | Allied Commercial | LGT048**EB*P | Federally-Regulated Consumer Product | Weatherized Non-Condensing Gas | 2286 | 299 |  | 05/25/2023 | 52104 | 211239117 | 06/29/2023
Lennox Industries Inc. | Allied Commercial | KGB048**EY*P | Federally-Regulated Consumer Product | Weatherized Non-Condensing Gas | 2249 | 237 |  | 05/25/2023 | 108592 | 204035048 | 06/29/2023
Lennox Industries Inc. | Allied Commercial | LDT060**EQ*P | Federally-Regulated Consumer Product | Weatherized Non-Condensing Gas | 2446 | 299 |  | 05/25/2023 | 82289 | 211642113 | 06/29/2023
Lennox Industries Inc. | Allied Commercial | KGB024**EW*P | Federally-Regulated Consumer Product | Weatherized Non-Condensing Gas | 972 | 192 |  | 05/25/2023 | 64890 | 204035039 | 06/29/2023
Lennox Industries Inc. | Allied Commercial | LDT024**EQ*P | Federally-Regulated Consumer Product | Weatherized Non-Condensing Gas | 1777 | 262 |  | 05/25/2023 | 82153 | 211642110 | 06/29/2023
Lennox Industries Inc. | Allied Commercial | LDT036**EQ*P | Federally-Regulated Consumer Product | Weatherized Non-Condensing Gas | 1777 | 262 |  | 05/25/2023 | 82153 | 211642111 | 06/29/2023
Lennox Industries Inc. | Allied Commercial | LDT024**EB*P | Federally-Regulated Consumer Product | Weatherized Non-Condensing Gas | 1614 | 270 |  | 05/25/2023 | 52597 | 211642106 | 06/29/2023
Lennox Industries Inc. | Allied Commercial | ZGB060**EQ*P | Federally-Regulated Consumer Product | Weatherized Non-Condensing Gas | 2260 | 277 |  | 05/25/2023 | 80534 | 204032243 | 06/29/2023
Lennox Industries Inc. | Allied Commercial | KGB030**EW*P | Federally-Regulated Consumer Product | Weatherized Non-Condensing Gas | 972 | 192 |  | 05/25/2023 | 64890 | 204035052 | 06/29/2023
Lennox Industries Inc. | Allied Commercial | LGT036**EQ*P | Federally-Regulated Consumer Product | Weatherized Non-Condensing Gas | 1777 | 262 |  | 05/25/2023 | 82153 | 211239119 | 06/29/2023
Lennox Industries Inc. | Allied Commercial | KGB060**EQ*P | Federally-Regulated Consumer Product | Weatherized Non-Condensing Gas | 2204 | 273 |  | 05/25/2023 | 79781 | 204035050 | 06/29/2023
Lennox Industries Inc. | Allied Commercial | LGT048**EQ*P | Federally-Regulated Consumer Product | Weatherized Non-Condensing Gas | 2166 | 289 |  | 06/29/2023 | 82037 | 211239120 | 06/29/2023
Lennox Industries Inc. | Allied Commercial | LGT060**EQ*P | Federally-Regulated Consumer Product | Weatherized Non-Condensing Gas | 2446 | 299 |  | 06/29/2023 | 82289 | 211239121 | 06/29/2023
Lennox Industries Inc. | Allied Commercial | KGB036**EW*P | Federally-Regulated Consumer Product | Weatherized Non-Condensing Gas | 1490 | 241 |  | 06/29/2023 | 64026 | 204035042 | 06/29/2023
Lennox Industries Inc. | Allied Commercial | LGT060**EX*P | Federally-Regulated Consumer Product | Weatherized Non-Condensing Gas | 2252 | 290 |  | 06/29/2023 | 113812 | 211239123 | 06/29/2023
Lennox Industries Inc. | Allied Commercial | LGT036**EB*P | Federally-Regulated Consumer Product | Weatherized Non-Condensing Gas | 1614 | 270 |  | 06/29/2023 | 52597 | 211239116 | 06/29/2023
Lennox Industries Inc. | Allied Commercial | KGB036**EQ*P | Federally-Regulated Consumer Product | Weatherized Non-Condensing Gas | 1644 | 262 |  | 06/29/2023 | 80985 | 204035041 | 06/29/2023
Lennox Industries Inc. | Allied Commercial | KGB048**EW*P | Federally-Regulated Consumer Product | Weatherized Non-Condensing Gas | 2278 | 231 |  | 06/29/2023 | 64876 | 204035047 | 06/29/2023
Lennox Industries Inc. | Allied Commercial | LGT048**EX*P | Federally-Regulated Consumer Product | Weatherized Non-Condensing Gas | 2252 | 290 |  | 06/29/2023 | 113812 | 211239122 | 06/29/2023
Lennox Industries Inc. | Allied Commercial | LDT060**EX*P | Federally-Regulated Consumer Product | Weatherized Non-Condensing Gas | 2252 | 290 |  | 06/29/2023 | 113812 | 211642115 | 06/29/2023
Lennox Industries Inc. | Allied Commercial | ZGB036**EY*P | Federally-Regulated Consumer Product | Weatherized Non-Condensing Gas | 1702 | 246 |  | 06/29/2023 | 109205 | 204032240 | 06/29/2023
Lennox Industries Inc. | Allied Commercial | LDT048**EX*P | Federally-Regulated Consumer Product | Weatherized Non-Condensing Gas | 2252 | 290 |  | 06/29/2023 | 113812 | 211642114 | 06/29/2023
Lennox Industries Inc. | Allied Commercial | LGT060**EA*P | Federally-Regulated Consumer Product | Weatherized Non-Condensing Gas | 2423 | 302 |  | 06/29/2023 | 45561 | 211239126 | 06/29/2023
Lennox Industries Inc. | Allied Commercial | LGT060**EF*P | Federally-Regulated Consumer Product | Weatherized Non-Condensing Gas | 2535 | 306 |  | 06/29/2023 | 75457 | 211239129 | 06/29/2023
Lennox Industries Inc. | Allied Commercial | ZGB048**EY*P | Federally-Regulated Consumer Product | Weatherized Non-Condensing Gas | 1987 | 277 |  | 06/29/2023 | 109949 | 204032242 | 06/29/2023
Lennox Industries Inc. | Allied Commercial | KGB048**EQ*P | Federally-Regulated Consumer Product | Weatherized Non-Condensing Gas | 2167 | 282 |  | 06/29/2023 | 80936 | 204035046 | 06/29/2023
Lennox Industries Inc. | Allied Commercial | LDT048**EQ*P | Federally-Regulated Consumer Product | Weatherized Non-Condensing Gas | 2166 | 289 |  | 06/29/2023 | 82037 | 211642112 | 06/29/2023
Lennox Industries Inc. | Allied Commercial | ZGB048**EW*P | Federally-Regulated Consumer Product | Weatherized Non-Condensing Gas | 1972 | 278 |  | 06/29/2023 | 65125 | 204032241 | 06/29/2023
Lennox Industries Inc. | Allied Commercial | LGT048**EA*P | Federally-Regulated Consumer Product | Weatherized Non-Condensing Gas | 2423 | 302 |  | 06/29/2023 | 45561 | 211239125 | 06/29/2023
Lennox Industries Inc. | Allied Commercial | LDT060**EB*P | Federally-Regulated Consumer Product | Weatherized Non-Condensing Gas | 2286 | 299 |  | 06/29/2023 | 52104 | 211642109 | 06/29/2023
Lennox Industries Inc. | Allied Commercial | KGB036**EB*P | Federally-Regulated Consumer Product | Weatherized Non-Condensing Gas | 1352 | 227 |  | 06/29/2023 | 52487 | 204035040 | 06/29/2023
Lennox Industries Inc. | Allied Commercial | ZGB036**EW*P | Federally-Regulated Consumer Product | Weatherized Non-Condensing Gas | 1689 | 235 |  | 06/29/2023 | 65183 | 204032239 | 06/29/2023
Lennox Industries Inc. | Allied Commercial | LDT036**EB*P | Federally-Regulated Consumer Product | Weatherized Non-Condensing Gas | 1614 | 270 |  | 06/29/2023 | 52597 | 211642107 | 06/29/2023
Lennox Industries Inc. | Allied Commercial | LGT060**EB*P | Federally-Regulated Consumer Product | Weatherized Non-Condensing Gas | 2286 | 299 |  | 06/29/2023 | 52104 | 211239118 | 06/29/2023
Lennox Industries Inc. | Allied Commercial | LGT036**EA*P | Federally-Regulated Consumer Product | Weatherized Non-Condensing Gas | 1733 | 271 |  | 06/29/2023 | 45542 | 211239124 | 06/29/2023
Lennox Industries Inc. | Allied Commercial | KGB048**EB*P | Federally-Regulated Consumer Product | Weatherized Non-Condensing Gas | 2276 | 264 |  | 06/29/2023 | 52928 | 204035044 | 06/29/2023
Lennox Industries Inc. | Allied Commercial | ZGB060**EX*P | Federally-Regulated Consumer Product | Weatherized Non-Condensing Gas | 2261 | 281 |  | 06/29/2023 | 113912 | 204032244 | 06/29/2023
Lennox Industries Inc. | Allied Commercial | LGT048**EF*P | Federally-Regulated Consumer Product | Weatherized Non-Condensing Gas | 2535 | 306 |  | 06/29/2023 | 75457 | 211239128 | 06/29/2023
Lennox Industries Inc. | Allied Commercial | LGT036**EF*P | Federally-Regulated Consumer Product | Weatherized Non-Condensing Gas | 1712 | 272 |  | 06/29/2023 | 75853 | 211239127 | 06/29/2023
Lennox Industries Inc. | Allied Commercial | KGB036**EY*P | Federally-Regulated Consumer Product | Weatherized Non-Condensing Gas | 1526 | 239 |  | 06/29/2023 | 108439 | 204035043 | 06/29/2023
Lennox Industries Inc. | Allied Commercial | KGB060**EB*P | Federally-Regulated Consumer Product | Weatherized Non-Condensing Gas | 2195 | 247 |  | 06/29/2023 | 53047 | 204035049 | 06/29/2023
Lennox Industries Inc. | Allied Commercial | LDT048**EB*P | Federally-Regulated Consumer Product | Weatherized Non-Condensing Gas | 2286 | 299 |  | 06/29/2023 | 52104 | 211642108 | 06/29/2023
Lennox Industries Inc. | Allied Commercial | KGB060**EX*P | Federally-Regulated Consumer Product | Weatherized Non-Condensing Gas | 2386 | 271 |  | 06/29/2023 | 114357 | 204035051 | 06/29/2023
Lennox Industries Inc. | Allied Commercial | LGT048**EB*P | Federally-Regulated Consumer Product | Weatherized Non-Condensing Gas | 2286 | 299 |  | 06/29/2023 | 52104 | 211239117 | 06/29/2023
Lennox Industries Inc. | Allied Commercial | KGB048**EY*P | Federally-Regulated Consumer Product | Weatherized Non-Condensing Gas | 2249 | 237 |  | 06/29/2023 | 108592 | 204035048 | 06/29/2023
Lennox Industries Inc. | Allied Commercial | LDT060**EQ*P | Federally-Regulated Consumer Product | Weatherized Non-Condensing Gas | 2446 | 299 |  | 06/29/2023 | 82289 | 211642113 | 06/29/2023
Lennox Industries Inc. | Allied Commercial | KGB024**EW*P | Federally-Regulated Consumer Product | Weatherized Non-Condensing Gas | 972 | 192 |  | 06/29/2023 | 64890 | 204035039 | 06/29/2023
Lennox Industries Inc. | Allied Commercial | LDT024**EQ*P | Federally-Regulated Consumer Product | Weatherized Non-Condensing Gas | 1777 | 262 |  | 06/29/2023 | 82153 | 211642110 | 06/29/2023
Lennox Industries Inc. | Allied Commercial | LDT036**EQ*P | Federally-Regulated Consumer Product | Weatherized Non-Condensing Gas | 1777 | 262 |  | 06/29/2023 | 82153 | 211642111 | 06/29/2023
Lennox Industries Inc. | Allied Commercial | LDT024**EB*P | Federally-Regulated Consumer Product | Weatherized Non-Condensing Gas | 1614 | 270 |  | 06/29/2023 | 52597 | 211642106 | 06/29/2023
Lennox Industries Inc. | Allied Commercial | ZGB060**EQ*P | Federally-Regulated Consumer Product | Weatherized Non-Condensing Gas | 2260 | 277 |  | 06/29/2023 | 80534 | 204032243 | 06/29/2023
Lennox Industries Inc. | Allied Commercial | KGB030**EW*P | Federally-Regulated Consumer Product | Weatherized Non-Condensing Gas | 972 | 192 |  | 06/29/2023 | 64890 | 204035052 | 06/29/2023
Lennox Industries Inc. | Allied Commercial | LGT036**EQ*P | Federally-Regulated Consumer Product | Weatherized Non-Condensing Gas | 1777 | 262 |  | 06/29/2023 | 82153 | 211239119 | 06/29/2023
Lennox Industries Inc. | Allied Commercial | KGB060**EQ*P | Federally-Regulated Consumer Product | Weatherized Non-Condensing Gas | 2204 | 273 |  | 06/29/2023 | 79781 | 204035050 | 06/29/2023
Lennox Industries Inc. | Allied Commercial | LGT048**EQ*P | Federally-Regulated Consumer Product | Weatherized Non-Condensing Gas | 2166 | 289 |  | 06/29/2023 | 82037 | 211239120 | 06/29/2023
Lennox Industries Inc. | Allied Commercial | LGT060**EQ*P | Federally-Regulated Consumer Product | Weatherized Non-Condensing Gas | 2446 | 299 |  | 06/29/2023 | 82289 | 211239121 | 06/29/2023
Lennox Industries Inc. | Allied Commercial | KGB036**EW*P | Federally-Regulated Consumer Product | Weatherized Non-Condensing Gas | 1490 | 241 |  | 06/29/2023 | 64026 | 204035042 | 06/29/2023
Lennox Industries Inc. | Allied Commercial | LGT060**EX*P | Federally-Regulated Consumer Product | Weatherized Non-Condensing Gas | 2252 | 290 |  | 06/29/2023 | 113812 | 211239123 | 06/29/2023
Lennox Industries Inc. | Allied Commercial | LGT036**EB*P | Federally-Regulated Consumer Product | Weatherized Non-Condensing Gas | 1614 | 270 |  | 06/29/2023 | 52597 | 211239116 | 06/29/2023
Lennox Industries Inc. | Allied Commercial | KGB036**EQ*P | Federally-Regulated Consumer Product | Weatherized Non-Condensing Gas | 1644 | 262 |  | 06/29/2023 | 80985 | 204035041 | 06/29/2023
Lennox Industries Inc. | Allied Commercial | KGB048**EW*P | Federally-Regulated Consumer Product | Weatherized Non-Condensing Gas | 2278 | 231 |  | 06/29/2023 | 64876 | 204035047 | 06/29/2023
Lennox Industries Inc. | Allied Commercial | LGT048**EX*P | Federally-Regulated Consumer Product | Weatherized Non-Condensing Gas | 2252 | 290 |  | 06/29/2023 | 113812 | 211239122 | 06/29/2023
Lennox Industries Inc. | Allied Commercial | LDT060**EX*P | Federally-Regulated Consumer Product | Weatherized Non-Condensing Gas | 2252 | 290 |  | 06/29/2023 | 113812 | 211642115 | 06/29/2023
Lennox Industries Inc. | Allied Commercial | ZGB036**EY*P | Federally-Regulated Consumer Product | Weatherized Non-Condensing Gas | 1702 | 246 |  | 06/29/2023 | 109205 | 204032240 | 06/29/2023
Lennox Industries Inc. | Allied Commercial | LDT048**EX*P | Federally-Regulated Consumer Product | Weatherized Non-Condensing Gas | 2252 | 290 |  | 06/29/2023 | 113812 | 211642114 | 06/29/2023
Lennox Industries Inc. | Allied Commercial | LGT060**EA*P | Federally-Regulated Consumer Product | Weatherized Non-Condensing Gas | 2423 | 302 |  | 06/29/2023 | 45561 | 211239126 | 06/29/2023
Lennox Industries Inc. | Allied Commercial | LGT060**EF*P | Federally-Regulated Consumer Product | Weatherized Non-Condensing Gas | 2535 | 306 |  | 06/29/2023 | 75457 | 211239129 | 06/29/2023
Lennox Industries Inc. | Allied Commercial | ZGB048**EY*P | Federally-Regulated Consumer Product | Weatherized Non-Condensing Gas | 1987 | 277 |  | 06/29/2023 | 109949 | 204032242 | 06/29/2023
Lennox Industries Inc. | Allied Commercial | KGB048**EQ*P | Federally-Regulated Consumer Product | Weatherized Non-Condensing Gas | 2167 | 282 |  | 06/29/2023 | 80936 | 204035046 | 06/29/2023
Lennox Industries Inc. | Allied Commercial | LDT048**EQ*P | Federally-Regulated Consumer Product | Weatherized Non-Condensing Gas | 2166 | 289 |  | 06/29/2023 | 82037 | 211642112 | 06/29/2023
Lennox Industries Inc. | Allied Commercial | ZGB048**EW*P | Federally-Regulated Consumer Product | Weatherized Non-Condensing Gas | 1972 | 278 |  | 06/29/2023 | 65125 | 204032241 | 06/29/2023
Lennox Industries Inc. | Allied Commercial | LGT048**EA*P | Federally-Regulated Consumer Product | Weatherized Non-Condensing Gas | 2423 | 302 |  | 06/29/2023 | 45561 | 211239125 | 06/29/2023
Lennox Industries Inc. | Allied Commercial | LDT060**EB*P | Federally-Regulated Consumer Product | Weatherized Non-Condensing Gas | 2286 | 299 |  | 06/29/2023 | 52104 | 211642109 | 06/29/2023
Lennox Industries Inc. | Allied Commercial | KGB036**EB*P | Federally-Regulated Consumer Product | Weatherized Non-Condensing Gas | 1352 | 227 |  | 06/29/2023 | 52487 | 204035040 | 06/29/2023
Lennox Industries Inc. | Allied Commercial | ZGB036**EW*P | Federally-Regulated Consumer Product | Weatherized Non-Condensing Gas | 1689 | 235 |  | 06/29/2023 | 65183 | 204032239 | 06/29/2023
Lennox Industries Inc. | Allied Commercial | LDT036**EB*P | Federally-Regulated Consumer Product | Weatherized Non-Condensing Gas | 1614 | 270 |  | 06/29/2023 | 52597 | 211642107 | 06/29/2023
Lennox Industries Inc. | Allied Commercial | LGT060**EB*P | Federally-Regulated Consumer Product | Weatherized Non-Condensing Gas | 2286 | 299 |  | 06/29/2023 | 52104 | 211239118 | 06/29/2023
Lennox Industries Inc. | Allied Commercial | LGT036**EA*P | Federally-Regulated Consumer Product | Weatherized Non-Condensing Gas | 1733 | 271 |  | 06/29/2023 | 45542 | 211239124 | 06/29/2023
Lennox Industries Inc. | Allied Commercial | KGB048**EB*P | Federally-Regulated Consumer Product | Weatherized Non-Condensing Gas | 2276 | 264 |  | 06/29/2023 | 52928 | 204035044 | 06/29/2023
Lennox Industries Inc. | Allied Commercial | ZGB060**EX*P | Federally-Regulated Consumer Product | Weatherized Non-Condensing Gas | 2261 | 281 |  | 06/29/2023 | 113912 | 204032244 | 06/29/2023
Lennox Industries Inc. | Allied Commercial | LGT048**EF*P | Federally-Regulated Consumer Product | Weatherized Non-Condensing Gas | 2535 | 306 |  | 06/29/2023 | 75457 | 211239128 | 06/29/2023
Lennox Industries Inc. | Allied Commercial | LGT036**EF*P | Federally-Regulated Consumer Product | Weatherized Non-Condensing Gas | 1712 | 272 |  | 06/29/2023 | 75853 | 211239127 | 06/29/2023
Lennox Industries Inc. | Allied Commercial | KGB036**EY*P | Federally-Regulated Consumer Product | Weatherized Non-Condensing Gas | 1526 | 239 |  | 06/29/2023 | 108439 | 204035043 | 06/29/2023
Lennox Industries Inc. | Allied Commercial | KGB060**EB*P | Federally-Regulated Consumer Product | Weatherized Non-Condensing Gas | 2195 | 247 |  | 06/29/2023 | 53047 | 204035049 | 06/29/2023
Lennox Industries Inc. | Allied Commercial | LDT048**EB*P | Federally-Regulated Consumer Product | Weatherized Non-Condensing Gas | 2286 | 299 |  | 06/29/2023 | 52104 | 211642108 | 06/29/2023
Lennox Industries Inc. | Allied Commercial | KGB060**EX*P | Federally-Regulated Consumer Product | Weatherized Non-Condensing Gas | 2386 | 271 |  | 06/29/2023 | 114357 | 204035051 | 06/29/2023
Lennox Industries Inc. | Allied Commercial | LGT048**EB*P | Federally-Regulated Consumer Product | Weatherized Non-Condensing Gas | 2286 | 299 |  | 06/29/2023 | 52104 | 211239117 | 06/29/2023
Lennox Industries Inc. | Allied Commercial | KGB048**EY*P | Federally-Regulated Consumer Product | Weatherized Non-Condensing Gas | 2249 | 237 |  | 06/29/2023 | 108592 | 204035048 | 06/29/2023
Lennox Industries Inc. | Allied Commercial | LDT060**EQ*P | Federally-Regulated Consumer Product | Weatherized Non-Condensing Gas | 2446 | 299 |  | 06/29/2023 | 82289 | 211642113 | 06/29/2023
Lennox Industries Inc. | Allied Commercial | KGB024**EW*P | Federally-Regulated Consumer Product | Weatherized Non-Condensing Gas | 972 | 192 |  | 06/29/2023 | 64890 | 204035039 | 06/29/2023
Lennox Industries Inc. | Allied Commercial | LDT024**EQ*P | Federally-Regulated Consumer Product | Weatherized Non-Condensing Gas | 1777 | 262 |  | 06/29/2023 | 82153 | 211642110 | 06/29/2023
Lennox Industries Inc. | Allied Commercial | LDT036**EQ*P | Federally-Regulated Consumer Product | Weatherized Non-Condensing Gas | 1777 | 262 |  | 06/29/2023 | 82153 | 211642111 | 06/29/2023
Lennox Industries Inc. | Allied Commercial | LDT024**EB*P | Federally-Regulated Consumer Product | Weatherized Non-Condensing Gas | 1614 | 270 |  | 06/29/2023 | 52597 | 211642106 | 06/29/2023
Lennox Industries Inc. | Allied Commercial | ZGB060**EQ*P | Federally-Regulated Consumer Product | Weatherized Non-Condensing Gas | 2260 | 277 |  | 06/29/2023 | 80534 | 204032243 | 06/29/2023
Lennox Industries Inc. | Allied Commercial | KGB030**EW*P | Federally-Regulated Consumer Product | Weatherized Non-Condensing Gas | 972 | 192 |  | 06/29/2023 | 64890 | 204035052 | 06/29/2023
Lennox Industries Inc. | Allied Commercial | LGT036**EQ*P | Federally-Regulated Consumer Product | Weatherized Non-Condensing Gas | 1777 | 262 |  | 06/29/2023 | 82153 | 211239119 | 06/29/2023
Lennox Industries Inc. | Allied Commercial | KGB060**EQ*P | Federally-Regulated Consumer Product | Weatherized Non-Condensing Gas | 2204 | 273 |  | 06/29/2023 | 79781 | 204035050 | 06/29/2023
Lennox Industries Inc. | Lennox | LGT036**EB*P | Federally-Regulated Consumer Product | Weatherized Non-Condensing Gas | 1614 | 270 |  | 06/29/2023 | 52597 | 211128527 | 06/29/2023
Lennox Industries Inc. | Lennox | KGB048**EY*P | Federally-Regulated Consumer Product | Weatherized Non-Condensing Gas | 2249 | 237 |  | 06/29/2023 | 108592 | 204033696 | 06/29/2023
Lennox Industries Inc. | Lennox | KGB036**EW*P | Federally-Regulated Consumer Product | Weatherized Non-Condensing Gas | 1490 | 241 |  | 06/29/2023 | 64026 | 204033691 | 06/29/2023
Lennox Industries Inc. | Lennox | LGT060**EA*P | Federally-Regulated Consumer Product | Weatherized Non-Condensing Gas | 2423 | 302 |  | 06/29/2023 | 45561 | 211128880 | 06/29/2023
Lennox Industries Inc. | Lennox | LGT048**EA*P | Federally-Regulated Consumer Product | Weatherized Non-Condensing Gas | 2423 | 302 |  | 06/29/2023 | 45561 | 211128879 | 06/29/2023
Lennox Industries Inc. | Lennox | LDT060**EB*P | Federally-Regulated Consumer Product | Weatherized Non-Condensing Gas | 2286 | 299 |  | 06/29/2023 | 52104 | 211642099 | 06/29/2023
Lennox Industries Inc. | Lennox | LDT060**EQ*P | Federally-Regulated Consumer Product | Weatherized Non-Condensing Gas | 2446 | 299 |  | 06/29/2023 | 82289 | 211642103 | 06/29/2023
Lennox Industries Inc. | Lennox | KGB060**EX*P | Federally-Regulated Consumer Product | Weatherized Non-Condensing Gas | 2386 | 271 |  | 06/29/2023 | 114357 | 204033700 | 06/29/2023
Lennox Industries Inc. | Lennox | ZGB036**EW*P | Federally-Regulated Consumer Product | Weatherized Non-Condensing Gas | 1689 | 235 |  | 06/29/2023 | 65183 | 204022644 | 06/29/2023
Lennox Industries Inc. | Lennox | LDT060**EX*P | Federally-Regulated Consumer Product | Weatherized Non-Condensing Gas | 2252 | 290 |  | 06/29/2023 | 113812 | 211642105 | 06/29/2023
Lennox Industries Inc. | Lennox | KGB024**EW*P | Federally-Regulated Consumer Product | Weatherized Non-Condensing Gas | 972 | 192 |  | 06/29/2023 | 64890 | 204033687 | 06/29/2023
Lennox Industries Inc. | Lennox | ZGB048**EY*P | Federally-Regulated Consumer Product | Weatherized Non-Condensing Gas | 1987 | 277 |  | 06/29/2023 | 109949 | 204022647 | 06/29/2023
Lennox Industries Inc. | Lennox | LDT036**EQ*P | Federally-Regulated Consumer Product | Weatherized Non-Condensing Gas | 1777 | 262 |  | 06/29/2023 | 82153 | 211642101 | 06/29/2023
Lennox Industries Inc. | Lennox | LGT036**EF*P | Federally-Regulated Consumer Product | Weatherized Non-Condensing Gas | 1712 | 272 |  | 06/29/2023 | 75853 | 211128881 | 06/29/2023
Lennox Industries Inc. | Lennox | KGB060**EB*P | Federally-Regulated Consumer Product | Weatherized Non-Condensing Gas | 2195 | 247 |  | 06/29/2023 | 53047 | 204033697 | 06/29/2023
Lennox Industries Inc. | Lennox | LDT048**EB*P | Federally-Regulated Consumer Product | Weatherized Non-Condensing Gas | 2286 | 299 |  | 06/29/2023 | 52104 | 211642098 | 06/29/2023
Lennox Industries Inc. | Lennox | LDT036**EB*P | Federally-Regulated Consumer Product | Weatherized Non-Condensing Gas | 1614 | 270 |  | 06/29/2023 | 52597 | 211642097 | 06/29/2023
Lennox Industries Inc. | Lennox | KGB036**EQ*P | Federally-Regulated Consumer Product | Weatherized Non-Condensing Gas | 1644 | 262 |  | 06/29/2023 | 80985 | 204033689 | 06/29/2023
Lennox Industries Inc. | Lennox | KGB036**EY*P | Federally-Regulated Consumer Product | Weatherized Non-Condensing Gas | 1526 | 239 |  | 06/29/2023 | 108439 | 204033692 | 06/29/2023
Lennox Industries Inc. | Lennox | LGT048**EF*P | Federally-Regulated Consumer Product | Weatherized Non-Condensing Gas | 2535 | 306 |  | 06/29/2023 | 75457 | 211128882 | 06/29/2023
Lennox Industries Inc. | Lennox | ZGB048**EW*P | Federally-Regulated Consumer Product | Weatherized Non-Condensing Gas | 1972 | 278 |  | 06/29/2023 | 65125 | 204022646 | 06/29/2023
Lennox Industries Inc. | Lennox | LDT048**EX*P | Federally-Regulated Consumer Product | Weatherized Non-Condensing Gas | 2252 | 290 |  | 06/29/2023 | 113812 | 211642104 | 06/29/2023
Lennox Industries Inc. | Lennox | ZGB060**EX*P | Federally-Regulated Consumer Product | Weatherized Non-Condensing Gas | 2261 | 281 |  | 06/29/2023 | 113912 | 204022649 | 06/29/2023
Lennox Industries Inc. | Lennox | KGB036**EB*P | Federally-Regulated Consumer Product | Weatherized Non-Condensing Gas | 1352 | 227 |  | 06/29/2023 | 52487 | 204033688 | 06/29/2023
Lennox Industries Inc. | Lennox | LDT024**EB*P | Federally-Regulated Consumer Product | Weatherized Non-Condensing Gas | 1614 | 270 |  | 06/29/2023 | 52597 | 211642096 | 06/29/2023
Lennox Industries Inc. | Lennox | LGT060**EX*P | Federally-Regulated Consumer Product | Weatherized Non-Condensing Gas | 2252 | 290 |  | 06/29/2023 | 113812 | 211128534 | 06/29/2023
Lennox Industries Inc. | Lennox | LGT036**EQ*P | Federally-Regulated Consumer Product | Weatherized Non-Condensing Gas | 1777 | 262 |  | 06/29/2023 | 82153 | 211128530 | 06/29/2023
Lennox Industries Inc. | Lennox | KGB060**EQ*P | Federally-Regulated Consumer Product | Weatherized Non-Condensing Gas | 2204 | 273 |  | 06/29/2023 | 79781 | 204033699 | 06/29/2023
Lennox Industries Inc. | Lennox | KGB048**EB*P | Federally-Regulated Consumer Product | Weatherized Non-Condensing Gas | 2276 | 264 |  | 06/29/2023 | 52928 | 204033693 | 06/29/2023
Lennox Industries Inc. | Lennox | LGT048**EB*P | Federally-Regulated Consumer Product | Weatherized Non-Condensing Gas | 2286 | 299 |  | 06/29/2023 | 52104 | 211128528 | 06/29/2023
Lennox Industries Inc. | Lennox | LGT048**EX*P | Federally-Regulated Consumer Product | Weatherized Non-Condensing Gas | 2252 | 290 |  | 06/29/2023 | 113812 | 211128533 | 06/29/2023
Lennox Industries Inc. | Lennox | ZGB060**EQ*P | Federally-Regulated Consumer Product | Weatherized Non-Condensing Gas | 2260 | 277 |  | 06/29/2023 | 80534 | 204022648 | 06/29/2023
Lennox Industries Inc. | Lennox | LGT060**EF*P | Federally-Regulated Consumer Product | Weatherized Non-Condensing Gas | 2535 | 306 |  | 06/29/2023 | 75457 | 211154915 | 06/29/2023
Lennox Industries Inc. | Lennox | KGB048**EW*P | Federally-Regulated Consumer Product | Weatherized Non-Condensing Gas | 2278 | 231 |  | 06/29/2023 | 64876 | 204033695 | 06/29/2023
Lennox Industries Inc. | Lennox | LDT024**EQ*P | Federally-Regulated Consumer Product | Weatherized Non-Condensing Gas | 1777 | 262 |  | 06/29/2023 | 82153 | 211642100 | 06/29/2023
Lennox Industries Inc. | Lennox | KGB030**EW*P | Federally-Regulated Consumer Product | Weatherized Non-Condensing Gas | 972 | 192 |  | 06/29/2023 | 64890 | 204034161 | 06/29/2023
Lennox Industries Inc. | Lennox | LGT036**EA*P | Federally-Regulated Consumer Product | Weatherized Non-Condensing Gas | 1733 | 271 |  | 06/29/2023 | 45542 | 211128878 | 06/29/2023
Lennox Industries Inc. | Lennox | LGT048**EQ*P | Federally-Regulated Consumer Product | Weatherized Non-Condensing Gas | 2166 | 289 |  | 06/29/2023 | 82037 | 211128531 | 06/29/2023
Lennox Industries Inc. | Lennox | LGT060**EQ*P | Federally-Regulated Consumer Product | Weatherized Non-Condensing Gas | 2446 | 299 |  | 06/29/2023 | 82289 | 211128532 | 06/29/2023
Lennox Industries Inc. | Lennox | ZGB036**EY*P | Federally-Regulated Consumer Product | Weatherized Non-Condensing Gas | 1702 | 246 |  | 06/29/2023 | 109205 | 204022645 | 06/29/2023
Lennox Industries Inc. | Lennox | LDT048**EQ*P | Federally-Regulated Consumer Product | Weatherized Non-Condensing Gas | 2166 | 289 |  | 06/29/2023 | 82037 | 211642102 | 06/29/2023
Lennox Industries Inc. | Lennox | KGB048**EQ*P | Federally-Regulated Consumer Product | Weatherized Non-Condensing Gas | 2167 | 282 |  | 06/29/2023 | 80936 | 204033694 | 06/29/2023
Lennox Industries Inc. | Lennox | LGT060**EB*P | Federally-Regulated Consumer Product | Weatherized Non-Condensing Gas | 2286 | 299 |  | 06/29/2023 | 52104 | 211128529 | 06/29/2023
Lennox Industries Inc. | Century | GUH96C045B3M | Federally-Regulated Consumer Product | Non-Weatherized, Condensing Ga | 1284 | 251 |  | 06/29/2023 | 44162 | 212396510 | 06/29/2023
Lennox Industries Inc. | Century | GDD96C090C4M | Federally-Regulated Consumer Product | Non-Weatherized, Condensing Ga | 1542 | 263 |  | 06/29/2023 | 88229 | 212396524 | 06/29/2023
Lennox Industries Inc. | Century | GUH96C090C4M | Federally-Regulated Consumer Product | Non-Weatherized, Condensing Ga | 1566 | 264 |  | 06/29/2023 | 87748 | 212396514 | 06/29/2023
Lennox Industries Inc. | Century | GUH96C110C5M | Federally-Regulated Consumer Product | Non-Weatherized, Condensing Ga | 2018 | 284 |  | 06/29/2023 | 110619 | 212396516 | 06/29/2023
Lennox Industries Inc. | Comfort-Aire | GUH96C110C5M | Federally-Regulated Consumer Product | Non-Weatherized, Condensing Ga | 2018 | 284 |  | 06/29/2023 | 110619 | 212396517 | 06/29/2023
Lennox Industries Inc. | Comfort-Aire | GDD96C090C4M | Federally-Regulated Consumer Product | Non-Weatherized, Condensing Ga | 1542 | 263 |  | 06/29/2023 | 88229 | 212396525 | 06/29/2023
Lennox Industries Inc. | Comfort-Aire | GUH96C090C4M | Federally-Regulated Consumer Product | Non-Weatherized, Condensing Ga | 1566 | 264 |  | 06/29/2023 | 87748 | 212396515 | 06/29/2023
Lennox Industries Inc. | Comfort-Aire | GUH96C045B3M | Federally-Regulated Consumer Product | Non-Weatherized, Condensing Ga | 1284 | 251 |  | 06/29/2023 | 44162 | 212396511 | 06/29/2023
Johnson Controls, Inc. | COLEMAN BY JOHNSON CONTROLS | MM9E080C20MP11 | Federally-Regulated Consumer Product | Mobile Home Non-Weatherized, C | 1871 | 348 |  | 06/29/2023 | 78901 | 203325006 | 06/29/2023
Johnson Controls, Inc. | COLEMAN BY JOHNSON CONTROLS | MM9E080B12MP11 | Federally-Regulated Consumer Product | Mobile Home Non-Weatherized, C | 1468 | 320 |  | 06/29/2023 | 80561 | 203325004 | 06/29/2023
Johnson Controls, Inc. | COLEMAN BY JOHNSON CONTROLS | MM9E080C16MP11 | Federally-Regulated Consumer Product | Mobile Home Non-Weatherized, C | 1641 | 332 |  | 06/29/2023 | 80008 | 203325005 | 06/29/2023
Johnson Controls, Inc. | COLEMAN BY JOHNSON CONTROLS | MM9E100C16MP11 | Federally-Regulated Consumer Product | Mobile Home Non-Weatherized, C | 1672 | 334 |  | 06/29/2023 | 99431 | 203325007 | 06/29/2023
Johnson Controls, Inc. | COLEMAN BY JOHNSON CONTROLS | MM9E060B12MP11 | Federally-Regulated Consumer Product | Mobile Home Non-Weatherized, C | 1333 | 310 |  | 06/29/2023 | 60177 | 203325003 | 06/29/2023
Johnson Controls, Inc. | GUARDIAN BY JOHNSON CONTROLS | MM9E100C16MP11 | Federally-Regulated Consumer Product | Mobile Home Non-Weatherized, C | 1672 | 334 |  | 06/29/2023 | 99431 | 203325012 | 06/29/2023
Johnson Controls, Inc. | GUARDIAN BY JOHNSON CONTROLS | MM9E080C20MP11 | Federally-Regulated Consumer Product | Mobile Home Non-Weatherized, C | 1871 | 348 |  | 06/29/2023 | 78901 | 203325011 | 06/29/2023
Johnson Controls, Inc. | GUARDIAN BY JOHNSON CONTROLS | MM9E080C16MP11 | Federally-Regulated Consumer Product | Mobile Home Non-Weatherized, C | 1641 | 332 |  | 06/29/2023 | 80008 | 203325010 | 06/29/2023
Johnson Controls, Inc. | GUARDIAN BY JOHNSON CONTROLS | MM9E080B12MP11 | Federally-Regulated Consumer Product | Mobile Home Non-Weatherized, C | 1468 | 320 |  | 06/29/2023 | 80561 | 203325009 | 06/29/2023
Johnson Controls, Inc. | GUARDIAN BY JOHNSON CONTROLS | MM9E060B12MP11 | Federally-Regulated Consumer Product | Mobile Home Non-Weatherized, C | 1333 | 310 |  | 06/29/2023 | 60177 | 203325008 | 06/29/2023
Carrier Corp. - Indianapolis | Carrier | GG96VTAB48060B | Federally-Regulated Consumer Product | Non-Weatherized, Condensing Ga | 1600 | 250 |  | 06/08/2023 | 39133 | 212595086 | 06/30/2023
Carrier Corp. - Indianapolis | Carrier | 59TP6C120V24--22 | Federally-Regulated Consumer Product | Non-Weatherized, Condensing Ga | 2225 | 272 |  | 06/08/2023 | 78340 | 212595336 | 06/30/2023
Carrier Corp. - Indianapolis | Carrier | 59SP6B060V17--16 | Federally-Regulated Consumer Product | Non-Weatherized, Condensing Ga | 1605 | 246 |  | 06/08/2023 | 60365 | 212595032 | 06/30/2023
Carrier Corp. - Indianapolis | Carrier | 59SP6B060V14--12*D | Federally-Regulated Consumer Product | Non-Weatherized, Condensing Ga | 1207 | 227 |  | 06/08/2023 | 59908 | 212595031 | 06/30/2023
Carrier Corp. - Indianapolis | Carrier | 59TP6C060V14--12 | Federally-Regulated Consumer Product | Non-Weatherized, Condensing Ga | 1193 | 234 |  | 06/08/2023 | 39230 | 212595034 | 06/30/2023
Carrier Corp. - Indianapolis | Carrier | 59TP6C080V21--20 | Federally-Regulated Consumer Product | Non-Weatherized, Condensing Ga | 2145 | 260 |  | 06/08/2023 | 51728 | 212595146 | 06/30/2023
Carrier Corp. - Indianapolis | Carrier | 59SP6B080V17--16*D | Federally-Regulated Consumer Product | Non-Weatherized, Condensing Ga | 1735 | 252 |  | 06/08/2023 | 79596 | 212595141 | 06/30/2023
Carrier Corp. - Indianapolis | Carrier | 59TP6C080V17--16*D | Federally-Regulated Consumer Product | Non-Weatherized, Condensing Ga | 1748 | 251 |  | 06/08/2023 | 52234 | 212595145 | 06/30/2023
Carrier Corp. - Indianapolis | Carrier | 59SP6B040V14--10 | Federally-Regulated Consumer Product | Non-Weatherized, Condensing Ga | 985 | 229 |  | 06/08/2023 | 40193 | 212594920 | 06/30/2023
Carrier Corp. - Indianapolis | Carrier | 59TP6C060V14--12*D | Federally-Regulated Consumer Product | Non-Weatherized, Condensing Ga | 1193 | 234 |  | 06/08/2023 | 39230 | 212595035 | 06/30/2023
Carrier Corp. - Indianapolis | Carrier | GG96VTAB48060B*D | Federally-Regulated Consumer Product | Non-Weatherized, Condensing Ga | 1600 | 250 |  | 06/08/2023 | 39133 | 212595087 | 06/30/2023
Carrier Corp. - Indianapolis | Carrier | GG96VTAB66120D*D | Federally-Regulated Consumer Product | Non-Weatherized, Condensing Ga | 2225 | 272 |  | 06/08/2023 | 78340 | 212595363 | 06/30/2023
Carrier Corp. - Indianapolis | Carrier | 59TP6C040V14--10 | Federally-Regulated Consumer Product | Non-Weatherized, Condensing Ga | 1049 | 227 |  | 06/08/2023 | 25795 | 212594924 | 06/30/2023
Carrier Corp. - Indianapolis | Carrier | 59SP6B060V17--16*D | Federally-Regulated Consumer Product | Non-Weatherized, Condensing Ga | 1605 | 246 |  | 06/08/2023 | 60365 | 212595033 | 06/30/2023
Carrier Corp. - Indianapolis | Carrier | 59SP6B040V17--12*D | Federally-Regulated Consumer Product | Non-Weatherized, Condensing Ga | 1104 | 221 |  | 06/08/2023 | 39909 | 212594923 | 06/30/2023
Carrier Corp. - Indianapolis | Carrier | 59SP6B040V14--10*D | Federally-Regulated Consumer Product | Non-Weatherized, Condensing Ga | 985 | 229 |  | 06/08/2023 | 40193 | 212594921 | 06/30/2023
Carrier Corp. - Indianapolis | Carrier | 59TP6C080V17--16 | Federally-Regulated Consumer Product | Non-Weatherized, Condensing Ga | 1748 | 251 |  | 06/08/2023 | 52234 | 212595144 | 06/30/2023
Carrier Corp. - Indianapolis | Carrier | 59TP6C060V17--16 | Federally-Regulated Consumer Product | Non-Weatherized, Condensing Ga | 1600 | 250 |  | 06/08/2023 | 39133 | 212595036 | 06/30/2023
Carrier Corp. - Indianapolis | Carrier | 59SP6B040V17--12 | Federally-Regulated Consumer Product | Non-Weatherized, Condensing Ga | 1104 | 221 |  | 06/08/2023 | 39909 | 212594922 | 06/30/2023
Carrier Corp. - Indianapolis | Carrier | GG96VTAB66120D | Federally-Regulated Consumer Product | Non-Weatherized, Condensing Ga | 2225 | 272 |  | 06/08/2023 | 78340 | 212595362 | 06/30/2023
Carrier Corp. - Indianapolis | Carrier | GG96VTAB60100C | Federally-Regulated Consumer Product | Non-Weatherized, Condensing Ga | 2163 | 271 |  | 06/08/2023 | 65562 | 212595302 | 06/30/2023
Carrier Corp. - Indianapolis | Carrier | 59SP6B080V21--20 | Federally-Regulated Consumer Product | Non-Weatherized, Condensing Ga | 2238 | 248 |  | 06/08/2023 | 79743 | 212595142 | 06/30/2023
Carrier Corp. - Indianapolis | Carrier | 59TP6C100V21--20*D | Federally-Regulated Consumer Product | Non-Weatherized, Condensing Ga | 2163 | 271 |  | 06/08/2023 | 65562 | 212595253 | 06/30/2023
Carrier Corp. - Indianapolis | Carrier | 59TP6C040V14--10*D | Federally-Regulated Consumer Product | Non-Weatherized, Condensing Ga | 1049 | 227 |  | 06/08/2023 | 25795 | 212594925 | 06/30/2023
Carrier Corp. - Indianapolis | Carrier | GG96VTAB30040A | Federally-Regulated Consumer Product | Non-Weatherized, Condensing Ga | 1049 | 227 |  | 06/08/2023 | 25795 | 212594976 | 06/30/2023
Carrier Corp. - Indianapolis | Carrier | 59SP6B100V21--20*D | Federally-Regulated Consumer Product | Non-Weatherized, Condensing Ga | 2166 | 265 |  | 06/08/2023 | 99862 | 212595251 | 06/30/2023
Carrier Corp. - Indianapolis | Carrier | 59TP6C100V21--22 | Federally-Regulated Consumer Product | Non-Weatherized, Condensing Ga | 2275 | 277 |  | 06/08/2023 | 64500 | 212595254 | 06/30/2023
Carrier Corp. - Indianapolis | Carrier | 59TP6C100V21--22*D | Federally-Regulated Consumer Product | Non-Weatherized, Condensing Ga | 2275 | 277 |  | 06/08/2023 | 64500 | 212595255 | 06/30/2023
Carrier Corp. - Indianapolis | Carrier | 59SP6B060V14--12 | Federally-Regulated Consumer Product | Non-Weatherized, Condensing Ga | 1207 | 227 |  | 06/08/2023 | 59908 | 212595030 | 06/30/2023
Carrier Corp. - Indianapolis | Carrier | 59TP6C040V17--12 | Federally-Regulated Consumer Product | Non-Weatherized, Condensing Ga | 1131 | 219 |  | 06/08/2023 | 26296 | 212594926 | 06/30/2023
Carrier Corp. - Indianapolis | Carrier | GG96VTAB48080B*D | Federally-Regulated Consumer Product | Non-Weatherized, Condensing Ga | 1748 | 251 |  | 06/08/2023 | 52234 | 212595197 | 06/30/2023
Carrier Corp. - Indianapolis | Carrier | 59SP6B120V24--22 | Federally-Regulated Consumer Product | Non-Weatherized, Condensing Ga | 2296 | 277 |  | 06/08/2023 | 120209 | 212595334 | 06/30/2023
Carrier Corp. - Indianapolis | Carrier | 59SP6B100V21--20 | Federally-Regulated Consumer Product | Non-Weatherized, Condensing Ga | 2166 | 265 |  | 06/08/2023 | 99862 | 212595250 | 06/30/2023
Carrier Corp. - Indianapolis | Carrier | GG96VTAB60100C*D | Federally-Regulated Consumer Product | Non-Weatherized, Condensing Ga | 2163 | 271 |  | 06/08/2023 | 65562 | 212595303 | 06/30/2023
Carrier Corp. - Indianapolis | Carrier | 59TP6C040V17--12*D | Federally-Regulated Consumer Product | Non-Weatherized, Condensing Ga | 1131 | 219 |  | 06/08/2023 | 26296 | 212594927 | 06/30/2023
Carrier Corp. - Indianapolis | Carrier | 59SP6B080V21--20*D | Federally-Regulated Consumer Product | Non-Weatherized, Condensing Ga | 2238 | 248 |  | 06/08/2023 | 79743 | 212595143 | 06/30/2023
Carrier Corp. - Indianapolis | Carrier | GG96VTAB48080B | Federally-Regulated Consumer Product | Non-Weatherized, Condensing Ga | 1748 | 251 |  | 06/08/2023 | 52234 | 212595196 | 06/30/2023
Carrier Corp. - Indianapolis | Carrier | 59TP6C080V21--20*D | Federally-Regulated Consumer Product | Non-Weatherized, Condensing Ga | 2145 | 260 |  | 06/08/2023 | 51728 | 212595147 | 06/30/2023
Carrier Corp. - Indianapolis | Carrier | 59SP6B120V24--22*D | Federally-Regulated Consumer Product | Non-Weatherized, Condensing Ga | 2296 | 277 |  | 06/08/2023 | 120209 | 212595335 | 06/30/2023
Carrier Corp. - Indianapolis | Carrier | 59TP6C100V21--20 | Federally-Regulated Consumer Product | Non-Weatherized, Condensing Ga | 2163 | 271 |  | 06/08/2023 | 65562 | 212595252 | 06/30/2023
Carrier Corp. - Indianapolis | Carrier | 59SP6B080V17--16 | Federally-Regulated Consumer Product | Non-Weatherized, Condensing Ga | 1735 | 252 |  | 06/08/2023 | 79596 | 212595140 | 06/30/2023
Carrier Corp. - Indianapolis | Carrier | 59TP6C120V24--22*D | Federally-Regulated Consumer Product | Non-Weatherized, Condensing Ga | 2225 | 272 |  | 06/08/2023 | 78340 | 212595337 | 06/30/2023
Carrier Corp. - Indianapolis | Carrier | GG96VTAB30040A*D | Federally-Regulated Consumer Product | Non-Weatherized, Condensing Ga | 1049 | 227 |  | 06/08/2023 | 25795 | 212594977 | 06/30/2023
Carrier Corp. - Indianapolis | Carrier | 59TP6C060V17--16*D | Federally-Regulated Consumer Product | Non-Weatherized, Condensing Ga | 1600 | 250 |  | 06/08/2023 | 39133 | 212595037 | 06/30/2023
Carrier Corp. - Indianapolis | Carrier | GG96VTAB48060B | Federally-Regulated Consumer Product | Non-Weatherized, Condensing Ga | 1600 | 250 | 265 | 06/30/2023 | 39133 | 212595086 | 06/30/2023
Carrier Corp. - Indianapolis | Carrier | 59TP6C120V24--22 | Federally-Regulated Consumer Product | Non-Weatherized, Condensing Ga | 2225 | 272 | 293 | 06/30/2023 | 78340 | 212595336 | 06/30/2023
Carrier Corp. - Indianapolis | Carrier | 59SP6B060V17--16 | Federally-Regulated Consumer Product | Non-Weatherized, Condensing Ga | 1605 | 246 | 266 | 06/30/2023 | 60365 | 212595032 | 06/30/2023
Carrier Corp. - Indianapolis | Carrier | 59SP6B060V14--12*D | Federally-Regulated Consumer Product | Non-Weatherized, Condensing Ga | 1207 | 227 | 248 | 06/30/2023 | 59908 | 212595031 | 06/30/2023
Carrier Corp. - Indianapolis | Carrier | 59TP6C060V14--12 | Federally-Regulated Consumer Product | Non-Weatherized, Condensing Ga | 1193 | 234 | 247 | 06/30/2023 | 39230 | 212595034 | 06/30/2023
Carrier Corp. - Indianapolis | Carrier | 59TP6C080V21--20 | Federally-Regulated Consumer Product | Non-Weatherized, Condensing Ga | 2145 | 260 | 289 | 06/30/2023 | 51728 | 212595146 | 06/30/2023
Carrier Corp. - Indianapolis | Carrier | 59SP6B080V17--16*D | Federally-Regulated Consumer Product | Non-Weatherized, Condensing Ga | 1735 | 252 | 271 | 06/30/2023 | 79596 | 212595141 | 06/30/2023
Carrier Corp. - Indianapolis | Carrier | 59TP6C080V17--16*D | Federally-Regulated Consumer Product | Non-Weatherized, Condensing Ga | 1748 | 251 | 272 | 06/30/2023 | 52234 | 212595145 | 06/30/2023
Carrier Corp. - Indianapolis | Carrier | 59SP6B040V14--10 | Federally-Regulated Consumer Product | Non-Weatherized, Condensing Ga | 985 | 229 | 238 | 06/30/2023 | 40193 | 212594920 | 06/30/2023
Carrier Corp. - Indianapolis | Carrier | 59TP6C060V14--12*D | Federally-Regulated Consumer Product | Non-Weatherized, Condensing Ga | 1193 | 234 | 247 | 06/30/2023 | 39230 | 212595035 | 06/30/2023
Carrier Corp. - Indianapolis | Carrier | GG96VTAB48060B*D | Federally-Regulated Consumer Product | Non-Weatherized, Condensing Ga | 1600 | 250 | 265 | 06/30/2023 | 39133 | 212595087 | 06/30/2023
Carrier Corp. - Indianapolis | Carrier | GG96VTAB66120D*D | Federally-Regulated Consumer Product | Non-Weatherized, Condensing Ga | 2225 | 272 | 293 | 06/30/2023 | 78340 | 212595363 | 06/30/2023
Carrier Corp. - Indianapolis | Carrier | 59TP6C040V14--10 | Federally-Regulated Consumer Product | Non-Weatherized, Condensing Ga | 1049 | 227 | 241 | 06/30/2023 | 25795 | 212594924 | 06/30/2023
Carrier Corp. - Indianapolis | Carrier | 59SP6B060V17--16*D | Federally-Regulated Consumer Product | Non-Weatherized, Condensing Ga | 1605 | 246 | 266 | 06/30/2023 | 60365 | 212595033 | 06/30/2023
Carrier Corp. - Indianapolis | Carrier | 59SP6B040V17--12*D | Federally-Regulated Consumer Product | Non-Weatherized, Condensing Ga | 1104 | 221 | 244 | 06/30/2023 | 39909 | 212594923 | 06/30/2023
Carrier Corp. - Indianapolis | Carrier | 59SP6B040V14--10*D | Federally-Regulated Consumer Product | Non-Weatherized, Condensing Ga | 985 | 229 | 238 | 06/30/2023 | 40193 | 212594921 | 06/30/2023
Carrier Corp. - Indianapolis | Carrier | 59TP6C080V17--16 | Federally-Regulated Consumer Product | Non-Weatherized, Condensing Ga | 1748 | 251 | 272 | 06/30/2023 | 52234 | 212595144 | 06/30/2023
Carrier Corp. - Indianapolis | Carrier | 59TP6C060V17--16 | Federally-Regulated Consumer Product | Non-Weatherized, Condensing Ga | 1600 | 250 | 265 | 06/30/2023 | 39133 | 212595036 | 06/30/2023
Carrier Corp. - Indianapolis | Carrier | 59SP6B040V17--12 | Federally-Regulated Consumer Product | Non-Weatherized, Condensing Ga | 1104 | 221 | 244 | 06/30/2023 | 39909 | 212594922 | 06/30/2023
Carrier Corp. - Indianapolis | Carrier | GG96VTAB66120D | Federally-Regulated Consumer Product | Non-Weatherized, Condensing Ga | 2225 | 272 | 293 | 06/30/2023 | 78340 | 212595362 | 06/30/2023
Carrier Corp. - Indianapolis | Carrier | GG96VTAB60100C | Federally-Regulated Consumer Product | Non-Weatherized, Condensing Ga | 2163 | 271 | 290 | 06/30/2023 | 65562 | 212595302 | 06/30/2023
Carrier Corp. - Indianapolis | Carrier | 59SP6B080V21--20 | Federally-Regulated Consumer Product | Non-Weatherized, Condensing Ga | 2238 | 248 | 293 | 06/30/2023 | 79743 | 212595142 | 06/30/2023
Carrier Corp. - Indianapolis | Carrier | 59TP6C100V21--20*D | Federally-Regulated Consumer Product | Non-Weatherized, Condensing Ga | 2163 | 271 | 290 | 06/30/2023 | 65562 | 212595253 | 06/30/2023
Carrier Corp. - Indianapolis | Carrier | 59TP6C040V14--10*D | Federally-Regulated Consumer Product | Non-Weatherized, Condensing Ga | 1049 | 227 | 241 | 06/30/2023 | 25795 | 212594925 | 06/30/2023
Carrier Corp. - Indianapolis | Carrier | GG96VTAB30040A | Federally-Regulated Consumer Product | Non-Weatherized, Condensing Ga | 1049 | 227 | 241 | 06/30/2023 | 25795 | 212594976 | 06/30/2023
Carrier Corp. - Indianapolis | Carrier | 59SP6B100V21--20*D | Federally-Regulated Consumer Product | Non-Weatherized, Condensing Ga | 2166 | 265 | 290 | 06/30/2023 | 99862 | 212595251 | 06/30/2023
Carrier Corp. - Indianapolis | Carrier | 59TP6C100V21--22 | Federally-Regulated Consumer Product | Non-Weatherized, Condensing Ga | 2275 | 277 | 295 | 06/30/2023 | 64500 | 212595254 | 06/30/2023
Carrier Corp. - Indianapolis | Carrier | 59TP6C100V21--22*D | Federally-Regulated Consumer Product | Non-Weatherized, Condensing Ga | 2275 | 277 | 295 | 06/30/2023 | 64500 | 212595255 | 06/30/2023
Carrier Corp. - Indianapolis | Carrier | 59SP6B060V14--12 | Federally-Regulated Consumer Product | Non-Weatherized, Condensing Ga | 1207 | 227 | 248 | 06/30/2023 | 59908 | 212595030 | 06/30/2023
Carrier Corp. - Indianapolis | Carrier | 59TP6C040V17--12 | Federally-Regulated Consumer Product | Non-Weatherized, Condensing Ga | 1131 | 219 | 245 | 06/30/2023 | 26296 | 212594926 | 06/30/2023
Carrier Corp. - Indianapolis | Carrier | GG96VTAB48080B*D | Federally-Regulated Consumer Product | Non-Weatherized, Condensing Ga | 1748 | 251 | 272 | 06/30/2023 | 52234 | 212595197 | 06/30/2023
Carrier Corp. - Indianapolis | Carrier | 59SP6B120V24--22 | Federally-Regulated Consumer Product | Non-Weatherized, Condensing Ga | 2296 | 277 | 296 | 06/30/2023 | 120209 | 212595334 | 06/30/2023
Carrier Corp. - Indianapolis | Carrier | 59SP6B100V21--20 | Federally-Regulated Consumer Product | Non-Weatherized, Condensing Ga | 2166 | 265 | 290 | 06/30/2023 | 99862 | 212595250 | 06/30/2023
Carrier Corp. - Indianapolis | Carrier | GG96VTAB60100C*D | Federally-Regulated Consumer Product | Non-Weatherized, Condensing Ga | 2163 | 271 | 290 | 06/30/2023 | 65562 | 212595303 | 06/30/2023
Carrier Corp. - Indianapolis | Carrier | 59TP6C040V17--12*D | Federally-Regulated Consumer Product | Non-Weatherized, Condensing Ga | 1131 | 219 | 245 | 06/30/2023 | 26296 | 212594927 | 06/30/2023
Carrier Corp. - Indianapolis | Carrier | 59SP6B080V21--20*D | Federally-Regulated Consumer Product | Non-Weatherized, Condensing Ga | 2238 | 248 | 293 | 06/30/2023 | 79743 | 212595143 | 06/30/2023
Carrier Corp. - Indianapolis | Carrier | GG96VTAB48080B | Federally-Regulated Consumer Product | Non-Weatherized, Condensing Ga | 1748 | 251 | 272 | 06/30/2023 | 52234 | 212595196 | 06/30/2023
Carrier Corp. - Indianapolis | Carrier | 59TP6C080V21--20*D | Federally-Regulated Consumer Product | Non-Weatherized, Condensing Ga | 2145 | 260 | 289 | 06/30/2023 | 51728 | 212595147 | 06/30/2023
Carrier Corp. - Indianapolis | Carrier | 59SP6B120V24--22*D | Federally-Regulated Consumer Product | Non-Weatherized, Condensing Ga | 2296 | 277 | 296 | 06/30/2023 | 120209 | 212595335 | 06/30/2023
Carrier Corp. - Indianapolis | Carrier | 59TP6C100V21--20 | Federally-Regulated Consumer Product | Non-Weatherized, Condensing Ga | 2163 | 271 | 290 | 06/30/2023 | 65562 | 212595252 | 06/30/2023
Carrier Corp. - Indianapolis | Carrier | 59SP6B080V17--16 | Federally-Regulated Consumer Product | Non-Weatherized, Condensing Ga | 1735 | 252 | 271 | 06/30/2023 | 79596 | 212595140 | 06/30/2023
Carrier Corp. - Indianapolis | Carrier | 59TP6C120V24--22*D | Federally-Regulated Consumer Product | Non-Weatherized, Condensing Ga | 2225 | 272 | 293 | 06/30/2023 | 78340 | 212595337 | 06/30/2023
Carrier Corp. - Indianapolis | Carrier | GG96VTAB30040A*D | Federally-Regulated Consumer Product | Non-Weatherized, Condensing Ga | 1049 | 227 | 241 | 06/30/2023 | 25795 | 212594977 | 06/30/2023
Carrier Corp. - Indianapolis | Carrier | 59TP6C060V17--16*D | Federally-Regulated Consumer Product | Non-Weatherized, Condensing Ga | 1600 | 250 | 265 | 06/30/2023 | 39133 | 212595037 | 06/30/2023
Carrier Corp. - Indianapolis | Heil | N96VSN1002120B*D | Federally-Regulated Consumer Product | Non-Weatherized, Condensing Ga | 2166 | 265 |  | 06/08/2023 | 99862 | 212595317 | 06/30/2023
Carrier Corp. - Indianapolis | Heil | N96VSN0601412B | Federally-Regulated Consumer Product | Non-Weatherized, Condensing Ga | 1207 | 227 |  | 06/08/2023 | 59908 | 212595092 | 06/30/2023
Carrier Corp. - Indianapolis | Heil | N96VSN0401410B*D | Federally-Regulated Consumer Product | Non-Weatherized, Condensing Ga | 985 | 229 |  | 06/08/2023 | 40193 | 212594991 | 06/30/2023
Carrier Corp. - Indianapolis | Heil | G96VTN1202422B | Federally-Regulated Consumer Product | Non-Weatherized, Condensing Ga | 2225 | 272 |  | 06/08/2023 | 78340 | 212595351 | 06/30/2023
Carrier Corp. - Indianapolis | Heil | N96VSN0601716B | Federally-Regulated Consumer Product | Non-Weatherized, Condensing Ga | 1605 | 246 |  | 06/08/2023 | 60365 | 212595110 | 06/30/2023
Carrier Corp. - Indianapolis | Heil | N96VSN0401712B*D | Federally-Regulated Consumer Product | Non-Weatherized, Condensing Ga | 1104 | 221 |  | 06/08/2023 | 39909 | 212595009 | 06/30/2023
Carrier Corp. - Indianapolis | Heil | G96VTN1002120B*D | Federally-Regulated Consumer Product | Non-Weatherized, Condensing Ga | 2163 | 271 |  | 06/08/2023 | 65562 | 212595284 | 06/30/2023
Carrier Corp. - Indianapolis | Heil | G96VTN0801716B*D | Federally-Regulated Consumer Product | Non-Weatherized, Condensing Ga | 1748 | 251 |  | 06/08/2023 | 52234 | 212595178 | 06/30/2023
Carrier Corp. - Indianapolis | Heil | N96VSN0801716B*D | Federally-Regulated Consumer Product | Non-Weatherized, Condensing Ga | 1735 | 252 |  | 06/08/2023 | 79596 | 212595211 | 06/30/2023
Carrier Corp. - Indianapolis | Heil | G96VTN0401712B | Federally-Regulated Consumer Product | Non-Weatherized, Condensing Ga | 1131 | 219 |  | 06/08/2023 | 26296 | 212594965 | 06/30/2023
Carrier Corp. - Indianapolis | Heil | G96VTN1002120B | Federally-Regulated Consumer Product | Non-Weatherized, Condensing Ga | 2163 | 271 |  | 06/08/2023 | 65562 | 212595277 | 06/30/2023
Carrier Corp. - Indianapolis | Heil | G96VTN0802120B*D | Federally-Regulated Consumer Product | Non-Weatherized, Condensing Ga | 2145 | 260 |  | 06/08/2023 | 51728 | 212595192 | 06/30/2023
Carrier Corp. - Indianapolis | Heil | N96VSN0802120B*D | Federally-Regulated Consumer Product | Non-Weatherized, Condensing Ga | 2238 | 248 |  | 06/08/2023 | 79743 | 212595229 | 06/30/2023
Carrier Corp. - Indianapolis | Heil | G96VTN0401410B*D | Federally-Regulated Consumer Product | Non-Weatherized, Condensing Ga | 1049 | 227 |  | 06/08/2023 | 25795 | 212594958 | 06/30/2023
Carrier Corp. - Indianapolis | Heil | G96VTN0801716B | Federally-Regulated Consumer Product | Non-Weatherized, Condensing Ga | 1748 | 251 |  | 06/08/2023 | 52234 | 212595171 | 06/30/2023
Carrier Corp. - Indianapolis | Heil | G96VTN1002122B | Federally-Regulated Consumer Product | Non-Weatherized, Condensing Ga | 2275 | 277 |  | 06/08/2023 | 64500 | 212595291 | 06/30/2023
Carrier Corp. - Indianapolis | Heil | G96VTN1002122B*D | Federally-Regulated Consumer Product | Non-Weatherized, Condensing Ga | 2275 | 277 |  | 06/08/2023 | 64500 | 212595298 | 06/30/2023
Carrier Corp. - Indianapolis | Heil | G96VTN0601716B | Federally-Regulated Consumer Product | Non-Weatherized, Condensing Ga | 1600 | 250 |  | 06/08/2023 | 39133 | 212595075 | 06/30/2023
Carrier Corp. - Indianapolis | Heil | G96VTN1202422B*D | Federally-Regulated Consumer Product | Non-Weatherized, Condensing Ga | 2225 | 272 |  | 06/08/2023 | 78340 | 212595358 | 06/30/2023
Carrier Corp. - Indianapolis | Heil | N96VSN0601716B*D | Federally-Regulated Consumer Product | Non-Weatherized, Condensing Ga | 1605 | 246 |  | 06/08/2023 | 60365 | 212595119 | 06/30/2023
Carrier Corp. - Indianapolis | Heil | N96VSN0802120B | Federally-Regulated Consumer Product | Non-Weatherized, Condensing Ga | 2238 | 248 |  | 06/08/2023 | 79743 | 212595220 | 06/30/2023
Carrier Corp. - Indianapolis | Heil | N96VSN0401712B | Federally-Regulated Consumer Product | Non-Weatherized, Condensing Ga | 1104 | 221 |  | 06/08/2023 | 39909 | 212595000 | 06/30/2023
Carrier Corp. - Indianapolis | Heil | G96VTN0401712B*D | Federally-Regulated Consumer Product | Non-Weatherized, Condensing Ga | 1131 | 219 |  | 06/08/2023 | 26296 | 212594972 | 06/30/2023
Carrier Corp. - Indianapolis | Heil | N96VSN0601412B*D | Federally-Regulated Consumer Product | Non-Weatherized, Condensing Ga | 1207 | 227 |  | 06/08/2023 | 59908 | 212595101 | 06/30/2023
Carrier Corp. - Indianapolis | Heil | N96VSN1202422B | Federally-Regulated Consumer Product | Non-Weatherized, Condensing Ga | 2296 | 277 |  | 06/08/2023 | 120209 | 212595368 | 06/30/2023
Carrier Corp. - Indianapolis | Heil | G96VTN0802120B | Federally-Regulated Consumer Product | Non-Weatherized, Condensing Ga | 2145 | 260 |  | 06/08/2023 | 51728 | 212595185 | 06/30/2023
Carrier Corp. - Indianapolis | Heil | G96VTN0601716B*D | Federally-Regulated Consumer Product | Non-Weatherized, Condensing Ga | 1600 | 250 |  | 06/08/2023 | 39133 | 212595082 | 06/30/2023
Carrier Corp. - Indianapolis | Heil | N96VSN0401410B | Federally-Regulated Consumer Product | Non-Weatherized, Condensing Ga | 985 | 229 |  | 06/08/2023 | 40193 | 212594982 | 06/30/2023
Carrier Corp. - Indianapolis | Heil | G96VTN0601412B | Federally-Regulated Consumer Product | Non-Weatherized, Condensing Ga | 1193 | 234 |  | 06/08/2023 | 39230 | 212595061 | 06/30/2023
Carrier Corp. - Indianapolis | Heil | N96VSN1202422B*D | Federally-Regulated Consumer Product | Non-Weatherized, Condensing Ga | 2296 | 277 |  | 06/08/2023 | 120209 | 212595377 | 06/30/2023
Carrier Corp. - Indianapolis | Heil | G96VTN0401410B | Federally-Regulated Consumer Product | Non-Weatherized, Condensing Ga | 1049 | 227 |  | 06/08/2023 | 25795 | 212594951 | 06/30/2023
Carrier Corp. - Indianapolis | Heil | N96VSN1002120B | Federally-Regulated Consumer Product | Non-Weatherized, Condensing Ga | 2166 | 265 |  | 06/08/2023 | 99862 | 212595308 | 06/30/2023
Carrier Corp. - Indianapolis | Heil | N96VSN0801716B | Federally-Regulated Consumer Product | Non-Weatherized, Condensing Ga | 1735 | 252 |  | 06/08/2023 | 79596 | 212595202 | 06/30/2023
Carrier Corp. - Indianapolis | Heil | G96VTN0601412B*D | Federally-Regulated Consumer Product | Non-Weatherized, Condensing Ga | 1193 | 234 |  | 06/08/2023 | 39230 | 212595068 | 06/30/2023
Carrier Corp. - Indianapolis | Heil | N96VSN1002120B*D | Federally-Regulated Consumer Product | Non-Weatherized, Condensing Ga | 2166 | 265 |  | 06/30/2023 | 99862 | 212595317 | 06/30/2023
Carrier Corp. - Indianapolis | Heil | N96VSN0601412B | Federally-Regulated Consumer Product | Non-Weatherized, Condensing Ga | 1207 | 227 |  | 06/30/2023 | 59908 | 212595092 | 06/30/2023
Carrier Corp. - Indianapolis | Heil | N96VSN0401410B*D | Federally-Regulated Consumer Product | Non-Weatherized, Condensing Ga | 985 | 229 |  | 06/30/2023 | 40193 | 212594991 | 06/30/2023
Carrier Corp. - Indianapolis | Heil | G96VTN1202422B | Federally-Regulated Consumer Product | Non-Weatherized, Condensing Ga | 2225 | 272 |  | 06/30/2023 | 78340 | 212595351 | 06/30/2023
Carrier Corp. - Indianapolis | Heil | N96VSN0601716B | Federally-Regulated Consumer Product | Non-Weatherized, Condensing Ga | 1605 | 246 |  | 06/30/2023 | 60365 | 212595110 | 06/30/2023
Carrier Corp. - Indianapolis | Heil | N96VSN0401712B*D | Federally-Regulated Consumer Product | Non-Weatherized, Condensing Ga | 1104 | 221 |  | 06/30/2023 | 39909 | 212595009 | 06/30/2023
Carrier Corp. - Indianapolis | Heil | G96VTN1002120B*D | Federally-Regulated Consumer Product | Non-Weatherized, Condensing Ga | 2163 | 271 |  | 06/30/2023 | 65562 | 212595284 | 06/30/2023
Carrier Corp. - Indianapolis | Heil | G96VTN0801716B*D | Federally-Regulated Consumer Product | Non-Weatherized, Condensing Ga | 1748 | 251 |  | 06/30/2023 | 52234 | 212595178 | 06/30/2023
Carrier Corp. - Indianapolis | Heil | N96VSN0801716B*D | Federally-Regulated Consumer Product | Non-Weatherized, Condensing Ga | 1735 | 252 |  | 06/30/2023 | 79596 | 212595211 | 06/30/2023
Carrier Corp. - Indianapolis | Heil | G96VTN0401712B | Federally-Regulated Consumer Product | Non-Weatherized, Condensing Ga | 1131 | 219 |  | 06/30/2023 | 26296 | 212594965 | 06/30/2023
Carrier Corp. - Indianapolis | Heil | G96VTN1002120B | Federally-Regulated Consumer Product | Non-Weatherized, Condensing Ga | 2163 | 271 |  | 06/30/2023 | 65562 | 212595277 | 06/30/2023
Carrier Corp. - Indianapolis | Heil | G96VTN0802120B*D | Federally-Regulated Consumer Product | Non-Weatherized, Condensing Ga | 2145 | 260 |  | 06/30/2023 | 51728 | 212595192 | 06/30/2023
Carrier Corp. - Indianapolis | Heil | N96VSN0802120B*D | Federally-Regulated Consumer Product | Non-Weatherized, Condensing Ga | 2238 | 248 |  | 06/30/2023 | 79743 | 212595229 | 06/30/2023
Carrier Corp. - Indianapolis | Heil | G96VTN0401410B*D | Federally-Regulated Consumer Product | Non-Weatherized, Condensing Ga | 1049 | 227 |  | 06/30/2023 | 25795 | 212594958 | 06/30/2023
Carrier Corp. - Indianapolis | Heil | G96VTN0801716B | Federally-Regulated Consumer Product | Non-Weatherized, Condensing Ga | 1748 | 251 |  | 06/30/2023 | 52234 | 212595171 | 06/30/2023
Carrier Corp. - Indianapolis | Heil | G96VTN1002122B | Federally-Regulated Consumer Product | Non-Weatherized, Condensing Ga | 2275 | 277 |  | 06/30/2023 | 64500 | 212595291 | 06/30/2023
Carrier Corp. - Indianapolis | Heil | G96VTN1002122B*D | Federally-Regulated Consumer Product | Non-Weatherized, Condensing Ga | 2275 | 277 |  | 06/30/2023 | 64500 | 212595298 | 06/30/2023
Carrier Corp. - Indianapolis | Heil | G96VTN0601716B | Federally-Regulated Consumer Product | Non-Weatherized, Condensing Ga | 1600 | 250 |  | 06/30/2023 | 39133 | 212595075 | 06/30/2023
Carrier Corp. - Indianapolis | Heil | G96VTN1202422B*D | Federally-Regulated Consumer Product | Non-Weatherized, Condensing Ga | 2225 | 272 |  | 06/30/2023 | 78340 | 212595358 | 06/30/2023
Carrier Corp. - Indianapolis | Heil | N96VSN0601716B*D | Federally-Regulated Consumer Product | Non-Weatherized, Condensing Ga | 1605 | 246 |  | 06/30/2023 | 60365 | 212595119 | 06/30/2023
Carrier Corp. - Indianapolis | Heil | N96VSN0802120B | Federally-Regulated Consumer Product | Non-Weatherized, Condensing Ga | 2238 | 248 |  | 06/30/2023 | 79743 | 212595220 | 06/30/2023
Carrier Corp. - Indianapolis | Heil | N96VSN0401712B | Federally-Regulated Consumer Product | Non-Weatherized, Condensing Ga | 1104 | 221 |  | 06/30/2023 | 39909 | 212595000 | 06/30/2023
Carrier Corp. - Indianapolis | Heil | G96VTN0401712B*D | Federally-Regulated Consumer Product | Non-Weatherized, Condensing Ga | 1131 | 219 |  | 06/30/2023 | 26296 | 212594972 | 06/30/2023
Carrier Corp. - Indianapolis | Heil | N96VSN0601412B*D | Federally-Regulated Consumer Product | Non-Weatherized, Condensing Ga | 1207 | 227 |  | 06/30/2023 | 59908 | 212595101 | 06/30/2023
Carrier Corp. - Indianapolis | Heil | N96VSN1202422B | Federally-Regulated Consumer Product | Non-Weatherized, Condensing Ga | 2296 | 277 |  | 06/30/2023 | 120209 | 212595368 | 06/30/2023
Carrier Corp. - Indianapolis | Heil | G96VTN0802120B | Federally-Regulated Consumer Product | Non-Weatherized, Condensing Ga | 2145 | 260 |  | 06/30/2023 | 51728 | 212595185 | 06/30/2023
Carrier Corp. - Indianapolis | Heil | G96VTN0601716B*D | Federally-Regulated Consumer Product | Non-Weatherized, Condensing Ga | 1600 | 250 |  | 06/30/2023 | 39133 | 212595082 | 06/30/2023
Carrier Corp. - Indianapolis | Heil | N96VSN0401410B | Federally-Regulated Consumer Product | Non-Weatherized, Condensing Ga | 985 | 229 |  | 06/30/2023 | 40193 | 212594982 | 06/30/2023
Carrier Corp. - Indianapolis | Heil | G96VTN0601412B | Federally-Regulated Consumer Product | Non-Weatherized, Condensing Ga | 1193 | 234 |  | 06/30/2023 | 39230 | 212595061 | 06/30/2023
Carrier Corp. - Indianapolis | Heil | N96VSN1202422B*D | Federally-Regulated Consumer Product | Non-Weatherized, Condensing Ga | 2296 | 277 |  | 06/30/2023 | 120209 | 212595377 | 06/30/2023
Carrier Corp. - Indianapolis | Heil | G96VTN0401410B | Federally-Regulated Consumer Product | Non-Weatherized, Condensing Ga | 1049 | 227 |  | 06/30/2023 | 25795 | 212594951 | 06/30/2023
Carrier Corp. - Indianapolis | Heil | N96VSN1002120B | Federally-Regulated Consumer Product | Non-Weatherized, Condensing Ga | 2166 | 265 |  | 06/30/2023 | 99862 | 212595308 | 06/30/2023
Carrier Corp. - Indianapolis | Heil | N96VSN0801716B | Federally-Regulated Consumer Product | Non-Weatherized, Condensing Ga | 1735 | 252 |  | 06/30/2023 | 79596 | 212595202 | 06/30/2023
Carrier Corp. - Indianapolis | Heil | G96VTN0601412B*D | Federally-Regulated Consumer Product | Non-Weatherized, Condensing Ga | 1193 | 234 |  | 06/30/2023 | 39230 | 212595068 | 06/30/2023
Carrier Corp. - Indianapolis | Airquest | G96VTN0401410B | Federally-Regulated Consumer Product | Non-Weatherized, Condensing Ga | 1049 | 227 |  | 06/08/2023 | 25795 | 212594948 | 06/30/2023
Carrier Corp. - Indianapolis | Airquest | N96VSN0401712B | Federally-Regulated Consumer Product | Non-Weatherized, Condensing Ga | 1104 | 221 |  | 06/08/2023 | 39909 | 212594996 | 06/30/2023
Carrier Corp. - Indianapolis | Airquest | N96VSN0401410B*D | Federally-Regulated Consumer Product | Non-Weatherized, Condensing Ga | 985 | 229 |  | 06/08/2023 | 40193 | 212594987 | 06/30/2023
Carrier Corp. - Indianapolis | Airquest | G96VTN0601716B | Federally-Regulated Consumer Product | Non-Weatherized, Condensing Ga | 1600 | 250 |  | 06/08/2023 | 39133 | 212595072 | 06/30/2023
Carrier Corp. - Indianapolis | Airquest | N96VSN0802120B | Federally-Regulated Consumer Product | Non-Weatherized, Condensing Ga | 2238 | 248 |  | 06/08/2023 | 79743 | 212595216 | 06/30/2023
Carrier Corp. - Indianapolis | Airquest | G96VTN0401410B*D | Federally-Regulated Consumer Product | Non-Weatherized, Condensing Ga | 1049 | 227 |  | 06/08/2023 | 25795 | 212594955 | 06/30/2023
Carrier Corp. - Indianapolis | Airquest | N96VSN0401410B | Federally-Regulated Consumer Product | Non-Weatherized, Condensing Ga | 985 | 229 |  | 06/08/2023 | 40193 | 212594978 | 06/30/2023
Carrier Corp. - Indianapolis | Airquest | G96VTN1002122B*D | Federally-Regulated Consumer Product | Non-Weatherized, Condensing Ga | 2275 | 277 |  | 06/08/2023 | 64500 | 212595295 | 06/30/2023
Carrier Corp. - Indianapolis | Airquest | N96VSN1202422B | Federally-Regulated Consumer Product | Non-Weatherized, Condensing Ga | 2296 | 277 |  | 06/08/2023 | 120209 | 212595364 | 06/30/2023
Carrier Corp. - Indianapolis | Airquest | G96VTN1002120B | Federally-Regulated Consumer Product | Non-Weatherized, Condensing Ga | 2163 | 271 |  | 06/08/2023 | 65562 | 212595274 | 06/30/2023
Carrier Corp. - Indianapolis | Airquest | G96VTN0401712B | Federally-Regulated Consumer Product | Non-Weatherized, Condensing Ga | 1131 | 219 |  | 06/08/2023 | 26296 | 212594962 | 06/30/2023
Carrier Corp. - Indianapolis | Airquest | N96VSN0401712B*D | Federally-Regulated Consumer Product | Non-Weatherized, Condensing Ga | 1104 | 221 |  | 06/08/2023 | 39909 | 212595005 | 06/30/2023
Carrier Corp. - Indianapolis | Airquest | G96VTN0801716B | Federally-Regulated Consumer Product | Non-Weatherized, Condensing Ga | 1748 | 251 |  | 06/08/2023 | 52234 | 212595168 | 06/30/2023
Carrier Corp. - Indianapolis | Airquest | N96VSN0601716B*D | Federally-Regulated Consumer Product | Non-Weatherized, Condensing Ga | 1605 | 246 |  | 06/08/2023 | 60365 | 212595115 | 06/30/2023
Carrier Corp. - Indianapolis | Airquest | N96VSN0801716B | Federally-Regulated Consumer Product | Non-Weatherized, Condensing Ga | 1735 | 252 |  | 06/08/2023 | 79596 | 212595198 | 06/30/2023
Carrier Corp. - Indianapolis | Airquest | G96VTN0802120B | Federally-Regulated Consumer Product | Non-Weatherized, Condensing Ga | 2145 | 260 |  | 06/08/2023 | 51728 | 212595182 | 06/30/2023
Carrier Corp. - Indianapolis | Airquest | G96VTN1002122B | Federally-Regulated Consumer Product | Non-Weatherized, Condensing Ga | 2275 | 277 |  | 06/08/2023 | 64500 | 212595288 | 06/30/2023
Carrier Corp. - Indianapolis | Airquest | N96VSN1002120B | Federally-Regulated Consumer Product | Non-Weatherized, Condensing Ga | 2166 | 265 |  | 06/08/2023 | 99862 | 212595304 | 06/30/2023
Carrier Corp. - Indianapolis | Airquest | N96VSN1202422B*D | Federally-Regulated Consumer Product | Non-Weatherized, Condensing Ga | 2296 | 277 |  | 06/08/2023 | 120209 | 212595373 | 06/30/2023
Carrier Corp. - Indianapolis | Airquest | N96VSN1002120B*D | Federally-Regulated Consumer Product | Non-Weatherized, Condensing Ga | 2166 | 265 |  | 06/08/2023 | 99862 | 212595313 | 06/30/2023
Carrier Corp. - Indianapolis | Airquest | G96VTN0601412B*D | Federally-Regulated Consumer Product | Non-Weatherized, Condensing Ga | 1193 | 234 |  | 06/08/2023 | 39230 | 212595065 | 06/30/2023
Carrier Corp. - Indianapolis | Airquest | N96VSN0601716B | Federally-Regulated Consumer Product | Non-Weatherized, Condensing Ga | 1605 | 246 |  | 06/08/2023 | 60365 | 212595106 | 06/30/2023
Carrier Corp. - Indianapolis | Airquest | G96VTN0802120B*D | Federally-Regulated Consumer Product | Non-Weatherized, Condensing Ga | 2145 | 260 |  | 06/08/2023 | 51728 | 212595189 | 06/30/2023
Carrier Corp. - Indianapolis | Airquest | G96VTN0801716B*D | Federally-Regulated Consumer Product | Non-Weatherized, Condensing Ga | 1748 | 251 |  | 06/08/2023 | 52234 | 212595175 | 06/30/2023
Carrier Corp. - Indianapolis | Airquest | G96VTN1002120B*D | Federally-Regulated Consumer Product | Non-Weatherized, Condensing Ga | 2163 | 271 |  | 06/08/2023 | 65562 | 212595281 | 06/30/2023
Carrier Corp. - Indianapolis | Airquest | G96VTN0601412B | Federally-Regulated Consumer Product | Non-Weatherized, Condensing Ga | 1193 | 234 |  | 06/08/2023 | 39230 | 212595058 | 06/30/2023
Carrier Corp. - Indianapolis | Airquest | G96VTN0601716B*D | Federally-Regulated Consumer Product | Non-Weatherized, Condensing Ga | 1600 | 250 |  | 06/08/2023 | 39133 | 212595079 | 06/30/2023
Carrier Corp. - Indianapolis | Airquest | G96VTN0401712B*D | Federally-Regulated Consumer Product | Non-Weatherized, Condensing Ga | 1131 | 219 |  | 06/08/2023 | 26296 | 212594969 | 06/30/2023
Carrier Corp. - Indianapolis | Airquest | N96VSN0601412B*D | Federally-Regulated Consumer Product | Non-Weatherized, Condensing Ga | 1207 | 227 |  | 06/08/2023 | 59908 | 212595097 | 06/30/2023
Carrier Corp. - Indianapolis | Airquest | G96VTN1202422B | Federally-Regulated Consumer Product | Non-Weatherized, Condensing Ga | 2225 | 272 |  | 06/08/2023 | 78340 | 212595348 | 06/30/2023
Carrier Corp. - Indianapolis | Airquest | N96VSN0802120B*D | Federally-Regulated Consumer Product | Non-Weatherized, Condensing Ga | 2238 | 248 |  | 06/08/2023 | 79743 | 212595225 | 06/30/2023
Carrier Corp. - Indianapolis | Airquest | N96VSN0801716B*D | Federally-Regulated Consumer Product | Non-Weatherized, Condensing Ga | 1735 | 252 |  | 06/08/2023 | 79596 | 212595207 | 06/30/2023
Carrier Corp. - Indianapolis | Airquest | N96VSN0601412B | Federally-Regulated Consumer Product | Non-Weatherized, Condensing Ga | 1207 | 227 |  | 06/08/2023 | 59908 | 212595088 | 06/30/2023
Carrier Corp. - Indianapolis | Airquest | G96VTN1202422B*D | Federally-Regulated Consumer Product | Non-Weatherized, Condensing Ga | 2225 | 272 |  | 06/08/2023 | 78340 | 212595355 | 06/30/2023
Carrier Corp. - Indianapolis | Comfortmaker | G96VTN0601716B*D | Federally-Regulated Consumer Product | Non-Weatherized, Condensing Ga | 1600 | 250 |  | 06/08/2023 | 39133 | 212595080 | 06/30/2023
Carrier Corp. - Indianapolis | Comfortmaker | G96VTN0601412B | Federally-Regulated Consumer Product | Non-Weatherized, Condensing Ga | 1193 | 234 |  | 06/08/2023 | 39230 | 212595059 | 06/30/2023
Carrier Corp. - Indianapolis | Comfortmaker | N96VSN1002120B | Federally-Regulated Consumer Product | Non-Weatherized, Condensing Ga | 2166 | 265 |  | 06/08/2023 | 99862 | 212595306 | 06/30/2023
Carrier Corp. - Indianapolis | Comfortmaker | G96VTN0601412B*D | Federally-Regulated Consumer Product | Non-Weatherized, Condensing Ga | 1193 | 234 |  | 06/08/2023 | 39230 | 212595066 | 06/30/2023
Carrier Corp. - Indianapolis | Comfortmaker | G96VTN1002122B*D | Federally-Regulated Consumer Product | Non-Weatherized, Condensing Ga | 2275 | 277 |  | 06/08/2023 | 64500 | 212595296 | 06/30/2023
Carrier Corp. - Indianapolis | Comfortmaker | G96VTN0801716B*D | Federally-Regulated Consumer Product | Non-Weatherized, Condensing Ga | 1748 | 251 |  | 06/08/2023 | 52234 | 212595176 | 06/30/2023
Carrier Corp. - Indianapolis | Comfortmaker | N96VSN0601716B | Federally-Regulated Consumer Product | Non-Weatherized, Condensing Ga | 1605 | 246 |  | 06/08/2023 | 60365 | 212595108 | 06/30/2023
Carrier Corp. - Indianapolis | Comfortmaker | N96VSN0601412B | Federally-Regulated Consumer Product | Non-Weatherized, Condensing Ga | 1207 | 227 |  | 06/08/2023 | 59908 | 212595090 | 06/30/2023
Carrier Corp. - Indianapolis | Comfortmaker | N96VSN1202422B | Federally-Regulated Consumer Product | Non-Weatherized, Condensing Ga | 2296 | 277 |  | 06/08/2023 | 120209 | 212595366 | 06/30/2023
Carrier Corp. - Indianapolis | Comfortmaker | G96VTN0601716B | Federally-Regulated Consumer Product | Non-Weatherized, Condensing Ga | 1600 | 250 |  | 06/08/2023 | 39133 | 212595073 | 06/30/2023
Carrier Corp. - Indianapolis | Comfortmaker | G96VTN1002120B | Federally-Regulated Consumer Product | Non-Weatherized, Condensing Ga | 2163 | 271 |  | 06/08/2023 | 65562 | 212595275 | 06/30/2023
Carrier Corp. - Indianapolis | Comfortmaker | G96VTN1002122B | Federally-Regulated Consumer Product | Non-Weatherized, Condensing Ga | 2275 | 277 |  | 06/08/2023 | 64500 | 212595289 | 06/30/2023
Carrier Corp. - Indianapolis | Comfortmaker | N96VSN0601716B*D | Federally-Regulated Consumer Product | Non-Weatherized, Condensing Ga | 1605 | 246 |  | 06/08/2023 | 60365 | 212595117 | 06/30/2023
Carrier Corp. - Indianapolis | Comfortmaker | N96VSN0601412B*D | Federally-Regulated Consumer Product | Non-Weatherized, Condensing Ga | 1207 | 227 |  | 06/08/2023 | 59908 | 212595099 | 06/30/2023
Carrier Corp. - Indianapolis | Comfortmaker | G96VTN0401712B*D | Federally-Regulated Consumer Product | Non-Weatherized, Condensing Ga | 1131 | 219 |  | 06/08/2023 | 26296 | 212594970 | 06/30/2023
Carrier Corp. - Indianapolis | Comfortmaker | N96VSN0401410B | Federally-Regulated Consumer Product | Non-Weatherized, Condensing Ga | 985 | 229 |  | 06/08/2023 | 40193 | 212594980 | 06/30/2023
Carrier Corp. - Indianapolis | Comfortmaker | N96VSN0802120B | Federally-Regulated Consumer Product | Non-Weatherized, Condensing Ga | 2238 | 248 |  | 06/08/2023 | 79743 | 212595218 | 06/30/2023
Carrier Corp. - Indianapolis | Comfortmaker | G96VTN0801716B | Federally-Regulated Consumer Product | Non-Weatherized, Condensing Ga | 1748 | 251 |  | 06/08/2023 | 52234 | 212595169 | 06/30/2023
Carrier Corp. - Indianapolis | Comfortmaker | N96VSN0802120B*D | Federally-Regulated Consumer Product | Non-Weatherized, Condensing Ga | 2238 | 248 |  | 06/08/2023 | 79743 | 212595227 | 06/30/2023
Carrier Corp. - Indianapolis | Comfortmaker | N96VSN1002120B*D | Federally-Regulated Consumer Product | Non-Weatherized, Condensing Ga | 2166 | 265 |  | 06/08/2023 | 99862 | 212595315 | 06/30/2023
Carrier Corp. - Indianapolis | Comfortmaker | N96VSN0401712B*D | Federally-Regulated Consumer Product | Non-Weatherized, Condensing Ga | 1104 | 221 |  | 06/08/2023 | 39909 | 212595007 | 06/30/2023
Carrier Corp. - Indianapolis | Comfortmaker | N96VSN0801716B*D | Federally-Regulated Consumer Product | Non-Weatherized, Condensing Ga | 1735 | 252 |  | 06/08/2023 | 79596 | 212595209 | 06/30/2023
Carrier Corp. - Indianapolis | Comfortmaker | G96VTN0401712B | Federally-Regulated Consumer Product | Non-Weatherized, Condensing Ga | 1131 | 219 |  | 06/08/2023 | 26296 | 212594963 | 06/30/2023
Carrier Corp. - Indianapolis | Comfortmaker | G96VTN0802120B*D | Federally-Regulated Consumer Product | Non-Weatherized, Condensing Ga | 2145 | 260 |  | 06/08/2023 | 51728 | 212595190 | 06/30/2023
Carrier Corp. - Indianapolis | Comfortmaker | G96VTN0401410B*D | Federally-Regulated Consumer Product | Non-Weatherized, Condensing Ga | 1049 | 227 |  | 06/08/2023 | 25795 | 212594956 | 06/30/2023
Carrier Corp. - Indianapolis | Comfortmaker | G96VTN1202422B | Federally-Regulated Consumer Product | Non-Weatherized, Condensing Ga | 2225 | 272 |  | 06/08/2023 | 78340 | 212595349 | 06/30/2023
Carrier Corp. - Indianapolis | Comfortmaker | G96VTN1202422B*D | Federally-Regulated Consumer Product | Non-Weatherized, Condensing Ga | 2225 | 272 |  | 06/08/2023 | 78340 | 212595356 | 06/30/2023
Carrier Corp. - Indianapolis | Comfortmaker | N96VSN0401712B | Federally-Regulated Consumer Product | Non-Weatherized, Condensing Ga | 1104 | 221 |  | 06/08/2023 | 39909 | 212594998 | 06/30/2023
Carrier Corp. - Indianapolis | Comfortmaker | G96VTN0802120B | Federally-Regulated Consumer Product | Non-Weatherized, Condensing Ga | 2145 | 260 |  | 06/08/2023 | 51728 | 212595183 | 06/30/2023
Carrier Corp. - Indianapolis | Comfortmaker | N96VSN1202422B*D | Federally-Regulated Consumer Product | Non-Weatherized, Condensing Ga | 2296 | 277 |  | 06/08/2023 | 120209 | 212595375 | 06/30/2023
Carrier Corp. - Indianapolis | Comfortmaker | N96VSN0801716B | Federally-Regulated Consumer Product | Non-Weatherized, Condensing Ga | 1735 | 252 |  | 06/08/2023 | 79596 | 212595200 | 06/30/2023
Carrier Corp. - Indianapolis | Comfortmaker | G96VTN1002120B*D | Federally-Regulated Consumer Product | Non-Weatherized, Condensing Ga | 2163 | 271 |  | 06/08/2023 | 65562 | 212595282 | 06/30/2023
Carrier Corp. - Indianapolis | Comfortmaker | G96VTN0401410B | Federally-Regulated Consumer Product | Non-Weatherized, Condensing Ga | 1049 | 227 |  | 06/08/2023 | 25795 | 212594949 | 06/30/2023
Carrier Corp. - Indianapolis | Comfortmaker | N96VSN0401410B*D | Federally-Regulated Consumer Product | Non-Weatherized, Condensing Ga | 985 | 229 |  | 06/08/2023 | 40193 | 212594989 | 06/30/2023
Carrier Corp. - Indianapolis | Day & Night | G96VTN0802120B | Federally-Regulated Consumer Product | Non-Weatherized, Condensing Ga | 2145 | 260 |  | 06/08/2023 | 51728 | 212595184 | 06/30/2023
Carrier Corp. - Indianapolis | Day & Night | N96VSN0601412B | Federally-Regulated Consumer Product | Non-Weatherized, Condensing Ga | 1207 | 227 |  | 06/08/2023 | 59908 | 212595091 | 06/30/2023
Carrier Corp. - Indianapolis | Day & Night | G96VTN1002120B | Federally-Regulated Consumer Product | Non-Weatherized, Condensing Ga | 2163 | 271 |  | 06/08/2023 | 65562 | 212595276 | 06/30/2023
Carrier Corp. - Indianapolis | Day & Night | N96VSN0401712B | Federally-Regulated Consumer Product | Non-Weatherized, Condensing Ga | 1104 | 221 |  | 06/08/2023 | 39909 | 212594999 | 06/30/2023
Carrier Corp. - Indianapolis | Day & Night | G96VTN0401410B*D | Federally-Regulated Consumer Product | Non-Weatherized, Condensing Ga | 1049 | 227 |  | 06/08/2023 | 25795 | 212594957 | 06/30/2023
Carrier Corp. - Indianapolis | Day & Night | N96VSN0801716B*D | Federally-Regulated Consumer Product | Non-Weatherized, Condensing Ga | 1735 | 252 |  | 06/08/2023 | 79596 | 212595210 | 06/30/2023
Carrier Corp. - Indianapolis | Day & Night | G96VTN0601716B | Federally-Regulated Consumer Product | Non-Weatherized, Condensing Ga | 1600 | 250 |  | 06/08/2023 | 39133 | 212595074 | 06/30/2023
Carrier Corp. - Indianapolis | Day & Night | G96VTN0401410B | Federally-Regulated Consumer Product | Non-Weatherized, Condensing Ga | 1049 | 227 |  | 06/08/2023 | 25795 | 212594950 | 06/30/2023
Carrier Corp. - Indianapolis | Day & Night | N96VSN1002120B*D | Federally-Regulated Consumer Product | Non-Weatherized, Condensing Ga | 2166 | 265 |  | 06/08/2023 | 99862 | 212595316 | 06/30/2023
Carrier Corp. - Indianapolis | Day & Night | N96VSN1202422B*D | Federally-Regulated Consumer Product | Non-Weatherized, Condensing Ga | 2296 | 277 |  | 06/08/2023 | 120209 | 212595376 | 06/30/2023
Carrier Corp. - Indianapolis | Day & Night | N96VSN0601716B*D | Federally-Regulated Consumer Product | Non-Weatherized, Condensing Ga | 1605 | 246 |  | 06/08/2023 | 60365 | 212595118 | 06/30/2023
Carrier Corp. - Indianapolis | Day & Night | N96VSN0802120B*D | Federally-Regulated Consumer Product | Non-Weatherized, Condensing Ga | 2238 | 248 |  | 06/08/2023 | 79743 | 212595228 | 06/30/2023
Carrier Corp. - Indianapolis | Day & Night | N96VSN0401410B*D | Federally-Regulated Consumer Product | Non-Weatherized, Condensing Ga | 985 | 229 |  | 06/08/2023 | 40193 | 212594990 | 06/30/2023
Carrier Corp. - Indianapolis | Day & Night | G96VTN0601412B*D | Federally-Regulated Consumer Product | Non-Weatherized, Condensing Ga | 1193 | 234 |  | 06/08/2023 | 39230 | 212595067 | 06/30/2023
Carrier Corp. - Indianapolis | Day & Night | G96VTN1002122B | Federally-Regulated Consumer Product | Non-Weatherized, Condensing Ga | 2275 | 277 |  | 06/08/2023 | 64500 | 212595290 | 06/30/2023
Carrier Corp. - Indianapolis | Day & Night | G96VTN1002120B*D | Federally-Regulated Consumer Product | Non-Weatherized, Condensing Ga | 2163 | 271 |  | 06/08/2023 | 65562 | 212595283 | 06/30/2023
Carrier Corp. - Indianapolis | Day & Night | G96VTN0802120B*D | Federally-Regulated Consumer Product | Non-Weatherized, Condensing Ga | 2145 | 260 |  | 06/08/2023 | 51728 | 212595191 | 06/30/2023
Carrier Corp. - Indianapolis | Day & Night | N96VSN1002120B | Federally-Regulated Consumer Product | Non-Weatherized, Condensing Ga | 2166 | 265 |  | 06/08/2023 | 99862 | 212595307 | 06/30/2023
Carrier Corp. - Indianapolis | Day & Night | N96VSN0601716B | Federally-Regulated Consumer Product | Non-Weatherized, Condensing Ga | 1605 | 246 |  | 06/08/2023 | 60365 | 212595109 | 06/30/2023
Carrier Corp. - Indianapolis | Day & Night | G96VTN1002122B*D | Federally-Regulated Consumer Product | Non-Weatherized, Condensing Ga | 2275 | 277 |  | 06/08/2023 | 64500 | 212595297 | 06/30/2023
Carrier Corp. - Indianapolis | Day & Night | G96VTN1202422B | Federally-Regulated Consumer Product | Non-Weatherized, Condensing Ga | 2225 | 272 |  | 06/08/2023 | 78340 | 212595350 | 06/30/2023
Carrier Corp. - Indianapolis | Day & Night | G96VTN0601412B | Federally-Regulated Consumer Product | Non-Weatherized, Condensing Ga | 1193 | 234 |  | 06/08/2023 | 39230 | 212595060 | 06/30/2023
Carrier Corp. - Indianapolis | Day & Night | G96VTN0401712B*D | Federally-Regulated Consumer Product | Non-Weatherized, Condensing Ga | 1131 | 219 |  | 06/08/2023 | 26296 | 212594971 | 06/30/2023
Carrier Corp. - Indianapolis | Day & Night | N96VSN0601412B*D | Federally-Regulated Consumer Product | Non-Weatherized, Condensing Ga | 1207 | 227 |  | 06/08/2023 | 59908 | 212595100 | 06/30/2023
Carrier Corp. - Indianapolis | Day & Night | G96VTN0401712B | Federally-Regulated Consumer Product | Non-Weatherized, Condensing Ga | 1131 | 219 |  | 06/08/2023 | 26296 | 212594964 | 06/30/2023
Carrier Corp. - Indianapolis | Day & Night | N96VSN0801716B | Federally-Regulated Consumer Product | Non-Weatherized, Condensing Ga | 1735 | 252 |  | 06/08/2023 | 79596 | 212595201 | 06/30/2023
Carrier Corp. - Indianapolis | Day & Night | N96VSN0401410B | Federally-Regulated Consumer Product | Non-Weatherized, Condensing Ga | 985 | 229 |  | 06/08/2023 | 40193 | 212594981 | 06/30/2023
Carrier Corp. - Indianapolis | Day & Night | G96VTN0601716B*D | Federally-Regulated Consumer Product | Non-Weatherized, Condensing Ga | 1600 | 250 |  | 06/08/2023 | 39133 | 212595081 | 06/30/2023
Carrier Corp. - Indianapolis | Day & Night | N96VSN0802120B | Federally-Regulated Consumer Product | Non-Weatherized, Condensing Ga | 2238 | 248 |  | 06/08/2023 | 79743 | 212595219 | 06/30/2023
Carrier Corp. - Indianapolis | Day & Night | G96VTN0801716B*D | Federally-Regulated Consumer Product | Non-Weatherized, Condensing Ga | 1748 | 251 |  | 06/08/2023 | 52234 | 212595177 | 06/30/2023
Carrier Corp. - Indianapolis | Day & Night | N96VSN1202422B | Federally-Regulated Consumer Product | Non-Weatherized, Condensing Ga | 2296 | 277 |  | 06/08/2023 | 120209 | 212595367 | 06/30/2023
Carrier Corp. - Indianapolis | Day & Night | N96VSN0401712B*D | Federally-Regulated Consumer Product | Non-Weatherized, Condensing Ga | 1104 | 221 |  | 06/08/2023 | 39909 | 212595008 | 06/30/2023
Carrier Corp. - Indianapolis | Day & Night | G96VTN1202422B*D | Federally-Regulated Consumer Product | Non-Weatherized, Condensing Ga | 2225 | 272 |  | 06/08/2023 | 78340 | 212595357 | 06/30/2023
Carrier Corp. - Indianapolis | Day & Night | G96VTN0801716B | Federally-Regulated Consumer Product | Non-Weatherized, Condensing Ga | 1748 | 251 |  | 06/08/2023 | 52234 | 212595170 | 06/30/2023
Carrier Corp. - Indianapolis | Airquest | G96VTN0401410B | Federally-Regulated Consumer Product | Non-Weatherized, Condensing Ga | 1049 | 227 |  | 06/30/2023 | 25795 | 212594948 | 06/30/2023
Carrier Corp. - Indianapolis | Airquest | N96VSN0401712B | Federally-Regulated Consumer Product | Non-Weatherized, Condensing Ga | 1104 | 221 |  | 06/30/2023 | 39909 | 212594996 | 06/30/2023
Carrier Corp. - Indianapolis | Airquest | N96VSN0401410B*D | Federally-Regulated Consumer Product | Non-Weatherized, Condensing Ga | 985 | 229 |  | 06/30/2023 | 40193 | 212594987 | 06/30/2023
Carrier Corp. - Indianapolis | Airquest | G96VTN0601716B | Federally-Regulated Consumer Product | Non-Weatherized, Condensing Ga | 1600 | 250 |  | 06/30/2023 | 39133 | 212595072 | 06/30/2023
Carrier Corp. - Indianapolis | Airquest | N96VSN0802120B | Federally-Regulated Consumer Product | Non-Weatherized, Condensing Ga | 2238 | 248 |  | 06/30/2023 | 79743 | 212595216 | 06/30/2023
Carrier Corp. - Indianapolis | Airquest | G96VTN0401410B*D | Federally-Regulated Consumer Product | Non-Weatherized, Condensing Ga | 1049 | 227 |  | 06/30/2023 | 25795 | 212594955 | 06/30/2023
Carrier Corp. - Indianapolis | Airquest | N96VSN0401410B | Federally-Regulated Consumer Product | Non-Weatherized, Condensing Ga | 985 | 229 |  | 06/30/2023 | 40193 | 212594978 | 06/30/2023
Carrier Corp. - Indianapolis | Airquest | G96VTN1002122B*D | Federally-Regulated Consumer Product | Non-Weatherized, Condensing Ga | 2275 | 277 |  | 06/30/2023 | 64500 | 212595295 | 06/30/2023
Carrier Corp. - Indianapolis | Airquest | N96VSN1202422B | Federally-Regulated Consumer Product | Non-Weatherized, Condensing Ga | 2296 | 277 |  | 06/30/2023 | 120209 | 212595364 | 06/30/2023
Carrier Corp. - Indianapolis | Airquest | G96VTN1002120B | Federally-Regulated Consumer Product | Non-Weatherized, Condensing Ga | 2163 | 271 |  | 06/30/2023 | 65562 | 212595274 | 06/30/2023
Carrier Corp. - Indianapolis | Airquest | G96VTN0401712B | Federally-Regulated Consumer Product | Non-Weatherized, Condensing Ga | 1131 | 219 |  | 06/30/2023 | 26296 | 212594962 | 06/30/2023
Carrier Corp. - Indianapolis | Airquest | N96VSN0401712B*D | Federally-Regulated Consumer Product | Non-Weatherized, Condensing Ga | 1104 | 221 |  | 06/30/2023 | 39909 | 212595005 | 06/30/2023
Carrier Corp. - Indianapolis | Airquest | G96VTN0801716B | Federally-Regulated Consumer Product | Non-Weatherized, Condensing Ga | 1748 | 251 |  | 06/30/2023 | 52234 | 212595168 | 06/30/2023
Carrier Corp. - Indianapolis | Airquest | N96VSN0601716B*D | Federally-Regulated Consumer Product | Non-Weatherized, Condensing Ga | 1605 | 246 |  | 06/30/2023 | 60365 | 212595115 | 06/30/2023
Carrier Corp. - Indianapolis | Airquest | N96VSN0801716B | Federally-Regulated Consumer Product | Non-Weatherized, Condensing Ga | 1735 | 252 |  | 06/30/2023 | 79596 | 212595198 | 06/30/2023
Carrier Corp. - Indianapolis | Airquest | G96VTN0802120B | Federally-Regulated Consumer Product | Non-Weatherized, Condensing Ga | 2145 | 260 |  | 06/30/2023 | 51728 | 212595182 | 06/30/2023
Carrier Corp. - Indianapolis | Airquest | G96VTN1002122B | Federally-Regulated Consumer Product | Non-Weatherized, Condensing Ga | 2275 | 277 |  | 06/30/2023 | 64500 | 212595288 | 06/30/2023
Carrier Corp. - Indianapolis | Airquest | N96VSN1002120B | Federally-Regulated Consumer Product | Non-Weatherized, Condensing Ga | 2166 | 265 |  | 06/30/2023 | 99862 | 212595304 | 06/30/2023
Carrier Corp. - Indianapolis | Airquest | N96VSN1202422B*D | Federally-Regulated Consumer Product | Non-Weatherized, Condensing Ga | 2296 | 277 |  | 06/30/2023 | 120209 | 212595373 | 06/30/2023
Carrier Corp. - Indianapolis | Airquest | N96VSN1002120B*D | Federally-Regulated Consumer Product | Non-Weatherized, Condensing Ga | 2166 | 265 |  | 06/30/2023 | 99862 | 212595313 | 06/30/2023
Carrier Corp. - Indianapolis | Airquest | G96VTN0601412B*D | Federally-Regulated Consumer Product | Non-Weatherized, Condensing Ga | 1193 | 234 |  | 06/30/2023 | 39230 | 212595065 | 06/30/2023
Carrier Corp. - Indianapolis | Airquest | N96VSN0601716B | Federally-Regulated Consumer Product | Non-Weatherized, Condensing Ga | 1605 | 246 |  | 06/30/2023 | 60365 | 212595106 | 06/30/2023
Carrier Corp. - Indianapolis | Airquest | G96VTN0802120B*D | Federally-Regulated Consumer Product | Non-Weatherized, Condensing Ga | 2145 | 260 |  | 06/30/2023 | 51728 | 212595189 | 06/30/2023
Carrier Corp. - Indianapolis | Airquest | G96VTN0801716B*D | Federally-Regulated Consumer Product | Non-Weatherized, Condensing Ga | 1748 | 251 |  | 06/30/2023 | 52234 | 212595175 | 06/30/2023
Carrier Corp. - Indianapolis | Airquest | G96VTN1002120B*D | Federally-Regulated Consumer Product | Non-Weatherized, Condensing Ga | 2163 | 271 |  | 06/30/2023 | 65562 | 212595281 | 06/30/2023
Carrier Corp. - Indianapolis | Airquest | G96VTN0601412B | Federally-Regulated Consumer Product | Non-Weatherized, Condensing Ga | 1193 | 234 |  | 06/30/2023 | 39230 | 212595058 | 06/30/2023
Carrier Corp. - Indianapolis | Airquest | G96VTN0601716B*D | Federally-Regulated Consumer Product | Non-Weatherized, Condensing Ga | 1600 | 250 |  | 06/30/2023 | 39133 | 212595079 | 06/30/2023
Carrier Corp. - Indianapolis | Airquest | G96VTN0401712B*D | Federally-Regulated Consumer Product | Non-Weatherized, Condensing Ga | 1131 | 219 |  | 06/30/2023 | 26296 | 212594969 | 06/30/2023
Carrier Corp. - Indianapolis | Airquest | N96VSN0601412B*D | Federally-Regulated Consumer Product | Non-Weatherized, Condensing Ga | 1207 | 227 |  | 06/30/2023 | 59908 | 212595097 | 06/30/2023
Carrier Corp. - Indianapolis | Airquest | G96VTN1202422B | Federally-Regulated Consumer Product | Non-Weatherized, Condensing Ga | 2225 | 272 |  | 06/30/2023 | 78340 | 212595348 | 06/30/2023
Carrier Corp. - Indianapolis | Airquest | N96VSN0802120B*D | Federally-Regulated Consumer Product | Non-Weatherized, Condensing Ga | 2238 | 248 |  | 06/30/2023 | 79743 | 212595225 | 06/30/2023
Carrier Corp. - Indianapolis | Airquest | N96VSN0801716B*D | Federally-Regulated Consumer Product | Non-Weatherized, Condensing Ga | 1735 | 252 |  | 06/30/2023 | 79596 | 212595207 | 06/30/2023
Carrier Corp. - Indianapolis | Airquest | N96VSN0601412B | Federally-Regulated Consumer Product | Non-Weatherized, Condensing Ga | 1207 | 227 |  | 06/30/2023 | 59908 | 212595088 | 06/30/2023
Carrier Corp. - Indianapolis | Airquest | G96VTN1202422B*D | Federally-Regulated Consumer Product | Non-Weatherized, Condensing Ga | 2225 | 272 |  | 06/30/2023 | 78340 | 212595355 | 06/30/2023
Carrier Corp. - Indianapolis | Comfortmaker | G96VTN0601716B*D | Federally-Regulated Consumer Product | Non-Weatherized, Condensing Ga | 1600 | 250 |  | 06/30/2023 | 39133 | 212595080 | 06/30/2023
Carrier Corp. - Indianapolis | Comfortmaker | G96VTN0601412B | Federally-Regulated Consumer Product | Non-Weatherized, Condensing Ga | 1193 | 234 |  | 06/30/2023 | 39230 | 212595059 | 06/30/2023
Carrier Corp. - Indianapolis | Comfortmaker | N96VSN1002120B | Federally-Regulated Consumer Product | Non-Weatherized, Condensing Ga | 2166 | 265 |  | 06/30/2023 | 99862 | 212595306 | 06/30/2023
Carrier Corp. - Indianapolis | Comfortmaker | G96VTN0601412B*D | Federally-Regulated Consumer Product | Non-Weatherized, Condensing Ga | 1193 | 234 |  | 06/30/2023 | 39230 | 212595066 | 06/30/2023
Carrier Corp. - Indianapolis | Comfortmaker | G96VTN1002122B*D | Federally-Regulated Consumer Product | Non-Weatherized, Condensing Ga | 2275 | 277 |  | 06/30/2023 | 64500 | 212595296 | 06/30/2023
Carrier Corp. - Indianapolis | Comfortmaker | G96VTN0801716B*D | Federally-Regulated Consumer Product | Non-Weatherized, Condensing Ga | 1748 | 251 |  | 06/30/2023 | 52234 | 212595176 | 06/30/2023
Carrier Corp. - Indianapolis | Comfortmaker | N96VSN0601716B | Federally-Regulated Consumer Product | Non-Weatherized, Condensing Ga | 1605 | 246 |  | 06/30/2023 | 60365 | 212595108 | 06/30/2023
Carrier Corp. - Indianapolis | Comfortmaker | N96VSN0601412B | Federally-Regulated Consumer Product | Non-Weatherized, Condensing Ga | 1207 | 227 |  | 06/30/2023 | 59908 | 212595090 | 06/30/2023
Carrier Corp. - Indianapolis | Comfortmaker | N96VSN1202422B | Federally-Regulated Consumer Product | Non-Weatherized, Condensing Ga | 2296 | 277 |  | 06/30/2023 | 120209 | 212595366 | 06/30/2023
Carrier Corp. - Indianapolis | Comfortmaker | G96VTN0601716B | Federally-Regulated Consumer Product | Non-Weatherized, Condensing Ga | 1600 | 250 |  | 06/30/2023 | 39133 | 212595073 | 06/30/2023
Carrier Corp. - Indianapolis | Comfortmaker | G96VTN1002120B | Federally-Regulated Consumer Product | Non-Weatherized, Condensing Ga | 2163 | 271 |  | 06/30/2023 | 65562 | 212595275 | 06/30/2023
Carrier Corp. - Indianapolis | Comfortmaker | G96VTN1002122B | Federally-Regulated Consumer Product | Non-Weatherized, Condensing Ga | 2275 | 277 |  | 06/30/2023 | 64500 | 212595289 | 06/30/2023
Carrier Corp. - Indianapolis | Comfortmaker | N96VSN0601716B*D | Federally-Regulated Consumer Product | Non-Weatherized, Condensing Ga | 1605 | 246 |  | 06/30/2023 | 60365 | 212595117 | 06/30/2023
Carrier Corp. - Indianapolis | Comfortmaker | N96VSN0601412B*D | Federally-Regulated Consumer Product | Non-Weatherized, Condensing Ga | 1207 | 227 |  | 06/30/2023 | 59908 | 212595099 | 06/30/2023
Carrier Corp. - Indianapolis | Comfortmaker | G96VTN0401712B*D | Federally-Regulated Consumer Product | Non-Weatherized, Condensing Ga | 1131 | 219 |  | 06/30/2023 | 26296 | 212594970 | 06/30/2023
Carrier Corp. - Indianapolis | Comfortmaker | N96VSN0401410B | Federally-Regulated Consumer Product | Non-Weatherized, Condensing Ga | 985 | 229 |  | 06/30/2023 | 40193 | 212594980 | 06/30/2023
Carrier Corp. - Indianapolis | Comfortmaker | N96VSN0802120B | Federally-Regulated Consumer Product | Non-Weatherized, Condensing Ga | 2238 | 248 |  | 06/30/2023 | 79743 | 212595218 | 06/30/2023
Carrier Corp. - Indianapolis | Comfortmaker | G96VTN0801716B | Federally-Regulated Consumer Product | Non-Weatherized, Condensing Ga | 1748 | 251 |  | 06/30/2023 | 52234 | 212595169 | 06/30/2023
Carrier Corp. - Indianapolis | Comfortmaker | N96VSN0802120B*D | Federally-Regulated Consumer Product | Non-Weatherized, Condensing Ga | 2238 | 248 |  | 06/30/2023 | 79743 | 212595227 | 06/30/2023
Carrier Corp. - Indianapolis | Comfortmaker | N96VSN1002120B*D | Federally-Regulated Consumer Product | Non-Weatherized, Condensing Ga | 2166 | 265 |  | 06/30/2023 | 99862 | 212595315 | 06/30/2023
Carrier Corp. - Indianapolis | Comfortmaker | N96VSN0401712B*D | Federally-Regulated Consumer Product | Non-Weatherized, Condensing Ga | 1104 | 221 |  | 06/30/2023 | 39909 | 212595007 | 06/30/2023
Carrier Corp. - Indianapolis | Comfortmaker | N96VSN0801716B*D | Federally-Regulated Consumer Product | Non-Weatherized, Condensing Ga | 1735 | 252 |  | 06/30/2023 | 79596 | 212595209 | 06/30/2023
Carrier Corp. - Indianapolis | Comfortmaker | G96VTN0401712B | Federally-Regulated Consumer Product | Non-Weatherized, Condensing Ga | 1131 | 219 |  | 06/30/2023 | 26296 | 212594963 | 06/30/2023
Carrier Corp. - Indianapolis | Comfortmaker | G96VTN0802120B*D | Federally-Regulated Consumer Product | Non-Weatherized, Condensing Ga | 2145 | 260 |  | 06/30/2023 | 51728 | 212595190 | 06/30/2023
Carrier Corp. - Indianapolis | Comfortmaker | G96VTN0401410B*D | Federally-Regulated Consumer Product | Non-Weatherized, Condensing Ga | 1049 | 227 |  | 06/30/2023 | 25795 | 212594956 | 06/30/2023
Carrier Corp. - Indianapolis | Comfortmaker | G96VTN1202422B | Federally-Regulated Consumer Product | Non-Weatherized, Condensing Ga | 2225 | 272 |  | 06/30/2023 | 78340 | 212595349 | 06/30/2023
Carrier Corp. - Indianapolis | Comfortmaker | G96VTN1202422B*D | Federally-Regulated Consumer Product | Non-Weatherized, Condensing Ga | 2225 | 272 |  | 06/30/2023 | 78340 | 212595356 | 06/30/2023
Carrier Corp. - Indianapolis | Comfortmaker | N96VSN0401712B | Federally-Regulated Consumer Product | Non-Weatherized, Condensing Ga | 1104 | 221 |  | 06/30/2023 | 39909 | 212594998 | 06/30/2023
Carrier Corp. - Indianapolis | Comfortmaker | G96VTN0802120B | Federally-Regulated Consumer Product | Non-Weatherized, Condensing Ga | 2145 | 260 |  | 06/30/2023 | 51728 | 212595183 | 06/30/2023
Carrier Corp. - Indianapolis | Comfortmaker | N96VSN1202422B*D | Federally-Regulated Consumer Product | Non-Weatherized, Condensing Ga | 2296 | 277 |  | 06/30/2023 | 120209 | 212595375 | 06/30/2023
Carrier Corp. - Indianapolis | Comfortmaker | N96VSN0801716B | Federally-Regulated Consumer Product | Non-Weatherized, Condensing Ga | 1735 | 252 |  | 06/30/2023 | 79596 | 212595200 | 06/30/2023
Carrier Corp. - Indianapolis | Comfortmaker | G96VTN1002120B*D | Federally-Regulated Consumer Product | Non-Weatherized, Condensing Ga | 2163 | 271 |  | 06/30/2023 | 65562 | 212595282 | 06/30/2023
Carrier Corp. - Indianapolis | Comfortmaker | G96VTN0401410B | Federally-Regulated Consumer Product | Non-Weatherized, Condensing Ga | 1049 | 227 |  | 06/30/2023 | 25795 | 212594949 | 06/30/2023
Carrier Corp. - Indianapolis | Comfortmaker | N96VSN0401410B*D | Federally-Regulated Consumer Product | Non-Weatherized, Condensing Ga | 985 | 229 |  | 06/30/2023 | 40193 | 212594989 | 06/30/2023
Carrier Corp. - Indianapolis | Day & Night | G96VTN0802120B | Federally-Regulated Consumer Product | Non-Weatherized, Condensing Ga | 2145 | 260 |  | 06/30/2023 | 51728 | 212595184 | 06/30/2023
Carrier Corp. - Indianapolis | Day & Night | N96VSN0601412B | Federally-Regulated Consumer Product | Non-Weatherized, Condensing Ga | 1207 | 227 |  | 06/30/2023 | 59908 | 212595091 | 06/30/2023
Carrier Corp. - Indianapolis | Day & Night | G96VTN1002120B | Federally-Regulated Consumer Product | Non-Weatherized, Condensing Ga | 2163 | 271 |  | 06/30/2023 | 65562 | 212595276 | 06/30/2023
Carrier Corp. - Indianapolis | Day & Night | N96VSN0401712B | Federally-Regulated Consumer Product | Non-Weatherized, Condensing Ga | 1104 | 221 |  | 06/30/2023 | 39909 | 212594999 | 06/30/2023
Carrier Corp. - Indianapolis | Day & Night | G96VTN0401410B*D | Federally-Regulated Consumer Product | Non-Weatherized, Condensing Ga | 1049 | 227 |  | 06/30/2023 | 25795 | 212594957 | 06/30/2023
Carrier Corp. - Indianapolis | Day & Night | N96VSN0801716B*D | Federally-Regulated Consumer Product | Non-Weatherized, Condensing Ga | 1735 | 252 |  | 06/30/2023 | 79596 | 212595210 | 06/30/2023
Carrier Corp. - Indianapolis | Day & Night | G96VTN0601716B | Federally-Regulated Consumer Product | Non-Weatherized, Condensing Ga | 1600 | 250 |  | 06/30/2023 | 39133 | 212595074 | 06/30/2023
Carrier Corp. - Indianapolis | Day & Night | G96VTN0401410B | Federally-Regulated Consumer Product | Non-Weatherized, Condensing Ga | 1049 | 227 |  | 06/30/2023 | 25795 | 212594950 | 06/30/2023
Carrier Corp. - Indianapolis | Day & Night | N96VSN1002120B*D | Federally-Regulated Consumer Product | Non-Weatherized, Condensing Ga | 2166 | 265 |  | 06/30/2023 | 99862 | 212595316 | 06/30/2023
Carrier Corp. - Indianapolis | Day & Night | N96VSN1202422B*D | Federally-Regulated Consumer Product | Non-Weatherized, Condensing Ga | 2296 | 277 |  | 06/30/2023 | 120209 | 212595376 | 06/30/2023
Carrier Corp. - Indianapolis | Day & Night | N96VSN0601716B*D | Federally-Regulated Consumer Product | Non-Weatherized, Condensing Ga | 1605 | 246 |  | 06/30/2023 | 60365 | 212595118 | 06/30/2023
Carrier Corp. - Indianapolis | Day & Night | N96VSN0802120B*D | Federally-Regulated Consumer Product | Non-Weatherized, Condensing Ga | 2238 | 248 |  | 06/30/2023 | 79743 | 212595228 | 06/30/2023
Carrier Corp. - Indianapolis | Day & Night | N96VSN0401410B*D | Federally-Regulated Consumer Product | Non-Weatherized, Condensing Ga | 985 | 229 |  | 06/30/2023 | 40193 | 212594990 | 06/30/2023
Carrier Corp. - Indianapolis | Day & Night | G96VTN0601412B*D | Federally-Regulated Consumer Product | Non-Weatherized, Condensing Ga | 1193 | 234 |  | 06/30/2023 | 39230 | 212595067 | 06/30/2023
Carrier Corp. - Indianapolis | Day & Night | G96VTN1002122B | Federally-Regulated Consumer Product | Non-Weatherized, Condensing Ga | 2275 | 277 |  | 06/30/2023 | 64500 | 212595290 | 06/30/2023
Carrier Corp. - Indianapolis | Day & Night | G96VTN1002120B*D | Federally-Regulated Consumer Product | Non-Weatherized, Condensing Ga | 2163 | 271 |  | 06/30/2023 | 65562 | 212595283 | 06/30/2023
Carrier Corp. - Indianapolis | Day & Night | G96VTN0802120B*D | Federally-Regulated Consumer Product | Non-Weatherized, Condensing Ga | 2145 | 260 |  | 06/30/2023 | 51728 | 212595191 | 06/30/2023
Carrier Corp. - Indianapolis | Day & Night | N96VSN1002120B | Federally-Regulated Consumer Product | Non-Weatherized, Condensing Ga | 2166 | 265 |  | 06/30/2023 | 99862 | 212595307 | 06/30/2023
Carrier Corp. - Indianapolis | Day & Night | N96VSN0601716B | Federally-Regulated Consumer Product | Non-Weatherized, Condensing Ga | 1605 | 246 |  | 06/30/2023 | 60365 | 212595109 | 06/30/2023
Carrier Corp. - Indianapolis | Day & Night | G96VTN1002122B*D | Federally-Regulated Consumer Product | Non-Weatherized, Condensing Ga | 2275 | 277 |  | 06/30/2023 | 64500 | 212595297 | 06/30/2023
Carrier Corp. - Indianapolis | Day & Night | G96VTN1202422B | Federally-Regulated Consumer Product | Non-Weatherized, Condensing Ga | 2225 | 272 |  | 06/30/2023 | 78340 | 212595350 | 06/30/2023
Carrier Corp. - Indianapolis | Day & Night | G96VTN0601412B | Federally-Regulated Consumer Product | Non-Weatherized, Condensing Ga | 1193 | 234 |  | 06/30/2023 | 39230 | 212595060 | 06/30/2023
Carrier Corp. - Indianapolis | Day & Night | G96VTN0401712B*D | Federally-Regulated Consumer Product | Non-Weatherized, Condensing Ga | 1131 | 219 |  | 06/30/2023 | 26296 | 212594971 | 06/30/2023
Carrier Corp. - Indianapolis | Day & Night | N96VSN0601412B*D | Federally-Regulated Consumer Product | Non-Weatherized, Condensing Ga | 1207 | 227 |  | 06/30/2023 | 59908 | 212595100 | 06/30/2023
Carrier Corp. - Indianapolis | Day & Night | G96VTN0401712B | Federally-Regulated Consumer Product | Non-Weatherized, Condensing Ga | 1131 | 219 |  | 06/30/2023 | 26296 | 212594964 | 06/30/2023
Carrier Corp. - Indianapolis | Day & Night | N96VSN0801716B | Federally-Regulated Consumer Product | Non-Weatherized, Condensing Ga | 1735 | 252 |  | 06/30/2023 | 79596 | 212595201 | 06/30/2023
Carrier Corp. - Indianapolis | Day & Night | N96VSN0401410B | Federally-Regulated Consumer Product | Non-Weatherized, Condensing Ga | 985 | 229 |  | 06/30/2023 | 40193 | 212594981 | 06/30/2023
Carrier Corp. - Indianapolis | Day & Night | G96VTN0601716B*D | Federally-Regulated Consumer Product | Non-Weatherized, Condensing Ga | 1600 | 250 |  | 06/30/2023 | 39133 | 212595081 | 06/30/2023
Carrier Corp. - Indianapolis | Day & Night | N96VSN0802120B | Federally-Regulated Consumer Product | Non-Weatherized, Condensing Ga | 2238 | 248 |  | 06/30/2023 | 79743 | 212595219 | 06/30/2023
Carrier Corp. - Indianapolis | Day & Night | G96VTN0801716B*D | Federally-Regulated Consumer Product | Non-Weatherized, Condensing Ga | 1748 | 251 |  | 06/30/2023 | 52234 | 212595177 | 06/30/2023
Carrier Corp. - Indianapolis | Day & Night | N96VSN1202422B | Federally-Regulated Consumer Product | Non-Weatherized, Condensing Ga | 2296 | 277 |  | 06/30/2023 | 120209 | 212595367 | 06/30/2023
Carrier Corp. - Indianapolis | Day & Night | N96VSN0401712B*D | Federally-Regulated Consumer Product | Non-Weatherized, Condensing Ga | 1104 | 221 |  | 06/30/2023 | 39909 | 212595008 | 06/30/2023
Carrier Corp. - Indianapolis | Day & Night | G96VTN1202422B*D | Federally-Regulated Consumer Product | Non-Weatherized, Condensing Ga | 2225 | 272 |  | 06/30/2023 | 78340 | 212595357 | 06/30/2023
Carrier Corp. - Indianapolis | Day & Night | G96VTN0801716B | Federally-Regulated Consumer Product | Non-Weatherized, Condensing Ga | 1748 | 251 |  | 06/30/2023 | 52234 | 212595170 | 06/30/2023
Carrier Corp. - Indianapolis | Airquest | G96VTN0401410B | Federally-Regulated Consumer Product | Non-Weatherized, Condensing Ga | 1049 | 227 |  | 06/30/2023 | 25795 | 212594948 | 06/30/2023
Carrier Corp. - Indianapolis | Airquest | N96VSN0401712B | Federally-Regulated Consumer Product | Non-Weatherized, Condensing Ga | 1104 | 221 |  | 06/30/2023 | 39909 | 212594996 | 06/30/2023
Carrier Corp. - Indianapolis | Airquest | N96VSN0401410B*D | Federally-Regulated Consumer Product | Non-Weatherized, Condensing Ga | 985 | 229 |  | 06/30/2023 | 40193 | 212594987 | 06/30/2023
Carrier Corp. - Indianapolis | Airquest | G96VTN0601716B | Federally-Regulated Consumer Product | Non-Weatherized, Condensing Ga | 1600 | 250 |  | 06/30/2023 | 39133 | 212595072 | 06/30/2023
Carrier Corp. - Indianapolis | Airquest | N96VSN0802120B | Federally-Regulated Consumer Product | Non-Weatherized, Condensing Ga | 2238 | 248 |  | 06/30/2023 | 79743 | 212595216 | 06/30/2023
Carrier Corp. - Indianapolis | Airquest | G96VTN0401410B*D | Federally-Regulated Consumer Product | Non-Weatherized, Condensing Ga | 1049 | 227 |  | 06/30/2023 | 25795 | 212594955 | 06/30/2023
Carrier Corp. - Indianapolis | Airquest | N96VSN0401410B | Federally-Regulated Consumer Product | Non-Weatherized, Condensing Ga | 985 | 229 |  | 06/30/2023 | 40193 | 212594978 | 06/30/2023
Carrier Corp. - Indianapolis | Airquest | G96VTN1002122B*D | Federally-Regulated Consumer Product | Non-Weatherized, Condensing Ga | 2275 | 277 |  | 06/30/2023 | 64500 | 212595295 | 06/30/2023
Carrier Corp. - Indianapolis | Airquest | N96VSN1202422B | Federally-Regulated Consumer Product | Non-Weatherized, Condensing Ga | 2296 | 277 |  | 06/30/2023 | 120209 | 212595364 | 06/30/2023
Carrier Corp. - Indianapolis | Airquest | G96VTN1002120B | Federally-Regulated Consumer Product | Non-Weatherized, Condensing Ga | 2163 | 271 |  | 06/30/2023 | 65562 | 212595274 | 06/30/2023
Carrier Corp. - Indianapolis | Airquest | G96VTN0401712B | Federally-Regulated Consumer Product | Non-Weatherized, Condensing Ga | 1131 | 219 |  | 06/30/2023 | 26296 | 212594962 | 06/30/2023
Carrier Corp. - Indianapolis | Airquest | N96VSN0401712B*D | Federally-Regulated Consumer Product | Non-Weatherized, Condensing Ga | 1104 | 221 |  | 06/30/2023 | 39909 | 212595005 | 06/30/2023
Carrier Corp. - Indianapolis | Airquest | G96VTN0801716B | Federally-Regulated Consumer Product | Non-Weatherized, Condensing Ga | 1748 | 251 |  | 06/30/2023 | 52234 | 212595168 | 06/30/2023
Carrier Corp. - Indianapolis | Airquest | N96VSN0601716B*D | Federally-Regulated Consumer Product | Non-Weatherized, Condensing Ga | 1605 | 246 |  | 06/30/2023 | 60365 | 212595115 | 06/30/2023
Carrier Corp. - Indianapolis | Airquest | N96VSN0801716B | Federally-Regulated Consumer Product | Non-Weatherized, Condensing Ga | 1735 | 252 |  | 06/30/2023 | 79596 | 212595198 | 06/30/2023
Carrier Corp. - Indianapolis | Airquest | G96VTN0802120B | Federally-Regulated Consumer Product | Non-Weatherized, Condensing Ga | 2145 | 260 |  | 06/30/2023 | 51728 | 212595182 | 06/30/2023
Carrier Corp. - Indianapolis | Airquest | G96VTN1002122B | Federally-Regulated Consumer Product | Non-Weatherized, Condensing Ga | 2275 | 277 |  | 06/30/2023 | 64500 | 212595288 | 06/30/2023
Carrier Corp. - Indianapolis | Airquest | N96VSN1002120B | Federally-Regulated Consumer Product | Non-Weatherized, Condensing Ga | 2166 | 265 |  | 06/30/2023 | 99862 | 212595304 | 06/30/2023
Carrier Corp. - Indianapolis | Airquest | N96VSN1202422B*D | Federally-Regulated Consumer Product | Non-Weatherized, Condensing Ga | 2296 | 277 |  | 06/30/2023 | 120209 | 212595373 | 06/30/2023
Carrier Corp. - Indianapolis | Airquest | N96VSN1002120B*D | Federally-Regulated Consumer Product | Non-Weatherized, Condensing Ga | 2166 | 265 |  | 06/30/2023 | 99862 | 212595313 | 06/30/2023
Carrier Corp. - Indianapolis | Airquest | G96VTN0601412B*D | Federally-Regulated Consumer Product | Non-Weatherized, Condensing Ga | 1193 | 234 |  | 06/30/2023 | 39230 | 212595065 | 06/30/2023
Carrier Corp. - Indianapolis | Airquest | N96VSN0601716B | Federally-Regulated Consumer Product | Non-Weatherized, Condensing Ga | 1605 | 246 |  | 06/30/2023 | 60365 | 212595106 | 06/30/2023
Carrier Corp. - Indianapolis | Airquest | G96VTN0802120B*D | Federally-Regulated Consumer Product | Non-Weatherized, Condensing Ga | 2145 | 260 |  | 06/30/2023 | 51728 | 212595189 | 06/30/2023
Carrier Corp. - Indianapolis | Airquest | G96VTN0801716B*D | Federally-Regulated Consumer Product | Non-Weatherized, Condensing Ga | 1748 | 251 |  | 06/30/2023 | 52234 | 212595175 | 06/30/2023
Carrier Corp. - Indianapolis | Airquest | G96VTN1002120B*D | Federally-Regulated Consumer Product | Non-Weatherized, Condensing Ga | 2163 | 271 |  | 06/30/2023 | 65562 | 212595281 | 06/30/2023
Carrier Corp. - Indianapolis | Airquest | G96VTN0601412B | Federally-Regulated Consumer Product | Non-Weatherized, Condensing Ga | 1193 | 234 |  | 06/30/2023 | 39230 | 212595058 | 06/30/2023
Carrier Corp. - Indianapolis | Airquest | G96VTN0601716B*D | Federally-Regulated Consumer Product | Non-Weatherized, Condensing Ga | 1600 | 250 |  | 06/30/2023 | 39133 | 212595079 | 06/30/2023
Carrier Corp. - Indianapolis | Airquest | G96VTN0401712B*D | Federally-Regulated Consumer Product | Non-Weatherized, Condensing Ga | 1131 | 219 |  | 06/30/2023 | 26296 | 212594969 | 06/30/2023
Carrier Corp. - Indianapolis | Airquest | N96VSN0601412B*D | Federally-Regulated Consumer Product | Non-Weatherized, Condensing Ga | 1207 | 227 |  | 06/30/2023 | 59908 | 212595097 | 06/30/2023
Carrier Corp. - Indianapolis | Airquest | G96VTN1202422B | Federally-Regulated Consumer Product | Non-Weatherized, Condensing Ga | 2225 | 272 |  | 06/30/2023 | 78340 | 212595348 | 06/30/2023
Carrier Corp. - Indianapolis | Airquest | N96VSN0802120B*D | Federally-Regulated Consumer Product | Non-Weatherized, Condensing Ga | 2238 | 248 |  | 06/30/2023 | 79743 | 212595225 | 06/30/2023
Carrier Corp. - Indianapolis | Airquest | N96VSN0801716B*D | Federally-Regulated Consumer Product | Non-Weatherized, Condensing Ga | 1735 | 252 |  | 06/30/2023 | 79596 | 212595207 | 06/30/2023
Carrier Corp. - Indianapolis | Airquest | N96VSN0601412B | Federally-Regulated Consumer Product | Non-Weatherized, Condensing Ga | 1207 | 227 |  | 06/30/2023 | 59908 | 212595088 | 06/30/2023
Carrier Corp. - Indianapolis | Airquest | G96VTN1202422B*D | Federally-Regulated Consumer Product | Non-Weatherized, Condensing Ga | 2225 | 272 |  | 06/30/2023 | 78340 | 212595355 | 06/30/2023
Carrier Corp. - Indianapolis | ICP Commercial | N96VSN1002120B | Federally-Regulated Consumer Product | Non-Weatherized, Condensing Ga | 2166 | 265 |  | 06/08/2023 | 99862 | 212595311 | 06/30/2023
Carrier Corp. - Indianapolis | ICP Commercial | N96VSN0802120B | Federally-Regulated Consumer Product | Non-Weatherized, Condensing Ga | 2238 | 248 |  | 06/08/2023 | 79743 | 212595221 | 06/30/2023
Carrier Corp. - Indianapolis | ICP Commercial | G96VTN0801716B*D | Federally-Regulated Consumer Product | Non-Weatherized, Condensing Ga | 1748 | 251 |  | 06/08/2023 | 52234 | 212595179 | 06/30/2023
Carrier Corp. - Indianapolis | ICP Commercial | G96VTN0601412B*D | Federally-Regulated Consumer Product | Non-Weatherized, Condensing Ga | 1193 | 234 |  | 06/08/2023 | 39230 | 212595069 | 06/30/2023
Carrier Corp. - Indianapolis | ICP Commercial | N96VSN0601412B*D | Federally-Regulated Consumer Product | Non-Weatherized, Condensing Ga | 1207 | 227 |  | 06/08/2023 | 59908 | 212595102 | 06/30/2023
Carrier Corp. - Indianapolis | ICP Commercial | G96VTN0601716B | Federally-Regulated Consumer Product | Non-Weatherized, Condensing Ga | 1600 | 250 |  | 06/08/2023 | 39133 | 212595076 | 06/30/2023
Carrier Corp. - Indianapolis | ICP Commercial | N96VSN0401410B | Federally-Regulated Consumer Product | Non-Weatherized, Condensing Ga | 985 | 229 |  | 06/08/2023 | 40193 | 212594983 | 06/30/2023
Carrier Corp. - Indianapolis | ICP Commercial | G96VTN0601412B | Federally-Regulated Consumer Product | Non-Weatherized, Condensing Ga | 1193 | 234 |  | 06/08/2023 | 39230 | 212595062 | 06/30/2023
Carrier Corp. - Indianapolis | ICP Commercial | N96VSN1202422B | Federally-Regulated Consumer Product | Non-Weatherized, Condensing Ga | 2296 | 277 |  | 06/08/2023 | 120209 | 212595369 | 06/30/2023
Carrier Corp. - Indianapolis | ICP Commercial | G96VTN0401712B*D | Federally-Regulated Consumer Product | Non-Weatherized, Condensing Ga | 1131 | 219 |  | 06/08/2023 | 26296 | 212594973 | 06/30/2023
Carrier Corp. - Indianapolis | ICP Commercial | N96VSN1002120B*D | Federally-Regulated Consumer Product | Non-Weatherized, Condensing Ga | 2166 | 265 |  | 06/08/2023 | 99862 | 212595320 | 06/30/2023
Carrier Corp. - Indianapolis | ICP Commercial | G96VTN0801716B | Federally-Regulated Consumer Product | Non-Weatherized, Condensing Ga | 1748 | 251 |  | 06/08/2023 | 52234 | 212595172 | 06/30/2023
Carrier Corp. - Indianapolis | ICP Commercial | N96VSN0801716B | Federally-Regulated Consumer Product | Non-Weatherized, Condensing Ga | 1735 | 252 |  | 06/08/2023 | 79596 | 212595203 | 06/30/2023
Carrier Corp. - Indianapolis | ICP Commercial | G96VTN0401410B | Federally-Regulated Consumer Product | Non-Weatherized, Condensing Ga | 1049 | 227 |  | 06/08/2023 | 25795 | 212594952 | 06/30/2023
Carrier Corp. - Indianapolis | ICP Commercial | N96VSN0401410B*D | Federally-Regulated Consumer Product | Non-Weatherized, Condensing Ga | 985 | 229 |  | 06/08/2023 | 40193 | 212594992 | 06/30/2023
Carrier Corp. - Indianapolis | ICP Commercial | G96VTN0401410B*D | Federally-Regulated Consumer Product | Non-Weatherized, Condensing Ga | 1049 | 227 |  | 06/08/2023 | 25795 | 212594959 | 06/30/2023
Carrier Corp. - Indianapolis | ICP Commercial | N96VSN0401712B*D | Federally-Regulated Consumer Product | Non-Weatherized, Condensing Ga | 1104 | 221 |  | 06/08/2023 | 39909 | 212595010 | 06/30/2023
Carrier Corp. - Indianapolis | ICP Commercial | G96VTN1202422B*D | Federally-Regulated Consumer Product | Non-Weatherized, Condensing Ga | 2225 | 272 |  | 06/08/2023 | 78340 | 212595359 | 06/30/2023
Carrier Corp. - Indianapolis | ICP Commercial | G96VTN1002120B | Federally-Regulated Consumer Product | Non-Weatherized, Condensing Ga | 2163 | 271 |  | 06/08/2023 | 65562 | 212595278 | 06/30/2023
Carrier Corp. - Indianapolis | ICP Commercial | N96VSN0801716B*D | Federally-Regulated Consumer Product | Non-Weatherized, Condensing Ga | 1735 | 252 |  | 06/08/2023 | 79596 | 212595212 | 06/30/2023
Carrier Corp. - Indianapolis | ICP Commercial | N96VSN1202422B*D | Federally-Regulated Consumer Product | Non-Weatherized, Condensing Ga | 2296 | 277 |  | 06/08/2023 | 120209 | 212595378 | 06/30/2023
Carrier Corp. - Indianapolis | ICP Commercial | N96VSN0601716B*D | Federally-Regulated Consumer Product | Non-Weatherized, Condensing Ga | 1605 | 246 |  | 06/08/2023 | 60365 | 212595120 | 06/30/2023
Carrier Corp. - Indianapolis | ICP Commercial | G96VTN1002120B*D | Federally-Regulated Consumer Product | Non-Weatherized, Condensing Ga | 2163 | 271 |  | 06/08/2023 | 65562 | 212595285 | 06/30/2023
Carrier Corp. - Indianapolis | ICP Commercial | N96VSN0401712B | Federally-Regulated Consumer Product | Non-Weatherized, Condensing Ga | 1104 | 221 |  | 06/08/2023 | 39909 | 212595001 | 06/30/2023
Carrier Corp. - Indianapolis | ICP Commercial | G96VTN0601716B*D | Federally-Regulated Consumer Product | Non-Weatherized, Condensing Ga | 1600 | 250 |  | 06/08/2023 | 39133 | 212595083 | 06/30/2023
Carrier Corp. - Indianapolis | ICP Commercial | G96VTN0802120B | Federally-Regulated Consumer Product | Non-Weatherized, Condensing Ga | 2145 | 260 |  | 06/08/2023 | 51728 | 212595186 | 06/30/2023
Carrier Corp. - Indianapolis | ICP Commercial | N96VSN0802120B*D | Federally-Regulated Consumer Product | Non-Weatherized, Condensing Ga | 2238 | 248 |  | 06/08/2023 | 79743 | 212595230 | 06/30/2023
Carrier Corp. - Indianapolis | ICP Commercial | G96VTN1002122B | Federally-Regulated Consumer Product | Non-Weatherized, Condensing Ga | 2275 | 277 |  | 06/08/2023 | 64500 | 212595292 | 06/30/2023
Carrier Corp. - Indianapolis | ICP Commercial | G96VTN0802120B*D | Federally-Regulated Consumer Product | Non-Weatherized, Condensing Ga | 2145 | 260 |  | 06/08/2023 | 51728 | 212595193 | 06/30/2023
Carrier Corp. - Indianapolis | ICP Commercial | G96VTN1202422B | Federally-Regulated Consumer Product | Non-Weatherized, Condensing Ga | 2225 | 272 |  | 06/08/2023 | 78340 | 212595352 | 06/30/2023
Carrier Corp. - Indianapolis | ICP Commercial | N96VSN0601412B | Federally-Regulated Consumer Product | Non-Weatherized, Condensing Ga | 1207 | 227 |  | 06/08/2023 | 59908 | 212595093 | 06/30/2023
Carrier Corp. - Indianapolis | ICP Commercial | G96VTN1002122B*D | Federally-Regulated Consumer Product | Non-Weatherized, Condensing Ga | 2275 | 277 |  | 06/08/2023 | 64500 | 212595299 | 06/30/2023
Carrier Corp. - Indianapolis | ICP Commercial | G96VTN0401712B | Federally-Regulated Consumer Product | Non-Weatherized, Condensing Ga | 1131 | 219 |  | 06/08/2023 | 26296 | 212594966 | 06/30/2023
Carrier Corp. - Indianapolis | ICP Commercial | N96VSN0601716B | Federally-Regulated Consumer Product | Non-Weatherized, Condensing Ga | 1605 | 246 |  | 06/08/2023 | 60365 | 212595111 | 06/30/2023
Carrier Corp. - Indianapolis | ICP Commercial | N96VSN1002120B | Federally-Regulated Consumer Product | Non-Weatherized, Condensing Ga | 2166 | 265 |  | 06/30/2023 | 99862 | 212595311 | 06/30/2023
Carrier Corp. - Indianapolis | ICP Commercial | N96VSN0802120B | Federally-Regulated Consumer Product | Non-Weatherized, Condensing Ga | 2238 | 248 |  | 06/30/2023 | 79743 | 212595221 | 06/30/2023
Carrier Corp. - Indianapolis | ICP Commercial | G96VTN0801716B*D | Federally-Regulated Consumer Product | Non-Weatherized, Condensing Ga | 1748 | 251 |  | 06/30/2023 | 52234 | 212595179 | 06/30/2023
Carrier Corp. - Indianapolis | ICP Commercial | G96VTN0601412B*D | Federally-Regulated Consumer Product | Non-Weatherized, Condensing Ga | 1193 | 234 |  | 06/30/2023 | 39230 | 212595069 | 06/30/2023
Carrier Corp. - Indianapolis | ICP Commercial | N96VSN0601412B*D | Federally-Regulated Consumer Product | Non-Weatherized, Condensing Ga | 1207 | 227 |  | 06/30/2023 | 59908 | 212595102 | 06/30/2023
Carrier Corp. - Indianapolis | ICP Commercial | G96VTN0601716B | Federally-Regulated Consumer Product | Non-Weatherized, Condensing Ga | 1600 | 250 |  | 06/30/2023 | 39133 | 212595076 | 06/30/2023
Carrier Corp. - Indianapolis | ICP Commercial | N96VSN0401410B | Federally-Regulated Consumer Product | Non-Weatherized, Condensing Ga | 985 | 229 |  | 06/30/2023 | 40193 | 212594983 | 06/30/2023
Carrier Corp. - Indianapolis | ICP Commercial | G96VTN0601412B | Federally-Regulated Consumer Product | Non-Weatherized, Condensing Ga | 1193 | 234 |  | 06/30/2023 | 39230 | 212595062 | 06/30/2023
Carrier Corp. - Indianapolis | ICP Commercial | N96VSN1202422B | Federally-Regulated Consumer Product | Non-Weatherized, Condensing Ga | 2296 | 277 |  | 06/30/2023 | 120209 | 212595369 | 06/30/2023
Carrier Corp. - Indianapolis | ICP Commercial | G96VTN0401712B*D | Federally-Regulated Consumer Product | Non-Weatherized, Condensing Ga | 1131 | 219 |  | 06/30/2023 | 26296 | 212594973 | 06/30/2023
Carrier Corp. - Indianapolis | ICP Commercial | N96VSN1002120B*D | Federally-Regulated Consumer Product | Non-Weatherized, Condensing Ga | 2166 | 265 |  | 06/30/2023 | 99862 | 212595320 | 06/30/2023
Carrier Corp. - Indianapolis | ICP Commercial | G96VTN0801716B | Federally-Regulated Consumer Product | Non-Weatherized, Condensing Ga | 1748 | 251 |  | 06/30/2023 | 52234 | 212595172 | 06/30/2023
Carrier Corp. - Indianapolis | ICP Commercial | N96VSN0801716B | Federally-Regulated Consumer Product | Non-Weatherized, Condensing Ga | 1735 | 252 |  | 06/30/2023 | 79596 | 212595203 | 06/30/2023
Carrier Corp. - Indianapolis | ICP Commercial | G96VTN0401410B | Federally-Regulated Consumer Product | Non-Weatherized, Condensing Ga | 1049 | 227 |  | 06/30/2023 | 25795 | 212594952 | 06/30/2023
Carrier Corp. - Indianapolis | ICP Commercial | N96VSN0401410B*D | Federally-Regulated Consumer Product | Non-Weatherized, Condensing Ga | 985 | 229 |  | 06/30/2023 | 40193 | 212594992 | 06/30/2023
Carrier Corp. - Indianapolis | ICP Commercial | G96VTN0401410B*D | Federally-Regulated Consumer Product | Non-Weatherized, Condensing Ga | 1049 | 227 |  | 06/30/2023 | 25795 | 212594959 | 06/30/2023
Carrier Corp. - Indianapolis | ICP Commercial | N96VSN0401712B*D | Federally-Regulated Consumer Product | Non-Weatherized, Condensing Ga | 1104 | 221 |  | 06/30/2023 | 39909 | 212595010 | 06/30/2023
Carrier Corp. - Indianapolis | ICP Commercial | G96VTN1202422B*D | Federally-Regulated Consumer Product | Non-Weatherized, Condensing Ga | 2225 | 272 |  | 06/30/2023 | 78340 | 212595359 | 06/30/2023
Carrier Corp. - Indianapolis | ICP Commercial | G96VTN1002120B | Federally-Regulated Consumer Product | Non-Weatherized, Condensing Ga | 2163 | 271 |  | 06/30/2023 | 65562 | 212595278 | 06/30/2023
Carrier Corp. - Indianapolis | ICP Commercial | N96VSN0801716B*D | Federally-Regulated Consumer Product | Non-Weatherized, Condensing Ga | 1735 | 252 |  | 06/30/2023 | 79596 | 212595212 | 06/30/2023
Carrier Corp. - Indianapolis | ICP Commercial | N96VSN1202422B*D | Federally-Regulated Consumer Product | Non-Weatherized, Condensing Ga | 2296 | 277 |  | 06/30/2023 | 120209 | 212595378 | 06/30/2023
Carrier Corp. - Indianapolis | ICP Commercial | N96VSN0601716B*D | Federally-Regulated Consumer Product | Non-Weatherized, Condensing Ga | 1605 | 246 |  | 06/30/2023 | 60365 | 212595120 | 06/30/2023
Carrier Corp. - Indianapolis | ICP Commercial | G96VTN1002120B*D | Federally-Regulated Consumer Product | Non-Weatherized, Condensing Ga | 2163 | 271 |  | 06/30/2023 | 65562 | 212595285 | 06/30/2023
Carrier Corp. - Indianapolis | ICP Commercial | N96VSN0401712B | Federally-Regulated Consumer Product | Non-Weatherized, Condensing Ga | 1104 | 221 |  | 06/30/2023 | 39909 | 212595001 | 06/30/2023
Carrier Corp. - Indianapolis | ICP Commercial | G96VTN0601716B*D | Federally-Regulated Consumer Product | Non-Weatherized, Condensing Ga | 1600 | 250 |  | 06/30/2023 | 39133 | 212595083 | 06/30/2023
Carrier Corp. - Indianapolis | ICP Commercial | G96VTN0802120B | Federally-Regulated Consumer Product | Non-Weatherized, Condensing Ga | 2145 | 260 |  | 06/30/2023 | 51728 | 212595186 | 06/30/2023
Carrier Corp. - Indianapolis | ICP Commercial | N96VSN0802120B*D | Federally-Regulated Consumer Product | Non-Weatherized, Condensing Ga | 2238 | 248 |  | 06/30/2023 | 79743 | 212595230 | 06/30/2023
Carrier Corp. - Indianapolis | ICP Commercial | G96VTN1002122B | Federally-Regulated Consumer Product | Non-Weatherized, Condensing Ga | 2275 | 277 |  | 06/30/2023 | 64500 | 212595292 | 06/30/2023
Carrier Corp. - Indianapolis | ICP Commercial | G96VTN0802120B*D | Federally-Regulated Consumer Product | Non-Weatherized, Condensing Ga | 2145 | 260 |  | 06/30/2023 | 51728 | 212595193 | 06/30/2023
Carrier Corp. - Indianapolis | ICP Commercial | G96VTN1202422B | Federally-Regulated Consumer Product | Non-Weatherized, Condensing Ga | 2225 | 272 |  | 06/30/2023 | 78340 | 212595352 | 06/30/2023
Carrier Corp. - Indianapolis | ICP Commercial | N96VSN0601412B | Federally-Regulated Consumer Product | Non-Weatherized, Condensing Ga | 1207 | 227 |  | 06/30/2023 | 59908 | 212595093 | 06/30/2023
Carrier Corp. - Indianapolis | ICP Commercial | G96VTN1002122B*D | Federally-Regulated Consumer Product | Non-Weatherized, Condensing Ga | 2275 | 277 |  | 06/30/2023 | 64500 | 212595299 | 06/30/2023
Carrier Corp. - Indianapolis | ICP Commercial | G96VTN0401712B | Federally-Regulated Consumer Product | Non-Weatherized, Condensing Ga | 1131 | 219 |  | 06/30/2023 | 26296 | 212594966 | 06/30/2023
Carrier Corp. - Indianapolis | ICP Commercial | N96VSN0601716B | Federally-Regulated Consumer Product | Non-Weatherized, Condensing Ga | 1605 | 246 |  | 06/30/2023 | 60365 | 212595111 | 06/30/2023
Carrier Corp. - Indianapolis | Carrier | GG96VTAB48060B | Federally-Regulated Consumer Product | Non-Weatherized, Condensing Ga | 1600 | 250 | 265 | 06/30/2023 | 39133 | 212595086 | 06/30/2023
Carrier Corp. - Indianapolis | Carrier | 59TP6C120V24--22 | Federally-Regulated Consumer Product | Non-Weatherized, Condensing Ga | 2225 | 272 | 293 | 06/30/2023 | 78340 | 212595336 | 06/30/2023
Carrier Corp. - Indianapolis | Carrier | 59SP6B060V17--16 | Federally-Regulated Consumer Product | Non-Weatherized, Condensing Ga | 1605 | 246 | 266 | 06/30/2023 | 60365 | 212595032 | 06/30/2023
Carrier Corp. - Indianapolis | Carrier | 59SP6B060V14--12*D | Federally-Regulated Consumer Product | Non-Weatherized, Condensing Ga | 1207 | 227 | 248 | 06/30/2023 | 59908 | 212595031 | 06/30/2023
Carrier Corp. - Indianapolis | Carrier | 59TP6C060V14--12 | Federally-Regulated Consumer Product | Non-Weatherized, Condensing Ga | 1193 | 234 | 247 | 06/30/2023 | 39230 | 212595034 | 06/30/2023
Carrier Corp. - Indianapolis | Carrier | 59TP6C080V21--20 | Federally-Regulated Consumer Product | Non-Weatherized, Condensing Ga | 2145 | 260 | 289 | 06/30/2023 | 51728 | 212595146 | 06/30/2023
Carrier Corp. - Indianapolis | Carrier | 59SP6B080V17--16*D | Federally-Regulated Consumer Product | Non-Weatherized, Condensing Ga | 1735 | 252 | 271 | 06/30/2023 | 79596 | 212595141 | 06/30/2023
Carrier Corp. - Indianapolis | Carrier | 59TP6C080V17--16*D | Federally-Regulated Consumer Product | Non-Weatherized, Condensing Ga | 1748 | 251 | 272 | 06/30/2023 | 52234 | 212595145 | 06/30/2023
Carrier Corp. - Indianapolis | Carrier | 59SP6B040V14--10 | Federally-Regulated Consumer Product | Non-Weatherized, Condensing Ga | 985 | 229 | 238 | 06/30/2023 | 40193 | 212594920 | 06/30/2023
Carrier Corp. - Indianapolis | Carrier | 59TP6C060V14--12*D | Federally-Regulated Consumer Product | Non-Weatherized, Condensing Ga | 1193 | 234 | 247 | 06/30/2023 | 39230 | 212595035 | 06/30/2023
Carrier Corp. - Indianapolis | Carrier | GG96VTAB48060B*D | Federally-Regulated Consumer Product | Non-Weatherized, Condensing Ga | 1600 | 250 | 265 | 06/30/2023 | 39133 | 212595087 | 06/30/2023
Carrier Corp. - Indianapolis | Carrier | GG96VTAB66120D*D | Federally-Regulated Consumer Product | Non-Weatherized, Condensing Ga | 2225 | 272 | 293 | 06/30/2023 | 78340 | 212595363 | 06/30/2023
Carrier Corp. - Indianapolis | Carrier | 59TP6C040V14--10 | Federally-Regulated Consumer Product | Non-Weatherized, Condensing Ga | 1049 | 227 | 241 | 06/30/2023 | 25795 | 212594924 | 06/30/2023
Carrier Corp. - Indianapolis | Carrier | 59SP6B060V17--16*D | Federally-Regulated Consumer Product | Non-Weatherized, Condensing Ga | 1605 | 246 | 266 | 06/30/2023 | 60365 | 212595033 | 06/30/2023
Carrier Corp. - Indianapolis | Carrier | 59SP6B040V17--12*D | Federally-Regulated Consumer Product | Non-Weatherized, Condensing Ga | 1104 | 221 | 244 | 06/30/2023 | 39909 | 212594923 | 06/30/2023
Carrier Corp. - Indianapolis | Carrier | 59SP6B040V14--10*D | Federally-Regulated Consumer Product | Non-Weatherized, Condensing Ga | 985 | 229 | 238 | 06/30/2023 | 40193 | 212594921 | 06/30/2023
Carrier Corp. - Indianapolis | Carrier | 59TP6C080V17--16 | Federally-Regulated Consumer Product | Non-Weatherized, Condensing Ga | 1748 | 251 | 272 | 06/30/2023 | 52234 | 212595144 | 06/30/2023
Carrier Corp. - Indianapolis | Carrier | 59TP6C060V17--16 | Federally-Regulated Consumer Product | Non-Weatherized, Condensing Ga | 1600 | 250 | 265 | 06/30/2023 | 39133 | 212595036 | 06/30/2023
Carrier Corp. - Indianapolis | Carrier | 59SP6B040V17--12 | Federally-Regulated Consumer Product | Non-Weatherized, Condensing Ga | 1104 | 221 | 244 | 06/30/2023 | 39909 | 212594922 | 06/30/2023
Carrier Corp. - Indianapolis | Carrier | GG96VTAB66120D | Federally-Regulated Consumer Product | Non-Weatherized, Condensing Ga | 2225 | 272 | 293 | 06/30/2023 | 78340 | 212595362 | 06/30/2023
Carrier Corp. - Indianapolis | Carrier | GG96VTAB60100C | Federally-Regulated Consumer Product | Non-Weatherized, Condensing Ga | 2163 | 271 | 290 | 06/30/2023 | 65562 | 212595302 | 06/30/2023
Carrier Corp. - Indianapolis | Carrier | 59SP6B080V21--20 | Federally-Regulated Consumer Product | Non-Weatherized, Condensing Ga | 2238 | 248 | 293 | 06/30/2023 | 79743 | 212595142 | 06/30/2023
Carrier Corp. - Indianapolis | Carrier | 59TP6C100V21--20*D | Federally-Regulated Consumer Product | Non-Weatherized, Condensing Ga | 2163 | 271 | 290 | 06/30/2023 | 65562 | 212595253 | 06/30/2023
Carrier Corp. - Indianapolis | Carrier | 59TP6C040V14--10*D | Federally-Regulated Consumer Product | Non-Weatherized, Condensing Ga | 1049 | 227 | 241 | 06/30/2023 | 25795 | 212594925 | 06/30/2023
Carrier Corp. - Indianapolis | Carrier | GG96VTAB30040A | Federally-Regulated Consumer Product | Non-Weatherized, Condensing Ga | 1049 | 227 | 241 | 06/30/2023 | 25795 | 212594976 | 06/30/2023
Carrier Corp. - Indianapolis | Carrier | 59SP6B100V21--20*D | Federally-Regulated Consumer Product | Non-Weatherized, Condensing Ga | 2166 | 265 | 290 | 06/30/2023 | 99862 | 212595251 | 06/30/2023
Carrier Corp. - Indianapolis | Carrier | 59TP6C100V21--22 | Federally-Regulated Consumer Product | Non-Weatherized, Condensing Ga | 2275 | 277 | 295 | 06/30/2023 | 64500 | 212595254 | 06/30/2023
Carrier Corp. - Indianapolis | Carrier | 59TP6C100V21--22*D | Federally-Regulated Consumer Product | Non-Weatherized, Condensing Ga | 2275 | 277 | 295 | 06/30/2023 | 64500 | 212595255 | 06/30/2023
Carrier Corp. - Indianapolis | Carrier | 59SP6B060V14--12 | Federally-Regulated Consumer Product | Non-Weatherized, Condensing Ga | 1207 | 227 | 248 | 06/30/2023 | 59908 | 212595030 | 06/30/2023
Carrier Corp. - Indianapolis | Carrier | 59TP6C040V17--12 | Federally-Regulated Consumer Product | Non-Weatherized, Condensing Ga | 1131 | 219 | 245 | 06/30/2023 | 26296 | 212594926 | 06/30/2023
Carrier Corp. - Indianapolis | Carrier | GG96VTAB48080B*D | Federally-Regulated Consumer Product | Non-Weatherized, Condensing Ga | 1748 | 251 | 272 | 06/30/2023 | 52234 | 212595197 | 06/30/2023
Carrier Corp. - Indianapolis | Carrier | 59SP6B120V24--22 | Federally-Regulated Consumer Product | Non-Weatherized, Condensing Ga | 2296 | 277 | 296 | 06/30/2023 | 120209 | 212595334 | 06/30/2023
Carrier Corp. - Indianapolis | Carrier | 59SP6B100V21--20 | Federally-Regulated Consumer Product | Non-Weatherized, Condensing Ga | 2166 | 265 | 290 | 06/30/2023 | 99862 | 212595250 | 06/30/2023
Carrier Corp. - Indianapolis | Carrier | GG96VTAB60100C*D | Federally-Regulated Consumer Product | Non-Weatherized, Condensing Ga | 2163 | 271 | 290 | 06/30/2023 | 65562 | 212595303 | 06/30/2023
Carrier Corp. - Indianapolis | Carrier | 59TP6C040V17--12*D | Federally-Regulated Consumer Product | Non-Weatherized, Condensing Ga | 1131 | 219 | 245 | 06/30/2023 | 26296 | 212594927 | 06/30/2023
Carrier Corp. - Indianapolis | Carrier | 59SP6B080V21--20*D | Federally-Regulated Consumer Product | Non-Weatherized, Condensing Ga | 2238 | 248 | 293 | 06/30/2023 | 79743 | 212595143 | 06/30/2023
Carrier Corp. - Indianapolis | Carrier | GG96VTAB48080B | Federally-Regulated Consumer Product | Non-Weatherized, Condensing Ga | 1748 | 251 | 272 | 06/30/2023 | 52234 | 212595196 | 06/30/2023
Carrier Corp. - Indianapolis | Carrier | 59TP6C080V21--20*D | Federally-Regulated Consumer Product | Non-Weatherized, Condensing Ga | 2145 | 260 | 289 | 06/30/2023 | 51728 | 212595147 | 06/30/2023
Carrier Corp. - Indianapolis | Carrier | 59SP6B120V24--22*D | Federally-Regulated Consumer Product | Non-Weatherized, Condensing Ga | 2296 | 277 | 296 | 06/30/2023 | 120209 | 212595335 | 06/30/2023
Carrier Corp. - Indianapolis | Carrier | 59TP6C100V21--20 | Federally-Regulated Consumer Product | Non-Weatherized, Condensing Ga | 2163 | 271 | 290 | 06/30/2023 | 65562 | 212595252 | 06/30/2023
Carrier Corp. - Indianapolis | Carrier | 59SP6B080V17--16 | Federally-Regulated Consumer Product | Non-Weatherized, Condensing Ga | 1735 | 252 | 271 | 06/30/2023 | 79596 | 212595140 | 06/30/2023
Carrier Corp. - Indianapolis | Carrier | 59TP6C120V24--22*D | Federally-Regulated Consumer Product | Non-Weatherized, Condensing Ga | 2225 | 272 | 293 | 06/30/2023 | 78340 | 212595337 | 06/30/2023
Carrier Corp. - Indianapolis | Carrier | GG96VTAB30040A*D | Federally-Regulated Consumer Product | Non-Weatherized, Condensing Ga | 1049 | 227 | 241 | 06/30/2023 | 25795 | 212594977 | 06/30/2023
Carrier Corp. - Indianapolis | Carrier | 59TP6C060V17--16*D | Federally-Regulated Consumer Product | Non-Weatherized, Condensing Ga | 1600 | 250 | 265 | 06/30/2023 | 39133 | 212595037 | 06/30/2023
Carrier Corp. - Indianapolis | Heil | N96VSN1002120B*D | Federally-Regulated Consumer Product | Non-Weatherized, Condensing Ga | 2166 | 265 |  | 06/30/2023 | 99862 | 212595317 | 06/30/2023
Carrier Corp. - Indianapolis | Heil | N96VSN0601412B | Federally-Regulated Consumer Product | Non-Weatherized, Condensing Ga | 1207 | 227 |  | 06/30/2023 | 59908 | 212595092 | 06/30/2023
Carrier Corp. - Indianapolis | Heil | N96VSN0401410B*D | Federally-Regulated Consumer Product | Non-Weatherized, Condensing Ga | 985 | 229 |  | 06/30/2023 | 40193 | 212594991 | 06/30/2023
Carrier Corp. - Indianapolis | Heil | G96VTN1202422B | Federally-Regulated Consumer Product | Non-Weatherized, Condensing Ga | 2225 | 272 |  | 06/30/2023 | 78340 | 212595351 | 06/30/2023
Carrier Corp. - Indianapolis | Heil | N96VSN0601716B | Federally-Regulated Consumer Product | Non-Weatherized, Condensing Ga | 1605 | 246 |  | 06/30/2023 | 60365 | 212595110 | 06/30/2023
Carrier Corp. - Indianapolis | Heil | N96VSN0401712B*D | Federally-Regulated Consumer Product | Non-Weatherized, Condensing Ga | 1104 | 221 |  | 06/30/2023 | 39909 | 212595009 | 06/30/2023
Carrier Corp. - Indianapolis | Heil | G96VTN1002120B*D | Federally-Regulated Consumer Product | Non-Weatherized, Condensing Ga | 2163 | 271 |  | 06/30/2023 | 65562 | 212595284 | 06/30/2023
Carrier Corp. - Indianapolis | Heil | G96VTN0801716B*D | Federally-Regulated Consumer Product | Non-Weatherized, Condensing Ga | 1748 | 251 |  | 06/30/2023 | 52234 | 212595178 | 06/30/2023
Carrier Corp. - Indianapolis | Heil | N96VSN0801716B*D | Federally-Regulated Consumer Product | Non-Weatherized, Condensing Ga | 1735 | 252 |  | 06/30/2023 | 79596 | 212595211 | 06/30/2023
Carrier Corp. - Indianapolis | Heil | G96VTN0401712B | Federally-Regulated Consumer Product | Non-Weatherized, Condensing Ga | 1131 | 219 |  | 06/30/2023 | 26296 | 212594965 | 06/30/2023
Carrier Corp. - Indianapolis | Heil | G96VTN1002120B | Federally-Regulated Consumer Product | Non-Weatherized, Condensing Ga | 2163 | 271 |  | 06/30/2023 | 65562 | 212595277 | 06/30/2023
Carrier Corp. - Indianapolis | Heil | G96VTN0802120B*D | Federally-Regulated Consumer Product | Non-Weatherized, Condensing Ga | 2145 | 260 |  | 06/30/2023 | 51728 | 212595192 | 06/30/2023
Carrier Corp. - Indianapolis | Heil | N96VSN0802120B*D | Federally-Regulated Consumer Product | Non-Weatherized, Condensing Ga | 2238 | 248 |  | 06/30/2023 | 79743 | 212595229 | 06/30/2023
Carrier Corp. - Indianapolis | Heil | G96VTN0401410B*D | Federally-Regulated Consumer Product | Non-Weatherized, Condensing Ga | 1049 | 227 |  | 06/30/2023 | 25795 | 212594958 | 06/30/2023
Carrier Corp. - Indianapolis | Heil | G96VTN0801716B | Federally-Regulated Consumer Product | Non-Weatherized, Condensing Ga | 1748 | 251 |  | 06/30/2023 | 52234 | 212595171 | 06/30/2023
Carrier Corp. - Indianapolis | Heil | G96VTN1002122B | Federally-Regulated Consumer Product | Non-Weatherized, Condensing Ga | 2275 | 277 |  | 06/30/2023 | 64500 | 212595291 | 06/30/2023
Carrier Corp. - Indianapolis | Heil | G96VTN1002122B*D | Federally-Regulated Consumer Product | Non-Weatherized, Condensing Ga | 2275 | 277 |  | 06/30/2023 | 64500 | 212595298 | 06/30/2023
Carrier Corp. - Indianapolis | Heil | G96VTN0601716B | Federally-Regulated Consumer Product | Non-Weatherized, Condensing Ga | 1600 | 250 |  | 06/30/2023 | 39133 | 212595075 | 06/30/2023
Carrier Corp. - Indianapolis | Heil | G96VTN1202422B*D | Federally-Regulated Consumer Product | Non-Weatherized, Condensing Ga | 2225 | 272 |  | 06/30/2023 | 78340 | 212595358 | 06/30/2023
Carrier Corp. - Indianapolis | Heil | N96VSN0601716B*D | Federally-Regulated Consumer Product | Non-Weatherized, Condensing Ga | 1605 | 246 |  | 06/30/2023 | 60365 | 212595119 | 06/30/2023
Carrier Corp. - Indianapolis | Heil | N96VSN0802120B | Federally-Regulated Consumer Product | Non-Weatherized, Condensing Ga | 2238 | 248 |  | 06/30/2023 | 79743 | 212595220 | 06/30/2023
Carrier Corp. - Indianapolis | Heil | N96VSN0401712B | Federally-Regulated Consumer Product | Non-Weatherized, Condensing Ga | 1104 | 221 |  | 06/30/2023 | 39909 | 212595000 | 06/30/2023
Carrier Corp. - Indianapolis | Heil | G96VTN0401712B*D | Federally-Regulated Consumer Product | Non-Weatherized, Condensing Ga | 1131 | 219 |  | 06/30/2023 | 26296 | 212594972 | 06/30/2023
Carrier Corp. - Indianapolis | Heil | N96VSN0601412B*D | Federally-Regulated Consumer Product | Non-Weatherized, Condensing Ga | 1207 | 227 |  | 06/30/2023 | 59908 | 212595101 | 06/30/2023
Carrier Corp. - Indianapolis | Heil | N96VSN1202422B | Federally-Regulated Consumer Product | Non-Weatherized, Condensing Ga | 2296 | 277 |  | 06/30/2023 | 120209 | 212595368 | 06/30/2023
Carrier Corp. - Indianapolis | Heil | G96VTN0802120B | Federally-Regulated Consumer Product | Non-Weatherized, Condensing Ga | 2145 | 260 |  | 06/30/2023 | 51728 | 212595185 | 06/30/2023
Carrier Corp. - Indianapolis | Heil | G96VTN0601716B*D | Federally-Regulated Consumer Product | Non-Weatherized, Condensing Ga | 1600 | 250 |  | 06/30/2023 | 39133 | 212595082 | 06/30/2023
Carrier Corp. - Indianapolis | Heil | N96VSN0401410B | Federally-Regulated Consumer Product | Non-Weatherized, Condensing Ga | 985 | 229 |  | 06/30/2023 | 40193 | 212594982 | 06/30/2023
Carrier Corp. - Indianapolis | Heil | G96VTN0601412B | Federally-Regulated Consumer Product | Non-Weatherized, Condensing Ga | 1193 | 234 |  | 06/30/2023 | 39230 | 212595061 | 06/30/2023
Carrier Corp. - Indianapolis | Heil | N96VSN1202422B*D | Federally-Regulated Consumer Product | Non-Weatherized, Condensing Ga | 2296 | 277 |  | 06/30/2023 | 120209 | 212595377 | 06/30/2023
Carrier Corp. - Indianapolis | Heil | G96VTN0401410B | Federally-Regulated Consumer Product | Non-Weatherized, Condensing Ga | 1049 | 227 |  | 06/30/2023 | 25795 | 212594951 | 06/30/2023
Carrier Corp. - Indianapolis | Heil | N96VSN1002120B | Federally-Regulated Consumer Product | Non-Weatherized, Condensing Ga | 2166 | 265 |  | 06/30/2023 | 99862 | 212595308 | 06/30/2023
Carrier Corp. - Indianapolis | Heil | N96VSN0801716B | Federally-Regulated Consumer Product | Non-Weatherized, Condensing Ga | 1735 | 252 |  | 06/30/2023 | 79596 | 212595202 | 06/30/2023
Carrier Corp. - Indianapolis | Heil | G96VTN0601412B*D | Federally-Regulated Consumer Product | Non-Weatherized, Condensing Ga | 1193 | 234 |  | 06/30/2023 | 39230 | 212595068 | 06/30/2023
Carrier Corp. - Indianapolis | Grandaire | WFST080B048A*D | Federally-Regulated Consumer Product | Non-Weatherized, Condensing Ga | 1748 | 251 |  | 06/08/2023 | 52234 | 212595249 | 06/30/2023
Carrier Corp. - Indianapolis | Grandaire | WFST040A030A*D | Federally-Regulated Consumer Product | Non-Weatherized, Condensing Ga | 1049 | 227 |  | 06/08/2023 | 25795 | 212595029 | 06/30/2023
Carrier Corp. - Indianapolis | Grandaire | WFST060B048A*D | Federally-Regulated Consumer Product | Non-Weatherized, Condensing Ga | 1600 | 250 |  | 06/08/2023 | 39133 | 212595139 | 06/30/2023
Carrier Corp. - Indianapolis | Grandaire | WFST040A030A | Federally-Regulated Consumer Product | Non-Weatherized, Condensing Ga | 1049 | 227 |  | 06/08/2023 | 25795 | 212595027 | 06/30/2023
Carrier Corp. - Indianapolis | Grandaire | WFST060B048A | Federally-Regulated Consumer Product | Non-Weatherized, Condensing Ga | 1600 | 250 |  | 06/08/2023 | 39133 | 212595137 | 06/30/2023
Carrier Corp. - Indianapolis | Grandaire | WFST100C060A*D | Federally-Regulated Consumer Product | Non-Weatherized, Condensing Ga | 2163 | 271 |  | 06/08/2023 | 65562 | 212595333 | 06/30/2023
Carrier Corp. - Indianapolis | Grandaire | WFST080B048A | Federally-Regulated Consumer Product | Non-Weatherized, Condensing Ga | 1748 | 251 |  | 06/08/2023 | 52234 | 212595247 | 06/30/2023
Carrier Corp. - Indianapolis | Grandaire | WFST100C060A | Federally-Regulated Consumer Product | Non-Weatherized, Condensing Ga | 2163 | 271 |  | 06/08/2023 | 65562 | 212595331 | 06/30/2023
Carrier Corp. - Indianapolis | Grandaire | WFST080B048A*D | Federally-Regulated Consumer Product | Non-Weatherized, Condensing Ga | 1748 | 251 |  | 06/30/2023 | 52234 | 212595249 | 06/30/2023
Carrier Corp. - Indianapolis | Grandaire | WFST040A030A*D | Federally-Regulated Consumer Product | Non-Weatherized, Condensing Ga | 1049 | 227 |  | 06/30/2023 | 25795 | 212595029 | 06/30/2023
Carrier Corp. - Indianapolis | Grandaire | WFST060B048A*D | Federally-Regulated Consumer Product | Non-Weatherized, Condensing Ga | 1600 | 250 |  | 06/30/2023 | 39133 | 212595139 | 06/30/2023
Carrier Corp. - Indianapolis | Grandaire | WFST040A030A | Federally-Regulated Consumer Product | Non-Weatherized, Condensing Ga | 1049 | 227 |  | 06/30/2023 | 25795 | 212595027 | 06/30/2023
Carrier Corp. - Indianapolis | Grandaire | WFST060B048A | Federally-Regulated Consumer Product | Non-Weatherized, Condensing Ga | 1600 | 250 |  | 06/30/2023 | 39133 | 212595137 | 06/30/2023
Carrier Corp. - Indianapolis | Grandaire | WFST100C060A*D | Federally-Regulated Consumer Product | Non-Weatherized, Condensing Ga | 2163 | 271 |  | 06/30/2023 | 65562 | 212595333 | 06/30/2023
Carrier Corp. - Indianapolis | Grandaire | WFST080B048A | Federally-Regulated Consumer Product | Non-Weatherized, Condensing Ga | 1748 | 251 |  | 06/30/2023 | 52234 | 212595247 | 06/30/2023
Carrier Corp. - Indianapolis | Grandaire | WFST100C060A | Federally-Regulated Consumer Product | Non-Weatherized, Condensing Ga | 2163 | 271 |  | 06/30/2023 | 65562 | 212595331 | 06/30/2023
Carrier Corp. - Indianapolis | WEATHERMAKER | PG96VTAB36040B*D | Federally-Regulated Consumer Product | Non-Weatherized, Condensing Ga | 1131 | 219 |  | 06/08/2023 | 26296 | 212595021 | 06/30/2023
Carrier Corp. - Indianapolis | WEATHERMAKER | PG96VTAB36060A*D | Federally-Regulated Consumer Product | Non-Weatherized, Condensing Ga | 1193 | 234 |  | 06/08/2023 | 39230 | 212595127 | 06/30/2023
Carrier Corp. - Indianapolis | WEATHERMAKER | PG96VTAB60100C | Federally-Regulated Consumer Product | Non-Weatherized, Condensing Ga | 2163 | 271 |  | 06/08/2023 | 65562 | 212595323 | 06/30/2023
Carrier Corp. - Indianapolis | WEATHERMAKER | PG96VTAB36040B | Federally-Regulated Consumer Product | Non-Weatherized, Condensing Ga | 1131 | 219 |  | 06/08/2023 | 26296 | 212595019 | 06/30/2023
Carrier Corp. - Indianapolis | WEATHERMAKER | PG96VTAB60080C | Federally-Regulated Consumer Product | Non-Weatherized, Condensing Ga | 2145 | 260 |  | 06/08/2023 | 51728 | 212595239 | 06/30/2023
Carrier Corp. - Indianapolis | WEATHERMAKER | PG96VTAB48060B | Federally-Regulated Consumer Product | Non-Weatherized, Condensing Ga | 1600 | 250 |  | 06/08/2023 | 39133 | 212595129 | 06/30/2023
Carrier Corp. - Indianapolis | WEATHERMAKER | PG96VTAB48060B*D | Federally-Regulated Consumer Product | Non-Weatherized, Condensing Ga | 1600 | 250 |  | 06/08/2023 | 39133 | 212595131 | 06/30/2023
Carrier Corp. - Indianapolis | WEATHERMAKER | PG96VTAB30040A | Federally-Regulated Consumer Product | Non-Weatherized, Condensing Ga | 1049 | 227 |  | 06/08/2023 | 25795 | 212595015 | 06/30/2023
Carrier Corp. - Indianapolis | WEATHERMAKER | PG96VTAB60100C*D | Federally-Regulated Consumer Product | Non-Weatherized, Condensing Ga | 2163 | 271 |  | 06/08/2023 | 65562 | 212595325 | 06/30/2023
Carrier Corp. - Indianapolis | WEATHERMAKER | PG96VTAB66120D*D | Federally-Regulated Consumer Product | Non-Weatherized, Condensing Ga | 2225 | 272 |  | 06/08/2023 | 78340 | 212595385 | 06/30/2023
Carrier Corp. - Indianapolis | WEATHERMAKER | PG96VTAB48080B | Federally-Regulated Consumer Product | Non-Weatherized, Condensing Ga | 1748 | 251 |  | 06/08/2023 | 52234 | 212595235 | 06/30/2023
Carrier Corp. - Indianapolis | WEATHERMAKER | PG96VTAB66120D | Federally-Regulated Consumer Product | Non-Weatherized, Condensing Ga | 2225 | 272 |  | 06/08/2023 | 78340 | 212595383 | 06/30/2023
Carrier Corp. - Indianapolis | WEATHERMAKER | PG96VTAB60080C*D | Federally-Regulated Consumer Product | Non-Weatherized, Condensing Ga | 2145 | 260 |  | 06/08/2023 | 51728 | 212595241 | 06/30/2023
Carrier Corp. - Indianapolis | WEATHERMAKER | PG96VTAB36060A | Federally-Regulated Consumer Product | Non-Weatherized, Condensing Ga | 1193 | 234 |  | 06/08/2023 | 39230 | 212595125 | 06/30/2023
Carrier Corp. - Indianapolis | WEATHERMAKER | PG96VTAB48080B*D | Federally-Regulated Consumer Product | Non-Weatherized, Condensing Ga | 1748 | 251 |  | 06/08/2023 | 52234 | 212595237 | 06/30/2023
Carrier Corp. - Indianapolis | WEATHERMAKER | PG96VTAB30040A*D | Federally-Regulated Consumer Product | Non-Weatherized, Condensing Ga | 1049 | 227 |  | 06/08/2023 | 25795 | 212595017 | 06/30/2023
Carrier Corp. - Indianapolis | WEATHERMAKER | PG96VTAB36040B*D | Federally-Regulated Consumer Product | Non-Weatherized, Condensing Ga | 1131 | 219 |  | 06/30/2023 | 26296 | 212595021 | 06/30/2023
Carrier Corp. - Indianapolis | WEATHERMAKER | PG96VTAB36060A*D | Federally-Regulated Consumer Product | Non-Weatherized, Condensing Ga | 1193 | 234 |  | 06/30/2023 | 39230 | 212595127 | 06/30/2023
Carrier Corp. - Indianapolis | WEATHERMAKER | PG96VTAB60100C | Federally-Regulated Consumer Product | Non-Weatherized, Condensing Ga | 2163 | 271 |  | 06/30/2023 | 65562 | 212595323 | 06/30/2023
Carrier Corp. - Indianapolis | WEATHERMAKER | PG96VTAB36040B | Federally-Regulated Consumer Product | Non-Weatherized, Condensing Ga | 1131 | 219 |  | 06/30/2023 | 26296 | 212595019 | 06/30/2023
Carrier Corp. - Indianapolis | WEATHERMAKER | PG96VTAB60080C | Federally-Regulated Consumer Product | Non-Weatherized, Condensing Ga | 2145 | 260 |  | 06/30/2023 | 51728 | 212595239 | 06/30/2023
Carrier Corp. - Indianapolis | WEATHERMAKER | PG96VTAB48060B | Federally-Regulated Consumer Product | Non-Weatherized, Condensing Ga | 1600 | 250 |  | 06/30/2023 | 39133 | 212595129 | 06/30/2023
Carrier Corp. - Indianapolis | WEATHERMAKER | PG96VTAB48060B*D | Federally-Regulated Consumer Product | Non-Weatherized, Condensing Ga | 1600 | 250 |  | 06/30/2023 | 39133 | 212595131 | 06/30/2023
Carrier Corp. - Indianapolis | WEATHERMAKER | PG96VTAB30040A | Federally-Regulated Consumer Product | Non-Weatherized, Condensing Ga | 1049 | 227 |  | 06/30/2023 | 25795 | 212595015 | 06/30/2023
Carrier Corp. - Indianapolis | WEATHERMAKER | PG96VTAB60100C*D | Federally-Regulated Consumer Product | Non-Weatherized, Condensing Ga | 2163 | 271 |  | 06/30/2023 | 65562 | 212595325 | 06/30/2023
Carrier Corp. - Indianapolis | WEATHERMAKER | PG96VTAB66120D*D | Federally-Regulated Consumer Product | Non-Weatherized, Condensing Ga | 2225 | 272 |  | 06/30/2023 | 78340 | 212595385 | 06/30/2023
Carrier Corp. - Indianapolis | WEATHERMAKER | PG96VTAB48080B | Federally-Regulated Consumer Product | Non-Weatherized, Condensing Ga | 1748 | 251 |  | 06/30/2023 | 52234 | 212595235 | 06/30/2023
Carrier Corp. - Indianapolis | WEATHERMAKER | PG96VTAB66120D | Federally-Regulated Consumer Product | Non-Weatherized, Condensing Ga | 2225 | 272 |  | 06/30/2023 | 78340 | 212595383 | 06/30/2023
Carrier Corp. - Indianapolis | WEATHERMAKER | PG96VTAB60080C*D | Federally-Regulated Consumer Product | Non-Weatherized, Condensing Ga | 2145 | 260 |  | 06/30/2023 | 51728 | 212595241 | 06/30/2023
Carrier Corp. - Indianapolis | WEATHERMAKER | PG96VTAB36060A | Federally-Regulated Consumer Product | Non-Weatherized, Condensing Ga | 1193 | 234 |  | 06/30/2023 | 39230 | 212595125 | 06/30/2023
Carrier Corp. - Indianapolis | WEATHERMAKER | PG96VTAB48080B*D | Federally-Regulated Consumer Product | Non-Weatherized, Condensing Ga | 1748 | 251 |  | 06/30/2023 | 52234 | 212595237 | 06/30/2023
Carrier Corp. - Indianapolis | WEATHERMAKER | PG96VTAB30040A*D | Federally-Regulated Consumer Product | Non-Weatherized, Condensing Ga | 1049 | 227 |  | 06/30/2023 | 25795 | 212595017 | 06/30/2023
Carrier Corp. - Indianapolis | SMARTCOMFORT | R96VTN0801716A*D | Federally-Regulated Consumer Product | Non-Weatherized, Condensing Ga | 1748 | 251 |  | 06/08/2023 | 52234 | 212595245 | 06/30/2023
Carrier Corp. - Indianapolis | SMARTCOMFORT | R96VTN0601716A*D | Federally-Regulated Consumer Product | Non-Weatherized, Condensing Ga | 1600 | 250 |  | 06/08/2023 | 39133 | 212595135 | 06/30/2023
Carrier Corp. - Indianapolis | SMARTCOMFORT | R96VTN0401410A | Federally-Regulated Consumer Product | Non-Weatherized, Condensing Ga | 1049 | 227 |  | 06/08/2023 | 25795 | 212595023 | 06/30/2023
Carrier Corp. - Indianapolis | SMARTCOMFORT | R96VTN0801716A | Federally-Regulated Consumer Product | Non-Weatherized, Condensing Ga | 1748 | 251 |  | 06/08/2023 | 52234 | 212595243 | 06/30/2023
Carrier Corp. - Indianapolis | SMARTCOMFORT | R96VTN1002120A | Federally-Regulated Consumer Product | Non-Weatherized, Condensing Ga | 2163 | 271 |  | 06/08/2023 | 65562 | 212595327 | 06/30/2023
Carrier Corp. - Indianapolis | SMARTCOMFORT | R96VTN0401410A*D | Federally-Regulated Consumer Product | Non-Weatherized, Condensing Ga | 1049 | 227 |  | 06/08/2023 | 25795 | 212595025 | 06/30/2023
Carrier Corp. - Indianapolis | SMARTCOMFORT | R96VTN0601716A | Federally-Regulated Consumer Product | Non-Weatherized, Condensing Ga | 1600 | 250 |  | 06/08/2023 | 39133 | 212595133 | 06/30/2023
Carrier Corp. - Indianapolis | SMARTCOMFORT | R96VTN1002120A*D | Federally-Regulated Consumer Product | Non-Weatherized, Condensing Ga | 2163 | 271 |  | 06/08/2023 | 65562 | 212595329 | 06/30/2023
Carrier Corp. - Indianapolis | SMARTCOMFORT | R96VTN0801716A*D | Federally-Regulated Consumer Product | Non-Weatherized, Condensing Ga | 1748 | 251 |  | 06/30/2023 | 52234 | 212595245 | 06/30/2023
Carrier Corp. - Indianapolis | SMARTCOMFORT | R96VTN0601716A*D | Federally-Regulated Consumer Product | Non-Weatherized, Condensing Ga | 1600 | 250 |  | 06/30/2023 | 39133 | 212595135 | 06/30/2023
Carrier Corp. - Indianapolis | SMARTCOMFORT | R96VTN0401410A | Federally-Regulated Consumer Product | Non-Weatherized, Condensing Ga | 1049 | 227 |  | 06/30/2023 | 25795 | 212595023 | 06/30/2023
Carrier Corp. - Indianapolis | SMARTCOMFORT | R96VTN0801716A | Federally-Regulated Consumer Product | Non-Weatherized, Condensing Ga | 1748 | 251 |  | 06/30/2023 | 52234 | 212595243 | 06/30/2023
Carrier Corp. - Indianapolis | SMARTCOMFORT | R96VTN1002120A | Federally-Regulated Consumer Product | Non-Weatherized, Condensing Ga | 2163 | 271 |  | 06/30/2023 | 65562 | 212595327 | 06/30/2023
Carrier Corp. - Indianapolis | SMARTCOMFORT | R96VTN0401410A*D | Federally-Regulated Consumer Product | Non-Weatherized, Condensing Ga | 1049 | 227 |  | 06/30/2023 | 25795 | 212595025 | 06/30/2023
Carrier Corp. - Indianapolis | SMARTCOMFORT | R96VTN0601716A | Federally-Regulated Consumer Product | Non-Weatherized, Condensing Ga | 1600 | 250 |  | 06/30/2023 | 39133 | 212595133 | 06/30/2023
Carrier Corp. - Indianapolis | SMARTCOMFORT | R96VTN1002120A*D | Federally-Regulated Consumer Product | Non-Weatherized, Condensing Ga | 2163 | 271 |  | 06/30/2023 | 65562 | 212595329 | 06/30/2023
Carrier Corp. - Indianapolis | ICP Commercial | N96VSN1002120B | Federally-Regulated Consumer Product | Non-Weatherized, Condensing Ga | 2166 | 265 |  | 06/30/2023 | 99862 | 212595311 | 06/30/2023
Carrier Corp. - Indianapolis | ICP Commercial | N96VSN0802120B | Federally-Regulated Consumer Product | Non-Weatherized, Condensing Ga | 2238 | 248 |  | 06/30/2023 | 79743 | 212595221 | 06/30/2023
Carrier Corp. - Indianapolis | ICP Commercial | G96VTN0801716B*D | Federally-Regulated Consumer Product | Non-Weatherized, Condensing Ga | 1748 | 251 |  | 06/30/2023 | 52234 | 212595179 | 06/30/2023
Carrier Corp. - Indianapolis | ICP Commercial | G96VTN0601412B*D | Federally-Regulated Consumer Product | Non-Weatherized, Condensing Ga | 1193 | 234 |  | 06/30/2023 | 39230 | 212595069 | 06/30/2023
Carrier Corp. - Indianapolis | ICP Commercial | N96VSN0601412B*D | Federally-Regulated Consumer Product | Non-Weatherized, Condensing Ga | 1207 | 227 |  | 06/30/2023 | 59908 | 212595102 | 06/30/2023
Carrier Corp. - Indianapolis | ICP Commercial | G96VTN0601716B | Federally-Regulated Consumer Product | Non-Weatherized, Condensing Ga | 1600 | 250 |  | 06/30/2023 | 39133 | 212595076 | 06/30/2023
Carrier Corp. - Indianapolis | ICP Commercial | N96VSN0401410B | Federally-Regulated Consumer Product | Non-Weatherized, Condensing Ga | 985 | 229 |  | 06/30/2023 | 40193 | 212594983 | 06/30/2023
Carrier Corp. - Indianapolis | ICP Commercial | G96VTN0601412B | Federally-Regulated Consumer Product | Non-Weatherized, Condensing Ga | 1193 | 234 |  | 06/30/2023 | 39230 | 212595062 | 06/30/2023
Carrier Corp. - Indianapolis | ICP Commercial | N96VSN1202422B | Federally-Regulated Consumer Product | Non-Weatherized, Condensing Ga | 2296 | 277 |  | 06/30/2023 | 120209 | 212595369 | 06/30/2023
Carrier Corp. - Indianapolis | ICP Commercial | G96VTN0401712B*D | Federally-Regulated Consumer Product | Non-Weatherized, Condensing Ga | 1131 | 219 |  | 06/30/2023 | 26296 | 212594973 | 06/30/2023
Carrier Corp. - Indianapolis | ICP Commercial | N96VSN1002120B*D | Federally-Regulated Consumer Product | Non-Weatherized, Condensing Ga | 2166 | 265 |  | 06/30/2023 | 99862 | 212595320 | 06/30/2023
Carrier Corp. - Indianapolis | ICP Commercial | G96VTN0801716B | Federally-Regulated Consumer Product | Non-Weatherized, Condensing Ga | 1748 | 251 |  | 06/30/2023 | 52234 | 212595172 | 06/30/2023
Carrier Corp. - Indianapolis | ICP Commercial | N96VSN0801716B | Federally-Regulated Consumer Product | Non-Weatherized, Condensing Ga | 1735 | 252 |  | 06/30/2023 | 79596 | 212595203 | 06/30/2023
Carrier Corp. - Indianapolis | ICP Commercial | G96VTN0401410B | Federally-Regulated Consumer Product | Non-Weatherized, Condensing Ga | 1049 | 227 |  | 06/30/2023 | 25795 | 212594952 | 06/30/2023
Carrier Corp. - Indianapolis | ICP Commercial | N96VSN0401410B*D | Federally-Regulated Consumer Product | Non-Weatherized, Condensing Ga | 985 | 229 |  | 06/30/2023 | 40193 | 212594992 | 06/30/2023
Carrier Corp. - Indianapolis | ICP Commercial | G96VTN0401410B*D | Federally-Regulated Consumer Product | Non-Weatherized, Condensing Ga | 1049 | 227 |  | 06/30/2023 | 25795 | 212594959 | 06/30/2023
Carrier Corp. - Indianapolis | ICP Commercial | N96VSN0401712B*D | Federally-Regulated Consumer Product | Non-Weatherized, Condensing Ga | 1104 | 221 |  | 06/30/2023 | 39909 | 212595010 | 06/30/2023
Carrier Corp. - Indianapolis | ICP Commercial | G96VTN1202422B*D | Federally-Regulated Consumer Product | Non-Weatherized, Condensing Ga | 2225 | 272 |  | 06/30/2023 | 78340 | 212595359 | 06/30/2023
Carrier Corp. - Indianapolis | ICP Commercial | G96VTN1002120B | Federally-Regulated Consumer Product | Non-Weatherized, Condensing Ga | 2163 | 271 |  | 06/30/2023 | 65562 | 212595278 | 06/30/2023
Carrier Corp. - Indianapolis | ICP Commercial | N96VSN0801716B*D | Federally-Regulated Consumer Product | Non-Weatherized, Condensing Ga | 1735 | 252 |  | 06/30/2023 | 79596 | 212595212 | 06/30/2023
Carrier Corp. - Indianapolis | ICP Commercial | N96VSN1202422B*D | Federally-Regulated Consumer Product | Non-Weatherized, Condensing Ga | 2296 | 277 |  | 06/30/2023 | 120209 | 212595378 | 06/30/2023
Carrier Corp. - Indianapolis | ICP Commercial | N96VSN0601716B*D | Federally-Regulated Consumer Product | Non-Weatherized, Condensing Ga | 1605 | 246 |  | 06/30/2023 | 60365 | 212595120 | 06/30/2023
Carrier Corp. - Indianapolis | ICP Commercial | G96VTN1002120B*D | Federally-Regulated Consumer Product | Non-Weatherized, Condensing Ga | 2163 | 271 |  | 06/30/2023 | 65562 | 212595285 | 06/30/2023
Carrier Corp. - Indianapolis | ICP Commercial | N96VSN0401712B | Federally-Regulated Consumer Product | Non-Weatherized, Condensing Ga | 1104 | 221 |  | 06/30/2023 | 39909 | 212595001 | 06/30/2023
Carrier Corp. - Indianapolis | ICP Commercial | G96VTN0601716B*D | Federally-Regulated Consumer Product | Non-Weatherized, Condensing Ga | 1600 | 250 |  | 06/30/2023 | 39133 | 212595083 | 06/30/2023
Carrier Corp. - Indianapolis | ICP Commercial | G96VTN0802120B | Federally-Regulated Consumer Product | Non-Weatherized, Condensing Ga | 2145 | 260 |  | 06/30/2023 | 51728 | 212595186 | 06/30/2023
Carrier Corp. - Indianapolis | ICP Commercial | N96VSN0802120B*D | Federally-Regulated Consumer Product | Non-Weatherized, Condensing Ga | 2238 | 248 |  | 06/30/2023 | 79743 | 212595230 | 06/30/2023
Carrier Corp. - Indianapolis | ICP Commercial | G96VTN1002122B | Federally-Regulated Consumer Product | Non-Weatherized, Condensing Ga | 2275 | 277 |  | 06/30/2023 | 64500 | 212595292 | 06/30/2023
Carrier Corp. - Indianapolis | ICP Commercial | G96VTN0802120B*D | Federally-Regulated Consumer Product | Non-Weatherized, Condensing Ga | 2145 | 260 |  | 06/30/2023 | 51728 | 212595193 | 06/30/2023
Carrier Corp. - Indianapolis | ICP Commercial | G96VTN1202422B | Federally-Regulated Consumer Product | Non-Weatherized, Condensing Ga | 2225 | 272 |  | 06/30/2023 | 78340 | 212595352 | 06/30/2023
Carrier Corp. - Indianapolis | ICP Commercial | N96VSN0601412B | Federally-Regulated Consumer Product | Non-Weatherized, Condensing Ga | 1207 | 227 |  | 06/30/2023 | 59908 | 212595093 | 06/30/2023
Carrier Corp. - Indianapolis | ICP Commercial | G96VTN1002122B*D | Federally-Regulated Consumer Product | Non-Weatherized, Condensing Ga | 2275 | 277 |  | 06/30/2023 | 64500 | 212595299 | 06/30/2023
Carrier Corp. - Indianapolis | ICP Commercial | G96VTN0401712B | Federally-Regulated Consumer Product | Non-Weatherized, Condensing Ga | 1131 | 219 |  | 06/30/2023 | 26296 | 212594966 | 06/30/2023
Carrier Corp. - Indianapolis | ICP Commercial | N96VSN0601716B | Federally-Regulated Consumer Product | Non-Weatherized, Condensing Ga | 1605 | 246 |  | 06/30/2023 | 60365 | 212595111 | 06/30/2023
Carrier Corp. - Indianapolis | SMARTCOMFORT | R96VTN0801716A*D | Federally-Regulated Consumer Product | Non-Weatherized, Condensing Ga | 1748 | 251 |  | 06/30/2023 | 52234 | 212595245 | 06/30/2023
Carrier Corp. - Indianapolis | SMARTCOMFORT | R96VTN0601716A*D | Federally-Regulated Consumer Product | Non-Weatherized, Condensing Ga | 1600 | 250 |  | 06/30/2023 | 39133 | 212595135 | 06/30/2023
Carrier Corp. - Indianapolis | SMARTCOMFORT | R96VTN0401410A | Federally-Regulated Consumer Product | Non-Weatherized, Condensing Ga | 1049 | 227 |  | 06/30/2023 | 25795 | 212595023 | 06/30/2023
Carrier Corp. - Indianapolis | SMARTCOMFORT | R96VTN0801716A | Federally-Regulated Consumer Product | Non-Weatherized, Condensing Ga | 1748 | 251 |  | 06/30/2023 | 52234 | 212595243 | 06/30/2023
Carrier Corp. - Indianapolis | SMARTCOMFORT | R96VTN1002120A | Federally-Regulated Consumer Product | Non-Weatherized, Condensing Ga | 2163 | 271 |  | 06/30/2023 | 65562 | 212595327 | 06/30/2023
Carrier Corp. - Indianapolis | SMARTCOMFORT | R96VTN0401410A*D | Federally-Regulated Consumer Product | Non-Weatherized, Condensing Ga | 1049 | 227 |  | 06/30/2023 | 25795 | 212595025 | 06/30/2023
Carrier Corp. - Indianapolis | SMARTCOMFORT | R96VTN0601716A | Federally-Regulated Consumer Product | Non-Weatherized, Condensing Ga | 1600 | 250 |  | 06/30/2023 | 39133 | 212595133 | 06/30/2023
Carrier Corp. - Indianapolis | SMARTCOMFORT | R96VTN1002120A*D | Federally-Regulated Consumer Product | Non-Weatherized, Condensing Ga | 2163 | 271 |  | 06/30/2023 | 65562 | 212595329 | 06/30/2023
Carrier Corp. - Indianapolis | Arcoaire | F96VTN1202422B | Federally-Regulated Consumer Product | Non-Weatherized, Condensing Ga | 2225 | 272 |  | 06/08/2023 | 78340 | 212595342 | 06/30/2023
Carrier Corp. - Indianapolis | Arcoaire | N96VSN0802120B | Federally-Regulated Consumer Product | Non-Weatherized, Condensing Ga | 2238 | 248 |  | 06/08/2023 | 79743 | 212595217 | 06/30/2023
Carrier Corp. - Indianapolis | Arcoaire | F96VTN0802120B | Federally-Regulated Consumer Product | Non-Weatherized, Condensing Ga | 2145 | 260 |  | 06/08/2023 | 51728 | 212595162 | 06/30/2023
Carrier Corp. - Indianapolis | Arcoaire | N96VSN1002120B*D | Federally-Regulated Consumer Product | Non-Weatherized, Condensing Ga | 2166 | 265 |  | 06/08/2023 | 99862 | 212595314 | 06/30/2023
Carrier Corp. - Indianapolis | Arcoaire | F96VTN1002122B | Federally-Regulated Consumer Product | Non-Weatherized, Condensing Ga | 2275 | 277 |  | 06/08/2023 | 64500 | 212595268 | 06/30/2023
Carrier Corp. - Indianapolis | Arcoaire | N96VSN0801716B | Federally-Regulated Consumer Product | Non-Weatherized, Condensing Ga | 1735 | 252 |  | 06/08/2023 | 79596 | 212595199 | 06/30/2023
Carrier Corp. - Indianapolis | Arcoaire | F96VTN0601716B | Federally-Regulated Consumer Product | Non-Weatherized, Condensing Ga | 1600 | 250 |  | 06/08/2023 | 39133 | 212595052 | 06/30/2023
Carrier Corp. - Indianapolis | Arcoaire | N96VSN0401712B | Federally-Regulated Consumer Product | Non-Weatherized, Condensing Ga | 1104 | 221 |  | 06/08/2023 | 39909 | 212594997 | 06/30/2023
Carrier Corp. - Indianapolis | Arcoaire | F96VTN0401410B*D | Federally-Regulated Consumer Product | Non-Weatherized, Condensing Ga | 1049 | 227 |  | 06/08/2023 | 25795 | 212594939 | 06/30/2023
Carrier Corp. - Indianapolis | Arcoaire | N96VSN0601716B*D | Federally-Regulated Consumer Product | Non-Weatherized, Condensing Ga | 1605 | 246 |  | 06/08/2023 | 60365 | 212595116 | 06/30/2023
Carrier Corp. - Indianapolis | Arcoaire | N96VSN0801716B*D | Federally-Regulated Consumer Product | Non-Weatherized, Condensing Ga | 1735 | 252 |  | 06/08/2023 | 79596 | 212595208 | 06/30/2023
Carrier Corp. - Indianapolis | Arcoaire | N96VSN0802120B*D | Federally-Regulated Consumer Product | Non-Weatherized, Condensing Ga | 2238 | 248 |  | 06/08/2023 | 79743 | 212595226 | 06/30/2023
Carrier Corp. - Indianapolis | Arcoaire | F96VTN0401712B | Federally-Regulated Consumer Product | Non-Weatherized, Condensing Ga | 1131 | 219 |  | 06/08/2023 | 26296 | 212594942 | 06/30/2023
Carrier Corp. - Indianapolis | Arcoaire | F96VTN0801716B*D | Federally-Regulated Consumer Product | Non-Weatherized, Condensing Ga | 1748 | 251 |  | 06/08/2023 | 52234 | 212595159 | 06/30/2023
Carrier Corp. - Indianapolis | Arcoaire | N96VSN0401410B | Federally-Regulated Consumer Product | Non-Weatherized, Condensing Ga | 985 | 229 |  | 06/08/2023 | 40193 | 212594979 | 06/30/2023
Carrier Corp. - Indianapolis | Arcoaire | F96VTN1002122B*D | Federally-Regulated Consumer Product | Non-Weatherized, Condensing Ga | 2275 | 277 |  | 06/08/2023 | 64500 | 212595271 | 06/30/2023
Carrier Corp. - Indianapolis | Arcoaire | F96VTN0401410B | Federally-Regulated Consumer Product | Non-Weatherized, Condensing Ga | 1049 | 227 |  | 06/08/2023 | 25795 | 212594936 | 06/30/2023
Carrier Corp. - Indianapolis | Arcoaire | N96VSN0601412B | Federally-Regulated Consumer Product | Non-Weatherized, Condensing Ga | 1207 | 227 |  | 06/08/2023 | 59908 | 212595089 | 06/30/2023
Carrier Corp. - Indianapolis | Arcoaire | F96VTN0802120B*D | Federally-Regulated Consumer Product | Non-Weatherized, Condensing Ga | 2145 | 260 |  | 06/08/2023 | 51728 | 212595165 | 06/30/2023
Carrier Corp. - Indianapolis | Arcoaire | F96VTN0601412B | Federally-Regulated Consumer Product | Non-Weatherized, Condensing Ga | 1193 | 234 |  | 06/08/2023 | 39230 | 212595046 | 06/30/2023
Carrier Corp. - Indianapolis | Arcoaire | F96VTN0601716B*D | Federally-Regulated Consumer Product | Non-Weatherized, Condensing Ga | 1600 | 250 |  | 06/08/2023 | 39133 | 212595055 | 06/30/2023
Carrier Corp. - Indianapolis | Arcoaire | N96VSN0601716B | Federally-Regulated Consumer Product | Non-Weatherized, Condensing Ga | 1605 | 246 |  | 06/08/2023 | 60365 | 212595107 | 06/30/2023
Carrier Corp. - Indianapolis | Arcoaire | N96VSN1202422B | Federally-Regulated Consumer Product | Non-Weatherized, Condensing Ga | 2296 | 277 |  | 06/08/2023 | 120209 | 212595365 | 06/30/2023
Carrier Corp. - Indianapolis | Arcoaire | N96VSN0401410B*D | Federally-Regulated Consumer Product | Non-Weatherized, Condensing Ga | 985 | 229 |  | 06/08/2023 | 40193 | 212594988 | 06/30/2023
Carrier Corp. - Indianapolis | Arcoaire | F96VTN0801716B | Federally-Regulated Consumer Product | Non-Weatherized, Condensing Ga | 1748 | 251 |  | 06/08/2023 | 52234 | 212595156 | 06/30/2023
Carrier Corp. - Indianapolis | Arcoaire | F96VTN0601412B*D | Federally-Regulated Consumer Product | Non-Weatherized, Condensing Ga | 1193 | 234 |  | 06/08/2023 | 39230 | 212595049 | 06/30/2023
Carrier Corp. - Indianapolis | Arcoaire | F96VTN0401712B*D | Federally-Regulated Consumer Product | Non-Weatherized, Condensing Ga | 1131 | 219 |  | 06/08/2023 | 26296 | 212594945 | 06/30/2023
Carrier Corp. - Indianapolis | Arcoaire | N96VSN0601412B*D | Federally-Regulated Consumer Product | Non-Weatherized, Condensing Ga | 1207 | 227 |  | 06/08/2023 | 59908 | 212595098 | 06/30/2023
Carrier Corp. - Indianapolis | Arcoaire | F96VTN1002120B | Federally-Regulated Consumer Product | Non-Weatherized, Condensing Ga | 2163 | 271 |  | 06/08/2023 | 65562 | 212595262 | 06/30/2023
Carrier Corp. - Indianapolis | Arcoaire | F96VTN1002120B*D | Federally-Regulated Consumer Product | Non-Weatherized, Condensing Ga | 2163 | 271 |  | 06/08/2023 | 65562 | 212595265 | 06/30/2023
Carrier Corp. - Indianapolis | Arcoaire | N96VSN1202422B*D | Federally-Regulated Consumer Product | Non-Weatherized, Condensing Ga | 2296 | 277 |  | 06/08/2023 | 120209 | 212595374 | 06/30/2023
Carrier Corp. - Indianapolis | Arcoaire | F96VTN1202422B*D | Federally-Regulated Consumer Product | Non-Weatherized, Condensing Ga | 2225 | 272 |  | 06/08/2023 | 78340 | 212595345 | 06/30/2023
Carrier Corp. - Indianapolis | Arcoaire | N96VSN0401712B*D | Federally-Regulated Consumer Product | Non-Weatherized, Condensing Ga | 1104 | 221 |  | 06/08/2023 | 39909 | 212595006 | 06/30/2023
Carrier Corp. - Indianapolis | Arcoaire | N96VSN1002120B | Federally-Regulated Consumer Product | Non-Weatherized, Condensing Ga | 2166 | 265 |  | 06/08/2023 | 99862 | 212595305 | 06/30/2023
Carrier Corp. - Indianapolis | Maratherm | R96VTN1002120A*D | Federally-Regulated Consumer Product | Non-Weatherized, Condensing Ga | 2163 | 271 |  | 06/08/2023 | 65562 | 212595328 | 06/30/2023
Carrier Corp. - Indianapolis | Maratherm | R96VTN0401410A*D | Federally-Regulated Consumer Product | Non-Weatherized, Condensing Ga | 1049 | 227 |  | 06/08/2023 | 25795 | 212595024 | 06/30/2023
Carrier Corp. - Indianapolis | Maratherm | R96VTN0601716A*D | Federally-Regulated Consumer Product | Non-Weatherized, Condensing Ga | 1600 | 250 |  | 06/08/2023 | 39133 | 212595134 | 06/30/2023
Carrier Corp. - Indianapolis | Maratherm | R96VTN0601716A | Federally-Regulated Consumer Product | Non-Weatherized, Condensing Ga | 1600 | 250 |  | 06/08/2023 | 39133 | 212595132 | 06/30/2023
Carrier Corp. - Indianapolis | Maratherm | R96VTN1002120A | Federally-Regulated Consumer Product | Non-Weatherized, Condensing Ga | 2163 | 271 |  | 06/08/2023 | 65562 | 212595326 | 06/30/2023
Carrier Corp. - Indianapolis | Maratherm | R96VTN0801716A | Federally-Regulated Consumer Product | Non-Weatherized, Condensing Ga | 1748 | 251 |  | 06/08/2023 | 52234 | 212595242 | 06/30/2023
Carrier Corp. - Indianapolis | Maratherm | R96VTN0401410A | Federally-Regulated Consumer Product | Non-Weatherized, Condensing Ga | 1049 | 227 |  | 06/08/2023 | 25795 | 212595022 | 06/30/2023
Carrier Corp. - Indianapolis | Maratherm | R96VTN0801716A*D | Federally-Regulated Consumer Product | Non-Weatherized, Condensing Ga | 1748 | 251 |  | 06/08/2023 | 52234 | 212595244 | 06/30/2023
Carrier Corp. - Indianapolis | WEATHERMAKER | PG96VTAB36040B*D | Federally-Regulated Consumer Product | Non-Weatherized, Condensing Ga | 1131 | 219 |  | 06/30/2023 | 26296 | 212595021 | 06/30/2023
Carrier Corp. - Indianapolis | WEATHERMAKER | PG96VTAB36060A*D | Federally-Regulated Consumer Product | Non-Weatherized, Condensing Ga | 1193 | 234 |  | 06/30/2023 | 39230 | 212595127 | 06/30/2023
Carrier Corp. - Indianapolis | WEATHERMAKER | PG96VTAB60100C | Federally-Regulated Consumer Product | Non-Weatherized, Condensing Ga | 2163 | 271 |  | 06/30/2023 | 65562 | 212595323 | 06/30/2023
Carrier Corp. - Indianapolis | WEATHERMAKER | PG96VTAB36040B | Federally-Regulated Consumer Product | Non-Weatherized, Condensing Ga | 1131 | 219 |  | 06/30/2023 | 26296 | 212595019 | 06/30/2023
Carrier Corp. - Indianapolis | WEATHERMAKER | PG96VTAB60080C | Federally-Regulated Consumer Product | Non-Weatherized, Condensing Ga | 2145 | 260 |  | 06/30/2023 | 51728 | 212595239 | 06/30/2023
Carrier Corp. - Indianapolis | WEATHERMAKER | PG96VTAB48060B | Federally-Regulated Consumer Product | Non-Weatherized, Condensing Ga | 1600 | 250 |  | 06/30/2023 | 39133 | 212595129 | 06/30/2023
Carrier Corp. - Indianapolis | WEATHERMAKER | PG96VTAB48060B*D | Federally-Regulated Consumer Product | Non-Weatherized, Condensing Ga | 1600 | 250 |  | 06/30/2023 | 39133 | 212595131 | 06/30/2023
Carrier Corp. - Indianapolis | WEATHERMAKER | PG96VTAB30040A | Federally-Regulated Consumer Product | Non-Weatherized, Condensing Ga | 1049 | 227 |  | 06/30/2023 | 25795 | 212595015 | 06/30/2023
Carrier Corp. - Indianapolis | WEATHERMAKER | PG96VTAB60100C*D | Federally-Regulated Consumer Product | Non-Weatherized, Condensing Ga | 2163 | 271 |  | 06/30/2023 | 65562 | 212595325 | 06/30/2023
Carrier Corp. - Indianapolis | WEATHERMAKER | PG96VTAB66120D*D | Federally-Regulated Consumer Product | Non-Weatherized, Condensing Ga | 2225 | 272 |  | 06/30/2023 | 78340 | 212595385 | 06/30/2023
Carrier Corp. - Indianapolis | WEATHERMAKER | PG96VTAB48080B | Federally-Regulated Consumer Product | Non-Weatherized, Condensing Ga | 1748 | 251 |  | 06/30/2023 | 52234 | 212595235 | 06/30/2023
Carrier Corp. - Indianapolis | WEATHERMAKER | PG96VTAB66120D | Federally-Regulated Consumer Product | Non-Weatherized, Condensing Ga | 2225 | 272 |  | 06/30/2023 | 78340 | 212595383 | 06/30/2023
Carrier Corp. - Indianapolis | WEATHERMAKER | PG96VTAB60080C*D | Federally-Regulated Consumer Product | Non-Weatherized, Condensing Ga | 2145 | 260 |  | 06/30/2023 | 51728 | 212595241 | 06/30/2023
Carrier Corp. - Indianapolis | WEATHERMAKER | PG96VTAB36060A | Federally-Regulated Consumer Product | Non-Weatherized, Condensing Ga | 1193 | 234 |  | 06/30/2023 | 39230 | 212595125 | 06/30/2023
Carrier Corp. - Indianapolis | WEATHERMAKER | PG96VTAB48080B*D | Federally-Regulated Consumer Product | Non-Weatherized, Condensing Ga | 1748 | 251 |  | 06/30/2023 | 52234 | 212595237 | 06/30/2023
Carrier Corp. - Indianapolis | WEATHERMAKER | PG96VTAB30040A*D | Federally-Regulated Consumer Product | Non-Weatherized, Condensing Ga | 1049 | 227 |  | 06/30/2023 | 25795 | 212595017 | 06/30/2023
Carrier Corp. - Indianapolis | Arcoaire | F96VTN1202422B | Federally-Regulated Consumer Product | Non-Weatherized, Condensing Ga | 2225 | 272 |  | 06/30/2023 | 78340 | 212595342 | 06/30/2023
Carrier Corp. - Indianapolis | Arcoaire | N96VSN0802120B | Federally-Regulated Consumer Product | Non-Weatherized, Condensing Ga | 2238 | 248 |  | 06/30/2023 | 79743 | 212595217 | 06/30/2023
Carrier Corp. - Indianapolis | Arcoaire | F96VTN0802120B | Federally-Regulated Consumer Product | Non-Weatherized, Condensing Ga | 2145 | 260 |  | 06/30/2023 | 51728 | 212595162 | 06/30/2023
Carrier Corp. - Indianapolis | Arcoaire | N96VSN1002120B*D | Federally-Regulated Consumer Product | Non-Weatherized, Condensing Ga | 2166 | 265 |  | 06/30/2023 | 99862 | 212595314 | 06/30/2023
Carrier Corp. - Indianapolis | Arcoaire | F96VTN1002122B | Federally-Regulated Consumer Product | Non-Weatherized, Condensing Ga | 2275 | 277 |  | 06/30/2023 | 64500 | 212595268 | 06/30/2023
Carrier Corp. - Indianapolis | Arcoaire | N96VSN0801716B | Federally-Regulated Consumer Product | Non-Weatherized, Condensing Ga | 1735 | 252 |  | 06/30/2023 | 79596 | 212595199 | 06/30/2023
Carrier Corp. - Indianapolis | Arcoaire | F96VTN0601716B | Federally-Regulated Consumer Product | Non-Weatherized, Condensing Ga | 1600 | 250 |  | 06/30/2023 | 39133 | 212595052 | 06/30/2023
Carrier Corp. - Indianapolis | Arcoaire | N96VSN0401712B | Federally-Regulated Consumer Product | Non-Weatherized, Condensing Ga | 1104 | 221 |  | 06/30/2023 | 39909 | 212594997 | 06/30/2023
Carrier Corp. - Indianapolis | Arcoaire | F96VTN0401410B*D | Federally-Regulated Consumer Product | Non-Weatherized, Condensing Ga | 1049 | 227 |  | 06/30/2023 | 25795 | 212594939 | 06/30/2023
Carrier Corp. - Indianapolis | Arcoaire | N96VSN0601716B*D | Federally-Regulated Consumer Product | Non-Weatherized, Condensing Ga | 1605 | 246 |  | 06/30/2023 | 60365 | 212595116 | 06/30/2023
Carrier Corp. - Indianapolis | Arcoaire | N96VSN0801716B*D | Federally-Regulated Consumer Product | Non-Weatherized, Condensing Ga | 1735 | 252 |  | 06/30/2023 | 79596 | 212595208 | 06/30/2023
Carrier Corp. - Indianapolis | Arcoaire | N96VSN0802120B*D | Federally-Regulated Consumer Product | Non-Weatherized, Condensing Ga | 2238 | 248 |  | 06/30/2023 | 79743 | 212595226 | 06/30/2023
Carrier Corp. - Indianapolis | Arcoaire | F96VTN0401712B | Federally-Regulated Consumer Product | Non-Weatherized, Condensing Ga | 1131 | 219 |  | 06/30/2023 | 26296 | 212594942 | 06/30/2023
Carrier Corp. - Indianapolis | Arcoaire | F96VTN0801716B*D | Federally-Regulated Consumer Product | Non-Weatherized, Condensing Ga | 1748 | 251 |  | 06/30/2023 | 52234 | 212595159 | 06/30/2023
Carrier Corp. - Indianapolis | Arcoaire | N96VSN0401410B | Federally-Regulated Consumer Product | Non-Weatherized, Condensing Ga | 985 | 229 |  | 06/30/2023 | 40193 | 212594979 | 06/30/2023
Carrier Corp. - Indianapolis | Arcoaire | F96VTN1002122B*D | Federally-Regulated Consumer Product | Non-Weatherized, Condensing Ga | 2275 | 277 |  | 06/30/2023 | 64500 | 212595271 | 06/30/2023
Carrier Corp. - Indianapolis | Arcoaire | F96VTN0401410B | Federally-Regulated Consumer Product | Non-Weatherized, Condensing Ga | 1049 | 227 |  | 06/30/2023 | 25795 | 212594936 | 06/30/2023
Carrier Corp. - Indianapolis | Arcoaire | N96VSN0601412B | Federally-Regulated Consumer Product | Non-Weatherized, Condensing Ga | 1207 | 227 |  | 06/30/2023 | 59908 | 212595089 | 06/30/2023
Carrier Corp. - Indianapolis | Arcoaire | F96VTN0802120B*D | Federally-Regulated Consumer Product | Non-Weatherized, Condensing Ga | 2145 | 260 |  | 06/30/2023 | 51728 | 212595165 | 06/30/2023
Carrier Corp. - Indianapolis | Arcoaire | F96VTN0601412B | Federally-Regulated Consumer Product | Non-Weatherized, Condensing Ga | 1193 | 234 |  | 06/30/2023 | 39230 | 212595046 | 06/30/2023
Carrier Corp. - Indianapolis | Arcoaire | F96VTN0601716B*D | Federally-Regulated Consumer Product | Non-Weatherized, Condensing Ga | 1600 | 250 |  | 06/30/2023 | 39133 | 212595055 | 06/30/2023
Carrier Corp. - Indianapolis | Arcoaire | N96VSN0601716B | Federally-Regulated Consumer Product | Non-Weatherized, Condensing Ga | 1605 | 246 |  | 06/30/2023 | 60365 | 212595107 | 06/30/2023
Carrier Corp. - Indianapolis | Arcoaire | N96VSN1202422B | Federally-Regulated Consumer Product | Non-Weatherized, Condensing Ga | 2296 | 277 |  | 06/30/2023 | 120209 | 212595365 | 06/30/2023
Carrier Corp. - Indianapolis | Arcoaire | N96VSN0401410B*D | Federally-Regulated Consumer Product | Non-Weatherized, Condensing Ga | 985 | 229 |  | 06/30/2023 | 40193 | 212594988 | 06/30/2023
Carrier Corp. - Indianapolis | Arcoaire | F96VTN0801716B | Federally-Regulated Consumer Product | Non-Weatherized, Condensing Ga | 1748 | 251 |  | 06/30/2023 | 52234 | 212595156 | 06/30/2023
Carrier Corp. - Indianapolis | Arcoaire | F96VTN0601412B*D | Federally-Regulated Consumer Product | Non-Weatherized, Condensing Ga | 1193 | 234 |  | 06/30/2023 | 39230 | 212595049 | 06/30/2023
Carrier Corp. - Indianapolis | Arcoaire | F96VTN0401712B*D | Federally-Regulated Consumer Product | Non-Weatherized, Condensing Ga | 1131 | 219 |  | 06/30/2023 | 26296 | 212594945 | 06/30/2023
Carrier Corp. - Indianapolis | Arcoaire | N96VSN0601412B*D | Federally-Regulated Consumer Product | Non-Weatherized, Condensing Ga | 1207 | 227 |  | 06/30/2023 | 59908 | 212595098 | 06/30/2023
Carrier Corp. - Indianapolis | Arcoaire | F96VTN1002120B | Federally-Regulated Consumer Product | Non-Weatherized, Condensing Ga | 2163 | 271 |  | 06/30/2023 | 65562 | 212595262 | 06/30/2023
Carrier Corp. - Indianapolis | Arcoaire | F96VTN1002120B*D | Federally-Regulated Consumer Product | Non-Weatherized, Condensing Ga | 2163 | 271 |  | 06/30/2023 | 65562 | 212595265 | 06/30/2023
Carrier Corp. - Indianapolis | Arcoaire | N96VSN1202422B*D | Federally-Regulated Consumer Product | Non-Weatherized, Condensing Ga | 2296 | 277 |  | 06/30/2023 | 120209 | 212595374 | 06/30/2023
Carrier Corp. - Indianapolis | Arcoaire | F96VTN1202422B*D | Federally-Regulated Consumer Product | Non-Weatherized, Condensing Ga | 2225 | 272 |  | 06/30/2023 | 78340 | 212595345 | 06/30/2023
Carrier Corp. - Indianapolis | Arcoaire | N96VSN0401712B*D | Federally-Regulated Consumer Product | Non-Weatherized, Condensing Ga | 1104 | 221 |  | 06/30/2023 | 39909 | 212595006 | 06/30/2023
Carrier Corp. - Indianapolis | Arcoaire | N96VSN1002120B | Federally-Regulated Consumer Product | Non-Weatherized, Condensing Ga | 2166 | 265 |  | 06/30/2023 | 99862 | 212595305 | 06/30/2023
Carrier Corp. - Indianapolis | Maratherm | R96VTN1002120A*D | Federally-Regulated Consumer Product | Non-Weatherized, Condensing Ga | 2163 | 271 |  | 06/30/2023 | 65562 | 212595328 | 06/30/2023
Carrier Corp. - Indianapolis | Maratherm | R96VTN0401410A*D | Federally-Regulated Consumer Product | Non-Weatherized, Condensing Ga | 1049 | 227 |  | 06/30/2023 | 25795 | 212595024 | 06/30/2023
Carrier Corp. - Indianapolis | Maratherm | R96VTN0601716A*D | Federally-Regulated Consumer Product | Non-Weatherized, Condensing Ga | 1600 | 250 |  | 06/30/2023 | 39133 | 212595134 | 06/30/2023
Carrier Corp. - Indianapolis | Maratherm | R96VTN0601716A | Federally-Regulated Consumer Product | Non-Weatherized, Condensing Ga | 1600 | 250 |  | 06/30/2023 | 39133 | 212595132 | 06/30/2023
Carrier Corp. - Indianapolis | Maratherm | R96VTN1002120A | Federally-Regulated Consumer Product | Non-Weatherized, Condensing Ga | 2163 | 271 |  | 06/30/2023 | 65562 | 212595326 | 06/30/2023
Carrier Corp. - Indianapolis | Maratherm | R96VTN0801716A | Federally-Regulated Consumer Product | Non-Weatherized, Condensing Ga | 1748 | 251 |  | 06/30/2023 | 52234 | 212595242 | 06/30/2023
Carrier Corp. - Indianapolis | Maratherm | R96VTN0401410A | Federally-Regulated Consumer Product | Non-Weatherized, Condensing Ga | 1049 | 227 |  | 06/30/2023 | 25795 | 212595022 | 06/30/2023
Carrier Corp. - Indianapolis | Maratherm | R96VTN0801716A*D | Federally-Regulated Consumer Product | Non-Weatherized, Condensing Ga | 1748 | 251 |  | 06/30/2023 | 52234 | 212595244 | 06/30/2023
Carrier Corp. - Indianapolis | Comfortmaker | G96VTN0601716B*D | Federally-Regulated Consumer Product | Non-Weatherized, Condensing Ga | 1600 | 250 |  | 06/30/2023 | 39133 | 212595080 | 06/30/2023
Carrier Corp. - Indianapolis | Comfortmaker | G96VTN0601412B | Federally-Regulated Consumer Product | Non-Weatherized, Condensing Ga | 1193 | 234 |  | 06/30/2023 | 39230 | 212595059 | 06/30/2023
Carrier Corp. - Indianapolis | Comfortmaker | N96VSN1002120B | Federally-Regulated Consumer Product | Non-Weatherized, Condensing Ga | 2166 | 265 |  | 06/30/2023 | 99862 | 212595306 | 06/30/2023
Carrier Corp. - Indianapolis | Comfortmaker | G96VTN0601412B*D | Federally-Regulated Consumer Product | Non-Weatherized, Condensing Ga | 1193 | 234 |  | 06/30/2023 | 39230 | 212595066 | 06/30/2023
Carrier Corp. - Indianapolis | Comfortmaker | G96VTN1002122B*D | Federally-Regulated Consumer Product | Non-Weatherized, Condensing Ga | 2275 | 277 |  | 06/30/2023 | 64500 | 212595296 | 06/30/2023
Carrier Corp. - Indianapolis | Comfortmaker | G96VTN0801716B*D | Federally-Regulated Consumer Product | Non-Weatherized, Condensing Ga | 1748 | 251 |  | 06/30/2023 | 52234 | 212595176 | 06/30/2023
Carrier Corp. - Indianapolis | Comfortmaker | N96VSN0601716B | Federally-Regulated Consumer Product | Non-Weatherized, Condensing Ga | 1605 | 246 |  | 06/30/2023 | 60365 | 212595108 | 06/30/2023
Carrier Corp. - Indianapolis | Comfortmaker | N96VSN0601412B | Federally-Regulated Consumer Product | Non-Weatherized, Condensing Ga | 1207 | 227 |  | 06/30/2023 | 59908 | 212595090 | 06/30/2023
Carrier Corp. - Indianapolis | Comfortmaker | N96VSN1202422B | Federally-Regulated Consumer Product | Non-Weatherized, Condensing Ga | 2296 | 277 |  | 06/30/2023 | 120209 | 212595366 | 06/30/2023
Carrier Corp. - Indianapolis | Comfortmaker | G96VTN0601716B | Federally-Regulated Consumer Product | Non-Weatherized, Condensing Ga | 1600 | 250 |  | 06/30/2023 | 39133 | 212595073 | 06/30/2023
Carrier Corp. - Indianapolis | Comfortmaker | G96VTN1002120B | Federally-Regulated Consumer Product | Non-Weatherized, Condensing Ga | 2163 | 271 |  | 06/30/2023 | 65562 | 212595275 | 06/30/2023
Carrier Corp. - Indianapolis | Comfortmaker | G96VTN1002122B | Federally-Regulated Consumer Product | Non-Weatherized, Condensing Ga | 2275 | 277 |  | 06/30/2023 | 64500 | 212595289 | 06/30/2023
Carrier Corp. - Indianapolis | Comfortmaker | N96VSN0601716B*D | Federally-Regulated Consumer Product | Non-Weatherized, Condensing Ga | 1605 | 246 |  | 06/30/2023 | 60365 | 212595117 | 06/30/2023
Carrier Corp. - Indianapolis | Comfortmaker | N96VSN0601412B*D | Federally-Regulated Consumer Product | Non-Weatherized, Condensing Ga | 1207 | 227 |  | 06/30/2023 | 59908 | 212595099 | 06/30/2023
Carrier Corp. - Indianapolis | Comfortmaker | G96VTN0401712B*D | Federally-Regulated Consumer Product | Non-Weatherized, Condensing Ga | 1131 | 219 |  | 06/30/2023 | 26296 | 212594970 | 06/30/2023
Carrier Corp. - Indianapolis | Comfortmaker | N96VSN0401410B | Federally-Regulated Consumer Product | Non-Weatherized, Condensing Ga | 985 | 229 |  | 06/30/2023 | 40193 | 212594980 | 06/30/2023
Carrier Corp. - Indianapolis | Comfortmaker | N96VSN0802120B | Federally-Regulated Consumer Product | Non-Weatherized, Condensing Ga | 2238 | 248 |  | 06/30/2023 | 79743 | 212595218 | 06/30/2023
Carrier Corp. - Indianapolis | Comfortmaker | G96VTN0801716B | Federally-Regulated Consumer Product | Non-Weatherized, Condensing Ga | 1748 | 251 |  | 06/30/2023 | 52234 | 212595169 | 06/30/2023
Carrier Corp. - Indianapolis | Comfortmaker | N96VSN0802120B*D | Federally-Regulated Consumer Product | Non-Weatherized, Condensing Ga | 2238 | 248 |  | 06/30/2023 | 79743 | 212595227 | 06/30/2023
Carrier Corp. - Indianapolis | Comfortmaker | N96VSN1002120B*D | Federally-Regulated Consumer Product | Non-Weatherized, Condensing Ga | 2166 | 265 |  | 06/30/2023 | 99862 | 212595315 | 06/30/2023
Carrier Corp. - Indianapolis | Comfortmaker | N96VSN0401712B*D | Federally-Regulated Consumer Product | Non-Weatherized, Condensing Ga | 1104 | 221 |  | 06/30/2023 | 39909 | 212595007 | 06/30/2023
Carrier Corp. - Indianapolis | Comfortmaker | N96VSN0801716B*D | Federally-Regulated Consumer Product | Non-Weatherized, Condensing Ga | 1735 | 252 |  | 06/30/2023 | 79596 | 212595209 | 06/30/2023
Carrier Corp. - Indianapolis | Comfortmaker | G96VTN0401712B | Federally-Regulated Consumer Product | Non-Weatherized, Condensing Ga | 1131 | 219 |  | 06/30/2023 | 26296 | 212594963 | 06/30/2023
Carrier Corp. - Indianapolis | Comfortmaker | G96VTN0802120B*D | Federally-Regulated Consumer Product | Non-Weatherized, Condensing Ga | 2145 | 260 |  | 06/30/2023 | 51728 | 212595190 | 06/30/2023
Carrier Corp. - Indianapolis | Comfortmaker | G96VTN0401410B*D | Federally-Regulated Consumer Product | Non-Weatherized, Condensing Ga | 1049 | 227 |  | 06/30/2023 | 25795 | 212594956 | 06/30/2023
Carrier Corp. - Indianapolis | Comfortmaker | G96VTN1202422B | Federally-Regulated Consumer Product | Non-Weatherized, Condensing Ga | 2225 | 272 |  | 06/30/2023 | 78340 | 212595349 | 06/30/2023
Carrier Corp. - Indianapolis | Comfortmaker | G96VTN1202422B*D | Federally-Regulated Consumer Product | Non-Weatherized, Condensing Ga | 2225 | 272 |  | 06/30/2023 | 78340 | 212595356 | 06/30/2023
Carrier Corp. - Indianapolis | Comfortmaker | N96VSN0401712B | Federally-Regulated Consumer Product | Non-Weatherized, Condensing Ga | 1104 | 221 |  | 06/30/2023 | 39909 | 212594998 | 06/30/2023
Carrier Corp. - Indianapolis | Comfortmaker | G96VTN0802120B | Federally-Regulated Consumer Product | Non-Weatherized, Condensing Ga | 2145 | 260 |  | 06/30/2023 | 51728 | 212595183 | 06/30/2023
Carrier Corp. - Indianapolis | Comfortmaker | N96VSN1202422B*D | Federally-Regulated Consumer Product | Non-Weatherized, Condensing Ga | 2296 | 277 |  | 06/30/2023 | 120209 | 212595375 | 06/30/2023
Carrier Corp. - Indianapolis | Comfortmaker | N96VSN0801716B | Federally-Regulated Consumer Product | Non-Weatherized, Condensing Ga | 1735 | 252 |  | 06/30/2023 | 79596 | 212595200 | 06/30/2023
Carrier Corp. - Indianapolis | Comfortmaker | G96VTN1002120B*D | Federally-Regulated Consumer Product | Non-Weatherized, Condensing Ga | 2163 | 271 |  | 06/30/2023 | 65562 | 212595282 | 06/30/2023
Carrier Corp. - Indianapolis | Comfortmaker | G96VTN0401410B | Federally-Regulated Consumer Product | Non-Weatherized, Condensing Ga | 1049 | 227 |  | 06/30/2023 | 25795 | 212594949 | 06/30/2023
Carrier Corp. - Indianapolis | Comfortmaker | N96VSN0401410B*D | Federally-Regulated Consumer Product | Non-Weatherized, Condensing Ga | 985 | 229 |  | 06/30/2023 | 40193 | 212594989 | 06/30/2023
Carrier Corp. - Indianapolis | Day & Night | G96VTN0802120B | Federally-Regulated Consumer Product | Non-Weatherized, Condensing Ga | 2145 | 260 |  | 06/30/2023 | 51728 | 212595184 | 06/30/2023
Carrier Corp. - Indianapolis | Day & Night | N96VSN0601412B | Federally-Regulated Consumer Product | Non-Weatherized, Condensing Ga | 1207 | 227 |  | 06/30/2023 | 59908 | 212595091 | 06/30/2023
Carrier Corp. - Indianapolis | Day & Night | G96VTN1002120B | Federally-Regulated Consumer Product | Non-Weatherized, Condensing Ga | 2163 | 271 |  | 06/30/2023 | 65562 | 212595276 | 06/30/2023
Carrier Corp. - Indianapolis | Day & Night | N96VSN0401712B | Federally-Regulated Consumer Product | Non-Weatherized, Condensing Ga | 1104 | 221 |  | 06/30/2023 | 39909 | 212594999 | 06/30/2023
Carrier Corp. - Indianapolis | Day & Night | G96VTN0401410B*D | Federally-Regulated Consumer Product | Non-Weatherized, Condensing Ga | 1049 | 227 |  | 06/30/2023 | 25795 | 212594957 | 06/30/2023
Carrier Corp. - Indianapolis | Day & Night | N96VSN0801716B*D | Federally-Regulated Consumer Product | Non-Weatherized, Condensing Ga | 1735 | 252 |  | 06/30/2023 | 79596 | 212595210 | 06/30/2023
Carrier Corp. - Indianapolis | Day & Night | G96VTN0601716B | Federally-Regulated Consumer Product | Non-Weatherized, Condensing Ga | 1600 | 250 |  | 06/30/2023 | 39133 | 212595074 | 06/30/2023
Carrier Corp. - Indianapolis | Day & Night | G96VTN0401410B | Federally-Regulated Consumer Product | Non-Weatherized, Condensing Ga | 1049 | 227 |  | 06/30/2023 | 25795 | 212594950 | 06/30/2023
Carrier Corp. - Indianapolis | Day & Night | N96VSN1002120B*D | Federally-Regulated Consumer Product | Non-Weatherized, Condensing Ga | 2166 | 265 |  | 06/30/2023 | 99862 | 212595316 | 06/30/2023
Carrier Corp. - Indianapolis | Day & Night | N96VSN1202422B*D | Federally-Regulated Consumer Product | Non-Weatherized, Condensing Ga | 2296 | 277 |  | 06/30/2023 | 120209 | 212595376 | 06/30/2023
Carrier Corp. - Indianapolis | Day & Night | N96VSN0601716B*D | Federally-Regulated Consumer Product | Non-Weatherized, Condensing Ga | 1605 | 246 |  | 06/30/2023 | 60365 | 212595118 | 06/30/2023
Carrier Corp. - Indianapolis | Day & Night | N96VSN0802120B*D | Federally-Regulated Consumer Product | Non-Weatherized, Condensing Ga | 2238 | 248 |  | 06/30/2023 | 79743 | 212595228 | 06/30/2023
Carrier Corp. - Indianapolis | Day & Night | N96VSN0401410B*D | Federally-Regulated Consumer Product | Non-Weatherized, Condensing Ga | 985 | 229 |  | 06/30/2023 | 40193 | 212594990 | 06/30/2023
Carrier Corp. - Indianapolis | Day & Night | G96VTN0601412B*D | Federally-Regulated Consumer Product | Non-Weatherized, Condensing Ga | 1193 | 234 |  | 06/30/2023 | 39230 | 212595067 | 06/30/2023
Carrier Corp. - Indianapolis | Day & Night | G96VTN1002122B | Federally-Regulated Consumer Product | Non-Weatherized, Condensing Ga | 2275 | 277 |  | 06/30/2023 | 64500 | 212595290 | 06/30/2023
Carrier Corp. - Indianapolis | Day & Night | G96VTN1002120B*D | Federally-Regulated Consumer Product | Non-Weatherized, Condensing Ga | 2163 | 271 |  | 06/30/2023 | 65562 | 212595283 | 06/30/2023
Carrier Corp. - Indianapolis | Day & Night | G96VTN0802120B*D | Federally-Regulated Consumer Product | Non-Weatherized, Condensing Ga | 2145 | 260 |  | 06/30/2023 | 51728 | 212595191 | 06/30/2023
Carrier Corp. - Indianapolis | Day & Night | N96VSN1002120B | Federally-Regulated Consumer Product | Non-Weatherized, Condensing Ga | 2166 | 265 |  | 06/30/2023 | 99862 | 212595307 | 06/30/2023
Carrier Corp. - Indianapolis | Day & Night | N96VSN0601716B | Federally-Regulated Consumer Product | Non-Weatherized, Condensing Ga | 1605 | 246 |  | 06/30/2023 | 60365 | 212595109 | 06/30/2023
Carrier Corp. - Indianapolis | Day & Night | G96VTN1002122B*D | Federally-Regulated Consumer Product | Non-Weatherized, Condensing Ga | 2275 | 277 |  | 06/30/2023 | 64500 | 212595297 | 06/30/2023
Carrier Corp. - Indianapolis | Day & Night | G96VTN1202422B | Federally-Regulated Consumer Product | Non-Weatherized, Condensing Ga | 2225 | 272 |  | 06/30/2023 | 78340 | 212595350 | 06/30/2023
Carrier Corp. - Indianapolis | Day & Night | G96VTN0601412B | Federally-Regulated Consumer Product | Non-Weatherized, Condensing Ga | 1193 | 234 |  | 06/30/2023 | 39230 | 212595060 | 06/30/2023
Carrier Corp. - Indianapolis | Day & Night | G96VTN0401712B*D | Federally-Regulated Consumer Product | Non-Weatherized, Condensing Ga | 1131 | 219 |  | 06/30/2023 | 26296 | 212594971 | 06/30/2023
Carrier Corp. - Indianapolis | Day & Night | N96VSN0601412B*D | Federally-Regulated Consumer Product | Non-Weatherized, Condensing Ga | 1207 | 227 |  | 06/30/2023 | 59908 | 212595100 | 06/30/2023
Carrier Corp. - Indianapolis | Day & Night | G96VTN0401712B | Federally-Regulated Consumer Product | Non-Weatherized, Condensing Ga | 1131 | 219 |  | 06/30/2023 | 26296 | 212594964 | 06/30/2023
Carrier Corp. - Indianapolis | Day & Night | N96VSN0801716B | Federally-Regulated Consumer Product | Non-Weatherized, Condensing Ga | 1735 | 252 |  | 06/30/2023 | 79596 | 212595201 | 06/30/2023
Carrier Corp. - Indianapolis | Day & Night | N96VSN0401410B | Federally-Regulated Consumer Product | Non-Weatherized, Condensing Ga | 985 | 229 |  | 06/30/2023 | 40193 | 212594981 | 06/30/2023
Carrier Corp. - Indianapolis | Day & Night | G96VTN0601716B*D | Federally-Regulated Consumer Product | Non-Weatherized, Condensing Ga | 1600 | 250 |  | 06/30/2023 | 39133 | 212595081 | 06/30/2023
Carrier Corp. - Indianapolis | Day & Night | N96VSN0802120B | Federally-Regulated Consumer Product | Non-Weatherized, Condensing Ga | 2238 | 248 |  | 06/30/2023 | 79743 | 212595219 | 06/30/2023
Carrier Corp. - Indianapolis | Day & Night | G96VTN0801716B*D | Federally-Regulated Consumer Product | Non-Weatherized, Condensing Ga | 1748 | 251 |  | 06/30/2023 | 52234 | 212595177 | 06/30/2023
Carrier Corp. - Indianapolis | Day & Night | N96VSN1202422B | Federally-Regulated Consumer Product | Non-Weatherized, Condensing Ga | 2296 | 277 |  | 06/30/2023 | 120209 | 212595367 | 06/30/2023
Carrier Corp. - Indianapolis | Day & Night | N96VSN0401712B*D | Federally-Regulated Consumer Product | Non-Weatherized, Condensing Ga | 1104 | 221 |  | 06/30/2023 | 39909 | 212595008 | 06/30/2023
Carrier Corp. - Indianapolis | Day & Night | G96VTN1202422B*D | Federally-Regulated Consumer Product | Non-Weatherized, Condensing Ga | 2225 | 272 |  | 06/30/2023 | 78340 | 212595357 | 06/30/2023
Carrier Corp. - Indianapolis | Day & Night | G96VTN0801716B | Federally-Regulated Consumer Product | Non-Weatherized, Condensing Ga | 1748 | 251 |  | 06/30/2023 | 52234 | 212595170 | 06/30/2023
Carrier Corp. - Indianapolis | Kenmore | N96VSN1002120B*D | Federally-Regulated Consumer Product | Non-Weatherized, Condensing Ga | 2166 | 265 |  | 06/08/2023 | 99862 | 212595319 | 06/30/2023
Carrier Corp. - Indianapolis | Kenmore | F96VTN0801716B | Federally-Regulated Consumer Product | Non-Weatherized, Condensing Ga | 1748 | 251 |  | 06/08/2023 | 52234 | 212595157 | 06/30/2023
Carrier Corp. - Indianapolis | Kenmore | F96VTN1002122B | Federally-Regulated Consumer Product | Non-Weatherized, Condensing Ga | 2275 | 277 |  | 06/08/2023 | 64500 | 212595269 | 06/30/2023
Carrier Corp. - Indianapolis | Kenmore | G96VTN1002120B*D | Federally-Regulated Consumer Product | Non-Weatherized, Condensing Ga | 2163 | 271 |  | 06/08/2023 | 65562 | 212595287 | 06/30/2023
Carrier Corp. - Indianapolis | Kenmore | G96VTN0802120B | Federally-Regulated Consumer Product | Non-Weatherized, Condensing Ga | 2145 | 260 |  | 06/08/2023 | 51728 | 212595188 | 06/30/2023
Carrier Corp. - Indianapolis | Kenmore | G96VTN0401410B*D | Federally-Regulated Consumer Product | Non-Weatherized, Condensing Ga | 1049 | 227 |  | 06/08/2023 | 25795 | 212594961 | 06/30/2023
Carrier Corp. - Indianapolis | Kenmore | N96VSN0802120B*D | Federally-Regulated Consumer Product | Non-Weatherized, Condensing Ga | 2238 | 248 |  | 06/08/2023 | 79743 | 212595232 | 06/30/2023
Carrier Corp. - Indianapolis | Kenmore | N96VSN0401712B*D | Federally-Regulated Consumer Product | Non-Weatherized, Condensing Ga | 1104 | 221 |  | 06/08/2023 | 39909 | 212595012 | 06/30/2023
Carrier Corp. - Indianapolis | Kenmore | N96VSN0401410B*D | Federally-Regulated Consumer Product | Non-Weatherized, Condensing Ga | 985 | 229 |  | 06/08/2023 | 40193 | 212594994 | 06/30/2023
Carrier Corp. - Indianapolis | Kenmore | G96VTN0801716B*D | Federally-Regulated Consumer Product | Non-Weatherized, Condensing Ga | 1748 | 251 |  | 06/08/2023 | 52234 | 212595181 | 06/30/2023
Carrier Corp. - Indianapolis | Kenmore | F96VTN0601412B*D | Federally-Regulated Consumer Product | Non-Weatherized, Condensing Ga | 1193 | 234 |  | 06/08/2023 | 39230 | 212595050 | 06/30/2023
Carrier Corp. - Indianapolis | Kenmore | G96VTN0601412B*D | Federally-Regulated Consumer Product | Non-Weatherized, Condensing Ga | 1193 | 234 |  | 06/08/2023 | 39230 | 212595070 | 06/30/2023
Carrier Corp. - Indianapolis | Kenmore | F96VTN0601716B*D | Federally-Regulated Consumer Product | Non-Weatherized, Condensing Ga | 1600 | 250 |  | 06/08/2023 | 39133 | 212595056 | 06/30/2023
Carrier Corp. - Indianapolis | Kenmore | G96VTN0801716B | Federally-Regulated Consumer Product | Non-Weatherized, Condensing Ga | 1748 | 251 |  | 06/08/2023 | 52234 | 212595174 | 06/30/2023
Carrier Corp. - Indianapolis | Kenmore | N96VSN0401712B | Federally-Regulated Consumer Product | Non-Weatherized, Condensing Ga | 1104 | 221 |  | 06/08/2023 | 39909 | 212595003 | 06/30/2023
Carrier Corp. - Indianapolis | Kenmore | N96VSN1002120B | Federally-Regulated Consumer Product | Non-Weatherized, Condensing Ga | 2166 | 265 |  | 06/08/2023 | 99862 | 212595310 | 06/30/2023
Carrier Corp. - Indianapolis | Kenmore | N96VSN0801716B | Federally-Regulated Consumer Product | Non-Weatherized, Condensing Ga | 1735 | 252 |  | 06/08/2023 | 79596 | 212595205 | 06/30/2023
Carrier Corp. - Indianapolis | Kenmore | N96VSN1202422B*D | Federally-Regulated Consumer Product | Non-Weatherized, Condensing Ga | 2296 | 277 |  | 06/08/2023 | 120209 | 212595380 | 06/30/2023
Carrier Corp. - Indianapolis | Kenmore | F96VTN1202422B*D | Federally-Regulated Consumer Product | Non-Weatherized, Condensing Ga | 2225 | 272 |  | 06/08/2023 | 78340 | 212595346 | 06/30/2023
Carrier Corp. - Indianapolis | Kenmore | N96VSN0401410B | Federally-Regulated Consumer Product | Non-Weatherized, Condensing Ga | 985 | 229 |  | 06/08/2023 | 40193 | 212594985 | 06/30/2023
Carrier Corp. - Indianapolis | Kenmore | G96VTN0401712B | Federally-Regulated Consumer Product | Non-Weatherized, Condensing Ga | 1131 | 219 |  | 06/08/2023 | 26296 | 212594968 | 06/30/2023
Carrier Corp. - Indianapolis | Kenmore | N96VSN1202422B | Federally-Regulated Consumer Product | Non-Weatherized, Condensing Ga | 2296 | 277 |  | 06/08/2023 | 120209 | 212595371 | 06/30/2023
Carrier Corp. - Indianapolis | Kenmore | F96VTN0802120B*D | Federally-Regulated Consumer Product | Non-Weatherized, Condensing Ga | 2145 | 260 |  | 06/08/2023 | 51728 | 212595166 | 06/30/2023
Carrier Corp. - Indianapolis | Kenmore | F96VTN0802120B | Federally-Regulated Consumer Product | Non-Weatherized, Condensing Ga | 2145 | 260 |  | 06/08/2023 | 51728 | 212595163 | 06/30/2023
Carrier Corp. - Indianapolis | Kenmore | F96VTN0601412B | Federally-Regulated Consumer Product | Non-Weatherized, Condensing Ga | 1193 | 234 |  | 06/08/2023 | 39230 | 212595047 | 06/30/2023
Carrier Corp. - Indianapolis | Kenmore | F96VTN0401410B | Federally-Regulated Consumer Product | Non-Weatherized, Condensing Ga | 1049 | 227 |  | 06/08/2023 | 25795 | 212594937 | 06/30/2023
Carrier Corp. - Indianapolis | Kenmore | G96VTN0401410B | Federally-Regulated Consumer Product | Non-Weatherized, Condensing Ga | 1049 | 227 |  | 06/08/2023 | 25795 | 212594954 | 06/30/2023
Carrier Corp. - Indianapolis | Kenmore | G96VTN0601412B | Federally-Regulated Consumer Product | Non-Weatherized, Condensing Ga | 1193 | 234 |  | 06/08/2023 | 39230 | 212595064 | 06/30/2023
Carrier Corp. - Indianapolis | Kenmore | F96VTN1002120B*D | Federally-Regulated Consumer Product | Non-Weatherized, Condensing Ga | 2163 | 271 |  | 06/08/2023 | 65562 | 212595266 | 06/30/2023
Carrier Corp. - Indianapolis | Kenmore | F96VTN0401410B*D | Federally-Regulated Consumer Product | Non-Weatherized, Condensing Ga | 1049 | 227 |  | 06/08/2023 | 25795 | 212594940 | 06/30/2023
Carrier Corp. - Indianapolis | Kenmore | F96VTN0601716B | Federally-Regulated Consumer Product | Non-Weatherized, Condensing Ga | 1600 | 250 |  | 06/08/2023 | 39133 | 212595053 | 06/30/2023
Carrier Corp. - Indianapolis | Kenmore | G96VTN1202422B | Federally-Regulated Consumer Product | Non-Weatherized, Condensing Ga | 2225 | 272 |  | 06/08/2023 | 78340 | 212595354 | 06/30/2023
Carrier Corp. - Indianapolis | Kenmore | F96VTN1002120B | Federally-Regulated Consumer Product | Non-Weatherized, Condensing Ga | 2163 | 271 |  | 06/08/2023 | 65562 | 212595263 | 06/30/2023
Carrier Corp. - Indianapolis | Kenmore | G96VTN0601716B | Federally-Regulated Consumer Product | Non-Weatherized, Condensing Ga | 1600 | 250 |  | 06/08/2023 | 39133 | 212595078 | 06/30/2023
Carrier Corp. - Indianapolis | Kenmore | G96VTN1002122B*D | Federally-Regulated Consumer Product | Non-Weatherized, Condensing Ga | 2275 | 277 |  | 06/08/2023 | 64500 | 212595301 | 06/30/2023
Carrier Corp. - Indianapolis | Kenmore | G96VTN1202422B*D | Federally-Regulated Consumer Product | Non-Weatherized, Condensing Ga | 2225 | 272 |  | 06/08/2023 | 78340 | 212595361 | 06/30/2023
Carrier Corp. - Indianapolis | Kenmore | N96VSN0601412B*D | Federally-Regulated Consumer Product | Non-Weatherized, Condensing Ga | 1207 | 227 |  | 06/08/2023 | 59908 | 212595104 | 06/30/2023
Carrier Corp. - Indianapolis | Kenmore | G96VTN0401712B*D | Federally-Regulated Consumer Product | Non-Weatherized, Condensing Ga | 1131 | 219 |  | 06/08/2023 | 26296 | 212594975 | 06/30/2023
Carrier Corp. - Indianapolis | Kenmore | G96VTN1002120B | Federally-Regulated Consumer Product | Non-Weatherized, Condensing Ga | 2163 | 271 |  | 06/08/2023 | 65562 | 212595280 | 06/30/2023
Carrier Corp. - Indianapolis | Kenmore | G96VTN0802120B*D | Federally-Regulated Consumer Product | Non-Weatherized, Condensing Ga | 2145 | 260 |  | 06/08/2023 | 51728 | 212595195 | 06/30/2023
Carrier Corp. - Indianapolis | Kenmore | N96VSN0802120B | Federally-Regulated Consumer Product | Non-Weatherized, Condensing Ga | 2238 | 248 |  | 06/08/2023 | 79743 | 212595223 | 06/30/2023
Carrier Corp. - Indianapolis | Kenmore | N96VSN0601716B*D | Federally-Regulated Consumer Product | Non-Weatherized, Condensing Ga | 1605 | 246 |  | 06/08/2023 | 60365 | 212595122 | 06/30/2023
Carrier Corp. - Indianapolis | Kenmore | G96VTN1002122B | Federally-Regulated Consumer Product | Non-Weatherized, Condensing Ga | 2275 | 277 |  | 06/08/2023 | 64500 | 212595294 | 06/30/2023
Carrier Corp. - Indianapolis | Kenmore | F96VTN1202422B | Federally-Regulated Consumer Product | Non-Weatherized, Condensing Ga | 2225 | 272 |  | 06/08/2023 | 78340 | 212595343 | 06/30/2023
Carrier Corp. - Indianapolis | Kenmore | N96VSN0601716B | Federally-Regulated Consumer Product | Non-Weatherized, Condensing Ga | 1605 | 246 |  | 06/08/2023 | 60365 | 212595113 | 06/30/2023
Carrier Corp. - Indianapolis | Kenmore | N96VSN0801716B*D | Federally-Regulated Consumer Product | Non-Weatherized, Condensing Ga | 1735 | 252 |  | 06/08/2023 | 79596 | 212595214 | 06/30/2023
Carrier Corp. - Indianapolis | Kenmore | F96VTN0401712B | Federally-Regulated Consumer Product | Non-Weatherized, Condensing Ga | 1131 | 219 |  | 06/08/2023 | 26296 | 212594943 | 06/30/2023
Carrier Corp. - Indianapolis | Kenmore | F96VTN0401712B*D | Federally-Regulated Consumer Product | Non-Weatherized, Condensing Ga | 1131 | 219 |  | 06/08/2023 | 26296 | 212594946 | 06/30/2023
Carrier Corp. - Indianapolis | Kenmore | G96VTN0601716B*D | Federally-Regulated Consumer Product | Non-Weatherized, Condensing Ga | 1600 | 250 |  | 06/08/2023 | 39133 | 212595085 | 06/30/2023
Carrier Corp. - Indianapolis | Kenmore | F96VTN1002122B*D | Federally-Regulated Consumer Product | Non-Weatherized, Condensing Ga | 2275 | 277 |  | 06/08/2023 | 64500 | 212595272 | 06/30/2023
Carrier Corp. - Indianapolis | Kenmore | F96VTN0801716B*D | Federally-Regulated Consumer Product | Non-Weatherized, Condensing Ga | 1748 | 251 |  | 06/08/2023 | 52234 | 212595160 | 06/30/2023
Carrier Corp. - Indianapolis | Kenmore | N96VSN0601412B | Federally-Regulated Consumer Product | Non-Weatherized, Condensing Ga | 1207 | 227 |  | 06/08/2023 | 59908 | 212595095 | 06/30/2023
Carrier Corp. - Indianapolis | Payne | PG96VTAB60100C*D | Federally-Regulated Consumer Product | Non-Weatherized, Condensing Ga | 2163 | 271 |  | 06/08/2023 | 65562 | 212595324 | 06/30/2023
Carrier Corp. - Indianapolis | Payne | PG96VTAB30040A*D | Federally-Regulated Consumer Product | Non-Weatherized, Condensing Ga | 1049 | 227 |  | 06/08/2023 | 25795 | 212595016 | 06/30/2023
Carrier Corp. - Indianapolis | Payne | PG96VTAB48080B*D | Federally-Regulated Consumer Product | Non-Weatherized, Condensing Ga | 1748 | 251 |  | 06/08/2023 | 52234 | 212595236 | 06/30/2023
Carrier Corp. - Indianapolis | Payne | PG96VTAB48080B | Federally-Regulated Consumer Product | Non-Weatherized, Condensing Ga | 1748 | 251 |  | 06/08/2023 | 52234 | 212595234 | 06/30/2023
Carrier Corp. - Indianapolis | Payne | PG96VTAB66120D | Federally-Regulated Consumer Product | Non-Weatherized, Condensing Ga | 2225 | 272 |  | 06/08/2023 | 78340 | 212595382 | 06/30/2023
Carrier Corp. - Indianapolis | Payne | PG96VTAB30040A | Federally-Regulated Consumer Product | Non-Weatherized, Condensing Ga | 1049 | 227 |  | 06/08/2023 | 25795 | 212595014 | 06/30/2023
Carrier Corp. - Indianapolis | Payne | PG96VTAB66120D*D | Federally-Regulated Consumer Product | Non-Weatherized, Condensing Ga | 2225 | 272 |  | 06/08/2023 | 78340 | 212595384 | 06/30/2023
Carrier Corp. - Indianapolis | Payne | PG96VTAB36060A | Federally-Regulated Consumer Product | Non-Weatherized, Condensing Ga | 1193 | 234 |  | 06/08/2023 | 39230 | 212595124 | 06/30/2023
Carrier Corp. - Indianapolis | Payne | PG96VTAB48060B | Federally-Regulated Consumer Product | Non-Weatherized, Condensing Ga | 1600 | 250 |  | 06/08/2023 | 39133 | 212595128 | 06/30/2023
Carrier Corp. - Indianapolis | Payne | PG96VTAB36040B*D | Federally-Regulated Consumer Product | Non-Weatherized, Condensing Ga | 1131 | 219 |  | 06/08/2023 | 26296 | 212595020 | 06/30/2023
Carrier Corp. - Indianapolis | Payne | PG96VTAB36040B | Federally-Regulated Consumer Product | Non-Weatherized, Condensing Ga | 1131 | 219 |  | 06/08/2023 | 26296 | 212595018 | 06/30/2023
Carrier Corp. - Indianapolis | Payne | PG96VTAB48060B*D | Federally-Regulated Consumer Product | Non-Weatherized, Condensing Ga | 1600 | 250 |  | 06/08/2023 | 39133 | 212595130 | 06/30/2023
Carrier Corp. - Indianapolis | Payne | PG96VTAB60100C | Federally-Regulated Consumer Product | Non-Weatherized, Condensing Ga | 2163 | 271 |  | 06/08/2023 | 65562 | 212595322 | 06/30/2023
Carrier Corp. - Indianapolis | Payne | PG96VTAB60080C | Federally-Regulated Consumer Product | Non-Weatherized, Condensing Ga | 2145 | 260 |  | 06/08/2023 | 51728 | 212595238 | 06/30/2023
Carrier Corp. - Indianapolis | Payne | PG96VTAB60080C*D | Federally-Regulated Consumer Product | Non-Weatherized, Condensing Ga | 2145 | 260 |  | 06/08/2023 | 51728 | 212595240 | 06/30/2023
Carrier Corp. - Indianapolis | Payne | PG96VTAB36060A*D | Federally-Regulated Consumer Product | Non-Weatherized, Condensing Ga | 1193 | 234 |  | 06/08/2023 | 39230 | 212595126 | 06/30/2023
Carrier Corp. - Indianapolis | Tempstar | F96VTN0401410B*D | Federally-Regulated Consumer Product | Non-Weatherized, Condensing Ga | 1049 | 227 |  | 06/08/2023 | 25795 | 212594941 | 06/30/2023
Carrier Corp. - Indianapolis | Tempstar | N96VSN0802120B*D | Federally-Regulated Consumer Product | Non-Weatherized, Condensing Ga | 2238 | 248 |  | 06/08/2023 | 79743 | 212595233 | 06/30/2023
Carrier Corp. - Indianapolis | Tempstar | F96VTN1002120B*D | Federally-Regulated Consumer Product | Non-Weatherized, Condensing Ga | 2163 | 271 |  | 06/08/2023 | 65562 | 212595267 | 06/30/2023
Carrier Corp. - Indianapolis | Tempstar | F96VTN0601412B*D | Federally-Regulated Consumer Product | Non-Weatherized, Condensing Ga | 1193 | 234 |  | 06/08/2023 | 39230 | 212595051 | 06/30/2023
Carrier Corp. - Indianapolis | Tempstar | N96VSN0801716B*D | Federally-Regulated Consumer Product | Non-Weatherized, Condensing Ga | 1735 | 252 |  | 06/08/2023 | 79596 | 212595215 | 06/30/2023
Carrier Corp. - Indianapolis | Tempstar | N96VSN1002120B*D | Federally-Regulated Consumer Product | Non-Weatherized, Condensing Ga | 2166 | 265 |  | 06/08/2023 | 99862 | 212595321 | 06/30/2023
Carrier Corp. - Indianapolis | Tempstar | N96VSN0601412B*D | Federally-Regulated Consumer Product | Non-Weatherized, Condensing Ga | 1207 | 227 |  | 06/08/2023 | 59908 | 212595105 | 06/30/2023
Carrier Corp. - Indianapolis | Tempstar | F96VTN0601716B | Federally-Regulated Consumer Product | Non-Weatherized, Condensing Ga | 1600 | 250 |  | 06/08/2023 | 39133 | 212595054 | 06/30/2023
Carrier Corp. - Indianapolis | Tempstar | N96VSN0801716B | Federally-Regulated Consumer Product | Non-Weatherized, Condensing Ga | 1735 | 252 |  | 06/08/2023 | 79596 | 212595206 | 06/30/2023
Carrier Corp. - Indianapolis | Tempstar | N96VSN0401410B*D | Federally-Regulated Consumer Product | Non-Weatherized, Condensing Ga | 985 | 229 |  | 06/08/2023 | 40193 | 212594995 | 06/30/2023
Carrier Corp. - Indianapolis | Tempstar | N96VSN0601716B*D | Federally-Regulated Consumer Product | Non-Weatherized, Condensing Ga | 1605 | 246 |  | 06/08/2023 | 60365 | 212595123 | 06/30/2023
Carrier Corp. - Indianapolis | Tempstar | F96VTN0802120B*D | Federally-Regulated Consumer Product | Non-Weatherized, Condensing Ga | 2145 | 260 |  | 06/08/2023 | 51728 | 212595167 | 06/30/2023
Carrier Corp. - Indianapolis | Tempstar | N96VSN0802120B | Federally-Regulated Consumer Product | Non-Weatherized, Condensing Ga | 2238 | 248 |  | 06/08/2023 | 79743 | 212595224 | 06/30/2023
Carrier Corp. - Indianapolis | Tempstar | F96VTN0601716B*D | Federally-Regulated Consumer Product | Non-Weatherized, Condensing Ga | 1600 | 250 |  | 06/08/2023 | 39133 | 212595057 | 06/30/2023
Carrier Corp. - Indianapolis | Tempstar | N96VSN1202422B*D | Federally-Regulated Consumer Product | Non-Weatherized, Condensing Ga | 2296 | 277 |  | 06/08/2023 | 120209 | 212595381 | 06/30/2023
Carrier Corp. - Indianapolis | Tempstar | N96VSN1202422B | Federally-Regulated Consumer Product | Non-Weatherized, Condensing Ga | 2296 | 277 |  | 06/08/2023 | 120209 | 212595372 | 06/30/2023
Carrier Corp. - Indianapolis | Tempstar | F96VTN0401712B | Federally-Regulated Consumer Product | Non-Weatherized, Condensing Ga | 1131 | 219 |  | 06/08/2023 | 26296 | 212594944 | 06/30/2023
Carrier Corp. - Indianapolis | Tempstar | F96VTN0401712B*D | Federally-Regulated Consumer Product | Non-Weatherized, Condensing Ga | 1131 | 219 |  | 06/08/2023 | 26296 | 212594947 | 06/30/2023
Carrier Corp. - Indianapolis | Tempstar | N96VSN0401712B | Federally-Regulated Consumer Product | Non-Weatherized, Condensing Ga | 1104 | 221 |  | 06/08/2023 | 39909 | 212595004 | 06/30/2023
Carrier Corp. - Indianapolis | Tempstar | N96VSN0401410B | Federally-Regulated Consumer Product | Non-Weatherized, Condensing Ga | 985 | 229 |  | 06/08/2023 | 40193 | 212594986 | 06/30/2023
Carrier Corp. - Indianapolis | Tempstar | F96VTN0801716B*D | Federally-Regulated Consumer Product | Non-Weatherized, Condensing Ga | 1748 | 251 |  | 06/08/2023 | 52234 | 212595161 | 06/30/2023
Carrier Corp. - Indianapolis | Tempstar | F96VTN1202422B | Federally-Regulated Consumer Product | Non-Weatherized, Condensing Ga | 2225 | 272 |  | 06/08/2023 | 78340 | 212595344 | 06/30/2023
Carrier Corp. - Indianapolis | Tempstar | F96VTN0401410B | Federally-Regulated Consumer Product | Non-Weatherized, Condensing Ga | 1049 | 227 |  | 06/08/2023 | 25795 | 212594938 | 06/30/2023
Carrier Corp. - Indianapolis | Tempstar | N96VSN0601412B | Federally-Regulated Consumer Product | Non-Weatherized, Condensing Ga | 1207 | 227 |  | 06/08/2023 | 59908 | 212595096 | 06/30/2023
Carrier Corp. - Indianapolis | Tempstar | N96VSN1002120B | Federally-Regulated Consumer Product | Non-Weatherized, Condensing Ga | 2166 | 265 |  | 06/08/2023 | 99862 | 212595312 | 06/30/2023
Carrier Corp. - Indianapolis | Tempstar | N96VSN0401712B*D | Federally-Regulated Consumer Product | Non-Weatherized, Condensing Ga | 1104 | 221 |  | 06/08/2023 | 39909 | 212595013 | 06/30/2023
Carrier Corp. - Indianapolis | Tempstar | F96VTN0801716B | Federally-Regulated Consumer Product | Non-Weatherized, Condensing Ga | 1748 | 251 |  | 06/08/2023 | 52234 | 212595158 | 06/30/2023
Carrier Corp. - Indianapolis | Tempstar | N96VSN0601716B | Federally-Regulated Consumer Product | Non-Weatherized, Condensing Ga | 1605 | 246 |  | 06/08/2023 | 60365 | 212595114 | 06/30/2023
Carrier Corp. - Indianapolis | Tempstar | F96VTN1002120B | Federally-Regulated Consumer Product | Non-Weatherized, Condensing Ga | 2163 | 271 |  | 06/08/2023 | 65562 | 212595264 | 06/30/2023
Carrier Corp. - Indianapolis | Tempstar | F96VTN1202422B*D | Federally-Regulated Consumer Product | Non-Weatherized, Condensing Ga | 2225 | 272 |  | 06/08/2023 | 78340 | 212595347 | 06/30/2023
Carrier Corp. - Indianapolis | Tempstar | F96VTN0601412B | Federally-Regulated Consumer Product | Non-Weatherized, Condensing Ga | 1193 | 234 |  | 06/08/2023 | 39230 | 212595048 | 06/30/2023
Carrier Corp. - Indianapolis | Tempstar | F96VTN0802120B | Federally-Regulated Consumer Product | Non-Weatherized, Condensing Ga | 2145 | 260 |  | 06/08/2023 | 51728 | 212595164 | 06/30/2023
Carrier Corp. - Indianapolis | Tempstar | F96VTN1002122B | Federally-Regulated Consumer Product | Non-Weatherized, Condensing Ga | 2275 | 277 |  | 06/08/2023 | 64500 | 212595270 | 06/30/2023
Carrier Corp. - Indianapolis | Tempstar | F96VTN1002122B*D | Federally-Regulated Consumer Product | Non-Weatherized, Condensing Ga | 2275 | 277 |  | 06/08/2023 | 64500 | 212595273 | 06/30/2023
Carrier Corp. - Indianapolis | Bryant | 926SB60100V21*D | Federally-Regulated Consumer Product | Non-Weatherized, Condensing Ga | 2166 | 265 |  | 06/08/2023 | 99862 | 212595257 | 06/30/2023
Carrier Corp. - Indianapolis | Bryant | 926SB48080V17*D | Federally-Regulated Consumer Product | Non-Weatherized, Condensing Ga | 1735 | 252 |  | 06/08/2023 | 79596 | 212595149 | 06/30/2023
Carrier Corp. - Indianapolis | Bryant | 926SB48060V17 | Federally-Regulated Consumer Product | Non-Weatherized, Condensing Ga | 1605 | 246 |  | 06/08/2023 | 60365 | 212595040 | 06/30/2023
Carrier Corp. - Indianapolis | Bryant | 926SB36040V17*D | Federally-Regulated Consumer Product | Non-Weatherized, Condensing Ga | 1104 | 221 |  | 06/08/2023 | 39909 | 212594931 | 06/30/2023
Carrier Corp. - Indianapolis | Bryant | 926TC60080V21*D | Federally-Regulated Consumer Product | Non-Weatherized, Condensing Ga | 2145 | 260 |  | 06/08/2023 | 51728 | 212595155 | 06/30/2023
Carrier Corp. - Indianapolis | Bryant | 926SB60100V21 | Federally-Regulated Consumer Product | Non-Weatherized, Condensing Ga | 2166 | 265 |  | 06/08/2023 | 99862 | 212595256 | 06/30/2023
Carrier Corp. - Indianapolis | Bryant | 926TC36060V14 | Federally-Regulated Consumer Product | Non-Weatherized, Condensing Ga | 1193 | 234 |  | 06/08/2023 | 39230 | 212595042 | 06/30/2023
Carrier Corp. - Indianapolis | Bryant | 926TC66100V21 | Federally-Regulated Consumer Product | Non-Weatherized, Condensing Ga | 2275 | 277 |  | 06/08/2023 | 64500 | 212595260 | 06/30/2023
Carrier Corp. - Indianapolis | Bryant | 926SB60080V21 | Federally-Regulated Consumer Product | Non-Weatherized, Condensing Ga | 2238 | 248 |  | 06/08/2023 | 79743 | 212595150 | 06/30/2023
Carrier Corp. - Indianapolis | Bryant | 926TC60080V21 | Federally-Regulated Consumer Product | Non-Weatherized, Condensing Ga | 2145 | 260 |  | 06/08/2023 | 51728 | 212595154 | 06/30/2023
Carrier Corp. - Indianapolis | Bryant | 926TC66120V24*D | Federally-Regulated Consumer Product | Non-Weatherized, Condensing Ga | 2225 | 272 |  | 06/08/2023 | 78340 | 212595341 | 06/30/2023
Carrier Corp. - Indianapolis | Bryant | 926SB66120V24 | Federally-Regulated Consumer Product | Non-Weatherized, Condensing Ga | 2296 | 277 |  | 06/08/2023 | 120209 | 212595338 | 06/30/2023
Carrier Corp. - Indianapolis | Bryant | 926SB36060V14 | Federally-Regulated Consumer Product | Non-Weatherized, Condensing Ga | 1207 | 227 |  | 06/08/2023 | 59908 | 212595038 | 06/30/2023
Carrier Corp. - Indianapolis | Bryant | 926SB30040V14*D | Federally-Regulated Consumer Product | Non-Weatherized, Condensing Ga | 985 | 229 |  | 06/08/2023 | 40193 | 212594929 | 06/30/2023
Carrier Corp. - Indianapolis | Bryant | 926SB36060V14*D | Federally-Regulated Consumer Product | Non-Weatherized, Condensing Ga | 1207 | 227 |  | 06/08/2023 | 59908 | 212595039 | 06/30/2023
Carrier Corp. - Indianapolis | Bryant | 926TC48080V17 | Federally-Regulated Consumer Product | Non-Weatherized, Condensing Ga | 1748 | 251 |  | 06/08/2023 | 52234 | 212595152 | 06/30/2023
Carrier Corp. - Indianapolis | Bryant | 926SB48060V17*D | Federally-Regulated Consumer Product | Non-Weatherized, Condensing Ga | 1605 | 246 |  | 06/08/2023 | 60365 | 212595041 | 06/30/2023
Carrier Corp. - Indianapolis | Bryant | 926SB66120V24*D | Federally-Regulated Consumer Product | Non-Weatherized, Condensing Ga | 2296 | 277 |  | 06/08/2023 | 120209 | 212595339 | 06/30/2023
Carrier Corp. - Indianapolis | Bryant | 926TC66120V24 | Federally-Regulated Consumer Product | Non-Weatherized, Condensing Ga | 2225 | 272 |  | 06/08/2023 | 78340 | 212595340 | 06/30/2023
Carrier Corp. - Indianapolis | Bryant | 926SB36040V17 | Federally-Regulated Consumer Product | Non-Weatherized, Condensing Ga | 1104 | 221 |  | 06/08/2023 | 39909 | 212594930 | 06/30/2023
Carrier Corp. - Indianapolis | Bryant | 926TC48060V17 | Federally-Regulated Consumer Product | Non-Weatherized, Condensing Ga | 1600 | 250 |  | 06/08/2023 | 39133 | 212595044 | 06/30/2023
Carrier Corp. - Indianapolis | Bryant | 926SB30040V14 | Federally-Regulated Consumer Product | Non-Weatherized, Condensing Ga | 985 | 229 |  | 06/08/2023 | 40193 | 212594928 | 06/30/2023
Carrier Corp. - Indianapolis | Bryant | 926TC36040V17 | Federally-Regulated Consumer Product | Non-Weatherized, Condensing Ga | 1131 | 219 |  | 06/08/2023 | 26296 | 212594934 | 06/30/2023
Carrier Corp. - Indianapolis | Bryant | 926TC30040V14 | Federally-Regulated Consumer Product | Non-Weatherized, Condensing Ga | 1049 | 227 |  | 06/08/2023 | 25795 | 212594932 | 06/30/2023
Carrier Corp. - Indianapolis | Bryant | 926TC60100V21*D | Federally-Regulated Consumer Product | Non-Weatherized, Condensing Ga | 2163 | 271 |  | 06/08/2023 | 65562 | 212595259 | 06/30/2023
Carrier Corp. - Indianapolis | Bryant | 926TC48080V17*D | Federally-Regulated Consumer Product | Non-Weatherized, Condensing Ga | 1748 | 251 |  | 06/08/2023 | 52234 | 212595153 | 06/30/2023
Carrier Corp. - Indianapolis | Bryant | 926TC36060V14*D | Federally-Regulated Consumer Product | Non-Weatherized, Condensing Ga | 1193 | 234 |  | 06/08/2023 | 39230 | 212595043 | 06/30/2023
Carrier Corp. - Indianapolis | Bryant | 926TC48060V17*D | Federally-Regulated Consumer Product | Non-Weatherized, Condensing Ga | 1600 | 250 |  | 06/08/2023 | 39133 | 212595045 | 06/30/2023
Carrier Corp. - Indianapolis | Bryant | 926TC30040V14*D | Federally-Regulated Consumer Product | Non-Weatherized, Condensing Ga | 1049 | 227 |  | 06/08/2023 | 25795 | 212594933 | 06/30/2023
Carrier Corp. - Indianapolis | Bryant | 926SB48080V17 | Federally-Regulated Consumer Product | Non-Weatherized, Condensing Ga | 1735 | 252 |  | 06/08/2023 | 79596 | 212595148 | 06/30/2023
Carrier Corp. - Indianapolis | Bryant | 926TC36040V17*D | Federally-Regulated Consumer Product | Non-Weatherized, Condensing Ga | 1131 | 219 |  | 06/08/2023 | 26296 | 212594935 | 06/30/2023
Carrier Corp. - Indianapolis | Bryant | 926TC66100V21*D | Federally-Regulated Consumer Product | Non-Weatherized, Condensing Ga | 2275 | 277 |  | 06/08/2023 | 64500 | 212595261 | 06/30/2023
Carrier Corp. - Indianapolis | Bryant | 926TC60100V21 | Federally-Regulated Consumer Product | Non-Weatherized, Condensing Ga | 2163 | 271 |  | 06/08/2023 | 65562 | 212595258 | 06/30/2023
Carrier Corp. - Indianapolis | Bryant | 926SB60080V21*D | Federally-Regulated Consumer Product | Non-Weatherized, Condensing Ga | 2238 | 248 |  | 06/08/2023 | 79743 | 212595151 | 06/30/2023
Carrier Corp. - Indianapolis | Kenmore | N96VSN1002120B*D | Federally-Regulated Consumer Product | Non-Weatherized, Condensing Ga | 2166 | 265 |  | 06/30/2023 | 99862 | 212595319 | 06/30/2023
Carrier Corp. - Indianapolis | Kenmore | F96VTN0801716B | Federally-Regulated Consumer Product | Non-Weatherized, Condensing Ga | 1748 | 251 |  | 06/30/2023 | 52234 | 212595157 | 06/30/2023
Carrier Corp. - Indianapolis | Kenmore | F96VTN1002122B | Federally-Regulated Consumer Product | Non-Weatherized, Condensing Ga | 2275 | 277 |  | 06/30/2023 | 64500 | 212595269 | 06/30/2023
Carrier Corp. - Indianapolis | Kenmore | G96VTN1002120B*D | Federally-Regulated Consumer Product | Non-Weatherized, Condensing Ga | 2163 | 271 |  | 06/30/2023 | 65562 | 212595287 | 06/30/2023
Carrier Corp. - Indianapolis | Kenmore | G96VTN0802120B | Federally-Regulated Consumer Product | Non-Weatherized, Condensing Ga | 2145 | 260 |  | 06/30/2023 | 51728 | 212595188 | 06/30/2023
Carrier Corp. - Indianapolis | Kenmore | G96VTN0401410B*D | Federally-Regulated Consumer Product | Non-Weatherized, Condensing Ga | 1049 | 227 |  | 06/30/2023 | 25795 | 212594961 | 06/30/2023
Carrier Corp. - Indianapolis | Kenmore | N96VSN0802120B*D | Federally-Regulated Consumer Product | Non-Weatherized, Condensing Ga | 2238 | 248 |  | 06/30/2023 | 79743 | 212595232 | 06/30/2023
Carrier Corp. - Indianapolis | Kenmore | N96VSN0401712B*D | Federally-Regulated Consumer Product | Non-Weatherized, Condensing Ga | 1104 | 221 |  | 06/30/2023 | 39909 | 212595012 | 06/30/2023
Carrier Corp. - Indianapolis | Kenmore | N96VSN0401410B*D | Federally-Regulated Consumer Product | Non-Weatherized, Condensing Ga | 985 | 229 |  | 06/30/2023 | 40193 | 212594994 | 06/30/2023
Carrier Corp. - Indianapolis | Kenmore | G96VTN0801716B*D | Federally-Regulated Consumer Product | Non-Weatherized, Condensing Ga | 1748 | 251 |  | 06/30/2023 | 52234 | 212595181 | 06/30/2023
Carrier Corp. - Indianapolis | Kenmore | F96VTN0601412B*D | Federally-Regulated Consumer Product | Non-Weatherized, Condensing Ga | 1193 | 234 |  | 06/30/2023 | 39230 | 212595050 | 06/30/2023
Carrier Corp. - Indianapolis | Kenmore | G96VTN0601412B*D | Federally-Regulated Consumer Product | Non-Weatherized, Condensing Ga | 1193 | 234 |  | 06/30/2023 | 39230 | 212595070 | 06/30/2023
Carrier Corp. - Indianapolis | Kenmore | F96VTN0601716B*D | Federally-Regulated Consumer Product | Non-Weatherized, Condensing Ga | 1600 | 250 |  | 06/30/2023 | 39133 | 212595056 | 06/30/2023
Carrier Corp. - Indianapolis | Kenmore | G96VTN0801716B | Federally-Regulated Consumer Product | Non-Weatherized, Condensing Ga | 1748 | 251 |  | 06/30/2023 | 52234 | 212595174 | 06/30/2023
Carrier Corp. - Indianapolis | Kenmore | N96VSN0401712B | Federally-Regulated Consumer Product | Non-Weatherized, Condensing Ga | 1104 | 221 |  | 06/30/2023 | 39909 | 212595003 | 06/30/2023
Carrier Corp. - Indianapolis | Kenmore | N96VSN1002120B | Federally-Regulated Consumer Product | Non-Weatherized, Condensing Ga | 2166 | 265 |  | 06/30/2023 | 99862 | 212595310 | 06/30/2023
Carrier Corp. - Indianapolis | Kenmore | N96VSN0801716B | Federally-Regulated Consumer Product | Non-Weatherized, Condensing Ga | 1735 | 252 |  | 06/30/2023 | 79596 | 212595205 | 06/30/2023
Carrier Corp. - Indianapolis | Kenmore | N96VSN1202422B*D | Federally-Regulated Consumer Product | Non-Weatherized, Condensing Ga | 2296 | 277 |  | 06/30/2023 | 120209 | 212595380 | 06/30/2023
Carrier Corp. - Indianapolis | Kenmore | F96VTN1202422B*D | Federally-Regulated Consumer Product | Non-Weatherized, Condensing Ga | 2225 | 272 |  | 06/30/2023 | 78340 | 212595346 | 06/30/2023
Carrier Corp. - Indianapolis | Kenmore | N96VSN0401410B | Federally-Regulated Consumer Product | Non-Weatherized, Condensing Ga | 985 | 229 |  | 06/30/2023 | 40193 | 212594985 | 06/30/2023
Carrier Corp. - Indianapolis | Kenmore | G96VTN0401712B | Federally-Regulated Consumer Product | Non-Weatherized, Condensing Ga | 1131 | 219 |  | 06/30/2023 | 26296 | 212594968 | 06/30/2023
Carrier Corp. - Indianapolis | Kenmore | N96VSN1202422B | Federally-Regulated Consumer Product | Non-Weatherized, Condensing Ga | 2296 | 277 |  | 06/30/2023 | 120209 | 212595371 | 06/30/2023
Carrier Corp. - Indianapolis | Kenmore | F96VTN0802120B*D | Federally-Regulated Consumer Product | Non-Weatherized, Condensing Ga | 2145 | 260 |  | 06/30/2023 | 51728 | 212595166 | 06/30/2023
Carrier Corp. - Indianapolis | Kenmore | F96VTN0802120B | Federally-Regulated Consumer Product | Non-Weatherized, Condensing Ga | 2145 | 260 |  | 06/30/2023 | 51728 | 212595163 | 06/30/2023
Carrier Corp. - Indianapolis | Kenmore | F96VTN0601412B | Federally-Regulated Consumer Product | Non-Weatherized, Condensing Ga | 1193 | 234 |  | 06/30/2023 | 39230 | 212595047 | 06/30/2023
Carrier Corp. - Indianapolis | Kenmore | F96VTN0401410B | Federally-Regulated Consumer Product | Non-Weatherized, Condensing Ga | 1049 | 227 |  | 06/30/2023 | 25795 | 212594937 | 06/30/2023
Carrier Corp. - Indianapolis | Kenmore | G96VTN0401410B | Federally-Regulated Consumer Product | Non-Weatherized, Condensing Ga | 1049 | 227 |  | 06/30/2023 | 25795 | 212594954 | 06/30/2023
Carrier Corp. - Indianapolis | Kenmore | G96VTN0601412B | Federally-Regulated Consumer Product | Non-Weatherized, Condensing Ga | 1193 | 234 |  | 06/30/2023 | 39230 | 212595064 | 06/30/2023
Carrier Corp. - Indianapolis | Kenmore | F96VTN1002120B*D | Federally-Regulated Consumer Product | Non-Weatherized, Condensing Ga | 2163 | 271 |  | 06/30/2023 | 65562 | 212595266 | 06/30/2023
Carrier Corp. - Indianapolis | Kenmore | F96VTN0401410B*D | Federally-Regulated Consumer Product | Non-Weatherized, Condensing Ga | 1049 | 227 |  | 06/30/2023 | 25795 | 212594940 | 06/30/2023
Carrier Corp. - Indianapolis | Kenmore | F96VTN0601716B | Federally-Regulated Consumer Product | Non-Weatherized, Condensing Ga | 1600 | 250 |  | 06/30/2023 | 39133 | 212595053 | 06/30/2023
Carrier Corp. - Indianapolis | Kenmore | G96VTN1202422B | Federally-Regulated Consumer Product | Non-Weatherized, Condensing Ga | 2225 | 272 |  | 06/30/2023 | 78340 | 212595354 | 06/30/2023
Carrier Corp. - Indianapolis | Kenmore | F96VTN1002120B | Federally-Regulated Consumer Product | Non-Weatherized, Condensing Ga | 2163 | 271 |  | 06/30/2023 | 65562 | 212595263 | 06/30/2023
Carrier Corp. - Indianapolis | Kenmore | G96VTN0601716B | Federally-Regulated Consumer Product | Non-Weatherized, Condensing Ga | 1600 | 250 |  | 06/30/2023 | 39133 | 212595078 | 06/30/2023
Carrier Corp. - Indianapolis | Kenmore | G96VTN1002122B*D | Federally-Regulated Consumer Product | Non-Weatherized, Condensing Ga | 2275 | 277 |  | 06/30/2023 | 64500 | 212595301 | 06/30/2023
Carrier Corp. - Indianapolis | Kenmore | G96VTN1202422B*D | Federally-Regulated Consumer Product | Non-Weatherized, Condensing Ga | 2225 | 272 |  | 06/30/2023 | 78340 | 212595361 | 06/30/2023
Carrier Corp. - Indianapolis | Kenmore | N96VSN0601412B*D | Federally-Regulated Consumer Product | Non-Weatherized, Condensing Ga | 1207 | 227 |  | 06/30/2023 | 59908 | 212595104 | 06/30/2023
Carrier Corp. - Indianapolis | Kenmore | G96VTN0401712B*D | Federally-Regulated Consumer Product | Non-Weatherized, Condensing Ga | 1131 | 219 |  | 06/30/2023 | 26296 | 212594975 | 06/30/2023
Carrier Corp. - Indianapolis | Kenmore | G96VTN1002120B | Federally-Regulated Consumer Product | Non-Weatherized, Condensing Ga | 2163 | 271 |  | 06/30/2023 | 65562 | 212595280 | 06/30/2023
Carrier Corp. - Indianapolis | Kenmore | G96VTN0802120B*D | Federally-Regulated Consumer Product | Non-Weatherized, Condensing Ga | 2145 | 260 |  | 06/30/2023 | 51728 | 212595195 | 06/30/2023
Carrier Corp. - Indianapolis | Kenmore | N96VSN0802120B | Federally-Regulated Consumer Product | Non-Weatherized, Condensing Ga | 2238 | 248 |  | 06/30/2023 | 79743 | 212595223 | 06/30/2023
Carrier Corp. - Indianapolis | Kenmore | N96VSN0601716B*D | Federally-Regulated Consumer Product | Non-Weatherized, Condensing Ga | 1605 | 246 |  | 06/30/2023 | 60365 | 212595122 | 06/30/2023
Carrier Corp. - Indianapolis | Kenmore | G96VTN1002122B | Federally-Regulated Consumer Product | Non-Weatherized, Condensing Ga | 2275 | 277 |  | 06/30/2023 | 64500 | 212595294 | 06/30/2023
Carrier Corp. - Indianapolis | Kenmore | F96VTN1202422B | Federally-Regulated Consumer Product | Non-Weatherized, Condensing Ga | 2225 | 272 |  | 06/30/2023 | 78340 | 212595343 | 06/30/2023
Carrier Corp. - Indianapolis | Kenmore | N96VSN0601716B | Federally-Regulated Consumer Product | Non-Weatherized, Condensing Ga | 1605 | 246 |  | 06/30/2023 | 60365 | 212595113 | 06/30/2023
Carrier Corp. - Indianapolis | Kenmore | N96VSN0801716B*D | Federally-Regulated Consumer Product | Non-Weatherized, Condensing Ga | 1735 | 252 |  | 06/30/2023 | 79596 | 212595214 | 06/30/2023
Carrier Corp. - Indianapolis | Kenmore | F96VTN0401712B | Federally-Regulated Consumer Product | Non-Weatherized, Condensing Ga | 1131 | 219 |  | 06/30/2023 | 26296 | 212594943 | 06/30/2023
Carrier Corp. - Indianapolis | Kenmore | F96VTN0401712B*D | Federally-Regulated Consumer Product | Non-Weatherized, Condensing Ga | 1131 | 219 |  | 06/30/2023 | 26296 | 212594946 | 06/30/2023
Carrier Corp. - Indianapolis | Kenmore | G96VTN0601716B*D | Federally-Regulated Consumer Product | Non-Weatherized, Condensing Ga | 1600 | 250 |  | 06/30/2023 | 39133 | 212595085 | 06/30/2023
Carrier Corp. - Indianapolis | Kenmore | F96VTN1002122B*D | Federally-Regulated Consumer Product | Non-Weatherized, Condensing Ga | 2275 | 277 |  | 06/30/2023 | 64500 | 212595272 | 06/30/2023
Carrier Corp. - Indianapolis | Kenmore | F96VTN0801716B*D | Federally-Regulated Consumer Product | Non-Weatherized, Condensing Ga | 1748 | 251 |  | 06/30/2023 | 52234 | 212595160 | 06/30/2023
Carrier Corp. - Indianapolis | Kenmore | N96VSN0601412B | Federally-Regulated Consumer Product | Non-Weatherized, Condensing Ga | 1207 | 227 |  | 06/30/2023 | 59908 | 212595095 | 06/30/2023
Carrier Corp. - Indianapolis | Payne | PG96VTAB60100C*D | Federally-Regulated Consumer Product | Non-Weatherized, Condensing Ga | 2163 | 271 |  | 06/30/2023 | 65562 | 212595324 | 06/30/2023
Carrier Corp. - Indianapolis | Payne | PG96VTAB30040A*D | Federally-Regulated Consumer Product | Non-Weatherized, Condensing Ga | 1049 | 227 |  | 06/30/2023 | 25795 | 212595016 | 06/30/2023
Carrier Corp. - Indianapolis | Payne | PG96VTAB48080B*D | Federally-Regulated Consumer Product | Non-Weatherized, Condensing Ga | 1748 | 251 |  | 06/30/2023 | 52234 | 212595236 | 06/30/2023
Carrier Corp. - Indianapolis | Payne | PG96VTAB48080B | Federally-Regulated Consumer Product | Non-Weatherized, Condensing Ga | 1748 | 251 |  | 06/30/2023 | 52234 | 212595234 | 06/30/2023
Carrier Corp. - Indianapolis | Payne | PG96VTAB66120D | Federally-Regulated Consumer Product | Non-Weatherized, Condensing Ga | 2225 | 272 |  | 06/30/2023 | 78340 | 212595382 | 06/30/2023
Carrier Corp. - Indianapolis | Payne | PG96VTAB30040A | Federally-Regulated Consumer Product | Non-Weatherized, Condensing Ga | 1049 | 227 |  | 06/30/2023 | 25795 | 212595014 | 06/30/2023
Carrier Corp. - Indianapolis | Payne | PG96VTAB66120D*D | Federally-Regulated Consumer Product | Non-Weatherized, Condensing Ga | 2225 | 272 |  | 06/30/2023 | 78340 | 212595384 | 06/30/2023
Carrier Corp. - Indianapolis | Payne | PG96VTAB36060A | Federally-Regulated Consumer Product | Non-Weatherized, Condensing Ga | 1193 | 234 |  | 06/30/2023 | 39230 | 212595124 | 06/30/2023
Carrier Corp. - Indianapolis | Payne | PG96VTAB48060B | Federally-Regulated Consumer Product | Non-Weatherized, Condensing Ga | 1600 | 250 |  | 06/30/2023 | 39133 | 212595128 | 06/30/2023
Carrier Corp. - Indianapolis | Payne | PG96VTAB36040B*D | Federally-Regulated Consumer Product | Non-Weatherized, Condensing Ga | 1131 | 219 |  | 06/30/2023 | 26296 | 212595020 | 06/30/2023
Carrier Corp. - Indianapolis | Payne | PG96VTAB36040B | Federally-Regulated Consumer Product | Non-Weatherized, Condensing Ga | 1131 | 219 |  | 06/30/2023 | 26296 | 212595018 | 06/30/2023
Carrier Corp. - Indianapolis | Payne | PG96VTAB48060B*D | Federally-Regulated Consumer Product | Non-Weatherized, Condensing Ga | 1600 | 250 |  | 06/30/2023 | 39133 | 212595130 | 06/30/2023
Carrier Corp. - Indianapolis | Payne | PG96VTAB60100C | Federally-Regulated Consumer Product | Non-Weatherized, Condensing Ga | 2163 | 271 |  | 06/30/2023 | 65562 | 212595322 | 06/30/2023
Carrier Corp. - Indianapolis | Payne | PG96VTAB60080C | Federally-Regulated Consumer Product | Non-Weatherized, Condensing Ga | 2145 | 260 |  | 06/30/2023 | 51728 | 212595238 | 06/30/2023
Carrier Corp. - Indianapolis | Payne | PG96VTAB60080C*D | Federally-Regulated Consumer Product | Non-Weatherized, Condensing Ga | 2145 | 260 |  | 06/30/2023 | 51728 | 212595240 | 06/30/2023
Carrier Corp. - Indianapolis | Payne | PG96VTAB36060A*D | Federally-Regulated Consumer Product | Non-Weatherized, Condensing Ga | 1193 | 234 |  | 06/30/2023 | 39230 | 212595126 | 06/30/2023
Carrier Corp. - Indianapolis | Tempstar | F96VTN0401410B*D | Federally-Regulated Consumer Product | Non-Weatherized, Condensing Ga | 1049 | 227 |  | 06/30/2023 | 25795 | 212594941 | 06/30/2023
Carrier Corp. - Indianapolis | Tempstar | N96VSN0802120B*D | Federally-Regulated Consumer Product | Non-Weatherized, Condensing Ga | 2238 | 248 |  | 06/30/2023 | 79743 | 212595233 | 06/30/2023
Carrier Corp. - Indianapolis | Tempstar | F96VTN1002120B*D | Federally-Regulated Consumer Product | Non-Weatherized, Condensing Ga | 2163 | 271 |  | 06/30/2023 | 65562 | 212595267 | 06/30/2023
Carrier Corp. - Indianapolis | Tempstar | F96VTN0601412B*D | Federally-Regulated Consumer Product | Non-Weatherized, Condensing Ga | 1193 | 234 |  | 06/30/2023 | 39230 | 212595051 | 06/30/2023
Carrier Corp. - Indianapolis | Tempstar | N96VSN0801716B*D | Federally-Regulated Consumer Product | Non-Weatherized, Condensing Ga | 1735 | 252 |  | 06/30/2023 | 79596 | 212595215 | 06/30/2023
Carrier Corp. - Indianapolis | Tempstar | N96VSN1002120B*D | Federally-Regulated Consumer Product | Non-Weatherized, Condensing Ga | 2166 | 265 |  | 06/30/2023 | 99862 | 212595321 | 06/30/2023
Carrier Corp. - Indianapolis | Tempstar | N96VSN0601412B*D | Federally-Regulated Consumer Product | Non-Weatherized, Condensing Ga | 1207 | 227 |  | 06/30/2023 | 59908 | 212595105 | 06/30/2023
Carrier Corp. - Indianapolis | Tempstar | F96VTN0601716B | Federally-Regulated Consumer Product | Non-Weatherized, Condensing Ga | 1600 | 250 |  | 06/30/2023 | 39133 | 212595054 | 06/30/2023
Carrier Corp. - Indianapolis | Tempstar | N96VSN0801716B | Federally-Regulated Consumer Product | Non-Weatherized, Condensing Ga | 1735 | 252 |  | 06/30/2023 | 79596 | 212595206 | 06/30/2023
Carrier Corp. - Indianapolis | Tempstar | N96VSN0401410B*D | Federally-Regulated Consumer Product | Non-Weatherized, Condensing Ga | 985 | 229 |  | 06/30/2023 | 40193 | 212594995 | 06/30/2023
Carrier Corp. - Indianapolis | Tempstar | N96VSN0601716B*D | Federally-Regulated Consumer Product | Non-Weatherized, Condensing Ga | 1605 | 246 |  | 06/30/2023 | 60365 | 212595123 | 06/30/2023
Carrier Corp. - Indianapolis | Tempstar | F96VTN0802120B*D | Federally-Regulated Consumer Product | Non-Weatherized, Condensing Ga | 2145 | 260 |  | 06/30/2023 | 51728 | 212595167 | 06/30/2023
Carrier Corp. - Indianapolis | Tempstar | N96VSN0802120B | Federally-Regulated Consumer Product | Non-Weatherized, Condensing Ga | 2238 | 248 |  | 06/30/2023 | 79743 | 212595224 | 06/30/2023
Carrier Corp. - Indianapolis | Tempstar | F96VTN0601716B*D | Federally-Regulated Consumer Product | Non-Weatherized, Condensing Ga | 1600 | 250 |  | 06/30/2023 | 39133 | 212595057 | 06/30/2023
Carrier Corp. - Indianapolis | Tempstar | N96VSN1202422B*D | Federally-Regulated Consumer Product | Non-Weatherized, Condensing Ga | 2296 | 277 |  | 06/30/2023 | 120209 | 212595381 | 06/30/2023
Carrier Corp. - Indianapolis | Tempstar | N96VSN1202422B | Federally-Regulated Consumer Product | Non-Weatherized, Condensing Ga | 2296 | 277 |  | 06/30/2023 | 120209 | 212595372 | 06/30/2023
Carrier Corp. - Indianapolis | Tempstar | F96VTN0401712B | Federally-Regulated Consumer Product | Non-Weatherized, Condensing Ga | 1131 | 219 |  | 06/30/2023 | 26296 | 212594944 | 06/30/2023
Carrier Corp. - Indianapolis | Tempstar | F96VTN0401712B*D | Federally-Regulated Consumer Product | Non-Weatherized, Condensing Ga | 1131 | 219 |  | 06/30/2023 | 26296 | 212594947 | 06/30/2023
Carrier Corp. - Indianapolis | Tempstar | N96VSN0401712B | Federally-Regulated Consumer Product | Non-Weatherized, Condensing Ga | 1104 | 221 |  | 06/30/2023 | 39909 | 212595004 | 06/30/2023
Carrier Corp. - Indianapolis | Tempstar | N96VSN0401410B | Federally-Regulated Consumer Product | Non-Weatherized, Condensing Ga | 985 | 229 |  | 06/30/2023 | 40193 | 212594986 | 06/30/2023
Carrier Corp. - Indianapolis | Tempstar | F96VTN0801716B*D | Federally-Regulated Consumer Product | Non-Weatherized, Condensing Ga | 1748 | 251 |  | 06/30/2023 | 52234 | 212595161 | 06/30/2023
Carrier Corp. - Indianapolis | Tempstar | F96VTN1202422B | Federally-Regulated Consumer Product | Non-Weatherized, Condensing Ga | 2225 | 272 |  | 06/30/2023 | 78340 | 212595344 | 06/30/2023
Carrier Corp. - Indianapolis | Tempstar | F96VTN0401410B | Federally-Regulated Consumer Product | Non-Weatherized, Condensing Ga | 1049 | 227 |  | 06/30/2023 | 25795 | 212594938 | 06/30/2023
Carrier Corp. - Indianapolis | Tempstar | N96VSN0601412B | Federally-Regulated Consumer Product | Non-Weatherized, Condensing Ga | 1207 | 227 |  | 06/30/2023 | 59908 | 212595096 | 06/30/2023
Carrier Corp. - Indianapolis | Tempstar | N96VSN1002120B | Federally-Regulated Consumer Product | Non-Weatherized, Condensing Ga | 2166 | 265 |  | 06/30/2023 | 99862 | 212595312 | 06/30/2023
Carrier Corp. - Indianapolis | Tempstar | N96VSN0401712B*D | Federally-Regulated Consumer Product | Non-Weatherized, Condensing Ga | 1104 | 221 |  | 06/30/2023 | 39909 | 212595013 | 06/30/2023
Carrier Corp. - Indianapolis | Tempstar | F96VTN0801716B | Federally-Regulated Consumer Product | Non-Weatherized, Condensing Ga | 1748 | 251 |  | 06/30/2023 | 52234 | 212595158 | 06/30/2023
Carrier Corp. - Indianapolis | Tempstar | N96VSN0601716B | Federally-Regulated Consumer Product | Non-Weatherized, Condensing Ga | 1605 | 246 |  | 06/30/2023 | 60365 | 212595114 | 06/30/2023
Carrier Corp. - Indianapolis | Tempstar | F96VTN1002120B | Federally-Regulated Consumer Product | Non-Weatherized, Condensing Ga | 2163 | 271 |  | 06/30/2023 | 65562 | 212595264 | 06/30/2023
Carrier Corp. - Indianapolis | Tempstar | F96VTN1202422B*D | Federally-Regulated Consumer Product | Non-Weatherized, Condensing Ga | 2225 | 272 |  | 06/30/2023 | 78340 | 212595347 | 06/30/2023
Carrier Corp. - Indianapolis | Tempstar | F96VTN0601412B | Federally-Regulated Consumer Product | Non-Weatherized, Condensing Ga | 1193 | 234 |  | 06/30/2023 | 39230 | 212595048 | 06/30/2023
Carrier Corp. - Indianapolis | Tempstar | F96VTN0802120B | Federally-Regulated Consumer Product | Non-Weatherized, Condensing Ga | 2145 | 260 |  | 06/30/2023 | 51728 | 212595164 | 06/30/2023
Carrier Corp. - Indianapolis | Tempstar | F96VTN1002122B | Federally-Regulated Consumer Product | Non-Weatherized, Condensing Ga | 2275 | 277 |  | 06/30/2023 | 64500 | 212595270 | 06/30/2023
Carrier Corp. - Indianapolis | Tempstar | F96VTN1002122B*D | Federally-Regulated Consumer Product | Non-Weatherized, Condensing Ga | 2275 | 277 |  | 06/30/2023 | 64500 | 212595273 | 06/30/2023
Carrier Corp. - Indianapolis | Grandaire | WFST080B048A*D | Federally-Regulated Consumer Product | Non-Weatherized, Condensing Ga | 1748 | 251 |  | 06/30/2023 | 52234 | 212595249 | 06/30/2023
Carrier Corp. - Indianapolis | Grandaire | WFST040A030A*D | Federally-Regulated Consumer Product | Non-Weatherized, Condensing Ga | 1049 | 227 |  | 06/30/2023 | 25795 | 212595029 | 06/30/2023
Carrier Corp. - Indianapolis | Grandaire | WFST060B048A*D | Federally-Regulated Consumer Product | Non-Weatherized, Condensing Ga | 1600 | 250 |  | 06/30/2023 | 39133 | 212595139 | 06/30/2023
Carrier Corp. - Indianapolis | Grandaire | WFST040A030A | Federally-Regulated Consumer Product | Non-Weatherized, Condensing Ga | 1049 | 227 |  | 06/30/2023 | 25795 | 212595027 | 06/30/2023
Carrier Corp. - Indianapolis | Grandaire | WFST060B048A | Federally-Regulated Consumer Product | Non-Weatherized, Condensing Ga | 1600 | 250 |  | 06/30/2023 | 39133 | 212595137 | 06/30/2023
Carrier Corp. - Indianapolis | Grandaire | WFST100C060A*D | Federally-Regulated Consumer Product | Non-Weatherized, Condensing Ga | 2163 | 271 |  | 06/30/2023 | 65562 | 212595333 | 06/30/2023
Carrier Corp. - Indianapolis | Grandaire | WFST080B048A | Federally-Regulated Consumer Product | Non-Weatherized, Condensing Ga | 1748 | 251 |  | 06/30/2023 | 52234 | 212595247 | 06/30/2023
Carrier Corp. - Indianapolis | Grandaire | WFST100C060A | Federally-Regulated Consumer Product | Non-Weatherized, Condensing Ga | 2163 | 271 |  | 06/30/2023 | 65562 | 212595331 | 06/30/2023
Carrier Corp. - Indianapolis | Bryant | 926SB60100V21*D | Federally-Regulated Consumer Product | Non-Weatherized, Condensing Ga | 2166 | 265 |  | 06/30/2023 | 99862 | 212595257 | 06/30/2023
Carrier Corp. - Indianapolis | Bryant | 926SB48080V17*D | Federally-Regulated Consumer Product | Non-Weatherized, Condensing Ga | 1735 | 252 |  | 06/30/2023 | 79596 | 212595149 | 06/30/2023
Carrier Corp. - Indianapolis | Bryant | 926SB48060V17 | Federally-Regulated Consumer Product | Non-Weatherized, Condensing Ga | 1605 | 246 |  | 06/30/2023 | 60365 | 212595040 | 06/30/2023
Carrier Corp. - Indianapolis | Bryant | 926SB36040V17*D | Federally-Regulated Consumer Product | Non-Weatherized, Condensing Ga | 1104 | 221 |  | 06/30/2023 | 39909 | 212594931 | 06/30/2023
Carrier Corp. - Indianapolis | Bryant | 926TC60080V21*D | Federally-Regulated Consumer Product | Non-Weatherized, Condensing Ga | 2145 | 260 |  | 06/30/2023 | 51728 | 212595155 | 06/30/2023
Carrier Corp. - Indianapolis | Bryant | 926SB60100V21 | Federally-Regulated Consumer Product | Non-Weatherized, Condensing Ga | 2166 | 265 |  | 06/30/2023 | 99862 | 212595256 | 06/30/2023
Carrier Corp. - Indianapolis | Bryant | 926TC36060V14 | Federally-Regulated Consumer Product | Non-Weatherized, Condensing Ga | 1193 | 234 |  | 06/30/2023 | 39230 | 212595042 | 06/30/2023
Carrier Corp. - Indianapolis | Bryant | 926TC66100V21 | Federally-Regulated Consumer Product | Non-Weatherized, Condensing Ga | 2275 | 277 |  | 06/30/2023 | 64500 | 212595260 | 06/30/2023
Carrier Corp. - Indianapolis | Bryant | 926SB60080V21 | Federally-Regulated Consumer Product | Non-Weatherized, Condensing Ga | 2238 | 248 |  | 06/30/2023 | 79743 | 212595150 | 06/30/2023
Carrier Corp. - Indianapolis | Bryant | 926TC60080V21 | Federally-Regulated Consumer Product | Non-Weatherized, Condensing Ga | 2145 | 260 |  | 06/30/2023 | 51728 | 212595154 | 06/30/2023
Carrier Corp. - Indianapolis | Bryant | 926TC66120V24*D | Federally-Regulated Consumer Product | Non-Weatherized, Condensing Ga | 2225 | 272 |  | 06/30/2023 | 78340 | 212595341 | 06/30/2023
Carrier Corp. - Indianapolis | Bryant | 926SB66120V24 | Federally-Regulated Consumer Product | Non-Weatherized, Condensing Ga | 2296 | 277 |  | 06/30/2023 | 120209 | 212595338 | 06/30/2023
Carrier Corp. - Indianapolis | Bryant | 926SB36060V14 | Federally-Regulated Consumer Product | Non-Weatherized, Condensing Ga | 1207 | 227 |  | 06/30/2023 | 59908 | 212595038 | 06/30/2023
Carrier Corp. - Indianapolis | Bryant | 926SB30040V14*D | Federally-Regulated Consumer Product | Non-Weatherized, Condensing Ga | 985 | 229 |  | 06/30/2023 | 40193 | 212594929 | 06/30/2023
Carrier Corp. - Indianapolis | Bryant | 926SB36060V14*D | Federally-Regulated Consumer Product | Non-Weatherized, Condensing Ga | 1207 | 227 |  | 06/30/2023 | 59908 | 212595039 | 06/30/2023
Carrier Corp. - Indianapolis | Bryant | 926TC48080V17 | Federally-Regulated Consumer Product | Non-Weatherized, Condensing Ga | 1748 | 251 |  | 06/30/2023 | 52234 | 212595152 | 06/30/2023
Carrier Corp. - Indianapolis | Bryant | 926SB48060V17*D | Federally-Regulated Consumer Product | Non-Weatherized, Condensing Ga | 1605 | 246 |  | 06/30/2023 | 60365 | 212595041 | 06/30/2023
Carrier Corp. - Indianapolis | Bryant | 926SB66120V24*D | Federally-Regulated Consumer Product | Non-Weatherized, Condensing Ga | 2296 | 277 |  | 06/30/2023 | 120209 | 212595339 | 06/30/2023
Carrier Corp. - Indianapolis | Bryant | 926TC66120V24 | Federally-Regulated Consumer Product | Non-Weatherized, Condensing Ga | 2225 | 272 |  | 06/30/2023 | 78340 | 212595340 | 06/30/2023
Carrier Corp. - Indianapolis | Bryant | 926SB36040V17 | Federally-Regulated Consumer Product | Non-Weatherized, Condensing Ga | 1104 | 221 |  | 06/30/2023 | 39909 | 212594930 | 06/30/2023
Carrier Corp. - Indianapolis | Bryant | 926TC48060V17 | Federally-Regulated Consumer Product | Non-Weatherized, Condensing Ga | 1600 | 250 |  | 06/30/2023 | 39133 | 212595044 | 06/30/2023
Carrier Corp. - Indianapolis | Bryant | 926SB30040V14 | Federally-Regulated Consumer Product | Non-Weatherized, Condensing Ga | 985 | 229 |  | 06/30/2023 | 40193 | 212594928 | 06/30/2023
Carrier Corp. - Indianapolis | Bryant | 926TC36040V17 | Federally-Regulated Consumer Product | Non-Weatherized, Condensing Ga | 1131 | 219 |  | 06/30/2023 | 26296 | 212594934 | 06/30/2023
Carrier Corp. - Indianapolis | Bryant | 926TC30040V14 | Federally-Regulated Consumer Product | Non-Weatherized, Condensing Ga | 1049 | 227 |  | 06/30/2023 | 25795 | 212594932 | 06/30/2023
Carrier Corp. - Indianapolis | Bryant | 926TC60100V21*D | Federally-Regulated Consumer Product | Non-Weatherized, Condensing Ga | 2163 | 271 |  | 06/30/2023 | 65562 | 212595259 | 06/30/2023
Carrier Corp. - Indianapolis | Bryant | 926TC48080V17*D | Federally-Regulated Consumer Product | Non-Weatherized, Condensing Ga | 1748 | 251 |  | 06/30/2023 | 52234 | 212595153 | 06/30/2023
Carrier Corp. - Indianapolis | Bryant | 926TC36060V14*D | Federally-Regulated Consumer Product | Non-Weatherized, Condensing Ga | 1193 | 234 |  | 06/30/2023 | 39230 | 212595043 | 06/30/2023
Carrier Corp. - Indianapolis | Bryant | 926TC48060V17*D | Federally-Regulated Consumer Product | Non-Weatherized, Condensing Ga | 1600 | 250 |  | 06/30/2023 | 39133 | 212595045 | 06/30/2023
Carrier Corp. - Indianapolis | Bryant | 926TC30040V14*D | Federally-Regulated Consumer Product | Non-Weatherized, Condensing Ga | 1049 | 227 |  | 06/30/2023 | 25795 | 212594933 | 06/30/2023
Carrier Corp. - Indianapolis | Bryant | 926SB48080V17 | Federally-Regulated Consumer Product | Non-Weatherized, Condensing Ga | 1735 | 252 |  | 06/30/2023 | 79596 | 212595148 | 06/30/2023
Carrier Corp. - Indianapolis | Bryant | 926TC36040V17*D | Federally-Regulated Consumer Product | Non-Weatherized, Condensing Ga | 1131 | 219 |  | 06/30/2023 | 26296 | 212594935 | 06/30/2023
Carrier Corp. - Indianapolis | Bryant | 926TC66100V21*D | Federally-Regulated Consumer Product | Non-Weatherized, Condensing Ga | 2275 | 277 |  | 06/30/2023 | 64500 | 212595261 | 06/30/2023
Carrier Corp. - Indianapolis | Bryant | 926TC60100V21 | Federally-Regulated Consumer Product | Non-Weatherized, Condensing Ga | 2163 | 271 |  | 06/30/2023 | 65562 | 212595258 | 06/30/2023
Carrier Corp. - Indianapolis | Bryant | 926SB60080V21*D | Federally-Regulated Consumer Product | Non-Weatherized, Condensing Ga | 2238 | 248 |  | 06/30/2023 | 79743 | 212595151 | 06/30/2023
Carrier Corp. - Indianapolis | Keeprite | N96VSN0802120B | Federally-Regulated Consumer Product | Non-Weatherized, Condensing Ga | 2238 | 248 |  | 06/08/2023 | 79743 | 212595222 | 06/30/2023
Carrier Corp. - Indianapolis | Keeprite | G96VTN1002122B*D | Federally-Regulated Consumer Product | Non-Weatherized, Condensing Ga | 2275 | 277 |  | 06/08/2023 | 64500 | 212595300 | 06/30/2023
Carrier Corp. - Indianapolis | Keeprite | G96VTN0601716B*D | Federally-Regulated Consumer Product | Non-Weatherized, Condensing Ga | 1600 | 250 |  | 06/08/2023 | 39133 | 212595084 | 06/30/2023
Carrier Corp. - Indianapolis | Keeprite | N96VSN1202422B*D | Federally-Regulated Consumer Product | Non-Weatherized, Condensing Ga | 2296 | 277 |  | 06/08/2023 | 120209 | 212595379 | 06/30/2023
Carrier Corp. - Indianapolis | Keeprite | G96VTN0802120B*D | Federally-Regulated Consumer Product | Non-Weatherized, Condensing Ga | 2145 | 260 |  | 06/08/2023 | 51728 | 212595194 | 06/30/2023
Carrier Corp. - Indianapolis | Keeprite | N96VSN0801716B*D | Federally-Regulated Consumer Product | Non-Weatherized, Condensing Ga | 1735 | 252 |  | 06/08/2023 | 79596 | 212595213 | 06/30/2023
Carrier Corp. - Indianapolis | Keeprite | N96VSN0401410B*D | Federally-Regulated Consumer Product | Non-Weatherized, Condensing Ga | 985 | 229 |  | 06/08/2023 | 40193 | 212594993 | 06/30/2023
Carrier Corp. - Indianapolis | Keeprite | N96VSN0401410B | Federally-Regulated Consumer Product | Non-Weatherized, Condensing Ga | 985 | 229 |  | 06/08/2023 | 40193 | 212594984 | 06/30/2023
Carrier Corp. - Indianapolis | Keeprite | G96VTN0601412B*D | Federally-Regulated Consumer Product | Non-Weatherized, Condensing Ga | 1193 | 234 |  | 06/08/2023 | 39230 | 212595071 | 06/30/2023
Carrier Corp. - Indianapolis | Keeprite | N96VSN0601716B | Federally-Regulated Consumer Product | Non-Weatherized, Condensing Ga | 1605 | 246 |  | 06/08/2023 | 60365 | 212595112 | 06/30/2023
Carrier Corp. - Indianapolis | Keeprite | G96VTN1202422B | Federally-Regulated Consumer Product | Non-Weatherized, Condensing Ga | 2225 | 272 |  | 06/08/2023 | 78340 | 212595353 | 06/30/2023
Carrier Corp. - Indianapolis | Keeprite | N96VSN0601412B | Federally-Regulated Consumer Product | Non-Weatherized, Condensing Ga | 1207 | 227 |  | 06/08/2023 | 59908 | 212595094 | 06/30/2023
Carrier Corp. - Indianapolis | Keeprite | N96VSN1002120B | Federally-Regulated Consumer Product | Non-Weatherized, Condensing Ga | 2166 | 265 |  | 06/08/2023 | 99862 | 212595309 | 06/30/2023
Carrier Corp. - Indianapolis | Keeprite | N96VSN0401712B | Federally-Regulated Consumer Product | Non-Weatherized, Condensing Ga | 1104 | 221 |  | 06/08/2023 | 39909 | 212595002 | 06/30/2023
Carrier Corp. - Indianapolis | Keeprite | N96VSN1002120B*D | Federally-Regulated Consumer Product | Non-Weatherized, Condensing Ga | 2166 | 265 |  | 06/08/2023 | 99862 | 212595318 | 06/30/2023
Carrier Corp. - Indianapolis | Keeprite | G96VTN0401410B*D | Federally-Regulated Consumer Product | Non-Weatherized, Condensing Ga | 1049 | 227 |  | 06/08/2023 | 25795 | 212594960 | 06/30/2023
Carrier Corp. - Indianapolis | Keeprite | N96VSN0601412B*D | Federally-Regulated Consumer Product | Non-Weatherized, Condensing Ga | 1207 | 227 |  | 06/08/2023 | 59908 | 212595103 | 06/30/2023
Carrier Corp. - Indianapolis | Keeprite | N96VSN0802120B*D | Federally-Regulated Consumer Product | Non-Weatherized, Condensing Ga | 2238 | 248 |  | 06/08/2023 | 79743 | 212595231 | 06/30/2023
Carrier Corp. - Indianapolis | Keeprite | N96VSN0801716B | Federally-Regulated Consumer Product | Non-Weatherized, Condensing Ga | 1735 | 252 |  | 06/08/2023 | 79596 | 212595204 | 06/30/2023
Carrier Corp. - Indianapolis | Keeprite | G96VTN1002122B | Federally-Regulated Consumer Product | Non-Weatherized, Condensing Ga | 2275 | 277 |  | 06/08/2023 | 64500 | 212595293 | 06/30/2023
Carrier Corp. - Indianapolis | Keeprite | G96VTN0601716B | Federally-Regulated Consumer Product | Non-Weatherized, Condensing Ga | 1600 | 250 |  | 06/08/2023 | 39133 | 212595077 | 06/30/2023
Carrier Corp. - Indianapolis | Keeprite | G96VTN0801716B | Federally-Regulated Consumer Product | Non-Weatherized, Condensing Ga | 1748 | 251 |  | 06/08/2023 | 52234 | 212595173 | 06/30/2023
Carrier Corp. - Indianapolis | Keeprite | G96VTN0401712B*D | Federally-Regulated Consumer Product | Non-Weatherized, Condensing Ga | 1131 | 219 |  | 06/08/2023 | 26296 | 212594974 | 06/30/2023
Carrier Corp. - Indianapolis | Keeprite | G96VTN0401712B | Federally-Regulated Consumer Product | Non-Weatherized, Condensing Ga | 1131 | 219 |  | 06/08/2023 | 26296 | 212594967 | 06/30/2023
Carrier Corp. - Indianapolis | Keeprite | G96VTN0801716B*D | Federally-Regulated Consumer Product | Non-Weatherized, Condensing Ga | 1748 | 251 |  | 06/08/2023 | 52234 | 212595180 | 06/30/2023
Carrier Corp. - Indianapolis | Keeprite | G96VTN1002120B | Federally-Regulated Consumer Product | Non-Weatherized, Condensing Ga | 2163 | 271 |  | 06/08/2023 | 65562 | 212595279 | 06/30/2023
Carrier Corp. - Indianapolis | Keeprite | G96VTN0802120B | Federally-Regulated Consumer Product | Non-Weatherized, Condensing Ga | 2145 | 260 |  | 06/08/2023 | 51728 | 212595187 | 06/30/2023
Carrier Corp. - Indianapolis | Keeprite | G96VTN0601412B | Federally-Regulated Consumer Product | Non-Weatherized, Condensing Ga | 1193 | 234 |  | 06/08/2023 | 39230 | 212595063 | 06/30/2023
Carrier Corp. - Indianapolis | Keeprite | N96VSN0601716B*D | Federally-Regulated Consumer Product | Non-Weatherized, Condensing Ga | 1605 | 246 |  | 06/08/2023 | 60365 | 212595121 | 06/30/2023
Carrier Corp. - Indianapolis | Keeprite | G96VTN0401410B | Federally-Regulated Consumer Product | Non-Weatherized, Condensing Ga | 1049 | 227 |  | 06/08/2023 | 25795 | 212594953 | 06/30/2023
Carrier Corp. - Indianapolis | Keeprite | G96VTN1202422B*D | Federally-Regulated Consumer Product | Non-Weatherized, Condensing Ga | 2225 | 272 |  | 06/08/2023 | 78340 | 212595360 | 06/30/2023
Carrier Corp. - Indianapolis | Keeprite | N96VSN1202422B | Federally-Regulated Consumer Product | Non-Weatherized, Condensing Ga | 2296 | 277 |  | 06/08/2023 | 120209 | 212595370 | 06/30/2023
Carrier Corp. - Indianapolis | Keeprite | N96VSN0401712B*D | Federally-Regulated Consumer Product | Non-Weatherized, Condensing Ga | 1104 | 221 |  | 06/08/2023 | 39909 | 212595011 | 06/30/2023
Carrier Corp. - Indianapolis | Keeprite | G96VTN1002120B*D | Federally-Regulated Consumer Product | Non-Weatherized, Condensing Ga | 2163 | 271 |  | 06/08/2023 | 65562 | 212595286 | 06/30/2023
Carrier Corp. - Indianapolis | EcoTemp | WFST100C060A*D | Federally-Regulated Consumer Product | Non-Weatherized, Condensing Ga | 2163 | 271 |  | 06/08/2023 | 65562 | 212595332 | 06/30/2023
Carrier Corp. - Indianapolis | EcoTemp | WFST040A030A | Federally-Regulated Consumer Product | Non-Weatherized, Condensing Ga | 1049 | 227 |  | 06/08/2023 | 25795 | 212595026 | 06/30/2023
Carrier Corp. - Indianapolis | EcoTemp | WFST080B048A | Federally-Regulated Consumer Product | Non-Weatherized, Condensing Ga | 1748 | 251 |  | 06/08/2023 | 52234 | 212595246 | 06/30/2023
Carrier Corp. - Indianapolis | EcoTemp | WFST080B048A*D | Federally-Regulated Consumer Product | Non-Weatherized, Condensing Ga | 1748 | 251 |  | 06/08/2023 | 52234 | 212595248 | 06/30/2023
Carrier Corp. - Indianapolis | EcoTemp | WFST100C060A | Federally-Regulated Consumer Product | Non-Weatherized, Condensing Ga | 2163 | 271 |  | 06/08/2023 | 65562 | 212595330 | 06/30/2023
Carrier Corp. - Indianapolis | EcoTemp | WFST060B048A | Federally-Regulated Consumer Product | Non-Weatherized, Condensing Ga | 1600 | 250 |  | 06/08/2023 | 39133 | 212595136 | 06/30/2023
Carrier Corp. - Indianapolis | EcoTemp | WFST060B048A*D | Federally-Regulated Consumer Product | Non-Weatherized, Condensing Ga | 1600 | 250 |  | 06/08/2023 | 39133 | 212595138 | 06/30/2023
Carrier Corp. - Indianapolis | EcoTemp | WFST040A030A*D | Federally-Regulated Consumer Product | Non-Weatherized, Condensing Ga | 1049 | 227 |  | 06/08/2023 | 25795 | 212595028 | 06/30/2023
Carrier Corp. - Indianapolis | Keeprite | N96VSN0802120B | Federally-Regulated Consumer Product | Non-Weatherized, Condensing Ga | 2238 | 248 |  | 06/30/2023 | 79743 | 212595222 | 06/30/2023
Carrier Corp. - Indianapolis | Keeprite | G96VTN1002122B*D | Federally-Regulated Consumer Product | Non-Weatherized, Condensing Ga | 2275 | 277 |  | 06/30/2023 | 64500 | 212595300 | 06/30/2023
Carrier Corp. - Indianapolis | Keeprite | G96VTN0601716B*D | Federally-Regulated Consumer Product | Non-Weatherized, Condensing Ga | 1600 | 250 |  | 06/30/2023 | 39133 | 212595084 | 06/30/2023
Carrier Corp. - Indianapolis | Keeprite | N96VSN1202422B*D | Federally-Regulated Consumer Product | Non-Weatherized, Condensing Ga | 2296 | 277 |  | 06/30/2023 | 120209 | 212595379 | 06/30/2023
Carrier Corp. - Indianapolis | Keeprite | G96VTN0802120B*D | Federally-Regulated Consumer Product | Non-Weatherized, Condensing Ga | 2145 | 260 |  | 06/30/2023 | 51728 | 212595194 | 06/30/2023
Carrier Corp. - Indianapolis | Keeprite | N96VSN0801716B*D | Federally-Regulated Consumer Product | Non-Weatherized, Condensing Ga | 1735 | 252 |  | 06/30/2023 | 79596 | 212595213 | 06/30/2023
Carrier Corp. - Indianapolis | Keeprite | N96VSN0401410B*D | Federally-Regulated Consumer Product | Non-Weatherized, Condensing Ga | 985 | 229 |  | 06/30/2023 | 40193 | 212594993 | 06/30/2023
Carrier Corp. - Indianapolis | Keeprite | N96VSN0401410B | Federally-Regulated Consumer Product | Non-Weatherized, Condensing Ga | 985 | 229 |  | 06/30/2023 | 40193 | 212594984 | 06/30/2023
Carrier Corp. - Indianapolis | Keeprite | G96VTN0601412B*D | Federally-Regulated Consumer Product | Non-Weatherized, Condensing Ga | 1193 | 234 |  | 06/30/2023 | 39230 | 212595071 | 06/30/2023
Carrier Corp. - Indianapolis | Keeprite | N96VSN0601716B | Federally-Regulated Consumer Product | Non-Weatherized, Condensing Ga | 1605 | 246 |  | 06/30/2023 | 60365 | 212595112 | 06/30/2023
Carrier Corp. - Indianapolis | Keeprite | G96VTN1202422B | Federally-Regulated Consumer Product | Non-Weatherized, Condensing Ga | 2225 | 272 |  | 06/30/2023 | 78340 | 212595353 | 06/30/2023
Carrier Corp. - Indianapolis | Keeprite | N96VSN0601412B | Federally-Regulated Consumer Product | Non-Weatherized, Condensing Ga | 1207 | 227 |  | 06/30/2023 | 59908 | 212595094 | 06/30/2023
Carrier Corp. - Indianapolis | Keeprite | N96VSN1002120B | Federally-Regulated Consumer Product | Non-Weatherized, Condensing Ga | 2166 | 265 |  | 06/30/2023 | 99862 | 212595309 | 06/30/2023
Carrier Corp. - Indianapolis | Keeprite | N96VSN0401712B | Federally-Regulated Consumer Product | Non-Weatherized, Condensing Ga | 1104 | 221 |  | 06/30/2023 | 39909 | 212595002 | 06/30/2023
Carrier Corp. - Indianapolis | Keeprite | N96VSN1002120B*D | Federally-Regulated Consumer Product | Non-Weatherized, Condensing Ga | 2166 | 265 |  | 06/30/2023 | 99862 | 212595318 | 06/30/2023
Carrier Corp. - Indianapolis | Keeprite | G96VTN0401410B*D | Federally-Regulated Consumer Product | Non-Weatherized, Condensing Ga | 1049 | 227 |  | 06/30/2023 | 25795 | 212594960 | 06/30/2023
Carrier Corp. - Indianapolis | Keeprite | N96VSN0601412B*D | Federally-Regulated Consumer Product | Non-Weatherized, Condensing Ga | 1207 | 227 |  | 06/30/2023 | 59908 | 212595103 | 06/30/2023
Carrier Corp. - Indianapolis | Keeprite | N96VSN0802120B*D | Federally-Regulated Consumer Product | Non-Weatherized, Condensing Ga | 2238 | 248 |  | 06/30/2023 | 79743 | 212595231 | 06/30/2023
Carrier Corp. - Indianapolis | Keeprite | N96VSN0801716B | Federally-Regulated Consumer Product | Non-Weatherized, Condensing Ga | 1735 | 252 |  | 06/30/2023 | 79596 | 212595204 | 06/30/2023
Carrier Corp. - Indianapolis | Keeprite | G96VTN1002122B | Federally-Regulated Consumer Product | Non-Weatherized, Condensing Ga | 2275 | 277 |  | 06/30/2023 | 64500 | 212595293 | 06/30/2023
Carrier Corp. - Indianapolis | Keeprite | G96VTN0601716B | Federally-Regulated Consumer Product | Non-Weatherized, Condensing Ga | 1600 | 250 |  | 06/30/2023 | 39133 | 212595077 | 06/30/2023
Carrier Corp. - Indianapolis | Keeprite | G96VTN0801716B | Federally-Regulated Consumer Product | Non-Weatherized, Condensing Ga | 1748 | 251 |  | 06/30/2023 | 52234 | 212595173 | 06/30/2023
Carrier Corp. - Indianapolis | Keeprite | G96VTN0401712B*D | Federally-Regulated Consumer Product | Non-Weatherized, Condensing Ga | 1131 | 219 |  | 06/30/2023 | 26296 | 212594974 | 06/30/2023
Carrier Corp. - Indianapolis | Keeprite | G96VTN0401712B | Federally-Regulated Consumer Product | Non-Weatherized, Condensing Ga | 1131 | 219 |  | 06/30/2023 | 26296 | 212594967 | 06/30/2023
Carrier Corp. - Indianapolis | Keeprite | G96VTN0801716B*D | Federally-Regulated Consumer Product | Non-Weatherized, Condensing Ga | 1748 | 251 |  | 06/30/2023 | 52234 | 212595180 | 06/30/2023
Carrier Corp. - Indianapolis | Keeprite | G96VTN1002120B | Federally-Regulated Consumer Product | Non-Weatherized, Condensing Ga | 2163 | 271 |  | 06/30/2023 | 65562 | 212595279 | 06/30/2023
Carrier Corp. - Indianapolis | Keeprite | G96VTN0802120B | Federally-Regulated Consumer Product | Non-Weatherized, Condensing Ga | 2145 | 260 |  | 06/30/2023 | 51728 | 212595187 | 06/30/2023
Carrier Corp. - Indianapolis | Keeprite | G96VTN0601412B | Federally-Regulated Consumer Product | Non-Weatherized, Condensing Ga | 1193 | 234 |  | 06/30/2023 | 39230 | 212595063 | 06/30/2023
Carrier Corp. - Indianapolis | Keeprite | N96VSN0601716B*D | Federally-Regulated Consumer Product | Non-Weatherized, Condensing Ga | 1605 | 246 |  | 06/30/2023 | 60365 | 212595121 | 06/30/2023
Carrier Corp. - Indianapolis | Keeprite | G96VTN0401410B | Federally-Regulated Consumer Product | Non-Weatherized, Condensing Ga | 1049 | 227 |  | 06/30/2023 | 25795 | 212594953 | 06/30/2023
Carrier Corp. - Indianapolis | Keeprite | G96VTN1202422B*D | Federally-Regulated Consumer Product | Non-Weatherized, Condensing Ga | 2225 | 272 |  | 06/30/2023 | 78340 | 212595360 | 06/30/2023
Carrier Corp. - Indianapolis | Keeprite | N96VSN1202422B | Federally-Regulated Consumer Product | Non-Weatherized, Condensing Ga | 2296 | 277 |  | 06/30/2023 | 120209 | 212595370 | 06/30/2023
Carrier Corp. - Indianapolis | Keeprite | N96VSN0401712B*D | Federally-Regulated Consumer Product | Non-Weatherized, Condensing Ga | 1104 | 221 |  | 06/30/2023 | 39909 | 212595011 | 06/30/2023
Carrier Corp. - Indianapolis | Keeprite | G96VTN1002120B*D | Federally-Regulated Consumer Product | Non-Weatherized, Condensing Ga | 2163 | 271 |  | 06/30/2023 | 65562 | 212595286 | 06/30/2023
Carrier Corp. - Indianapolis | EcoTemp | WFST100C060A*D | Federally-Regulated Consumer Product | Non-Weatherized, Condensing Ga | 2163 | 271 |  | 06/30/2023 | 65562 | 212595332 | 06/30/2023
Carrier Corp. - Indianapolis | EcoTemp | WFST040A030A | Federally-Regulated Consumer Product | Non-Weatherized, Condensing Ga | 1049 | 227 |  | 06/30/2023 | 25795 | 212595026 | 06/30/2023
Carrier Corp. - Indianapolis | EcoTemp | WFST080B048A | Federally-Regulated Consumer Product | Non-Weatherized, Condensing Ga | 1748 | 251 |  | 06/30/2023 | 52234 | 212595246 | 06/30/2023
Carrier Corp. - Indianapolis | EcoTemp | WFST080B048A*D | Federally-Regulated Consumer Product | Non-Weatherized, Condensing Ga | 1748 | 251 |  | 06/30/2023 | 52234 | 212595248 | 06/30/2023
Carrier Corp. - Indianapolis | EcoTemp | WFST100C060A | Federally-Regulated Consumer Product | Non-Weatherized, Condensing Ga | 2163 | 271 |  | 06/30/2023 | 65562 | 212595330 | 06/30/2023
Carrier Corp. - Indianapolis | EcoTemp | WFST060B048A | Federally-Regulated Consumer Product | Non-Weatherized, Condensing Ga | 1600 | 250 |  | 06/30/2023 | 39133 | 212595136 | 06/30/2023
Carrier Corp. - Indianapolis | EcoTemp | WFST060B048A*D | Federally-Regulated Consumer Product | Non-Weatherized, Condensing Ga | 1600 | 250 |  | 06/30/2023 | 39133 | 212595138 | 06/30/2023
Carrier Corp. - Indianapolis | EcoTemp | WFST040A030A*D | Federally-Regulated Consumer Product | Non-Weatherized, Condensing Ga | 1049 | 227 |  | 06/30/2023 | 25795 | 212595028 | 06/30/2023
Carrier Corp. - Indianapolis | Bryant | 926SB60100V21*D | Federally-Regulated Consumer Product | Non-Weatherized, Condensing Ga | 2166 | 265 |  | 06/30/2023 | 99862 | 212595257 | 06/30/2023
Carrier Corp. - Indianapolis | Bryant | 926SB48080V17*D | Federally-Regulated Consumer Product | Non-Weatherized, Condensing Ga | 1735 | 252 |  | 06/30/2023 | 79596 | 212595149 | 06/30/2023
Carrier Corp. - Indianapolis | Bryant | 926SB48060V17 | Federally-Regulated Consumer Product | Non-Weatherized, Condensing Ga | 1605 | 246 |  | 06/30/2023 | 60365 | 212595040 | 06/30/2023
Carrier Corp. - Indianapolis | Bryant | 926SB36040V17*D | Federally-Regulated Consumer Product | Non-Weatherized, Condensing Ga | 1104 | 221 |  | 06/30/2023 | 39909 | 212594931 | 06/30/2023
Carrier Corp. - Indianapolis | Bryant | 926TC60080V21*D | Federally-Regulated Consumer Product | Non-Weatherized, Condensing Ga | 2145 | 260 |  | 06/30/2023 | 51728 | 212595155 | 06/30/2023
Carrier Corp. - Indianapolis | Bryant | 926SB60100V21 | Federally-Regulated Consumer Product | Non-Weatherized, Condensing Ga | 2166 | 265 |  | 06/30/2023 | 99862 | 212595256 | 06/30/2023
Carrier Corp. - Indianapolis | Bryant | 926TC36060V14 | Federally-Regulated Consumer Product | Non-Weatherized, Condensing Ga | 1193 | 234 |  | 06/30/2023 | 39230 | 212595042 | 06/30/2023
Carrier Corp. - Indianapolis | Bryant | 926TC66100V21 | Federally-Regulated Consumer Product | Non-Weatherized, Condensing Ga | 2275 | 277 |  | 06/30/2023 | 64500 | 212595260 | 06/30/2023
Carrier Corp. - Indianapolis | Bryant | 926SB60080V21 | Federally-Regulated Consumer Product | Non-Weatherized, Condensing Ga | 2238 | 248 |  | 06/30/2023 | 79743 | 212595150 | 06/30/2023
Carrier Corp. - Indianapolis | Bryant | 926TC60080V21 | Federally-Regulated Consumer Product | Non-Weatherized, Condensing Ga | 2145 | 260 |  | 06/30/2023 | 51728 | 212595154 | 06/30/2023
Carrier Corp. - Indianapolis | Bryant | 926TC66120V24*D | Federally-Regulated Consumer Product | Non-Weatherized, Condensing Ga | 2225 | 272 |  | 06/30/2023 | 78340 | 212595341 | 06/30/2023
Carrier Corp. - Indianapolis | Bryant | 926SB66120V24 | Federally-Regulated Consumer Product | Non-Weatherized, Condensing Ga | 2296 | 277 |  | 06/30/2023 | 120209 | 212595338 | 06/30/2023
Carrier Corp. - Indianapolis | Bryant | 926SB36060V14 | Federally-Regulated Consumer Product | Non-Weatherized, Condensing Ga | 1207 | 227 |  | 06/30/2023 | 59908 | 212595038 | 06/30/2023
Carrier Corp. - Indianapolis | Bryant | 926SB30040V14*D | Federally-Regulated Consumer Product | Non-Weatherized, Condensing Ga | 985 | 229 |  | 06/30/2023 | 40193 | 212594929 | 06/30/2023
Carrier Corp. - Indianapolis | Bryant | 926SB36060V14*D | Federally-Regulated Consumer Product | Non-Weatherized, Condensing Ga | 1207 | 227 |  | 06/30/2023 | 59908 | 212595039 | 06/30/2023
Carrier Corp. - Indianapolis | Bryant | 926TC48080V17 | Federally-Regulated Consumer Product | Non-Weatherized, Condensing Ga | 1748 | 251 |  | 06/30/2023 | 52234 | 212595152 | 06/30/2023
Carrier Corp. - Indianapolis | Bryant | 926SB48060V17*D | Federally-Regulated Consumer Product | Non-Weatherized, Condensing Ga | 1605 | 246 |  | 06/30/2023 | 60365 | 212595041 | 06/30/2023
Carrier Corp. - Indianapolis | Bryant | 926SB66120V24*D | Federally-Regulated Consumer Product | Non-Weatherized, Condensing Ga | 2296 | 277 |  | 06/30/2023 | 120209 | 212595339 | 06/30/2023
Carrier Corp. - Indianapolis | Bryant | 926TC66120V24 | Federally-Regulated Consumer Product | Non-Weatherized, Condensing Ga | 2225 | 272 |  | 06/30/2023 | 78340 | 212595340 | 06/30/2023
Carrier Corp. - Indianapolis | Bryant | 926SB36040V17 | Federally-Regulated Consumer Product | Non-Weatherized, Condensing Ga | 1104 | 221 |  | 06/30/2023 | 39909 | 212594930 | 06/30/2023
Carrier Corp. - Indianapolis | Bryant | 926TC48060V17 | Federally-Regulated Consumer Product | Non-Weatherized, Condensing Ga | 1600 | 250 |  | 06/30/2023 | 39133 | 212595044 | 06/30/2023
Carrier Corp. - Indianapolis | Bryant | 926SB30040V14 | Federally-Regulated Consumer Product | Non-Weatherized, Condensing Ga | 985 | 229 |  | 06/30/2023 | 40193 | 212594928 | 06/30/2023
Carrier Corp. - Indianapolis | Bryant | 926TC36040V17 | Federally-Regulated Consumer Product | Non-Weatherized, Condensing Ga | 1131 | 219 |  | 06/30/2023 | 26296 | 212594934 | 06/30/2023
Carrier Corp. - Indianapolis | Bryant | 926TC30040V14 | Federally-Regulated Consumer Product | Non-Weatherized, Condensing Ga | 1049 | 227 |  | 06/30/2023 | 25795 | 212594932 | 06/30/2023
Carrier Corp. - Indianapolis | Bryant | 926TC60100V21*D | Federally-Regulated Consumer Product | Non-Weatherized, Condensing Ga | 2163 | 271 |  | 06/30/2023 | 65562 | 212595259 | 06/30/2023
Carrier Corp. - Indianapolis | Bryant | 926TC48080V17*D | Federally-Regulated Consumer Product | Non-Weatherized, Condensing Ga | 1748 | 251 |  | 06/30/2023 | 52234 | 212595153 | 06/30/2023
Carrier Corp. - Indianapolis | Bryant | 926TC36060V14*D | Federally-Regulated Consumer Product | Non-Weatherized, Condensing Ga | 1193 | 234 |  | 06/30/2023 | 39230 | 212595043 | 06/30/2023
Carrier Corp. - Indianapolis | Bryant | 926TC48060V17*D | Federally-Regulated Consumer Product | Non-Weatherized, Condensing Ga | 1600 | 250 |  | 06/30/2023 | 39133 | 212595045 | 06/30/2023
Carrier Corp. - Indianapolis | Bryant | 926TC30040V14*D | Federally-Regulated Consumer Product | Non-Weatherized, Condensing Ga | 1049 | 227 |  | 06/30/2023 | 25795 | 212594933 | 06/30/2023
Carrier Corp. - Indianapolis | Bryant | 926SB48080V17 | Federally-Regulated Consumer Product | Non-Weatherized, Condensing Ga | 1735 | 252 |  | 06/30/2023 | 79596 | 212595148 | 06/30/2023
Carrier Corp. - Indianapolis | Bryant | 926TC36040V17*D | Federally-Regulated Consumer Product | Non-Weatherized, Condensing Ga | 1131 | 219 |  | 06/30/2023 | 26296 | 212594935 | 06/30/2023
Carrier Corp. - Indianapolis | Bryant | 926TC66100V21*D | Federally-Regulated Consumer Product | Non-Weatherized, Condensing Ga | 2275 | 277 |  | 06/30/2023 | 64500 | 212595261 | 06/30/2023
Carrier Corp. - Indianapolis | Bryant | 926TC60100V21 | Federally-Regulated Consumer Product | Non-Weatherized, Condensing Ga | 2163 | 271 |  | 06/30/2023 | 65562 | 212595258 | 06/30/2023
Carrier Corp. - Indianapolis | Bryant | 926SB60080V21*D | Federally-Regulated Consumer Product | Non-Weatherized, Condensing Ga | 2238 | 248 |  | 06/30/2023 | 79743 | 212595151 | 06/30/2023
Carrier Corp. - Indianapolis | Tempstar | F96VTN0401410B*D | Federally-Regulated Consumer Product | Non-Weatherized, Condensing Ga | 1049 | 227 |  | 06/30/2023 | 25795 | 212594941 | 06/30/2023
Carrier Corp. - Indianapolis | Tempstar | N96VSN0802120B*D | Federally-Regulated Consumer Product | Non-Weatherized, Condensing Ga | 2238 | 248 |  | 06/30/2023 | 79743 | 212595233 | 06/30/2023
Carrier Corp. - Indianapolis | Tempstar | F96VTN1002120B*D | Federally-Regulated Consumer Product | Non-Weatherized, Condensing Ga | 2163 | 271 |  | 06/30/2023 | 65562 | 212595267 | 06/30/2023
Carrier Corp. - Indianapolis | Tempstar | F96VTN0601412B*D | Federally-Regulated Consumer Product | Non-Weatherized, Condensing Ga | 1193 | 234 |  | 06/30/2023 | 39230 | 212595051 | 06/30/2023
Carrier Corp. - Indianapolis | Tempstar | N96VSN0801716B*D | Federally-Regulated Consumer Product | Non-Weatherized, Condensing Ga | 1735 | 252 |  | 06/30/2023 | 79596 | 212595215 | 06/30/2023
Carrier Corp. - Indianapolis | Tempstar | N96VSN1002120B*D | Federally-Regulated Consumer Product | Non-Weatherized, Condensing Ga | 2166 | 265 |  | 06/30/2023 | 99862 | 212595321 | 06/30/2023
Carrier Corp. - Indianapolis | Tempstar | N96VSN0601412B*D | Federally-Regulated Consumer Product | Non-Weatherized, Condensing Ga | 1207 | 227 |  | 06/30/2023 | 59908 | 212595105 | 06/30/2023
Carrier Corp. - Indianapolis | Tempstar | F96VTN0601716B | Federally-Regulated Consumer Product | Non-Weatherized, Condensing Ga | 1600 | 250 |  | 06/30/2023 | 39133 | 212595054 | 06/30/2023
Carrier Corp. - Indianapolis | Tempstar | N96VSN0801716B | Federally-Regulated Consumer Product | Non-Weatherized, Condensing Ga | 1735 | 252 |  | 06/30/2023 | 79596 | 212595206 | 06/30/2023
Carrier Corp. - Indianapolis | Tempstar | N96VSN0401410B*D | Federally-Regulated Consumer Product | Non-Weatherized, Condensing Ga | 985 | 229 |  | 06/30/2023 | 40193 | 212594995 | 06/30/2023
Carrier Corp. - Indianapolis | Tempstar | N96VSN0601716B*D | Federally-Regulated Consumer Product | Non-Weatherized, Condensing Ga | 1605 | 246 |  | 06/30/2023 | 60365 | 212595123 | 06/30/2023
Carrier Corp. - Indianapolis | Tempstar | F96VTN0802120B*D | Federally-Regulated Consumer Product | Non-Weatherized, Condensing Ga | 2145 | 260 |  | 06/30/2023 | 51728 | 212595167 | 06/30/2023
Carrier Corp. - Indianapolis | Tempstar | N96VSN0802120B | Federally-Regulated Consumer Product | Non-Weatherized, Condensing Ga | 2238 | 248 |  | 06/30/2023 | 79743 | 212595224 | 06/30/2023
Carrier Corp. - Indianapolis | Tempstar | F96VTN0601716B*D | Federally-Regulated Consumer Product | Non-Weatherized, Condensing Ga | 1600 | 250 |  | 06/30/2023 | 39133 | 212595057 | 06/30/2023
Carrier Corp. - Indianapolis | Tempstar | N96VSN1202422B*D | Federally-Regulated Consumer Product | Non-Weatherized, Condensing Ga | 2296 | 277 |  | 06/30/2023 | 120209 | 212595381 | 06/30/2023
Carrier Corp. - Indianapolis | Tempstar | N96VSN1202422B | Federally-Regulated Consumer Product | Non-Weatherized, Condensing Ga | 2296 | 277 |  | 06/30/2023 | 120209 | 212595372 | 06/30/2023
Carrier Corp. - Indianapolis | Tempstar | F96VTN0401712B | Federally-Regulated Consumer Product | Non-Weatherized, Condensing Ga | 1131 | 219 |  | 06/30/2023 | 26296 | 212594944 | 06/30/2023
Carrier Corp. - Indianapolis | Tempstar | F96VTN0401712B*D | Federally-Regulated Consumer Product | Non-Weatherized, Condensing Ga | 1131 | 219 |  | 06/30/2023 | 26296 | 212594947 | 06/30/2023
Carrier Corp. - Indianapolis | Tempstar | N96VSN0401712B | Federally-Regulated Consumer Product | Non-Weatherized, Condensing Ga | 1104 | 221 |  | 06/30/2023 | 39909 | 212595004 | 06/30/2023
Carrier Corp. - Indianapolis | Tempstar | N96VSN0401410B | Federally-Regulated Consumer Product | Non-Weatherized, Condensing Ga | 985 | 229 |  | 06/30/2023 | 40193 | 212594986 | 06/30/2023
Carrier Corp. - Indianapolis | Tempstar | F96VTN0801716B*D | Federally-Regulated Consumer Product | Non-Weatherized, Condensing Ga | 1748 | 251 |  | 06/30/2023 | 52234 | 212595161 | 06/30/2023
Carrier Corp. - Indianapolis | Tempstar | F96VTN1202422B | Federally-Regulated Consumer Product | Non-Weatherized, Condensing Ga | 2225 | 272 |  | 06/30/2023 | 78340 | 212595344 | 06/30/2023
Carrier Corp. - Indianapolis | Tempstar | F96VTN0401410B | Federally-Regulated Consumer Product | Non-Weatherized, Condensing Ga | 1049 | 227 |  | 06/30/2023 | 25795 | 212594938 | 06/30/2023
Carrier Corp. - Indianapolis | Tempstar | N96VSN0601412B | Federally-Regulated Consumer Product | Non-Weatherized, Condensing Ga | 1207 | 227 |  | 06/30/2023 | 59908 | 212595096 | 06/30/2023
Carrier Corp. - Indianapolis | Tempstar | N96VSN1002120B | Federally-Regulated Consumer Product | Non-Weatherized, Condensing Ga | 2166 | 265 |  | 06/30/2023 | 99862 | 212595312 | 06/30/2023
Carrier Corp. - Indianapolis | Tempstar | N96VSN0401712B*D | Federally-Regulated Consumer Product | Non-Weatherized, Condensing Ga | 1104 | 221 |  | 06/30/2023 | 39909 | 212595013 | 06/30/2023
Carrier Corp. - Indianapolis | Tempstar | F96VTN0801716B | Federally-Regulated Consumer Product | Non-Weatherized, Condensing Ga | 1748 | 251 |  | 06/30/2023 | 52234 | 212595158 | 06/30/2023
Carrier Corp. - Indianapolis | Tempstar | N96VSN0601716B | Federally-Regulated Consumer Product | Non-Weatherized, Condensing Ga | 1605 | 246 |  | 06/30/2023 | 60365 | 212595114 | 06/30/2023
Carrier Corp. - Indianapolis | Tempstar | F96VTN1002120B | Federally-Regulated Consumer Product | Non-Weatherized, Condensing Ga | 2163 | 271 |  | 06/30/2023 | 65562 | 212595264 | 06/30/2023
Carrier Corp. - Indianapolis | Tempstar | F96VTN1202422B*D | Federally-Regulated Consumer Product | Non-Weatherized, Condensing Ga | 2225 | 272 |  | 06/30/2023 | 78340 | 212595347 | 06/30/2023
Carrier Corp. - Indianapolis | Tempstar | F96VTN0601412B | Federally-Regulated Consumer Product | Non-Weatherized, Condensing Ga | 1193 | 234 |  | 06/30/2023 | 39230 | 212595048 | 06/30/2023
Carrier Corp. - Indianapolis | Tempstar | F96VTN0802120B | Federally-Regulated Consumer Product | Non-Weatherized, Condensing Ga | 2145 | 260 |  | 06/30/2023 | 51728 | 212595164 | 06/30/2023
Carrier Corp. - Indianapolis | Tempstar | F96VTN1002122B | Federally-Regulated Consumer Product | Non-Weatherized, Condensing Ga | 2275 | 277 |  | 06/30/2023 | 64500 | 212595270 | 06/30/2023
Carrier Corp. - Indianapolis | Tempstar | F96VTN1002122B*D | Federally-Regulated Consumer Product | Non-Weatherized, Condensing Ga | 2275 | 277 |  | 06/30/2023 | 64500 | 212595273 | 06/30/2023
Carrier Corp. - Indianapolis | Arcoaire | F96VTN1202422B | Federally-Regulated Consumer Product | Non-Weatherized, Condensing Ga | 2225 | 272 |  | 06/30/2023 | 78340 | 212595342 | 06/30/2023
Carrier Corp. - Indianapolis | Arcoaire | N96VSN0802120B | Federally-Regulated Consumer Product | Non-Weatherized, Condensing Ga | 2238 | 248 |  | 06/30/2023 | 79743 | 212595217 | 06/30/2023
Carrier Corp. - Indianapolis | Arcoaire | F96VTN0802120B | Federally-Regulated Consumer Product | Non-Weatherized, Condensing Ga | 2145 | 260 |  | 06/30/2023 | 51728 | 212595162 | 06/30/2023
Carrier Corp. - Indianapolis | Arcoaire | N96VSN1002120B*D | Federally-Regulated Consumer Product | Non-Weatherized, Condensing Ga | 2166 | 265 |  | 06/30/2023 | 99862 | 212595314 | 06/30/2023
Carrier Corp. - Indianapolis | Arcoaire | F96VTN1002122B | Federally-Regulated Consumer Product | Non-Weatherized, Condensing Ga | 2275 | 277 |  | 06/30/2023 | 64500 | 212595268 | 06/30/2023
Carrier Corp. - Indianapolis | Arcoaire | N96VSN0801716B | Federally-Regulated Consumer Product | Non-Weatherized, Condensing Ga | 1735 | 252 |  | 06/30/2023 | 79596 | 212595199 | 06/30/2023
Carrier Corp. - Indianapolis | Arcoaire | F96VTN0601716B | Federally-Regulated Consumer Product | Non-Weatherized, Condensing Ga | 1600 | 250 |  | 06/30/2023 | 39133 | 212595052 | 06/30/2023
Carrier Corp. - Indianapolis | Arcoaire | N96VSN0401712B | Federally-Regulated Consumer Product | Non-Weatherized, Condensing Ga | 1104 | 221 |  | 06/30/2023 | 39909 | 212594997 | 06/30/2023
Carrier Corp. - Indianapolis | Arcoaire | F96VTN0401410B*D | Federally-Regulated Consumer Product | Non-Weatherized, Condensing Ga | 1049 | 227 |  | 06/30/2023 | 25795 | 212594939 | 06/30/2023
Carrier Corp. - Indianapolis | Arcoaire | N96VSN0601716B*D | Federally-Regulated Consumer Product | Non-Weatherized, Condensing Ga | 1605 | 246 |  | 06/30/2023 | 60365 | 212595116 | 06/30/2023
Carrier Corp. - Indianapolis | Arcoaire | N96VSN0801716B*D | Federally-Regulated Consumer Product | Non-Weatherized, Condensing Ga | 1735 | 252 |  | 06/30/2023 | 79596 | 212595208 | 06/30/2023
Carrier Corp. - Indianapolis | Arcoaire | N96VSN0802120B*D | Federally-Regulated Consumer Product | Non-Weatherized, Condensing Ga | 2238 | 248 |  | 06/30/2023 | 79743 | 212595226 | 06/30/2023
Carrier Corp. - Indianapolis | Arcoaire | F96VTN0401712B | Federally-Regulated Consumer Product | Non-Weatherized, Condensing Ga | 1131 | 219 |  | 06/30/2023 | 26296 | 212594942 | 06/30/2023
Carrier Corp. - Indianapolis | Arcoaire | F96VTN0801716B*D | Federally-Regulated Consumer Product | Non-Weatherized, Condensing Ga | 1748 | 251 |  | 06/30/2023 | 52234 | 212595159 | 06/30/2023
Carrier Corp. - Indianapolis | Arcoaire | N96VSN0401410B | Federally-Regulated Consumer Product | Non-Weatherized, Condensing Ga | 985 | 229 |  | 06/30/2023 | 40193 | 212594979 | 06/30/2023
Carrier Corp. - Indianapolis | Arcoaire | F96VTN1002122B*D | Federally-Regulated Consumer Product | Non-Weatherized, Condensing Ga | 2275 | 277 |  | 06/30/2023 | 64500 | 212595271 | 06/30/2023
Carrier Corp. - Indianapolis | Arcoaire | F96VTN0401410B | Federally-Regulated Consumer Product | Non-Weatherized, Condensing Ga | 1049 | 227 |  | 06/30/2023 | 25795 | 212594936 | 06/30/2023
Carrier Corp. - Indianapolis | Arcoaire | N96VSN0601412B | Federally-Regulated Consumer Product | Non-Weatherized, Condensing Ga | 1207 | 227 |  | 06/30/2023 | 59908 | 212595089 | 06/30/2023
Carrier Corp. - Indianapolis | Arcoaire | F96VTN0802120B*D | Federally-Regulated Consumer Product | Non-Weatherized, Condensing Ga | 2145 | 260 |  | 06/30/2023 | 51728 | 212595165 | 06/30/2023
Carrier Corp. - Indianapolis | Arcoaire | F96VTN0601412B | Federally-Regulated Consumer Product | Non-Weatherized, Condensing Ga | 1193 | 234 |  | 06/30/2023 | 39230 | 212595046 | 06/30/2023
Carrier Corp. - Indianapolis | Arcoaire | F96VTN0601716B*D | Federally-Regulated Consumer Product | Non-Weatherized, Condensing Ga | 1600 | 250 |  | 06/30/2023 | 39133 | 212595055 | 06/30/2023
Carrier Corp. - Indianapolis | Arcoaire | N96VSN0601716B | Federally-Regulated Consumer Product | Non-Weatherized, Condensing Ga | 1605 | 246 |  | 06/30/2023 | 60365 | 212595107 | 06/30/2023
Carrier Corp. - Indianapolis | Arcoaire | N96VSN1202422B | Federally-Regulated Consumer Product | Non-Weatherized, Condensing Ga | 2296 | 277 |  | 06/30/2023 | 120209 | 212595365 | 06/30/2023
Carrier Corp. - Indianapolis | Arcoaire | N96VSN0401410B*D | Federally-Regulated Consumer Product | Non-Weatherized, Condensing Ga | 985 | 229 |  | 06/30/2023 | 40193 | 212594988 | 06/30/2023
Carrier Corp. - Indianapolis | Arcoaire | F96VTN0801716B | Federally-Regulated Consumer Product | Non-Weatherized, Condensing Ga | 1748 | 251 |  | 06/30/2023 | 52234 | 212595156 | 06/30/2023
Carrier Corp. - Indianapolis | Arcoaire | F96VTN0601412B*D | Federally-Regulated Consumer Product | Non-Weatherized, Condensing Ga | 1193 | 234 |  | 06/30/2023 | 39230 | 212595049 | 06/30/2023
Carrier Corp. - Indianapolis | Arcoaire | F96VTN0401712B*D | Federally-Regulated Consumer Product | Non-Weatherized, Condensing Ga | 1131 | 219 |  | 06/30/2023 | 26296 | 212594945 | 06/30/2023
Carrier Corp. - Indianapolis | Arcoaire | N96VSN0601412B*D | Federally-Regulated Consumer Product | Non-Weatherized, Condensing Ga | 1207 | 227 |  | 06/30/2023 | 59908 | 212595098 | 06/30/2023
Carrier Corp. - Indianapolis | Arcoaire | F96VTN1002120B | Federally-Regulated Consumer Product | Non-Weatherized, Condensing Ga | 2163 | 271 |  | 06/30/2023 | 65562 | 212595262 | 06/30/2023
Carrier Corp. - Indianapolis | Arcoaire | F96VTN1002120B*D | Federally-Regulated Consumer Product | Non-Weatherized, Condensing Ga | 2163 | 271 |  | 06/30/2023 | 65562 | 212595265 | 06/30/2023
Carrier Corp. - Indianapolis | Arcoaire | N96VSN1202422B*D | Federally-Regulated Consumer Product | Non-Weatherized, Condensing Ga | 2296 | 277 |  | 06/30/2023 | 120209 | 212595374 | 06/30/2023
Carrier Corp. - Indianapolis | Arcoaire | F96VTN1202422B*D | Federally-Regulated Consumer Product | Non-Weatherized, Condensing Ga | 2225 | 272 |  | 06/30/2023 | 78340 | 212595345 | 06/30/2023
Carrier Corp. - Indianapolis | Arcoaire | N96VSN0401712B*D | Federally-Regulated Consumer Product | Non-Weatherized, Condensing Ga | 1104 | 221 |  | 06/30/2023 | 39909 | 212595006 | 06/30/2023
Carrier Corp. - Indianapolis | Arcoaire | N96VSN1002120B | Federally-Regulated Consumer Product | Non-Weatherized, Condensing Ga | 2166 | 265 |  | 06/30/2023 | 99862 | 212595305 | 06/30/2023
Carrier Corp. - Indianapolis | Keeprite | N96VSN0802120B | Federally-Regulated Consumer Product | Non-Weatherized, Condensing Ga | 2238 | 248 |  | 06/30/2023 | 79743 | 212595222 | 06/30/2023
Carrier Corp. - Indianapolis | Keeprite | G96VTN1002122B*D | Federally-Regulated Consumer Product | Non-Weatherized, Condensing Ga | 2275 | 277 |  | 06/30/2023 | 64500 | 212595300 | 06/30/2023
Carrier Corp. - Indianapolis | Keeprite | G96VTN0601716B*D | Federally-Regulated Consumer Product | Non-Weatherized, Condensing Ga | 1600 | 250 |  | 06/30/2023 | 39133 | 212595084 | 06/30/2023
Carrier Corp. - Indianapolis | Keeprite | N96VSN1202422B*D | Federally-Regulated Consumer Product | Non-Weatherized, Condensing Ga | 2296 | 277 |  | 06/30/2023 | 120209 | 212595379 | 06/30/2023
Carrier Corp. - Indianapolis | Keeprite | G96VTN0802120B*D | Federally-Regulated Consumer Product | Non-Weatherized, Condensing Ga | 2145 | 260 |  | 06/30/2023 | 51728 | 212595194 | 06/30/2023
Carrier Corp. - Indianapolis | Keeprite | N96VSN0801716B*D | Federally-Regulated Consumer Product | Non-Weatherized, Condensing Ga | 1735 | 252 |  | 06/30/2023 | 79596 | 212595213 | 06/30/2023
Carrier Corp. - Indianapolis | Keeprite | N96VSN0401410B*D | Federally-Regulated Consumer Product | Non-Weatherized, Condensing Ga | 985 | 229 |  | 06/30/2023 | 40193 | 212594993 | 06/30/2023
Carrier Corp. - Indianapolis | Keeprite | N96VSN0401410B | Federally-Regulated Consumer Product | Non-Weatherized, Condensing Ga | 985 | 229 |  | 06/30/2023 | 40193 | 212594984 | 06/30/2023
Carrier Corp. - Indianapolis | Keeprite | G96VTN0601412B*D | Federally-Regulated Consumer Product | Non-Weatherized, Condensing Ga | 1193 | 234 |  | 06/30/2023 | 39230 | 212595071 | 06/30/2023
Carrier Corp. - Indianapolis | Keeprite | N96VSN0601716B | Federally-Regulated Consumer Product | Non-Weatherized, Condensing Ga | 1605 | 246 |  | 06/30/2023 | 60365 | 212595112 | 06/30/2023
Carrier Corp. - Indianapolis | Keeprite | G96VTN1202422B | Federally-Regulated Consumer Product | Non-Weatherized, Condensing Ga | 2225 | 272 |  | 06/30/2023 | 78340 | 212595353 | 06/30/2023
Carrier Corp. - Indianapolis | Keeprite | N96VSN0601412B | Federally-Regulated Consumer Product | Non-Weatherized, Condensing Ga | 1207 | 227 |  | 06/30/2023 | 59908 | 212595094 | 06/30/2023
Carrier Corp. - Indianapolis | Keeprite | N96VSN1002120B | Federally-Regulated Consumer Product | Non-Weatherized, Condensing Ga | 2166 | 265 |  | 06/30/2023 | 99862 | 212595309 | 06/30/2023
Carrier Corp. - Indianapolis | Keeprite | N96VSN0401712B | Federally-Regulated Consumer Product | Non-Weatherized, Condensing Ga | 1104 | 221 |  | 06/30/2023 | 39909 | 212595002 | 06/30/2023
Carrier Corp. - Indianapolis | Keeprite | N96VSN1002120B*D | Federally-Regulated Consumer Product | Non-Weatherized, Condensing Ga | 2166 | 265 |  | 06/30/2023 | 99862 | 212595318 | 06/30/2023
Carrier Corp. - Indianapolis | Keeprite | G96VTN0401410B*D | Federally-Regulated Consumer Product | Non-Weatherized, Condensing Ga | 1049 | 227 |  | 06/30/2023 | 25795 | 212594960 | 06/30/2023
Carrier Corp. - Indianapolis | Keeprite | N96VSN0601412B*D | Federally-Regulated Consumer Product | Non-Weatherized, Condensing Ga | 1207 | 227 |  | 06/30/2023 | 59908 | 212595103 | 06/30/2023
Carrier Corp. - Indianapolis | Keeprite | N96VSN0802120B*D | Federally-Regulated Consumer Product | Non-Weatherized, Condensing Ga | 2238 | 248 |  | 06/30/2023 | 79743 | 212595231 | 06/30/2023
Carrier Corp. - Indianapolis | Keeprite | N96VSN0801716B | Federally-Regulated Consumer Product | Non-Weatherized, Condensing Ga | 1735 | 252 |  | 06/30/2023 | 79596 | 212595204 | 06/30/2023
Carrier Corp. - Indianapolis | Keeprite | G96VTN1002122B | Federally-Regulated Consumer Product | Non-Weatherized, Condensing Ga | 2275 | 277 |  | 06/30/2023 | 64500 | 212595293 | 06/30/2023
Carrier Corp. - Indianapolis | Keeprite | G96VTN0601716B | Federally-Regulated Consumer Product | Non-Weatherized, Condensing Ga | 1600 | 250 |  | 06/30/2023 | 39133 | 212595077 | 06/30/2023
Carrier Corp. - Indianapolis | Keeprite | G96VTN0801716B | Federally-Regulated Consumer Product | Non-Weatherized, Condensing Ga | 1748 | 251 |  | 06/30/2023 | 52234 | 212595173 | 06/30/2023
Carrier Corp. - Indianapolis | Keeprite | G96VTN0401712B*D | Federally-Regulated Consumer Product | Non-Weatherized, Condensing Ga | 1131 | 219 |  | 06/30/2023 | 26296 | 212594974 | 06/30/2023
Carrier Corp. - Indianapolis | Keeprite | G96VTN0401712B | Federally-Regulated Consumer Product | Non-Weatherized, Condensing Ga | 1131 | 219 |  | 06/30/2023 | 26296 | 212594967 | 06/30/2023
Carrier Corp. - Indianapolis | Keeprite | G96VTN0801716B*D | Federally-Regulated Consumer Product | Non-Weatherized, Condensing Ga | 1748 | 251 |  | 06/30/2023 | 52234 | 212595180 | 06/30/2023
Carrier Corp. - Indianapolis | Keeprite | G96VTN1002120B | Federally-Regulated Consumer Product | Non-Weatherized, Condensing Ga | 2163 | 271 |  | 06/30/2023 | 65562 | 212595279 | 06/30/2023
Carrier Corp. - Indianapolis | Keeprite | G96VTN0802120B | Federally-Regulated Consumer Product | Non-Weatherized, Condensing Ga | 2145 | 260 |  | 06/30/2023 | 51728 | 212595187 | 06/30/2023
Carrier Corp. - Indianapolis | Keeprite | G96VTN0601412B | Federally-Regulated Consumer Product | Non-Weatherized, Condensing Ga | 1193 | 234 |  | 06/30/2023 | 39230 | 212595063 | 06/30/2023
Carrier Corp. - Indianapolis | Keeprite | N96VSN0601716B*D | Federally-Regulated Consumer Product | Non-Weatherized, Condensing Ga | 1605 | 246 |  | 06/30/2023 | 60365 | 212595121 | 06/30/2023
Carrier Corp. - Indianapolis | Keeprite | G96VTN0401410B | Federally-Regulated Consumer Product | Non-Weatherized, Condensing Ga | 1049 | 227 |  | 06/30/2023 | 25795 | 212594953 | 06/30/2023
Carrier Corp. - Indianapolis | Keeprite | G96VTN1202422B*D | Federally-Regulated Consumer Product | Non-Weatherized, Condensing Ga | 2225 | 272 |  | 06/30/2023 | 78340 | 212595360 | 06/30/2023
Carrier Corp. - Indianapolis | Keeprite | N96VSN1202422B | Federally-Regulated Consumer Product | Non-Weatherized, Condensing Ga | 2296 | 277 |  | 06/30/2023 | 120209 | 212595370 | 06/30/2023
Carrier Corp. - Indianapolis | Keeprite | N96VSN0401712B*D | Federally-Regulated Consumer Product | Non-Weatherized, Condensing Ga | 1104 | 221 |  | 06/30/2023 | 39909 | 212595011 | 06/30/2023
Carrier Corp. - Indianapolis | Keeprite | G96VTN1002120B*D | Federally-Regulated Consumer Product | Non-Weatherized, Condensing Ga | 2163 | 271 |  | 06/30/2023 | 65562 | 212595286 | 06/30/2023
Carrier Corp. - Indianapolis | Maratherm | R96VTN1002120A*D | Federally-Regulated Consumer Product | Non-Weatherized, Condensing Ga | 2163 | 271 |  | 06/30/2023 | 65562 | 212595328 | 06/30/2023
Carrier Corp. - Indianapolis | Maratherm | R96VTN0401410A*D | Federally-Regulated Consumer Product | Non-Weatherized, Condensing Ga | 1049 | 227 |  | 06/30/2023 | 25795 | 212595024 | 06/30/2023
Carrier Corp. - Indianapolis | Maratherm | R96VTN0601716A*D | Federally-Regulated Consumer Product | Non-Weatherized, Condensing Ga | 1600 | 250 |  | 06/30/2023 | 39133 | 212595134 | 06/30/2023
Carrier Corp. - Indianapolis | Maratherm | R96VTN0601716A | Federally-Regulated Consumer Product | Non-Weatherized, Condensing Ga | 1600 | 250 |  | 06/30/2023 | 39133 | 212595132 | 06/30/2023
Carrier Corp. - Indianapolis | Maratherm | R96VTN1002120A | Federally-Regulated Consumer Product | Non-Weatherized, Condensing Ga | 2163 | 271 |  | 06/30/2023 | 65562 | 212595326 | 06/30/2023
Carrier Corp. - Indianapolis | Maratherm | R96VTN0801716A | Federally-Regulated Consumer Product | Non-Weatherized, Condensing Ga | 1748 | 251 |  | 06/30/2023 | 52234 | 212595242 | 06/30/2023
Carrier Corp. - Indianapolis | Maratherm | R96VTN0401410A | Federally-Regulated Consumer Product | Non-Weatherized, Condensing Ga | 1049 | 227 |  | 06/30/2023 | 25795 | 212595022 | 06/30/2023
Carrier Corp. - Indianapolis | Maratherm | R96VTN0801716A*D | Federally-Regulated Consumer Product | Non-Weatherized, Condensing Ga | 1748 | 251 |  | 06/30/2023 | 52234 | 212595244 | 06/30/2023
Carrier Corp. - Indianapolis | Payne | PG96VTAB60100C*D | Federally-Regulated Consumer Product | Non-Weatherized, Condensing Ga | 2163 | 271 |  | 06/30/2023 | 65562 | 212595324 | 06/30/2023
Carrier Corp. - Indianapolis | Payne | PG96VTAB30040A*D | Federally-Regulated Consumer Product | Non-Weatherized, Condensing Ga | 1049 | 227 |  | 06/30/2023 | 25795 | 212595016 | 06/30/2023
Carrier Corp. - Indianapolis | Payne | PG96VTAB48080B*D | Federally-Regulated Consumer Product | Non-Weatherized, Condensing Ga | 1748 | 251 |  | 06/30/2023 | 52234 | 212595236 | 06/30/2023
Carrier Corp. - Indianapolis | Payne | PG96VTAB48080B | Federally-Regulated Consumer Product | Non-Weatherized, Condensing Ga | 1748 | 251 |  | 06/30/2023 | 52234 | 212595234 | 06/30/2023
Carrier Corp. - Indianapolis | Payne | PG96VTAB66120D | Federally-Regulated Consumer Product | Non-Weatherized, Condensing Ga | 2225 | 272 |  | 06/30/2023 | 78340 | 212595382 | 06/30/2023
Carrier Corp. - Indianapolis | Payne | PG96VTAB30040A | Federally-Regulated Consumer Product | Non-Weatherized, Condensing Ga | 1049 | 227 |  | 06/30/2023 | 25795 | 212595014 | 06/30/2023
Carrier Corp. - Indianapolis | Payne | PG96VTAB66120D*D | Federally-Regulated Consumer Product | Non-Weatherized, Condensing Ga | 2225 | 272 |  | 06/30/2023 | 78340 | 212595384 | 06/30/2023
Carrier Corp. - Indianapolis | Payne | PG96VTAB36060A | Federally-Regulated Consumer Product | Non-Weatherized, Condensing Ga | 1193 | 234 |  | 06/30/2023 | 39230 | 212595124 | 06/30/2023
Carrier Corp. - Indianapolis | Payne | PG96VTAB48060B | Federally-Regulated Consumer Product | Non-Weatherized, Condensing Ga | 1600 | 250 |  | 06/30/2023 | 39133 | 212595128 | 06/30/2023
Carrier Corp. - Indianapolis | Payne | PG96VTAB36040B*D | Federally-Regulated Consumer Product | Non-Weatherized, Condensing Ga | 1131 | 219 |  | 06/30/2023 | 26296 | 212595020 | 06/30/2023
Carrier Corp. - Indianapolis | Payne | PG96VTAB36040B | Federally-Regulated Consumer Product | Non-Weatherized, Condensing Ga | 1131 | 219 |  | 06/30/2023 | 26296 | 212595018 | 06/30/2023
Carrier Corp. - Indianapolis | Payne | PG96VTAB48060B*D | Federally-Regulated Consumer Product | Non-Weatherized, Condensing Ga | 1600 | 250 |  | 06/30/2023 | 39133 | 212595130 | 06/30/2023
Carrier Corp. - Indianapolis | Payne | PG96VTAB60100C | Federally-Regulated Consumer Product | Non-Weatherized, Condensing Ga | 2163 | 271 |  | 06/30/2023 | 65562 | 212595322 | 06/30/2023
Carrier Corp. - Indianapolis | Payne | PG96VTAB60080C | Federally-Regulated Consumer Product | Non-Weatherized, Condensing Ga | 2145 | 260 |  | 06/30/2023 | 51728 | 212595238 | 06/30/2023
Carrier Corp. - Indianapolis | Payne | PG96VTAB60080C*D | Federally-Regulated Consumer Product | Non-Weatherized, Condensing Ga | 2145 | 260 |  | 06/30/2023 | 51728 | 212595240 | 06/30/2023
Carrier Corp. - Indianapolis | Payne | PG96VTAB36060A*D | Federally-Regulated Consumer Product | Non-Weatherized, Condensing Ga | 1193 | 234 |  | 06/30/2023 | 39230 | 212595126 | 06/30/2023
Carrier Corp. - Indianapolis | EcoTemp | WFST100C060A*D | Federally-Regulated Consumer Product | Non-Weatherized, Condensing Ga | 2163 | 271 |  | 06/30/2023 | 65562 | 212595332 | 06/30/2023
Carrier Corp. - Indianapolis | EcoTemp | WFST040A030A | Federally-Regulated Consumer Product | Non-Weatherized, Condensing Ga | 1049 | 227 |  | 06/30/2023 | 25795 | 212595026 | 06/30/2023
Carrier Corp. - Indianapolis | EcoTemp | WFST080B048A | Federally-Regulated Consumer Product | Non-Weatherized, Condensing Ga | 1748 | 251 |  | 06/30/2023 | 52234 | 212595246 | 06/30/2023
Carrier Corp. - Indianapolis | EcoTemp | WFST080B048A*D | Federally-Regulated Consumer Product | Non-Weatherized, Condensing Ga | 1748 | 251 |  | 06/30/2023 | 52234 | 212595248 | 06/30/2023
Carrier Corp. - Indianapolis | EcoTemp | WFST100C060A | Federally-Regulated Consumer Product | Non-Weatherized, Condensing Ga | 2163 | 271 |  | 06/30/2023 | 65562 | 212595330 | 06/30/2023
Carrier Corp. - Indianapolis | EcoTemp | WFST060B048A | Federally-Regulated Consumer Product | Non-Weatherized, Condensing Ga | 1600 | 250 |  | 06/30/2023 | 39133 | 212595136 | 06/30/2023
Carrier Corp. - Indianapolis | EcoTemp | WFST060B048A*D | Federally-Regulated Consumer Product | Non-Weatherized, Condensing Ga | 1600 | 250 |  | 06/30/2023 | 39133 | 212595138 | 06/30/2023
Carrier Corp. - Indianapolis | EcoTemp | WFST040A030A*D | Federally-Regulated Consumer Product | Non-Weatherized, Condensing Ga | 1049 | 227 |  | 06/30/2023 | 25795 | 212595028 | 06/30/2023
Carrier Corp. - Indianapolis | Kenmore | N96VSN1002120B*D | Federally-Regulated Consumer Product | Non-Weatherized, Condensing Ga | 2166 | 265 |  | 06/30/2023 | 99862 | 212595319 | 06/30/2023
Carrier Corp. - Indianapolis | Kenmore | F96VTN0801716B | Federally-Regulated Consumer Product | Non-Weatherized, Condensing Ga | 1748 | 251 |  | 06/30/2023 | 52234 | 212595157 | 06/30/2023
Carrier Corp. - Indianapolis | Kenmore | F96VTN1002122B | Federally-Regulated Consumer Product | Non-Weatherized, Condensing Ga | 2275 | 277 |  | 06/30/2023 | 64500 | 212595269 | 06/30/2023
Carrier Corp. - Indianapolis | Kenmore | G96VTN1002120B*D | Federally-Regulated Consumer Product | Non-Weatherized, Condensing Ga | 2163 | 271 |  | 06/30/2023 | 65562 | 212595287 | 06/30/2023
Carrier Corp. - Indianapolis | Kenmore | G96VTN0802120B | Federally-Regulated Consumer Product | Non-Weatherized, Condensing Ga | 2145 | 260 |  | 06/30/2023 | 51728 | 212595188 | 06/30/2023
Carrier Corp. - Indianapolis | Kenmore | G96VTN0401410B*D | Federally-Regulated Consumer Product | Non-Weatherized, Condensing Ga | 1049 | 227 |  | 06/30/2023 | 25795 | 212594961 | 06/30/2023
Carrier Corp. - Indianapolis | Kenmore | N96VSN0802120B*D | Federally-Regulated Consumer Product | Non-Weatherized, Condensing Ga | 2238 | 248 |  | 06/30/2023 | 79743 | 212595232 | 06/30/2023
Carrier Corp. - Indianapolis | Kenmore | N96VSN0401712B*D | Federally-Regulated Consumer Product | Non-Weatherized, Condensing Ga | 1104 | 221 |  | 06/30/2023 | 39909 | 212595012 | 06/30/2023
Carrier Corp. - Indianapolis | Kenmore | N96VSN0401410B*D | Federally-Regulated Consumer Product | Non-Weatherized, Condensing Ga | 985 | 229 |  | 06/30/2023 | 40193 | 212594994 | 06/30/2023
Carrier Corp. - Indianapolis | Kenmore | G96VTN0801716B*D | Federally-Regulated Consumer Product | Non-Weatherized, Condensing Ga | 1748 | 251 |  | 06/30/2023 | 52234 | 212595181 | 06/30/2023
Carrier Corp. - Indianapolis | Kenmore | F96VTN0601412B*D | Federally-Regulated Consumer Product | Non-Weatherized, Condensing Ga | 1193 | 234 |  | 06/30/2023 | 39230 | 212595050 | 06/30/2023
Carrier Corp. - Indianapolis | Kenmore | G96VTN0601412B*D | Federally-Regulated Consumer Product | Non-Weatherized, Condensing Ga | 1193 | 234 |  | 06/30/2023 | 39230 | 212595070 | 06/30/2023
Carrier Corp. - Indianapolis | Kenmore | F96VTN0601716B*D | Federally-Regulated Consumer Product | Non-Weatherized, Condensing Ga | 1600 | 250 |  | 06/30/2023 | 39133 | 212595056 | 06/30/2023
Carrier Corp. - Indianapolis | Kenmore | G96VTN0801716B | Federally-Regulated Consumer Product | Non-Weatherized, Condensing Ga | 1748 | 251 |  | 06/30/2023 | 52234 | 212595174 | 06/30/2023
Carrier Corp. - Indianapolis | Kenmore | N96VSN0401712B | Federally-Regulated Consumer Product | Non-Weatherized, Condensing Ga | 1104 | 221 |  | 06/30/2023 | 39909 | 212595003 | 06/30/2023
Carrier Corp. - Indianapolis | Kenmore | N96VSN1002120B | Federally-Regulated Consumer Product | Non-Weatherized, Condensing Ga | 2166 | 265 |  | 06/30/2023 | 99862 | 212595310 | 06/30/2023
Carrier Corp. - Indianapolis | Kenmore | N96VSN0801716B | Federally-Regulated Consumer Product | Non-Weatherized, Condensing Ga | 1735 | 252 |  | 06/30/2023 | 79596 | 212595205 | 06/30/2023
Carrier Corp. - Indianapolis | Kenmore | N96VSN1202422B*D | Federally-Regulated Consumer Product | Non-Weatherized, Condensing Ga | 2296 | 277 |  | 06/30/2023 | 120209 | 212595380 | 06/30/2023
Carrier Corp. - Indianapolis | Kenmore | F96VTN1202422B*D | Federally-Regulated Consumer Product | Non-Weatherized, Condensing Ga | 2225 | 272 |  | 06/30/2023 | 78340 | 212595346 | 06/30/2023
Carrier Corp. - Indianapolis | Kenmore | N96VSN0401410B | Federally-Regulated Consumer Product | Non-Weatherized, Condensing Ga | 985 | 229 |  | 06/30/2023 | 40193 | 212594985 | 06/30/2023
Carrier Corp. - Indianapolis | Kenmore | G96VTN0401712B | Federally-Regulated Consumer Product | Non-Weatherized, Condensing Ga | 1131 | 219 |  | 06/30/2023 | 26296 | 212594968 | 06/30/2023
Carrier Corp. - Indianapolis | Kenmore | N96VSN1202422B | Federally-Regulated Consumer Product | Non-Weatherized, Condensing Ga | 2296 | 277 |  | 06/30/2023 | 120209 | 212595371 | 06/30/2023
Carrier Corp. - Indianapolis | Kenmore | F96VTN0802120B*D | Federally-Regulated Consumer Product | Non-Weatherized, Condensing Ga | 2145 | 260 |  | 06/30/2023 | 51728 | 212595166 | 06/30/2023
Carrier Corp. - Indianapolis | Kenmore | F96VTN0802120B | Federally-Regulated Consumer Product | Non-Weatherized, Condensing Ga | 2145 | 260 |  | 06/30/2023 | 51728 | 212595163 | 06/30/2023
Carrier Corp. - Indianapolis | Kenmore | F96VTN0601412B | Federally-Regulated Consumer Product | Non-Weatherized, Condensing Ga | 1193 | 234 |  | 06/30/2023 | 39230 | 212595047 | 06/30/2023
Carrier Corp. - Indianapolis | Kenmore | F96VTN0401410B | Federally-Regulated Consumer Product | Non-Weatherized, Condensing Ga | 1049 | 227 |  | 06/30/2023 | 25795 | 212594937 | 06/30/2023
Carrier Corp. - Indianapolis | Kenmore | G96VTN0401410B | Federally-Regulated Consumer Product | Non-Weatherized, Condensing Ga | 1049 | 227 |  | 06/30/2023 | 25795 | 212594954 | 06/30/2023
Carrier Corp. - Indianapolis | Kenmore | G96VTN0601412B | Federally-Regulated Consumer Product | Non-Weatherized, Condensing Ga | 1193 | 234 |  | 06/30/2023 | 39230 | 212595064 | 06/30/2023
Carrier Corp. - Indianapolis | Kenmore | F96VTN1002120B*D | Federally-Regulated Consumer Product | Non-Weatherized, Condensing Ga | 2163 | 271 |  | 06/30/2023 | 65562 | 212595266 | 06/30/2023
Carrier Corp. - Indianapolis | Kenmore | F96VTN0401410B*D | Federally-Regulated Consumer Product | Non-Weatherized, Condensing Ga | 1049 | 227 |  | 06/30/2023 | 25795 | 212594940 | 06/30/2023
Carrier Corp. - Indianapolis | Kenmore | F96VTN0601716B | Federally-Regulated Consumer Product | Non-Weatherized, Condensing Ga | 1600 | 250 |  | 06/30/2023 | 39133 | 212595053 | 06/30/2023
Carrier Corp. - Indianapolis | Kenmore | G96VTN1202422B | Federally-Regulated Consumer Product | Non-Weatherized, Condensing Ga | 2225 | 272 |  | 06/30/2023 | 78340 | 212595354 | 06/30/2023
Carrier Corp. - Indianapolis | Kenmore | F96VTN1002120B | Federally-Regulated Consumer Product | Non-Weatherized, Condensing Ga | 2163 | 271 |  | 06/30/2023 | 65562 | 212595263 | 06/30/2023
Carrier Corp. - Indianapolis | Kenmore | G96VTN0601716B | Federally-Regulated Consumer Product | Non-Weatherized, Condensing Ga | 1600 | 250 |  | 06/30/2023 | 39133 | 212595078 | 06/30/2023
Carrier Corp. - Indianapolis | Kenmore | G96VTN1002122B*D | Federally-Regulated Consumer Product | Non-Weatherized, Condensing Ga | 2275 | 277 |  | 06/30/2023 | 64500 | 212595301 | 06/30/2023
Carrier Corp. - Indianapolis | Kenmore | G96VTN1202422B*D | Federally-Regulated Consumer Product | Non-Weatherized, Condensing Ga | 2225 | 272 |  | 06/30/2023 | 78340 | 212595361 | 06/30/2023
Carrier Corp. - Indianapolis | Kenmore | N96VSN0601412B*D | Federally-Regulated Consumer Product | Non-Weatherized, Condensing Ga | 1207 | 227 |  | 06/30/2023 | 59908 | 212595104 | 06/30/2023
Carrier Corp. - Indianapolis | Kenmore | G96VTN0401712B*D | Federally-Regulated Consumer Product | Non-Weatherized, Condensing Ga | 1131 | 219 |  | 06/30/2023 | 26296 | 212594975 | 06/30/2023
Carrier Corp. - Indianapolis | Kenmore | G96VTN1002120B | Federally-Regulated Consumer Product | Non-Weatherized, Condensing Ga | 2163 | 271 |  | 06/30/2023 | 65562 | 212595280 | 06/30/2023
Carrier Corp. - Indianapolis | Kenmore | G96VTN0802120B*D | Federally-Regulated Consumer Product | Non-Weatherized, Condensing Ga | 2145 | 260 |  | 06/30/2023 | 51728 | 212595195 | 06/30/2023
Carrier Corp. - Indianapolis | Kenmore | N96VSN0802120B | Federally-Regulated Consumer Product | Non-Weatherized, Condensing Ga | 2238 | 248 |  | 06/30/2023 | 79743 | 212595223 | 06/30/2023
Carrier Corp. - Indianapolis | Kenmore | N96VSN0601716B*D | Federally-Regulated Consumer Product | Non-Weatherized, Condensing Ga | 1605 | 246 |  | 06/30/2023 | 60365 | 212595122 | 06/30/2023
Carrier Corp. - Indianapolis | Kenmore | G96VTN1002122B | Federally-Regulated Consumer Product | Non-Weatherized, Condensing Ga | 2275 | 277 |  | 06/30/2023 | 64500 | 212595294 | 06/30/2023
Carrier Corp. - Indianapolis | Kenmore | F96VTN1202422B | Federally-Regulated Consumer Product | Non-Weatherized, Condensing Ga | 2225 | 272 |  | 06/30/2023 | 78340 | 212595343 | 06/30/2023
Carrier Corp. - Indianapolis | Kenmore | N96VSN0601716B | Federally-Regulated Consumer Product | Non-Weatherized, Condensing Ga | 1605 | 246 |  | 06/30/2023 | 60365 | 212595113 | 06/30/2023
Carrier Corp. - Indianapolis | Kenmore | N96VSN0801716B*D | Federally-Regulated Consumer Product | Non-Weatherized, Condensing Ga | 1735 | 252 |  | 06/30/2023 | 79596 | 212595214 | 06/30/2023
Carrier Corp. - Indianapolis | Kenmore | F96VTN0401712B | Federally-Regulated Consumer Product | Non-Weatherized, Condensing Ga | 1131 | 219 |  | 06/30/2023 | 26296 | 212594943 | 06/30/2023
Carrier Corp. - Indianapolis | Kenmore | F96VTN0401712B*D | Federally-Regulated Consumer Product | Non-Weatherized, Condensing Ga | 1131 | 219 |  | 06/30/2023 | 26296 | 212594946 | 06/30/2023
Carrier Corp. - Indianapolis | Kenmore | G96VTN0601716B*D | Federally-Regulated Consumer Product | Non-Weatherized, Condensing Ga | 1600 | 250 |  | 06/30/2023 | 39133 | 212595085 | 06/30/2023
Carrier Corp. - Indianapolis | Kenmore | F96VTN1002122B*D | Federally-Regulated Consumer Product | Non-Weatherized, Condensing Ga | 2275 | 277 |  | 06/30/2023 | 64500 | 212595272 | 06/30/2023
Carrier Corp. - Indianapolis | Kenmore | F96VTN0801716B*D | Federally-Regulated Consumer Product | Non-Weatherized, Condensing Ga | 1748 | 251 |  | 06/30/2023 | 52234 | 212595160 | 06/30/2023
Carrier Corp. - Indianapolis | Kenmore | N96VSN0601412B | Federally-Regulated Consumer Product | Non-Weatherized, Condensing Ga | 1207 | 227 |  | 06/30/2023 | 59908 | 212595095 | 06/30/2023
American Standard, Inc. | AMERICAN STANDARD | 4DCZ5060E1115** | Federally-Regulated Consumer Product | Weatherized Non-Condensing Gas | 2263 | 299 |  | 05/25/2023 | 91742 | 210606813 | 07/06/2023
American Standard, Inc. | AMERICAN STANDARD | 4YCY5048A1090** | Federally-Regulated Consumer Product | Weatherized Non-Condensing Gas | 1874 | 281 |  | 05/25/2023 | 71942 | 9100606 | 07/06/2023
American Standard, Inc. | AMERICAN STANDARD | 4YCY5024A1060** | Federally-Regulated Consumer Product | Weatherized Non-Condensing Gas | 979 | 242 |  | 05/25/2023 | 59749 | 9100601 | 07/06/2023
American Standard, Inc. | AMERICAN STANDARD | 4DCY4036C1070** | Federally-Regulated Consumer Product | Weatherized Non-Condensing Gas | 1504 | 265 |  | 05/25/2023 | 55291 | 7795877 | 07/06/2023
American Standard, Inc. | AMERICAN STANDARD | 4DCZ5024E1060** | Federally-Regulated Consumer Product | Weatherized Non-Condensing Gas | 1036 | 245 |  | 05/25/2023 | 59807 | 210606806 | 07/06/2023
American Standard, Inc. | AMERICAN STANDARD | 4YCY5042A1090** | Federally-Regulated Consumer Product | Weatherized Non-Condensing Gas | 1846 | 280 |  | 05/25/2023 | 90142 | 9100605 | 07/06/2023
American Standard, Inc. | AMERICAN STANDARD | 4YCY5036A1070** | Federally-Regulated Consumer Product | Weatherized Non-Condensing Gas | 1504 | 265 |  | 05/25/2023 | 55291 | 9100603 | 07/06/2023
American Standard, Inc. | AMERICAN STANDARD | 4DCY4042C1090** | Federally-Regulated Consumer Product | Weatherized Non-Condensing Gas | 1846 | 280 |  | 05/25/2023 | 90142 | 7795878 | 07/06/2023
American Standard, Inc. | AMERICAN STANDARD | 4YCY5048A1115** | Federally-Regulated Consumer Product | Weatherized Non-Condensing Gas | 1867 | 281 |  | 05/25/2023 | 91535 | 9100607 | 07/06/2023
American Standard, Inc. | AMERICAN STANDARD | 4YCZ6048C1090** | Federally-Regulated Consumer Product | Weatherized Non-Condensing Gas | 1874 | 281 |  | 05/25/2023 | 71942 | 7795889 | 07/06/2023
American Standard, Inc. | AMERICAN STANDARD | ADD2B080ACV32* | Federally-Regulated Consumer Product | Non-Weatherized, Non-Condensin | 1378 | 243 |  | 05/25/2023 | 56415 | 2016789 | 07/06/2023
American Standard, Inc. | AMERICAN STANDARD | AUD2D120ACV52* | Federally-Regulated Consumer Product | Non-Weatherized, Non-Condensin | 2054 | 272 |  | 05/25/2023 | 75211 | 2016786 | 07/06/2023
American Standard, Inc. | AMERICAN STANDARD | AUD2B060A9V3VB* | Federally-Regulated Consumer Product | Non-Weatherized, Non-Condensin | 1300 | 239 |  | 05/25/2023 | 39008 | 5454382 | 07/06/2023
American Standard, Inc. | AMERICAN STANDARD | AUD2D120B9V5V** | Federally-Regulated Consumer Product | Non-Weatherized, Non-Condensin | 1978 | 269 |  | 05/25/2023 | 77719 | 5493977 | 07/06/2023
American Standard, Inc. | AMERICAN STANDARD | 4YCC4042A1090** | Federally-Regulated Consumer Product | Weatherized Non-Condensing Gas | 1729 | 275 |  | 05/25/2023 | 89458 | 7523943 | 07/06/2023
American Standard, Inc. | AMERICAN STANDARD | ADD2C100ACV52* | Federally-Regulated Consumer Product | Non-Weatherized, Non-Condensin | 1948 | 268 |  | 05/25/2023 | 63803 | 2016787 | 07/06/2023
American Standard, Inc. | AMERICAN STANDARD | AUD2C100A9V5V** | Federally-Regulated Consumer Product | Non-Weatherized, Non-Condensin | 2030 | 271 |  | 05/25/2023 | 64350 | 5493975 | 07/06/2023
American Standard, Inc. | AMERICAN STANDARD | ADD2B060A9V3VA* | Federally-Regulated Consumer Product | Non-Weatherized, Non-Condensin | 1534 | 249 |  | 05/25/2023 | 39417 | 5454380 | 07/06/2023
American Standard, Inc. | AMERICAN STANDARD | ADD2B080A9V3V** | Federally-Regulated Consumer Product | Non-Weatherized, Non-Condensin | 1465 | 246 |  | 05/25/2023 | 50969 | 5493968 | 07/06/2023
American Standard, Inc. | AMERICAN STANDARD | 4YCC4060A1090** | Federally-Regulated Consumer Product | Weatherized Non-Condensing Gas | 2282 | 299 |  | 05/25/2023 | 89050 | 7523946 | 07/06/2023
American Standard, Inc. | AMERICAN STANDARD | 4YCC4060A1115** | Federally-Regulated Consumer Product | Weatherized Non-Condensing Gas | 2164 | 294 |  | 05/25/2023 | 114427 | 7523947 | 07/06/2023
American Standard, Inc. | AMERICAN STANDARD | 4YCC4036A1090** | Federally-Regulated Consumer Product | Weatherized Non-Condensing Gas | 1387 | 260 |  | 05/25/2023 | 90126 | 7523941 | 07/06/2023
American Standard, Inc. | AMERICAN STANDARD | 4YCZ6024A106** | Federally-Regulated Consumer Product | Weatherized Non-Condensing Gas | 1056 | 245 |  | 05/25/2023 | 60351 | 10337166 | 07/06/2023
American Standard, Inc. | AMERICAN STANDARD | ADD2D120A9V5V** | Federally-Regulated Consumer Product | Non-Weatherized, Non-Condensin | 2022 | 271 |  | 05/25/2023 | 77684 | 5493970 | 07/06/2023
American Standard, Inc. | AMERICAN STANDARD | ADD2D120ACV52* | Federally-Regulated Consumer Product | Non-Weatherized, Non-Condensin | 2235 | 280 |  | 05/25/2023 | 75910 | 2016784 | 07/06/2023
American Standard, Inc. | AMERICAN STANDARD | AUD2C080B9V4V** | Federally-Regulated Consumer Product | Non-Weatherized, Non-Condensin | 1919 | 266 |  | 05/25/2023 | 52790 | 5493974 | 07/06/2023
American Standard, Inc. | AMERICAN STANDARD | ADD2B060ACV32* | Federally-Regulated Consumer Product | Non-Weatherized, Non-Condensin | 1628 | 254 |  | 05/25/2023 | 38329 | 2016788 | 07/06/2023
American Standard, Inc. | AMERICAN STANDARD | AUD2C100ACV52* | Federally-Regulated Consumer Product | Non-Weatherized, Non-Condensin | 2003 | 270 |  | 05/25/2023 | 64814 | 2016785 | 07/06/2023
American Standard, Inc. | AMERICAN STANDARD | AUD2C080ACV42* | Federally-Regulated Consumer Product | Non-Weatherized, Non-Condensin | 1927 | 267 |  | 05/25/2023 | 51581 | 2016793 | 07/06/2023
American Standard, Inc. | AMERICAN STANDARD | S8B1A026M2PT*** | Federally-Regulated Consumer Product | Non-Weatherized, Non-Condensin | 1045 | 228 |  | 05/25/2023 | 26205 | 202865516 | 07/06/2023
American Standard, Inc. | AMERICAN STANDARD | AUD2B060ACV32* | Federally-Regulated Consumer Product | Non-Weatherized, Non-Condensin | 1376 | 243 |  | 05/25/2023 | 40367 | 2016791 | 07/06/2023
American Standard, Inc. | AMERICAN STANDARD | 4YCC4042A1060** | Federally-Regulated Consumer Product | Weatherized Non-Condensing Gas | 1646 | 271 |  | 05/25/2023 | 59580 | 7523942 | 07/06/2023
American Standard, Inc. | AMERICAN STANDARD | ADD2C100A9V5V** | Federally-Regulated Consumer Product | Non-Weatherized, Non-Condensin | 1971 | 269 |  | 05/25/2023 | 66645 | 5493969 | 07/06/2023
American Standard, Inc. | AMERICAN STANDARD | AUD2C080A9V4V** | Federally-Regulated Consumer Product | Non-Weatherized, Non-Condensin | 1751 | 259 |  | 05/25/2023 | 50456 | 5493973 | 07/06/2023
American Standard, Inc. | AMERICAN STANDARD | AUD2B080A9V3V** | Federally-Regulated Consumer Product | Non-Weatherized, Non-Condensin | 1404 | 244 |  | 05/25/2023 | 77229 | 5493971 | 07/06/2023
American Standard, Inc. | AMERICAN STANDARD | AUD2D140ACV52* | Federally-Regulated Consumer Product | Non-Weatherized, Non-Condensin | 2046 | 272 |  | 05/25/2023 | 90042 | 2016790 | 07/06/2023
American Standard, Inc. | AMERICAN STANDARD | 4YCZ6048C1115** | Federally-Regulated Consumer Product | Weatherized Non-Condensing Gas | 1867 | 281 |  | 05/25/2023 | 91535 | 7795890 | 07/06/2023
American Standard, Inc. | AMERICAN STANDARD | AUD2B080ACV32* | Federally-Regulated Consumer Product | Non-Weatherized, Non-Condensin | 1508 | 248 |  | 05/25/2023 | 53736 | 2016794 | 07/06/2023
American Standard, Inc. | AMERICAN STANDARD | AUD2C100B9V5V** | Federally-Regulated Consumer Product | Non-Weatherized, Non-Condensin | 2112 | 275 |  | 05/25/2023 | 63807 | 5493976 | 07/06/2023
American Standard, Inc. | AMERICAN STANDARD | AUD2D120A9V5VB* | Federally-Regulated Consumer Product | Non-Weatherized, Non-Condensin | 1951 | 268 |  | 05/25/2023 | 77389 | 5454386 | 07/06/2023
Trane U.S. Inc. | Trane | 4DCZ6060C1115** | Federally-Regulated Consumer Product | Weatherized Non-Condensing Gas | 2263 | 299 |  | 01/26/2023 | 91742 | 201708838 | 07/06/2023
Trane U.S. Inc. | Trane | 4DCZ6048C1090** | Federally-Regulated Consumer Product | Weatherized Non-Condensing Gas | 1974 | 286 |  | 01/26/2023 | 71311 | 201708836 | 07/06/2023
Lennox Industries Inc. | Lennox | KGB060**EX*P | Federally-Regulated Consumer Product | Weatherized Non-Condensing Gas | 2386 | 271 |  | 06/29/2023 | 114357 | 204033700 | 07/11/2023
Lennox Industries Inc. | Lennox | KGB048**EB*P | Federally-Regulated Consumer Product | Weatherized Non-Condensing Gas | 2276 | 264 |  | 06/29/2023 | 52928 | 204033693 | 07/11/2023
Lennox Industries Inc. | Lennox | KGB060**EB*P | Federally-Regulated Consumer Product | Weatherized Non-Condensing Gas | 2195 | 247 |  | 06/29/2023 | 53047 | 204033697 | 07/11/2023
Lennox Industries Inc. | Lennox | LGT036**EB*P | Federally-Regulated Consumer Product | Weatherized Non-Condensing Gas | 1614 | 270 |  | 06/29/2023 | 52597 | 211128527 | 07/11/2023
Lennox Industries Inc. | Lennox | ZGB048**EY*P | Federally-Regulated Consumer Product | Weatherized Non-Condensing Gas | 1987 | 277 |  | 06/29/2023 | 109949 | 204022647 | 07/11/2023
Lennox Industries Inc. | Lennox | KGB036**EB*P | Federally-Regulated Consumer Product | Weatherized Non-Condensing Gas | 1352 | 227 |  | 06/29/2023 | 52487 | 204033688 | 07/11/2023
Lennox Industries Inc. | Lennox | LGT048**EX*P | Federally-Regulated Consumer Product | Weatherized Non-Condensing Gas | 2252 | 290 |  | 06/29/2023 | 113812 | 211128533 | 07/11/2023
Lennox Industries Inc. | Lennox | KGB048**EQ*P | Federally-Regulated Consumer Product | Weatherized Non-Condensing Gas | 2167 | 282 |  | 06/29/2023 | 80936 | 204033694 | 07/11/2023
Lennox Industries Inc. | Lennox | LGT060**EX*P | Federally-Regulated Consumer Product | Weatherized Non-Condensing Gas | 2252 | 290 |  | 06/29/2023 | 113812 | 211128534 | 07/11/2023
Lennox Industries Inc. | Lennox | KGB036**EQ*P | Federally-Regulated Consumer Product | Weatherized Non-Condensing Gas | 1644 | 262 |  | 06/29/2023 | 80985 | 204033689 | 07/11/2023
Lennox Industries Inc. | Lennox | ZGB060**EQ*P | Federally-Regulated Consumer Product | Weatherized Non-Condensing Gas | 2260 | 277 |  | 06/29/2023 | 80534 | 204022648 | 07/11/2023
Lennox Industries Inc. | Lennox | ZGB048**EW*P | Federally-Regulated Consumer Product | Weatherized Non-Condensing Gas | 1972 | 278 |  | 06/29/2023 | 65125 | 204022646 | 07/11/2023
Lennox Industries Inc. | Lennox | LGT060**EQ*P | Federally-Regulated Consumer Product | Weatherized Non-Condensing Gas | 2446 | 299 |  | 06/29/2023 | 82289 | 211128532 | 07/11/2023
Lennox Industries Inc. | Lennox | KGB036**EY*P | Federally-Regulated Consumer Product | Weatherized Non-Condensing Gas | 1526 | 239 |  | 06/29/2023 | 108439 | 204033692 | 07/11/2023
Lennox Industries Inc. | Lennox | KGB048**EW*P | Federally-Regulated Consumer Product | Weatherized Non-Condensing Gas | 2278 | 231 |  | 06/29/2023 | 64876 | 204033695 | 07/11/2023
Lennox Industries Inc. | Lennox | KGB060**EQ*P | Federally-Regulated Consumer Product | Weatherized Non-Condensing Gas | 2204 | 273 |  | 06/29/2023 | 79781 | 204033699 | 07/11/2023
Lennox Industries Inc. | Lennox | KGB030**EW*P | Federally-Regulated Consumer Product | Weatherized Non-Condensing Gas | 972 | 192 |  | 06/29/2023 | 64890 | 204034161 | 07/11/2023
Lennox Industries Inc. | Lennox | KGB036**EW*P | Federally-Regulated Consumer Product | Weatherized Non-Condensing Gas | 1490 | 241 |  | 06/29/2023 | 64026 | 204033691 | 07/11/2023
Lennox Industries Inc. | Lennox | KGB048**EY*P | Federally-Regulated Consumer Product | Weatherized Non-Condensing Gas | 2249 | 237 |  | 06/29/2023 | 108592 | 204033696 | 07/11/2023
Lennox Industries Inc. | Lennox | KGB024**EW*P | Federally-Regulated Consumer Product | Weatherized Non-Condensing Gas | 972 | 192 |  | 06/29/2023 | 64890 | 204033687 | 07/11/2023
Lennox Industries Inc. | Lennox | LGT048**EB*P | Federally-Regulated Consumer Product | Weatherized Non-Condensing Gas | 2286 | 299 |  | 06/29/2023 | 52104 | 211128528 | 07/11/2023
Lennox Industries Inc. | Lennox | ZGB036**EW*P | Federally-Regulated Consumer Product | Weatherized Non-Condensing Gas | 1689 | 235 |  | 06/29/2023 | 65183 | 204022644 | 07/11/2023
Lennox Industries Inc. | Lennox | LGT060**EB*P | Federally-Regulated Consumer Product | Weatherized Non-Condensing Gas | 2286 | 299 |  | 06/29/2023 | 52104 | 211128529 | 07/11/2023
Lennox Industries Inc. | Lennox | ZGB060**EX*P | Federally-Regulated Consumer Product | Weatherized Non-Condensing Gas | 2261 | 281 |  | 06/29/2023 | 113912 | 204022649 | 07/11/2023
Lennox Industries Inc. | Lennox | LGT048**EQ*P | Federally-Regulated Consumer Product | Weatherized Non-Condensing Gas | 2166 | 289 |  | 06/29/2023 | 82037 | 211128531 | 07/11/2023
Lennox Industries Inc. | Lennox | ZGB036**EY*P | Federally-Regulated Consumer Product | Weatherized Non-Condensing Gas | 1702 | 246 |  | 06/29/2023 | 109205 | 204022645 | 07/11/2023
Lennox Industries Inc. | Lennox | KGB060**EX*P | Federally-Regulated Consumer Product | Weatherized Non-Condensing Gas | 2386 | 271 |  | 07/11/2023 | 114357 | 204033700 | 07/11/2023
Lennox Industries Inc. | Lennox | KGB048**EB*P | Federally-Regulated Consumer Product | Weatherized Non-Condensing Gas | 2276 | 264 |  | 07/11/2023 | 52928 | 204033693 | 07/11/2023
Lennox Industries Inc. | Lennox | KGB060**EB*P | Federally-Regulated Consumer Product | Weatherized Non-Condensing Gas | 2195 | 247 |  | 07/11/2023 | 53047 | 204033697 | 07/11/2023
Lennox Industries Inc. | Lennox | LGT036**EB*P | Federally-Regulated Consumer Product | Weatherized Non-Condensing Gas | 1614 | 270 |  | 07/11/2023 | 52597 | 211128527 | 07/11/2023
Lennox Industries Inc. | Lennox | ZGB048**EY*P | Federally-Regulated Consumer Product | Weatherized Non-Condensing Gas | 1987 | 277 |  | 07/11/2023 | 109949 | 204022647 | 07/11/2023
Lennox Industries Inc. | Lennox | KGB036**EB*P | Federally-Regulated Consumer Product | Weatherized Non-Condensing Gas | 1352 | 227 |  | 07/11/2023 | 52487 | 204033688 | 07/11/2023
Lennox Industries Inc. | Lennox | LGT048**EX*P | Federally-Regulated Consumer Product | Weatherized Non-Condensing Gas | 2252 | 290 |  | 07/11/2023 | 113812 | 211128533 | 07/11/2023
Lennox Industries Inc. | Lennox | KGB048**EQ*P | Federally-Regulated Consumer Product | Weatherized Non-Condensing Gas | 2167 | 282 |  | 07/11/2023 | 80936 | 204033694 | 07/11/2023
Lennox Industries Inc. | Lennox | LGT060**EX*P | Federally-Regulated Consumer Product | Weatherized Non-Condensing Gas | 2252 | 290 |  | 07/11/2023 | 113812 | 211128534 | 07/11/2023
Lennox Industries Inc. | Lennox | KGB036**EQ*P | Federally-Regulated Consumer Product | Weatherized Non-Condensing Gas | 1644 | 262 |  | 07/11/2023 | 80985 | 204033689 | 07/11/2023
Lennox Industries Inc. | Lennox | ZGB060**EQ*P | Federally-Regulated Consumer Product | Weatherized Non-Condensing Gas | 2260 | 277 |  | 07/11/2023 | 80534 | 204022648 | 07/11/2023
Lennox Industries Inc. | Lennox | ZGB048**EW*P | Federally-Regulated Consumer Product | Weatherized Non-Condensing Gas | 1972 | 278 |  | 07/11/2023 | 65125 | 204022646 | 07/11/2023
Lennox Industries Inc. | Lennox | LGT060**EQ*P | Federally-Regulated Consumer Product | Weatherized Non-Condensing Gas | 2446 | 299 |  | 07/11/2023 | 82289 | 211128532 | 07/11/2023
Lennox Industries Inc. | Lennox | KGB036**EY*P | Federally-Regulated Consumer Product | Weatherized Non-Condensing Gas | 1526 | 239 |  | 07/11/2023 | 108439 | 204033692 | 07/11/2023
Lennox Industries Inc. | Lennox | KGB048**EW*P | Federally-Regulated Consumer Product | Weatherized Non-Condensing Gas | 2278 | 231 |  | 07/11/2023 | 64876 | 204033695 | 07/11/2023
Lennox Industries Inc. | Lennox | KGB060**EQ*P | Federally-Regulated Consumer Product | Weatherized Non-Condensing Gas | 2204 | 273 |  | 07/11/2023 | 79781 | 204033699 | 07/11/2023
Lennox Industries Inc. | Lennox | KGB030**EW*P | Federally-Regulated Consumer Product | Weatherized Non-Condensing Gas | 972 | 192 |  | 07/11/2023 | 64890 | 204034161 | 07/11/2023
Lennox Industries Inc. | Lennox | KGB036**EW*P | Federally-Regulated Consumer Product | Weatherized Non-Condensing Gas | 1490 | 241 |  | 07/11/2023 | 64026 | 204033691 | 07/11/2023
Lennox Industries Inc. | Lennox | KGB048**EY*P | Federally-Regulated Consumer Product | Weatherized Non-Condensing Gas | 2249 | 237 |  | 07/11/2023 | 108592 | 204033696 | 07/11/2023
Lennox Industries Inc. | Lennox | KGB024**EW*P | Federally-Regulated Consumer Product | Weatherized Non-Condensing Gas | 972 | 192 |  | 07/11/2023 | 64890 | 204033687 | 07/11/2023
Lennox Industries Inc. | Lennox | LGT048**EB*P | Federally-Regulated Consumer Product | Weatherized Non-Condensing Gas | 2286 | 299 |  | 07/11/2023 | 52104 | 211128528 | 07/11/2023
Lennox Industries Inc. | Lennox | ZGB036**EW*P | Federally-Regulated Consumer Product | Weatherized Non-Condensing Gas | 1689 | 235 |  | 07/11/2023 | 65183 | 204022644 | 07/11/2023
Lennox Industries Inc. | Lennox | LGT060**EB*P | Federally-Regulated Consumer Product | Weatherized Non-Condensing Gas | 2286 | 299 |  | 07/11/2023 | 52104 | 211128529 | 07/11/2023
Lennox Industries Inc. | Lennox | ZGB060**EX*P | Federally-Regulated Consumer Product | Weatherized Non-Condensing Gas | 2261 | 281 |  | 07/11/2023 | 113912 | 204022649 | 07/11/2023
Lennox Industries Inc. | Lennox | LGT048**EQ*P | Federally-Regulated Consumer Product | Weatherized Non-Condensing Gas | 2166 | 289 |  | 07/11/2023 | 82037 | 211128531 | 07/11/2023
Lennox Industries Inc. | Lennox | ZGB036**EY*P | Federally-Regulated Consumer Product | Weatherized Non-Condensing Gas | 1702 | 246 |  | 07/11/2023 | 109205 | 204022645 | 07/11/2023
Lennox Industries Inc. | Lennox | KGB060**EX*P | Federally-Regulated Consumer Product | Weatherized Non-Condensing Gas | 2386 | 271 | 304 | 07/11/2023 | 114357 | 204033700 | 07/11/2023
Lennox Industries Inc. | Lennox | KGB048**EB*P | Federally-Regulated Consumer Product | Weatherized Non-Condensing Gas | 2276 | 264 | 299 | 07/11/2023 | 52928 | 204033693 | 07/11/2023
Lennox Industries Inc. | Lennox | KGB060**EB*P | Federally-Regulated Consumer Product | Weatherized Non-Condensing Gas | 2195 | 247 | 296 | 07/11/2023 | 53047 | 204033697 | 07/11/2023
Lennox Industries Inc. | Lennox | LGT036**EB*P | Federally-Regulated Consumer Product | Weatherized Non-Condensing Gas | 1614 | 270 | 270 | 07/11/2023 | 52597 | 211128527 | 07/11/2023
Lennox Industries Inc. | Lennox | ZGB048**EY*P | Federally-Regulated Consumer Product | Weatherized Non-Condensing Gas | 1987 | 277 | 286 | 07/11/2023 | 109949 | 204022647 | 07/11/2023
Lennox Industries Inc. | Lennox | KGB036**EB*P | Federally-Regulated Consumer Product | Weatherized Non-Condensing Gas | 1352 | 227 | 258 | 07/11/2023 | 52487 | 204033688 | 07/11/2023
Lennox Industries Inc. | Lennox | LGT048**EX*P | Federally-Regulated Consumer Product | Weatherized Non-Condensing Gas | 2252 | 290 | 298 | 07/11/2023 | 113812 | 211128533 | 07/11/2023
Lennox Industries Inc. | Lennox | KGB048**EQ*P | Federally-Regulated Consumer Product | Weatherized Non-Condensing Gas | 2167 | 282 | 294 | 07/11/2023 | 80936 | 204033694 | 07/11/2023
Lennox Industries Inc. | Lennox | LGT060**EX*P | Federally-Regulated Consumer Product | Weatherized Non-Condensing Gas | 2252 | 290 | 298 | 07/11/2023 | 113812 | 211128534 | 07/11/2023
Lennox Industries Inc. | Lennox | KGB036**EQ*P | Federally-Regulated Consumer Product | Weatherized Non-Condensing Gas | 1644 | 262 | 271 | 07/11/2023 | 80985 | 204033689 | 07/11/2023
Lennox Industries Inc. | Lennox | ZGB060**EQ*P | Federally-Regulated Consumer Product | Weatherized Non-Condensing Gas | 2260 | 277 | 298 | 07/11/2023 | 80534 | 204022648 | 07/11/2023
Lennox Industries Inc. | Lennox | ZGB048**EW*P | Federally-Regulated Consumer Product | Weatherized Non-Condensing Gas | 1972 | 278 | 286 | 07/11/2023 | 65125 | 204022646 | 07/11/2023
Lennox Industries Inc. | Lennox | LGT060**EQ*P | Federally-Regulated Consumer Product | Weatherized Non-Condensing Gas | 2446 | 299 | 307 | 07/11/2023 | 82289 | 211128532 | 07/11/2023
Lennox Industries Inc. | Lennox | KGB036**EY*P | Federally-Regulated Consumer Product | Weatherized Non-Condensing Gas | 1526 | 239 | 266 | 07/11/2023 | 108439 | 204033692 | 07/11/2023
Lennox Industries Inc. | Lennox | KGB048**EW*P | Federally-Regulated Consumer Product | Weatherized Non-Condensing Gas | 2278 | 231 | 299 | 07/11/2023 | 64876 | 204033695 | 07/11/2023
Lennox Industries Inc. | Lennox | KGB060**EQ*P | Federally-Regulated Consumer Product | Weatherized Non-Condensing Gas | 2204 | 273 | 296 | 07/11/2023 | 79781 | 204033699 | 07/11/2023
Lennox Industries Inc. | Lennox | KGB030**EW*P | Federally-Regulated Consumer Product | Weatherized Non-Condensing Gas | 972 | 192 | 242 | 07/11/2023 | 64890 | 204034161 | 07/11/2023
Lennox Industries Inc. | Lennox | KGB036**EW*P | Federally-Regulated Consumer Product | Weatherized Non-Condensing Gas | 1490 | 241 | 265 | 07/11/2023 | 64026 | 204033691 | 07/11/2023
Lennox Industries Inc. | Lennox | KGB048**EY*P | Federally-Regulated Consumer Product | Weatherized Non-Condensing Gas | 2249 | 237 | 298 | 07/11/2023 | 108592 | 204033696 | 07/11/2023
Lennox Industries Inc. | Lennox | KGB024**EW*P | Federally-Regulated Consumer Product | Weatherized Non-Condensing Gas | 972 | 192 | 242 | 07/11/2023 | 64890 | 204033687 | 07/11/2023
Lennox Industries Inc. | Lennox | LGT048**EB*P | Federally-Regulated Consumer Product | Weatherized Non-Condensing Gas | 2286 | 299 | 300 | 07/11/2023 | 52104 | 211128528 | 07/11/2023
Lennox Industries Inc. | Lennox | ZGB036**EW*P | Federally-Regulated Consumer Product | Weatherized Non-Condensing Gas | 1689 | 235 | 273 | 07/11/2023 | 65183 | 204022644 | 07/11/2023
Lennox Industries Inc. | Lennox | LGT060**EB*P | Federally-Regulated Consumer Product | Weatherized Non-Condensing Gas | 2286 | 299 | 300 | 07/11/2023 | 52104 | 211128529 | 07/11/2023
Lennox Industries Inc. | Lennox | ZGB060**EX*P | Federally-Regulated Consumer Product | Weatherized Non-Condensing Gas | 2261 | 281 | 298 | 07/11/2023 | 113912 | 204022649 | 07/11/2023
Lennox Industries Inc. | Lennox | LGT048**EQ*P | Federally-Regulated Consumer Product | Weatherized Non-Condensing Gas | 2166 | 289 | 294 | 07/11/2023 | 82037 | 211128531 | 07/11/2023
Lennox Industries Inc. | Lennox | ZGB036**EY*P | Federally-Regulated Consumer Product | Weatherized Non-Condensing Gas | 1702 | 246 | 274 | 07/11/2023 | 109205 | 204022645 | 07/11/2023
American Standard, Inc. | AMERICAN STANDARD | 4YCY5048A1115** | Federally-Regulated Consumer Product | Weatherized Non-Condensing Gas | 1867 | 281 |  | 07/06/2023 | 91535 | 9100607 | 07/13/2023
American Standard, Inc. | AMERICAN STANDARD | 4YCY5036A1070** | Federally-Regulated Consumer Product | Weatherized Non-Condensing Gas | 1504 | 265 |  | 07/06/2023 | 55291 | 9100603 | 07/13/2023
American Standard, Inc. | AMERICAN STANDARD | 4YCY5048A1090** | Federally-Regulated Consumer Product | Weatherized Non-Condensing Gas | 1874 | 281 |  | 07/06/2023 | 71942 | 9100606 | 07/13/2023
American Standard, Inc. | AMERICAN STANDARD | 4YCY5024A1060** | Federally-Regulated Consumer Product | Weatherized Non-Condensing Gas | 979 | 242 |  | 07/06/2023 | 59749 | 9100601 | 07/13/2023
American Standard, Inc. | AMERICAN STANDARD | 4DCY4036C1070** | Federally-Regulated Consumer Product | Weatherized Non-Condensing Gas | 1504 | 265 |  | 07/06/2023 | 55291 | 7795877 | 07/13/2023
American Standard, Inc. | AMERICAN STANDARD | 4DCY4042C1090** | Federally-Regulated Consumer Product | Weatherized Non-Condensing Gas | 1846 | 280 |  | 07/06/2023 | 90142 | 7795878 | 07/13/2023
American Standard, Inc. | AMERICAN STANDARD | 4YCY5042A1090** | Federally-Regulated Consumer Product | Weatherized Non-Condensing Gas | 1846 | 280 |  | 07/06/2023 | 90142 | 9100605 | 07/13/2023
Carrier Corp. - Indianapolis | Kenmore | F96VTN0401410B*D | Federally-Regulated Consumer Product | Non-Weatherized, Condensing Ga | 1049 | 227 |  | 06/30/2023 | 25795 | 212594940 | 07/13/2023
Carrier Corp. - Indianapolis | Kenmore | N96VSN0601412B | Federally-Regulated Consumer Product | Non-Weatherized, Condensing Ga | 1207 | 227 |  | 06/30/2023 | 59908 | 212595095 | 07/13/2023
Carrier Corp. - Indianapolis | Kenmore | F96VTN0401712B | Federally-Regulated Consumer Product | Non-Weatherized, Condensing Ga | 1131 | 219 |  | 06/30/2023 | 26296 | 212594943 | 07/13/2023
Carrier Corp. - Indianapolis | Kenmore | N96VSN0401712B*D | Federally-Regulated Consumer Product | Non-Weatherized, Condensing Ga | 1104 | 221 |  | 06/30/2023 | 39909 | 212595012 | 07/13/2023
Carrier Corp. - Indianapolis | Kenmore | N96VSN1202422B | Federally-Regulated Consumer Product | Non-Weatherized, Condensing Ga | 2296 | 277 |  | 06/30/2023 | 120209 | 212595371 | 07/13/2023
Carrier Corp. - Indianapolis | Kenmore | G96VTN1002122B*D | Federally-Regulated Consumer Product | Non-Weatherized, Condensing Ga | 2275 | 277 |  | 06/30/2023 | 64500 | 212595301 | 07/13/2023
Carrier Corp. - Indianapolis | Kenmore | F96VTN0401410B | Federally-Regulated Consumer Product | Non-Weatherized, Condensing Ga | 1049 | 227 |  | 06/30/2023 | 25795 | 212594937 | 07/13/2023
Carrier Corp. - Indianapolis | Kenmore | G96VTN0401712B | Federally-Regulated Consumer Product | Non-Weatherized, Condensing Ga | 1131 | 219 |  | 06/30/2023 | 26296 | 212594968 | 07/13/2023
Carrier Corp. - Indianapolis | Kenmore | F96VTN1002120B*D | Federally-Regulated Consumer Product | Non-Weatherized, Condensing Ga | 2163 | 271 |  | 06/30/2023 | 65562 | 212595266 | 07/13/2023
Carrier Corp. - Indianapolis | Kenmore | G96VTN0801716B*D | Federally-Regulated Consumer Product | Non-Weatherized, Condensing Ga | 1748 | 251 |  | 06/30/2023 | 52234 | 212595181 | 07/13/2023
Carrier Corp. - Indianapolis | Kenmore | F96VTN0801716B | Federally-Regulated Consumer Product | Non-Weatherized, Condensing Ga | 1748 | 251 |  | 06/30/2023 | 52234 | 212595157 | 07/13/2023
Carrier Corp. - Indianapolis | Kenmore | F96VTN0802120B | Federally-Regulated Consumer Product | Non-Weatherized, Condensing Ga | 2145 | 260 |  | 06/30/2023 | 51728 | 212595163 | 07/13/2023
Carrier Corp. - Indianapolis | Kenmore | G96VTN0601716B | Federally-Regulated Consumer Product | Non-Weatherized, Condensing Ga | 1600 | 250 |  | 06/30/2023 | 39133 | 212595078 | 07/13/2023
Carrier Corp. - Indianapolis | Kenmore | N96VSN1002120B*D | Federally-Regulated Consumer Product | Non-Weatherized, Condensing Ga | 2166 | 265 |  | 06/30/2023 | 99862 | 212595319 | 07/13/2023
Carrier Corp. - Indianapolis | Kenmore | N96VSN0802120B | Federally-Regulated Consumer Product | Non-Weatherized, Condensing Ga | 2238 | 248 |  | 06/30/2023 | 79743 | 212595223 | 07/13/2023
Carrier Corp. - Indianapolis | Kenmore | N96VSN0802120B*D | Federally-Regulated Consumer Product | Non-Weatherized, Condensing Ga | 2238 | 248 |  | 06/30/2023 | 79743 | 212595232 | 07/13/2023
Carrier Corp. - Indianapolis | Kenmore | G96VTN0401712B*D | Federally-Regulated Consumer Product | Non-Weatherized, Condensing Ga | 1131 | 219 |  | 06/30/2023 | 26296 | 212594975 | 07/13/2023
Carrier Corp. - Indianapolis | Kenmore | G96VTN1202422B*D | Federally-Regulated Consumer Product | Non-Weatherized, Condensing Ga | 2225 | 272 |  | 06/30/2023 | 78340 | 212595361 | 07/13/2023
Carrier Corp. - Indianapolis | Kenmore | F96VTN0601716B | Federally-Regulated Consumer Product | Non-Weatherized, Condensing Ga | 1600 | 250 |  | 06/30/2023 | 39133 | 212595053 | 07/13/2023
Carrier Corp. - Indianapolis | Kenmore | G96VTN0802120B*D | Federally-Regulated Consumer Product | Non-Weatherized, Condensing Ga | 2145 | 260 |  | 06/30/2023 | 51728 | 212595195 | 07/13/2023
Carrier Corp. - Indianapolis | Kenmore | G96VTN1002120B | Federally-Regulated Consumer Product | Non-Weatherized, Condensing Ga | 2163 | 271 |  | 06/30/2023 | 65562 | 212595280 | 07/13/2023
Carrier Corp. - Indianapolis | Kenmore | F96VTN1002120B | Federally-Regulated Consumer Product | Non-Weatherized, Condensing Ga | 2163 | 271 |  | 06/30/2023 | 65562 | 212595263 | 07/13/2023
Carrier Corp. - Indianapolis | Kenmore | G96VTN1002120B*D | Federally-Regulated Consumer Product | Non-Weatherized, Condensing Ga | 2163 | 271 |  | 06/30/2023 | 65562 | 212595287 | 07/13/2023
Carrier Corp. - Indianapolis | Kenmore | G96VTN0401410B*D | Federally-Regulated Consumer Product | Non-Weatherized, Condensing Ga | 1049 | 227 |  | 06/30/2023 | 25795 | 212594961 | 07/13/2023
Carrier Corp. - Indianapolis | Kenmore | N96VSN0601412B*D | Federally-Regulated Consumer Product | Non-Weatherized, Condensing Ga | 1207 | 227 |  | 06/30/2023 | 59908 | 212595104 | 07/13/2023
Carrier Corp. - Indianapolis | Kenmore | N96VSN0601716B | Federally-Regulated Consumer Product | Non-Weatherized, Condensing Ga | 1605 | 246 |  | 06/30/2023 | 60365 | 212595113 | 07/13/2023
Carrier Corp. - Indianapolis | Kenmore | F96VTN0601716B*D | Federally-Regulated Consumer Product | Non-Weatherized, Condensing Ga | 1600 | 250 |  | 06/30/2023 | 39133 | 212595056 | 07/13/2023
Carrier Corp. - Indianapolis | Kenmore | G96VTN1002122B | Federally-Regulated Consumer Product | Non-Weatherized, Condensing Ga | 2275 | 277 |  | 06/30/2023 | 64500 | 212595294 | 07/13/2023
Carrier Corp. - Indianapolis | Kenmore | F96VTN1002122B*D | Federally-Regulated Consumer Product | Non-Weatherized, Condensing Ga | 2275 | 277 |  | 06/30/2023 | 64500 | 212595272 | 07/13/2023
Carrier Corp. - Indianapolis | Kenmore | F96VTN0801716B*D | Federally-Regulated Consumer Product | Non-Weatherized, Condensing Ga | 1748 | 251 |  | 06/30/2023 | 52234 | 212595160 | 07/13/2023
Carrier Corp. - Indianapolis | Kenmore | N96VSN0401410B | Federally-Regulated Consumer Product | Non-Weatherized, Condensing Ga | 985 | 229 |  | 06/30/2023 | 40193 | 212594985 | 07/13/2023
Carrier Corp. - Indianapolis | Kenmore | N96VSN0801716B | Federally-Regulated Consumer Product | Non-Weatherized, Condensing Ga | 1735 | 252 |  | 06/30/2023 | 79596 | 212595205 | 07/13/2023
Carrier Corp. - Indianapolis | Kenmore | F96VTN0401712B*D | Federally-Regulated Consumer Product | Non-Weatherized, Condensing Ga | 1131 | 219 |  | 06/30/2023 | 26296 | 212594946 | 07/13/2023
Carrier Corp. - Indianapolis | Kenmore | F96VTN1202422B | Federally-Regulated Consumer Product | Non-Weatherized, Condensing Ga | 2225 | 272 |  | 06/30/2023 | 78340 | 212595343 | 07/13/2023
Carrier Corp. - Indianapolis | Kenmore | G96VTN0801716B | Federally-Regulated Consumer Product | Non-Weatherized, Condensing Ga | 1748 | 251 |  | 06/30/2023 | 52234 | 212595174 | 07/13/2023
Carrier Corp. - Indianapolis | Kenmore | N96VSN1202422B*D | Federally-Regulated Consumer Product | Non-Weatherized, Condensing Ga | 2296 | 277 |  | 06/30/2023 | 120209 | 212595380 | 07/13/2023
Carrier Corp. - Indianapolis | Kenmore | N96VSN0401410B*D | Federally-Regulated Consumer Product | Non-Weatherized, Condensing Ga | 985 | 229 |  | 06/30/2023 | 40193 | 212594994 | 07/13/2023
Carrier Corp. - Indianapolis | Kenmore | G96VTN1202422B | Federally-Regulated Consumer Product | Non-Weatherized, Condensing Ga | 2225 | 272 |  | 06/30/2023 | 78340 | 212595354 | 07/13/2023
Carrier Corp. - Indianapolis | Kenmore | N96VSN0601716B*D | Federally-Regulated Consumer Product | Non-Weatherized, Condensing Ga | 1605 | 246 |  | 06/30/2023 | 60365 | 212595122 | 07/13/2023
Carrier Corp. - Indianapolis | Kenmore | N96VSN0401712B | Federally-Regulated Consumer Product | Non-Weatherized, Condensing Ga | 1104 | 221 |  | 06/30/2023 | 39909 | 212595003 | 07/13/2023
Carrier Corp. - Indianapolis | Kenmore | F96VTN0802120B*D | Federally-Regulated Consumer Product | Non-Weatherized, Condensing Ga | 2145 | 260 |  | 06/30/2023 | 51728 | 212595166 | 07/13/2023
Carrier Corp. - Indianapolis | Kenmore | G96VTN0601716B*D | Federally-Regulated Consumer Product | Non-Weatherized, Condensing Ga | 1600 | 250 |  | 06/30/2023 | 39133 | 212595085 | 07/13/2023
Carrier Corp. - Indianapolis | Kenmore | G96VTN0802120B | Federally-Regulated Consumer Product | Non-Weatherized, Condensing Ga | 2145 | 260 |  | 06/30/2023 | 51728 | 212595188 | 07/13/2023
Carrier Corp. - Indianapolis | Kenmore | G96VTN0401410B | Federally-Regulated Consumer Product | Non-Weatherized, Condensing Ga | 1049 | 227 |  | 06/30/2023 | 25795 | 212594954 | 07/13/2023
Carrier Corp. - Indianapolis | Kenmore | F96VTN1002122B | Federally-Regulated Consumer Product | Non-Weatherized, Condensing Ga | 2275 | 277 |  | 06/30/2023 | 64500 | 212595269 | 07/13/2023
Carrier Corp. - Indianapolis | Kenmore | N96VSN0801716B*D | Federally-Regulated Consumer Product | Non-Weatherized, Condensing Ga | 1735 | 252 |  | 06/30/2023 | 79596 | 212595214 | 07/13/2023
Carrier Corp. - Indianapolis | Kenmore | F96VTN1202422B*D | Federally-Regulated Consumer Product | Non-Weatherized, Condensing Ga | 2225 | 272 |  | 06/30/2023 | 78340 | 212595346 | 07/13/2023
Carrier Corp. - Indianapolis | Kenmore | N96VSN1002120B | Federally-Regulated Consumer Product | Non-Weatherized, Condensing Ga | 2166 | 265 |  | 06/30/2023 | 99862 | 212595310 | 07/13/2023
Carrier Corp. - Indianapolis | Kenmore | F96VTN0401410B*D | Federally-Regulated Consumer Product | Non-Weatherized, Condensing Ga | 1049 | 241 |  | 07/13/2023 | 25795 | 212594940 | 07/13/2023
Carrier Corp. - Indianapolis | Kenmore | N96VSN0601412B | Federally-Regulated Consumer Product | Non-Weatherized, Condensing Ga | 1207 | 248 |  | 07/13/2023 | 59908 | 212595095 | 07/13/2023
Carrier Corp. - Indianapolis | Kenmore | F96VTN0401712B | Federally-Regulated Consumer Product | Non-Weatherized, Condensing Ga | 1131 | 245 |  | 07/13/2023 | 26296 | 212594943 | 07/13/2023
Carrier Corp. - Indianapolis | Kenmore | N96VSN0401712B*D | Federally-Regulated Consumer Product | Non-Weatherized, Condensing Ga | 1104 | 244 |  | 07/13/2023 | 39909 | 212595012 | 07/13/2023
Carrier Corp. - Indianapolis | Kenmore | N96VSN1202422B | Federally-Regulated Consumer Product | Non-Weatherized, Condensing Ga | 2296 | 296 |  | 07/13/2023 | 120209 | 212595371 | 07/13/2023
Carrier Corp. - Indianapolis | Kenmore | G96VTN1002122B*D | Federally-Regulated Consumer Product | Non-Weatherized, Condensing Ga | 2275 | 295 |  | 07/13/2023 | 64500 | 212595301 | 07/13/2023
Carrier Corp. - Indianapolis | Kenmore | F96VTN0401410B | Federally-Regulated Consumer Product | Non-Weatherized, Condensing Ga | 1049 | 241 |  | 07/13/2023 | 25795 | 212594937 | 07/13/2023
Carrier Corp. - Indianapolis | Kenmore | G96VTN0401712B | Federally-Regulated Consumer Product | Non-Weatherized, Condensing Ga | 1131 | 245 |  | 07/13/2023 | 26296 | 212594968 | 07/13/2023
Carrier Corp. - Indianapolis | Kenmore | F96VTN1002120B*D | Federally-Regulated Consumer Product | Non-Weatherized, Condensing Ga | 2163 | 290 |  | 07/13/2023 | 65562 | 212595266 | 07/13/2023
Carrier Corp. - Indianapolis | Kenmore | G96VTN0801716B*D | Federally-Regulated Consumer Product | Non-Weatherized, Condensing Ga | 1748 | 272 |  | 07/13/2023 | 52234 | 212595181 | 07/13/2023
Carrier Corp. - Indianapolis | Kenmore | F96VTN0801716B | Federally-Regulated Consumer Product | Non-Weatherized, Condensing Ga | 1748 | 272 |  | 07/13/2023 | 52234 | 212595157 | 07/13/2023
Carrier Corp. - Indianapolis | Kenmore | F96VTN0802120B | Federally-Regulated Consumer Product | Non-Weatherized, Condensing Ga | 2145 | 289 |  | 07/13/2023 | 51728 | 212595163 | 07/13/2023
Carrier Corp. - Indianapolis | Kenmore | G96VTN0601716B | Federally-Regulated Consumer Product | Non-Weatherized, Condensing Ga | 1600 | 265 |  | 07/13/2023 | 39133 | 212595078 | 07/13/2023
Carrier Corp. - Indianapolis | Kenmore | N96VSN1002120B*D | Federally-Regulated Consumer Product | Non-Weatherized, Condensing Ga | 2166 | 290 |  | 07/13/2023 | 99862 | 212595319 | 07/13/2023
Carrier Corp. - Indianapolis | Kenmore | N96VSN0802120B | Federally-Regulated Consumer Product | Non-Weatherized, Condensing Ga | 2238 | 293 |  | 07/13/2023 | 79743 | 212595223 | 07/13/2023
Carrier Corp. - Indianapolis | Kenmore | N96VSN0802120B*D | Federally-Regulated Consumer Product | Non-Weatherized, Condensing Ga | 2238 | 293 |  | 07/13/2023 | 79743 | 212595232 | 07/13/2023
Carrier Corp. - Indianapolis | Kenmore | G96VTN0401712B*D | Federally-Regulated Consumer Product | Non-Weatherized, Condensing Ga | 1131 | 245 |  | 07/13/2023 | 26296 | 212594975 | 07/13/2023
Carrier Corp. - Indianapolis | Kenmore | G96VTN1202422B*D | Federally-Regulated Consumer Product | Non-Weatherized, Condensing Ga | 2225 | 293 |  | 07/13/2023 | 78340 | 212595361 | 07/13/2023
Carrier Corp. - Indianapolis | Kenmore | F96VTN0601716B | Federally-Regulated Consumer Product | Non-Weatherized, Condensing Ga | 1600 | 265 |  | 07/13/2023 | 39133 | 212595053 | 07/13/2023
Carrier Corp. - Indianapolis | Kenmore | G96VTN0802120B*D | Federally-Regulated Consumer Product | Non-Weatherized, Condensing Ga | 2145 | 289 |  | 07/13/2023 | 51728 | 212595195 | 07/13/2023
Carrier Corp. - Indianapolis | Kenmore | G96VTN1002120B | Federally-Regulated Consumer Product | Non-Weatherized, Condensing Ga | 2163 | 290 |  | 07/13/2023 | 65562 | 212595280 | 07/13/2023
Carrier Corp. - Indianapolis | Kenmore | F96VTN1002120B | Federally-Regulated Consumer Product | Non-Weatherized, Condensing Ga | 2163 | 290 |  | 07/13/2023 | 65562 | 212595263 | 07/13/2023
Carrier Corp. - Indianapolis | Kenmore | G96VTN1002120B*D | Federally-Regulated Consumer Product | Non-Weatherized, Condensing Ga | 2163 | 290 |  | 07/13/2023 | 65562 | 212595287 | 07/13/2023
Carrier Corp. - Indianapolis | Kenmore | G96VTN0401410B*D | Federally-Regulated Consumer Product | Non-Weatherized, Condensing Ga | 1049 | 241 |  | 07/13/2023 | 25795 | 212594961 | 07/13/2023
Carrier Corp. - Indianapolis | Kenmore | N96VSN0601412B*D | Federally-Regulated Consumer Product | Non-Weatherized, Condensing Ga | 1207 | 248 |  | 07/13/2023 | 59908 | 212595104 | 07/13/2023
Carrier Corp. - Indianapolis | Kenmore | N96VSN0601716B | Federally-Regulated Consumer Product | Non-Weatherized, Condensing Ga | 1605 | 266 |  | 07/13/2023 | 60365 | 212595113 | 07/13/2023
Carrier Corp. - Indianapolis | Kenmore | F96VTN0601716B*D | Federally-Regulated Consumer Product | Non-Weatherized, Condensing Ga | 1600 | 265 |  | 07/13/2023 | 39133 | 212595056 | 07/13/2023
Carrier Corp. - Indianapolis | Kenmore | G96VTN1002122B | Federally-Regulated Consumer Product | Non-Weatherized, Condensing Ga | 2275 | 295 |  | 07/13/2023 | 64500 | 212595294 | 07/13/2023
Carrier Corp. - Indianapolis | Kenmore | F96VTN1002122B*D | Federally-Regulated Consumer Product | Non-Weatherized, Condensing Ga | 2275 | 295 |  | 07/13/2023 | 64500 | 212595272 | 07/13/2023
Carrier Corp. - Indianapolis | Kenmore | F96VTN0801716B*D | Federally-Regulated Consumer Product | Non-Weatherized, Condensing Ga | 1748 | 272 |  | 07/13/2023 | 52234 | 212595160 | 07/13/2023
Carrier Corp. - Indianapolis | Kenmore | N96VSN0401410B | Federally-Regulated Consumer Product | Non-Weatherized, Condensing Ga | 985 | 238 |  | 07/13/2023 | 40193 | 212594985 | 07/13/2023
Carrier Corp. - Indianapolis | Kenmore | N96VSN0801716B | Federally-Regulated Consumer Product | Non-Weatherized, Condensing Ga | 1735 | 271 |  | 07/13/2023 | 79596 | 212595205 | 07/13/2023
Carrier Corp. - Indianapolis | Kenmore | F96VTN0401712B*D | Federally-Regulated Consumer Product | Non-Weatherized, Condensing Ga | 1131 | 245 |  | 07/13/2023 | 26296 | 212594946 | 07/13/2023
Carrier Corp. - Indianapolis | Kenmore | F96VTN1202422B | Federally-Regulated Consumer Product | Non-Weatherized, Condensing Ga | 2225 | 293 |  | 07/13/2023 | 78340 | 212595343 | 07/13/2023
Carrier Corp. - Indianapolis | Kenmore | G96VTN0801716B | Federally-Regulated Consumer Product | Non-Weatherized, Condensing Ga | 1748 | 272 |  | 07/13/2023 | 52234 | 212595174 | 07/13/2023
Carrier Corp. - Indianapolis | Kenmore | N96VSN1202422B*D | Federally-Regulated Consumer Product | Non-Weatherized, Condensing Ga | 2296 | 296 |  | 07/13/2023 | 120209 | 212595380 | 07/13/2023
Carrier Corp. - Indianapolis | Kenmore | N96VSN0401410B*D | Federally-Regulated Consumer Product | Non-Weatherized, Condensing Ga | 985 | 238 |  | 07/13/2023 | 40193 | 212594994 | 07/13/2023
Carrier Corp. - Indianapolis | Kenmore | G96VTN1202422B | Federally-Regulated Consumer Product | Non-Weatherized, Condensing Ga | 2225 | 293 |  | 07/13/2023 | 78340 | 212595354 | 07/13/2023
Carrier Corp. - Indianapolis | Kenmore | N96VSN0601716B*D | Federally-Regulated Consumer Product | Non-Weatherized, Condensing Ga | 1605 | 266 |  | 07/13/2023 | 60365 | 212595122 | 07/13/2023
Carrier Corp. - Indianapolis | Kenmore | N96VSN0401712B | Federally-Regulated Consumer Product | Non-Weatherized, Condensing Ga | 1104 | 244 |  | 07/13/2023 | 39909 | 212595003 | 07/13/2023
Carrier Corp. - Indianapolis | Kenmore | F96VTN0802120B*D | Federally-Regulated Consumer Product | Non-Weatherized, Condensing Ga | 2145 | 289 |  | 07/13/2023 | 51728 | 212595166 | 07/13/2023
Carrier Corp. - Indianapolis | Kenmore | G96VTN0601716B*D | Federally-Regulated Consumer Product | Non-Weatherized, Condensing Ga | 1600 | 265 |  | 07/13/2023 | 39133 | 212595085 | 07/13/2023
Carrier Corp. - Indianapolis | Kenmore | G96VTN0802120B | Federally-Regulated Consumer Product | Non-Weatherized, Condensing Ga | 2145 | 289 |  | 07/13/2023 | 51728 | 212595188 | 07/13/2023
Carrier Corp. - Indianapolis | Kenmore | G96VTN0401410B | Federally-Regulated Consumer Product | Non-Weatherized, Condensing Ga | 1049 | 241 |  | 07/13/2023 | 25795 | 212594954 | 07/13/2023
Carrier Corp. - Indianapolis | Kenmore | F96VTN1002122B | Federally-Regulated Consumer Product | Non-Weatherized, Condensing Ga | 2275 | 295 |  | 07/13/2023 | 64500 | 212595269 | 07/13/2023
Carrier Corp. - Indianapolis | Kenmore | N96VSN0801716B*D | Federally-Regulated Consumer Product | Non-Weatherized, Condensing Ga | 1735 | 271 |  | 07/13/2023 | 79596 | 212595214 | 07/13/2023
Carrier Corp. - Indianapolis | Kenmore | F96VTN1202422B*D | Federally-Regulated Consumer Product | Non-Weatherized, Condensing Ga | 2225 | 293 |  | 07/13/2023 | 78340 | 212595346 | 07/13/2023
Carrier Corp. - Indianapolis | Kenmore | N96VSN1002120B | Federally-Regulated Consumer Product | Non-Weatherized, Condensing Ga | 2166 | 290 |  | 07/13/2023 | 99862 | 212595310 | 07/13/2023
Carrier Corp. - Indianapolis | ICP Commercial | N96VSN0801716B | Federally-Regulated Consumer Product | Non-Weatherized, Condensing Ga | 1735 | 252 |  | 06/30/2023 | 79596 | 212595203 | 07/13/2023
Carrier Corp. - Indianapolis | ICP Commercial | N96VSN0601716B | Federally-Regulated Consumer Product | Non-Weatherized, Condensing Ga | 1605 | 246 |  | 06/30/2023 | 60365 | 212595111 | 07/13/2023
Carrier Corp. - Indianapolis | ICP Commercial | N96VSN0401712B | Federally-Regulated Consumer Product | Non-Weatherized, Condensing Ga | 1104 | 221 |  | 06/30/2023 | 39909 | 212595001 | 07/13/2023
Carrier Corp. - Indianapolis | ICP Commercial | G96VTN1002120B*D | Federally-Regulated Consumer Product | Non-Weatherized, Condensing Ga | 2163 | 271 |  | 06/30/2023 | 65562 | 212595285 | 07/13/2023
Carrier Corp. - Indianapolis | ICP Commercial | G96VTN0401712B | Federally-Regulated Consumer Product | Non-Weatherized, Condensing Ga | 1131 | 219 |  | 06/30/2023 | 26296 | 212594966 | 07/13/2023
Carrier Corp. - Indianapolis | ICP Commercial | N96VSN0802120B | Federally-Regulated Consumer Product | Non-Weatherized, Condensing Ga | 2238 | 248 |  | 06/30/2023 | 79743 | 212595221 | 07/13/2023
Carrier Corp. - Indianapolis | ICP Commercial | G96VTN1002122B | Federally-Regulated Consumer Product | Non-Weatherized, Condensing Ga | 2275 | 277 |  | 06/30/2023 | 64500 | 212595292 | 07/13/2023
Carrier Corp. - Indianapolis | ICP Commercial | G96VTN0401410B*D | Federally-Regulated Consumer Product | Non-Weatherized, Condensing Ga | 1049 | 227 |  | 06/30/2023 | 25795 | 212594959 | 07/13/2023
Carrier Corp. - Indianapolis | ICP Commercial | N96VSN1002120B*D | Federally-Regulated Consumer Product | Non-Weatherized, Condensing Ga | 2166 | 265 |  | 06/30/2023 | 99862 | 212595320 | 07/13/2023
Carrier Corp. - Indianapolis | ICP Commercial | N96VSN1002120B | Federally-Regulated Consumer Product | Non-Weatherized, Condensing Ga | 2166 | 265 |  | 06/30/2023 | 99862 | 212595311 | 07/13/2023
Carrier Corp. - Indianapolis | ICP Commercial | G96VTN0801716B | Federally-Regulated Consumer Product | Non-Weatherized, Condensing Ga | 1748 | 251 |  | 06/30/2023 | 52234 | 212595172 | 07/13/2023
Carrier Corp. - Indianapolis | ICP Commercial | N96VSN0401410B*D | Federally-Regulated Consumer Product | Non-Weatherized, Condensing Ga | 985 | 229 |  | 06/30/2023 | 40193 | 212594992 | 07/13/2023
Carrier Corp. - Indianapolis | ICP Commercial | N96VSN0601412B | Federally-Regulated Consumer Product | Non-Weatherized, Condensing Ga | 1207 | 227 |  | 06/30/2023 | 59908 | 212595093 | 07/13/2023
Carrier Corp. - Indianapolis | ICP Commercial | N96VSN0401410B | Federally-Regulated Consumer Product | Non-Weatherized, Condensing Ga | 985 | 229 |  | 06/30/2023 | 40193 | 212594983 | 07/13/2023
Carrier Corp. - Indianapolis | ICP Commercial | G96VTN0401410B | Federally-Regulated Consumer Product | Non-Weatherized, Condensing Ga | 1049 | 227 |  | 06/30/2023 | 25795 | 212594952 | 07/13/2023
Carrier Corp. - Indianapolis | ICP Commercial | N96VSN0801716B*D | Federally-Regulated Consumer Product | Non-Weatherized, Condensing Ga | 1735 | 252 |  | 06/30/2023 | 79596 | 212595212 | 07/13/2023
Carrier Corp. - Indianapolis | ICP Commercial | G96VTN0401712B*D | Federally-Regulated Consumer Product | Non-Weatherized, Condensing Ga | 1131 | 219 |  | 06/30/2023 | 26296 | 212594973 | 07/13/2023
Carrier Corp. - Indianapolis | ICP Commercial | G96VTN0601716B*D | Federally-Regulated Consumer Product | Non-Weatherized, Condensing Ga | 1600 | 250 |  | 06/30/2023 | 39133 | 212595083 | 07/13/2023
Carrier Corp. - Indianapolis | ICP Commercial | G96VTN1002120B | Federally-Regulated Consumer Product | Non-Weatherized, Condensing Ga | 2163 | 271 |  | 06/30/2023 | 65562 | 212595278 | 07/13/2023
Carrier Corp. - Indianapolis | ICP Commercial | G96VTN1202422B | Federally-Regulated Consumer Product | Non-Weatherized, Condensing Ga | 2225 | 272 |  | 06/30/2023 | 78340 | 212595352 | 07/13/2023
Carrier Corp. - Indianapolis | ICP Commercial | N96VSN0601412B*D | Federally-Regulated Consumer Product | Non-Weatherized, Condensing Ga | 1207 | 227 |  | 06/30/2023 | 59908 | 212595102 | 07/13/2023
Carrier Corp. - Indianapolis | ICP Commercial | G96VTN1202422B*D | Federally-Regulated Consumer Product | Non-Weatherized, Condensing Ga | 2225 | 272 |  | 06/30/2023 | 78340 | 212595359 | 07/13/2023
Carrier Corp. - Indianapolis | ICP Commercial | G96VTN0601716B | Federally-Regulated Consumer Product | Non-Weatherized, Condensing Ga | 1600 | 250 |  | 06/30/2023 | 39133 | 212595076 | 07/13/2023
Carrier Corp. - Indianapolis | ICP Commercial | N96VSN1202422B*D | Federally-Regulated Consumer Product | Non-Weatherized, Condensing Ga | 2296 | 277 |  | 06/30/2023 | 120209 | 212595378 | 07/13/2023
Carrier Corp. - Indianapolis | ICP Commercial | N96VSN0802120B*D | Federally-Regulated Consumer Product | Non-Weatherized, Condensing Ga | 2238 | 248 |  | 06/30/2023 | 79743 | 212595230 | 07/13/2023
Carrier Corp. - Indianapolis | ICP Commercial | N96VSN1202422B | Federally-Regulated Consumer Product | Non-Weatherized, Condensing Ga | 2296 | 277 |  | 06/30/2023 | 120209 | 212595369 | 07/13/2023
Carrier Corp. - Indianapolis | ICP Commercial | G96VTN0802120B | Federally-Regulated Consumer Product | Non-Weatherized, Condensing Ga | 2145 | 260 |  | 06/30/2023 | 51728 | 212595186 | 07/13/2023
Carrier Corp. - Indianapolis | ICP Commercial | N96VSN0601716B*D | Federally-Regulated Consumer Product | Non-Weatherized, Condensing Ga | 1605 | 246 |  | 06/30/2023 | 60365 | 212595120 | 07/13/2023
Carrier Corp. - Indianapolis | ICP Commercial | G96VTN1002122B*D | Federally-Regulated Consumer Product | Non-Weatherized, Condensing Ga | 2275 | 277 |  | 06/30/2023 | 64500 | 212595299 | 07/13/2023
Carrier Corp. - Indianapolis | ICP Commercial | G96VTN0801716B*D | Federally-Regulated Consumer Product | Non-Weatherized, Condensing Ga | 1748 | 251 |  | 06/30/2023 | 52234 | 212595179 | 07/13/2023
Carrier Corp. - Indianapolis | ICP Commercial | G96VTN0802120B*D | Federally-Regulated Consumer Product | Non-Weatherized, Condensing Ga | 2145 | 260 |  | 06/30/2023 | 51728 | 212595193 | 07/13/2023
Carrier Corp. - Indianapolis | ICP Commercial | N96VSN0401712B*D | Federally-Regulated Consumer Product | Non-Weatherized, Condensing Ga | 1104 | 221 |  | 06/30/2023 | 39909 | 212595010 | 07/13/2023
Carrier Corp. - Indianapolis | Comfortmaker | N96VSN0802120B | Federally-Regulated Consumer Product | Non-Weatherized, Condensing Ga | 2238 | 248 |  | 06/30/2023 | 79743 | 212595218 | 07/13/2023
Carrier Corp. - Indianapolis | Comfortmaker | G96VTN1002120B*D | Federally-Regulated Consumer Product | Non-Weatherized, Condensing Ga | 2163 | 271 |  | 06/30/2023 | 65562 | 212595282 | 07/13/2023
Carrier Corp. - Indianapolis | Comfortmaker | G96VTN0801716B | Federally-Regulated Consumer Product | Non-Weatherized, Condensing Ga | 1748 | 251 |  | 06/30/2023 | 52234 | 212595169 | 07/13/2023
Carrier Corp. - Indianapolis | Comfortmaker | G96VTN0801716B*D | Federally-Regulated Consumer Product | Non-Weatherized, Condensing Ga | 1748 | 251 |  | 06/30/2023 | 52234 | 212595176 | 07/13/2023
Carrier Corp. - Indianapolis | Comfortmaker | G96VTN0802120B | Federally-Regulated Consumer Product | Non-Weatherized, Condensing Ga | 2145 | 260 |  | 06/30/2023 | 51728 | 212595183 | 07/13/2023
Carrier Corp. - Indianapolis | Comfortmaker | N96VSN1202422B | Federally-Regulated Consumer Product | Non-Weatherized, Condensing Ga | 2296 | 277 |  | 06/30/2023 | 120209 | 212595366 | 07/13/2023
Carrier Corp. - Indianapolis | Comfortmaker | N96VSN1002120B*D | Federally-Regulated Consumer Product | Non-Weatherized, Condensing Ga | 2166 | 265 |  | 06/30/2023 | 99862 | 212595315 | 07/13/2023
Carrier Corp. - Indianapolis | Comfortmaker | G96VTN0401410B | Federally-Regulated Consumer Product | Non-Weatherized, Condensing Ga | 1049 | 227 |  | 06/30/2023 | 25795 | 212594949 | 07/13/2023
Carrier Corp. - Indianapolis | Comfortmaker | G96VTN0401410B*D | Federally-Regulated Consumer Product | Non-Weatherized, Condensing Ga | 1049 | 227 |  | 06/30/2023 | 25795 | 212594956 | 07/13/2023
Carrier Corp. - Indianapolis | Comfortmaker | G96VTN1202422B | Federally-Regulated Consumer Product | Non-Weatherized, Condensing Ga | 2225 | 272 |  | 06/30/2023 | 78340 | 212595349 | 07/13/2023
Carrier Corp. - Indianapolis | Comfortmaker | N96VSN1202422B*D | Federally-Regulated Consumer Product | Non-Weatherized, Condensing Ga | 2296 | 277 |  | 06/30/2023 | 120209 | 212595375 | 07/13/2023
Carrier Corp. - Indianapolis | Comfortmaker | G96VTN1002122B | Federally-Regulated Consumer Product | Non-Weatherized, Condensing Ga | 2275 | 277 |  | 06/30/2023 | 64500 | 212595289 | 07/13/2023
Carrier Corp. - Indianapolis | Comfortmaker | G96VTN0401712B | Federally-Regulated Consumer Product | Non-Weatherized, Condensing Ga | 1131 | 219 |  | 06/30/2023 | 26296 | 212594963 | 07/13/2023
Carrier Corp. - Indianapolis | Comfortmaker | G96VTN1202422B*D | Federally-Regulated Consumer Product | Non-Weatherized, Condensing Ga | 2225 | 272 |  | 06/30/2023 | 78340 | 212595356 | 07/13/2023
Carrier Corp. - Indianapolis | Comfortmaker | N96VSN0601412B*D | Federally-Regulated Consumer Product | Non-Weatherized, Condensing Ga | 1207 | 227 |  | 06/30/2023 | 59908 | 212595099 | 07/13/2023
Carrier Corp. - Indianapolis | Comfortmaker | N96VSN0801716B*D | Federally-Regulated Consumer Product | Non-Weatherized, Condensing Ga | 1735 | 252 |  | 06/30/2023 | 79596 | 212595209 | 07/13/2023
Carrier Corp. - Indianapolis | Comfortmaker | N96VSN0601716B*D | Federally-Regulated Consumer Product | Non-Weatherized, Condensing Ga | 1605 | 246 |  | 06/30/2023 | 60365 | 212595117 | 07/13/2023
Carrier Corp. - Indianapolis | Comfortmaker | G96VTN0802120B*D | Federally-Regulated Consumer Product | Non-Weatherized, Condensing Ga | 2145 | 260 |  | 06/30/2023 | 51728 | 212595190 | 07/13/2023
Carrier Corp. - Indianapolis | Comfortmaker | N96VSN0401712B | Federally-Regulated Consumer Product | Non-Weatherized, Condensing Ga | 1104 | 221 |  | 06/30/2023 | 39909 | 212594998 | 07/13/2023
Carrier Corp. - Indianapolis | Comfortmaker | G96VTN1002120B | Federally-Regulated Consumer Product | Non-Weatherized, Condensing Ga | 2163 | 271 |  | 06/30/2023 | 65562 | 212595275 | 07/13/2023
Carrier Corp. - Indianapolis | Comfortmaker | N96VSN0601412B | Federally-Regulated Consumer Product | Non-Weatherized, Condensing Ga | 1207 | 227 |  | 06/30/2023 | 59908 | 212595090 | 07/13/2023
Carrier Corp. - Indianapolis | Comfortmaker | N96VSN0601716B | Federally-Regulated Consumer Product | Non-Weatherized, Condensing Ga | 1605 | 246 |  | 06/30/2023 | 60365 | 212595108 | 07/13/2023
Carrier Corp. - Indianapolis | Comfortmaker | N96VSN0401410B | Federally-Regulated Consumer Product | Non-Weatherized, Condensing Ga | 985 | 229 |  | 06/30/2023 | 40193 | 212594980 | 07/13/2023
Carrier Corp. - Indianapolis | Comfortmaker | N96VSN1002120B | Federally-Regulated Consumer Product | Non-Weatherized, Condensing Ga | 2166 | 265 |  | 06/30/2023 | 99862 | 212595306 | 07/13/2023
Carrier Corp. - Indianapolis | Comfortmaker | G96VTN0401712B*D | Federally-Regulated Consumer Product | Non-Weatherized, Condensing Ga | 1131 | 219 |  | 06/30/2023 | 26296 | 212594970 | 07/13/2023
Carrier Corp. - Indianapolis | Comfortmaker | G96VTN0601716B | Federally-Regulated Consumer Product | Non-Weatherized, Condensing Ga | 1600 | 250 |  | 06/30/2023 | 39133 | 212595073 | 07/13/2023
Carrier Corp. - Indianapolis | Comfortmaker | G96VTN1002122B*D | Federally-Regulated Consumer Product | Non-Weatherized, Condensing Ga | 2275 | 277 |  | 06/30/2023 | 64500 | 212595296 | 07/13/2023
Carrier Corp. - Indianapolis | Comfortmaker | G96VTN0601716B*D | Federally-Regulated Consumer Product | Non-Weatherized, Condensing Ga | 1600 | 250 |  | 06/30/2023 | 39133 | 212595080 | 07/13/2023
Carrier Corp. - Indianapolis | Comfortmaker | N96VSN0801716B | Federally-Regulated Consumer Product | Non-Weatherized, Condensing Ga | 1735 | 252 |  | 06/30/2023 | 79596 | 212595200 | 07/13/2023
Carrier Corp. - Indianapolis | Comfortmaker | N96VSN0401410B*D | Federally-Regulated Consumer Product | Non-Weatherized, Condensing Ga | 985 | 229 |  | 06/30/2023 | 40193 | 212594989 | 07/13/2023
Carrier Corp. - Indianapolis | Comfortmaker | N96VSN0802120B*D | Federally-Regulated Consumer Product | Non-Weatherized, Condensing Ga | 2238 | 248 |  | 06/30/2023 | 79743 | 212595227 | 07/13/2023
Carrier Corp. - Indianapolis | Comfortmaker | N96VSN0401712B*D | Federally-Regulated Consumer Product | Non-Weatherized, Condensing Ga | 1104 | 221 |  | 06/30/2023 | 39909 | 212595007 | 07/13/2023
Carrier Corp. - Indianapolis | Payne | PG96VTAB48060B*D | Federally-Regulated Consumer Product | Non-Weatherized, Condensing Ga | 1600 | 250 |  | 06/30/2023 | 39133 | 212595130 | 07/13/2023
Carrier Corp. - Indianapolis | Payne | PG96VTAB60100C*D | Federally-Regulated Consumer Product | Non-Weatherized, Condensing Ga | 2163 | 271 |  | 06/30/2023 | 65562 | 212595324 | 07/13/2023
Carrier Corp. - Indianapolis | Payne | PG96VTAB66120D | Federally-Regulated Consumer Product | Non-Weatherized, Condensing Ga | 2225 | 272 |  | 06/30/2023 | 78340 | 212595382 | 07/13/2023
Carrier Corp. - Indianapolis | Payne | PG96VTAB36040B*D | Federally-Regulated Consumer Product | Non-Weatherized, Condensing Ga | 1131 | 219 |  | 06/30/2023 | 26296 | 212595020 | 07/13/2023
Carrier Corp. - Indianapolis | Payne | PG96VTAB66120D*D | Federally-Regulated Consumer Product | Non-Weatherized, Condensing Ga | 2225 | 272 |  | 06/30/2023 | 78340 | 212595384 | 07/13/2023
Carrier Corp. - Indianapolis | Payne | PG96VTAB30040A*D | Federally-Regulated Consumer Product | Non-Weatherized, Condensing Ga | 1049 | 227 |  | 06/30/2023 | 25795 | 212595016 | 07/13/2023
Carrier Corp. - Indianapolis | Payne | PG96VTAB60080C*D | Federally-Regulated Consumer Product | Non-Weatherized, Condensing Ga | 2145 | 260 |  | 06/30/2023 | 51728 | 212595240 | 07/13/2023
Carrier Corp. - Indianapolis | Payne | PG96VTAB36040B | Federally-Regulated Consumer Product | Non-Weatherized, Condensing Ga | 1131 | 219 |  | 06/30/2023 | 26296 | 212595018 | 07/13/2023
Carrier Corp. - Indianapolis | Payne | PG96VTAB60100C | Federally-Regulated Consumer Product | Non-Weatherized, Condensing Ga | 2163 | 271 |  | 06/30/2023 | 65562 | 212595322 | 07/13/2023
Carrier Corp. - Indianapolis | Payne | PG96VTAB60080C | Federally-Regulated Consumer Product | Non-Weatherized, Condensing Ga | 2145 | 260 |  | 06/30/2023 | 51728 | 212595238 | 07/13/2023
Carrier Corp. - Indianapolis | Payne | PG96VTAB48080B*D | Federally-Regulated Consumer Product | Non-Weatherized, Condensing Ga | 1748 | 251 |  | 06/30/2023 | 52234 | 212595236 | 07/13/2023
Carrier Corp. - Indianapolis | Payne | PG96VTAB30040A | Federally-Regulated Consumer Product | Non-Weatherized, Condensing Ga | 1049 | 227 |  | 06/30/2023 | 25795 | 212595014 | 07/13/2023
Carrier Corp. - Indianapolis | Payne | PG96VTAB48080B | Federally-Regulated Consumer Product | Non-Weatherized, Condensing Ga | 1748 | 251 |  | 06/30/2023 | 52234 | 212595234 | 07/13/2023
Carrier Corp. - Indianapolis | Payne | PG96VTAB48060B | Federally-Regulated Consumer Product | Non-Weatherized, Condensing Ga | 1600 | 250 |  | 06/30/2023 | 39133 | 212595128 | 07/13/2023
Carrier Corp. - Indianapolis | ICP Commercial | N96VSN0801716B | Federally-Regulated Consumer Product | Non-Weatherized, Condensing Ga | 1735 | 271 |  | 07/13/2023 | 79596 | 212595203 | 07/13/2023
Carrier Corp. - Indianapolis | ICP Commercial | N96VSN0601716B | Federally-Regulated Consumer Product | Non-Weatherized, Condensing Ga | 1605 | 266 |  | 07/13/2023 | 60365 | 212595111 | 07/13/2023
Carrier Corp. - Indianapolis | ICP Commercial | N96VSN0401712B | Federally-Regulated Consumer Product | Non-Weatherized, Condensing Ga | 1104 | 244 |  | 07/13/2023 | 39909 | 212595001 | 07/13/2023
Carrier Corp. - Indianapolis | ICP Commercial | G96VTN1002120B*D | Federally-Regulated Consumer Product | Non-Weatherized, Condensing Ga | 2163 | 290 |  | 07/13/2023 | 65562 | 212595285 | 07/13/2023
Carrier Corp. - Indianapolis | ICP Commercial | G96VTN0401712B | Federally-Regulated Consumer Product | Non-Weatherized, Condensing Ga | 1131 | 245 |  | 07/13/2023 | 26296 | 212594966 | 07/13/2023
Carrier Corp. - Indianapolis | ICP Commercial | N96VSN0802120B | Federally-Regulated Consumer Product | Non-Weatherized, Condensing Ga | 2238 | 293 |  | 07/13/2023 | 79743 | 212595221 | 07/13/2023
Carrier Corp. - Indianapolis | ICP Commercial | G96VTN1002122B | Federally-Regulated Consumer Product | Non-Weatherized, Condensing Ga | 2275 | 295 |  | 07/13/2023 | 64500 | 212595292 | 07/13/2023
Carrier Corp. - Indianapolis | ICP Commercial | G96VTN0401410B*D | Federally-Regulated Consumer Product | Non-Weatherized, Condensing Ga | 1049 | 241 |  | 07/13/2023 | 25795 | 212594959 | 07/13/2023
Carrier Corp. - Indianapolis | ICP Commercial | N96VSN1002120B*D | Federally-Regulated Consumer Product | Non-Weatherized, Condensing Ga | 2166 | 290 |  | 07/13/2023 | 99862 | 212595320 | 07/13/2023
Carrier Corp. - Indianapolis | ICP Commercial | N96VSN1002120B | Federally-Regulated Consumer Product | Non-Weatherized, Condensing Ga | 2166 | 290 |  | 07/13/2023 | 99862 | 212595311 | 07/13/2023
Carrier Corp. - Indianapolis | ICP Commercial | G96VTN0801716B | Federally-Regulated Consumer Product | Non-Weatherized, Condensing Ga | 1748 | 272 |  | 07/13/2023 | 52234 | 212595172 | 07/13/2023
Carrier Corp. - Indianapolis | ICP Commercial | N96VSN0401410B*D | Federally-Regulated Consumer Product | Non-Weatherized, Condensing Ga | 985 | 238 |  | 07/13/2023 | 40193 | 212594992 | 07/13/2023
Carrier Corp. - Indianapolis | ICP Commercial | N96VSN0601412B | Federally-Regulated Consumer Product | Non-Weatherized, Condensing Ga | 1207 | 248 |  | 07/13/2023 | 59908 | 212595093 | 07/13/2023
Carrier Corp. - Indianapolis | ICP Commercial | N96VSN0401410B | Federally-Regulated Consumer Product | Non-Weatherized, Condensing Ga | 985 | 238 |  | 07/13/2023 | 40193 | 212594983 | 07/13/2023
Carrier Corp. - Indianapolis | ICP Commercial | G96VTN0401410B | Federally-Regulated Consumer Product | Non-Weatherized, Condensing Ga | 1049 | 241 |  | 07/13/2023 | 25795 | 212594952 | 07/13/2023
Carrier Corp. - Indianapolis | ICP Commercial | N96VSN0801716B*D | Federally-Regulated Consumer Product | Non-Weatherized, Condensing Ga | 1735 | 271 |  | 07/13/2023 | 79596 | 212595212 | 07/13/2023
Carrier Corp. - Indianapolis | ICP Commercial | G96VTN0401712B*D | Federally-Regulated Consumer Product | Non-Weatherized, Condensing Ga | 1131 | 245 |  | 07/13/2023 | 26296 | 212594973 | 07/13/2023
Carrier Corp. - Indianapolis | ICP Commercial | G96VTN0601716B*D | Federally-Regulated Consumer Product | Non-Weatherized, Condensing Ga | 1600 | 265 |  | 07/13/2023 | 39133 | 212595083 | 07/13/2023
Carrier Corp. - Indianapolis | ICP Commercial | G96VTN1002120B | Federally-Regulated Consumer Product | Non-Weatherized, Condensing Ga | 2163 | 290 |  | 07/13/2023 | 65562 | 212595278 | 07/13/2023
Carrier Corp. - Indianapolis | ICP Commercial | G96VTN1202422B | Federally-Regulated Consumer Product | Non-Weatherized, Condensing Ga | 2225 | 293 |  | 07/13/2023 | 78340 | 212595352 | 07/13/2023
Carrier Corp. - Indianapolis | ICP Commercial | N96VSN0601412B*D | Federally-Regulated Consumer Product | Non-Weatherized, Condensing Ga | 1207 | 248 |  | 07/13/2023 | 59908 | 212595102 | 07/13/2023
Carrier Corp. - Indianapolis | ICP Commercial | G96VTN1202422B*D | Federally-Regulated Consumer Product | Non-Weatherized, Condensing Ga | 2225 | 293 |  | 07/13/2023 | 78340 | 212595359 | 07/13/2023
Carrier Corp. - Indianapolis | ICP Commercial | G96VTN0601716B | Federally-Regulated Consumer Product | Non-Weatherized, Condensing Ga | 1600 | 265 |  | 07/13/2023 | 39133 | 212595076 | 07/13/2023
Carrier Corp. - Indianapolis | ICP Commercial | N96VSN1202422B*D | Federally-Regulated Consumer Product | Non-Weatherized, Condensing Ga | 2296 | 296 |  | 07/13/2023 | 120209 | 212595378 | 07/13/2023
Carrier Corp. - Indianapolis | ICP Commercial | N96VSN0802120B*D | Federally-Regulated Consumer Product | Non-Weatherized, Condensing Ga | 2238 | 293 |  | 07/13/2023 | 79743 | 212595230 | 07/13/2023
Carrier Corp. - Indianapolis | ICP Commercial | N96VSN1202422B | Federally-Regulated Consumer Product | Non-Weatherized, Condensing Ga | 2296 | 296 |  | 07/13/2023 | 120209 | 212595369 | 07/13/2023
Carrier Corp. - Indianapolis | ICP Commercial | G96VTN0802120B | Federally-Regulated Consumer Product | Non-Weatherized, Condensing Ga | 2145 | 289 |  | 07/13/2023 | 51728 | 212595186 | 07/13/2023
Carrier Corp. - Indianapolis | ICP Commercial | N96VSN0601716B*D | Federally-Regulated Consumer Product | Non-Weatherized, Condensing Ga | 1605 | 266 |  | 07/13/2023 | 60365 | 212595120 | 07/13/2023
Carrier Corp. - Indianapolis | ICP Commercial | G96VTN1002122B*D | Federally-Regulated Consumer Product | Non-Weatherized, Condensing Ga | 2275 | 295 |  | 07/13/2023 | 64500 | 212595299 | 07/13/2023
Carrier Corp. - Indianapolis | ICP Commercial | G96VTN0801716B*D | Federally-Regulated Consumer Product | Non-Weatherized, Condensing Ga | 1748 | 272 |  | 07/13/2023 | 52234 | 212595179 | 07/13/2023
Carrier Corp. - Indianapolis | ICP Commercial | G96VTN0802120B*D | Federally-Regulated Consumer Product | Non-Weatherized, Condensing Ga | 2145 | 289 |  | 07/13/2023 | 51728 | 212595193 | 07/13/2023
Carrier Corp. - Indianapolis | ICP Commercial | N96VSN0401712B*D | Federally-Regulated Consumer Product | Non-Weatherized, Condensing Ga | 1104 | 244 |  | 07/13/2023 | 39909 | 212595010 | 07/13/2023
Carrier Corp. - Indianapolis | Comfortmaker | N96VSN0802120B | Federally-Regulated Consumer Product | Non-Weatherized, Condensing Ga | 2238 | 293 |  | 07/13/2023 | 79743 | 212595218 | 07/13/2023
Carrier Corp. - Indianapolis | Comfortmaker | G96VTN1002120B*D | Federally-Regulated Consumer Product | Non-Weatherized, Condensing Ga | 2163 | 290 |  | 07/13/2023 | 65562 | 212595282 | 07/13/2023
Carrier Corp. - Indianapolis | Comfortmaker | G96VTN0801716B | Federally-Regulated Consumer Product | Non-Weatherized, Condensing Ga | 1748 | 272 |  | 07/13/2023 | 52234 | 212595169 | 07/13/2023
Carrier Corp. - Indianapolis | Comfortmaker | G96VTN0801716B*D | Federally-Regulated Consumer Product | Non-Weatherized, Condensing Ga | 1748 | 272 |  | 07/13/2023 | 52234 | 212595176 | 07/13/2023
Carrier Corp. - Indianapolis | Comfortmaker | G96VTN0802120B | Federally-Regulated Consumer Product | Non-Weatherized, Condensing Ga | 2145 | 289 |  | 07/13/2023 | 51728 | 212595183 | 07/13/2023
Carrier Corp. - Indianapolis | Comfortmaker | N96VSN1202422B | Federally-Regulated Consumer Product | Non-Weatherized, Condensing Ga | 2296 | 296 |  | 07/13/2023 | 120209 | 212595366 | 07/13/2023
Carrier Corp. - Indianapolis | Comfortmaker | N96VSN1002120B*D | Federally-Regulated Consumer Product | Non-Weatherized, Condensing Ga | 2166 | 290 |  | 07/13/2023 | 99862 | 212595315 | 07/13/2023
Carrier Corp. - Indianapolis | Comfortmaker | G96VTN0401410B | Federally-Regulated Consumer Product | Non-Weatherized, Condensing Ga | 1049 | 241 |  | 07/13/2023 | 25795 | 212594949 | 07/13/2023
Carrier Corp. - Indianapolis | Comfortmaker | G96VTN0401410B*D | Federally-Regulated Consumer Product | Non-Weatherized, Condensing Ga | 1049 | 241 |  | 07/13/2023 | 25795 | 212594956 | 07/13/2023
Carrier Corp. - Indianapolis | Comfortmaker | G96VTN1202422B | Federally-Regulated Consumer Product | Non-Weatherized, Condensing Ga | 2225 | 293 |  | 07/13/2023 | 78340 | 212595349 | 07/13/2023
Carrier Corp. - Indianapolis | Comfortmaker | N96VSN1202422B*D | Federally-Regulated Consumer Product | Non-Weatherized, Condensing Ga | 2296 | 296 |  | 07/13/2023 | 120209 | 212595375 | 07/13/2023
Carrier Corp. - Indianapolis | Comfortmaker | G96VTN1002122B | Federally-Regulated Consumer Product | Non-Weatherized, Condensing Ga | 2275 | 295 |  | 07/13/2023 | 64500 | 212595289 | 07/13/2023
Carrier Corp. - Indianapolis | Comfortmaker | G96VTN0401712B | Federally-Regulated Consumer Product | Non-Weatherized, Condensing Ga | 1131 | 245 |  | 07/13/2023 | 26296 | 212594963 | 07/13/2023
Carrier Corp. - Indianapolis | Comfortmaker | G96VTN1202422B*D | Federally-Regulated Consumer Product | Non-Weatherized, Condensing Ga | 2225 | 293 |  | 07/13/2023 | 78340 | 212595356 | 07/13/2023
Carrier Corp. - Indianapolis | Comfortmaker | N96VSN0601412B*D | Federally-Regulated Consumer Product | Non-Weatherized, Condensing Ga | 1207 | 248 |  | 07/13/2023 | 59908 | 212595099 | 07/13/2023
Carrier Corp. - Indianapolis | Comfortmaker | N96VSN0801716B*D | Federally-Regulated Consumer Product | Non-Weatherized, Condensing Ga | 1735 | 271 |  | 07/13/2023 | 79596 | 212595209 | 07/13/2023
Carrier Corp. - Indianapolis | Comfortmaker | N96VSN0601716B*D | Federally-Regulated Consumer Product | Non-Weatherized, Condensing Ga | 1605 | 266 |  | 07/13/2023 | 60365 | 212595117 | 07/13/2023
Carrier Corp. - Indianapolis | Comfortmaker | G96VTN0802120B*D | Federally-Regulated Consumer Product | Non-Weatherized, Condensing Ga | 2145 | 289 |  | 07/13/2023 | 51728 | 212595190 | 07/13/2023
Carrier Corp. - Indianapolis | Comfortmaker | N96VSN0401712B | Federally-Regulated Consumer Product | Non-Weatherized, Condensing Ga | 1104 | 244 |  | 07/13/2023 | 39909 | 212594998 | 07/13/2023
Carrier Corp. - Indianapolis | Comfortmaker | G96VTN1002120B | Federally-Regulated Consumer Product | Non-Weatherized, Condensing Ga | 2163 | 290 |  | 07/13/2023 | 65562 | 212595275 | 07/13/2023
Carrier Corp. - Indianapolis | Comfortmaker | N96VSN0601412B | Federally-Regulated Consumer Product | Non-Weatherized, Condensing Ga | 1207 | 248 |  | 07/13/2023 | 59908 | 212595090 | 07/13/2023
Carrier Corp. - Indianapolis | Comfortmaker | N96VSN0601716B | Federally-Regulated Consumer Product | Non-Weatherized, Condensing Ga | 1605 | 266 |  | 07/13/2023 | 60365 | 212595108 | 07/13/2023
Carrier Corp. - Indianapolis | Comfortmaker | N96VSN0401410B | Federally-Regulated Consumer Product | Non-Weatherized, Condensing Ga | 985 | 238 |  | 07/13/2023 | 40193 | 212594980 | 07/13/2023
Carrier Corp. - Indianapolis | Comfortmaker | N96VSN1002120B | Federally-Regulated Consumer Product | Non-Weatherized, Condensing Ga | 2166 | 290 |  | 07/13/2023 | 99862 | 212595306 | 07/13/2023
Carrier Corp. - Indianapolis | Comfortmaker | G96VTN0401712B*D | Federally-Regulated Consumer Product | Non-Weatherized, Condensing Ga | 1131 | 245 |  | 07/13/2023 | 26296 | 212594970 | 07/13/2023
Carrier Corp. - Indianapolis | Comfortmaker | G96VTN0601716B | Federally-Regulated Consumer Product | Non-Weatherized, Condensing Ga | 1600 | 265 |  | 07/13/2023 | 39133 | 212595073 | 07/13/2023
Carrier Corp. - Indianapolis | Comfortmaker | G96VTN1002122B*D | Federally-Regulated Consumer Product | Non-Weatherized, Condensing Ga | 2275 | 295 |  | 07/13/2023 | 64500 | 212595296 | 07/13/2023
Carrier Corp. - Indianapolis | Comfortmaker | G96VTN0601716B*D | Federally-Regulated Consumer Product | Non-Weatherized, Condensing Ga | 1600 | 265 |  | 07/13/2023 | 39133 | 212595080 | 07/13/2023
Carrier Corp. - Indianapolis | Comfortmaker | N96VSN0801716B | Federally-Regulated Consumer Product | Non-Weatherized, Condensing Ga | 1735 | 271 |  | 07/13/2023 | 79596 | 212595200 | 07/13/2023
Carrier Corp. - Indianapolis | Comfortmaker | N96VSN0401410B*D | Federally-Regulated Consumer Product | Non-Weatherized, Condensing Ga | 985 | 238 |  | 07/13/2023 | 40193 | 212594989 | 07/13/2023
Carrier Corp. - Indianapolis | Comfortmaker | N96VSN0802120B*D | Federally-Regulated Consumer Product | Non-Weatherized, Condensing Ga | 2238 | 293 |  | 07/13/2023 | 79743 | 212595227 | 07/13/2023
Carrier Corp. - Indianapolis | Comfortmaker | N96VSN0401712B*D | Federally-Regulated Consumer Product | Non-Weatherized, Condensing Ga | 1104 | 244 |  | 07/13/2023 | 39909 | 212595007 | 07/13/2023
Carrier Corp. - Indianapolis | Payne | PG96VTAB48060B*D | Federally-Regulated Consumer Product | Non-Weatherized, Condensing Ga | 1600 | 265 |  | 07/13/2023 | 39133 | 212595130 | 07/13/2023
Carrier Corp. - Indianapolis | Payne | PG96VTAB60100C*D | Federally-Regulated Consumer Product | Non-Weatherized, Condensing Ga | 2163 | 290 |  | 07/13/2023 | 65562 | 212595324 | 07/13/2023
Carrier Corp. - Indianapolis | Payne | PG96VTAB66120D | Federally-Regulated Consumer Product | Non-Weatherized, Condensing Ga | 2225 | 293 |  | 07/13/2023 | 78340 | 212595382 | 07/13/2023
Carrier Corp. - Indianapolis | Payne | PG96VTAB36040B*D | Federally-Regulated Consumer Product | Non-Weatherized, Condensing Ga | 1131 | 245 |  | 07/13/2023 | 26296 | 212595020 | 07/13/2023
Carrier Corp. - Indianapolis | Payne | PG96VTAB66120D*D | Federally-Regulated Consumer Product | Non-Weatherized, Condensing Ga | 2225 | 293 |  | 07/13/2023 | 78340 | 212595384 | 07/13/2023
Carrier Corp. - Indianapolis | Payne | PG96VTAB30040A*D | Federally-Regulated Consumer Product | Non-Weatherized, Condensing Ga | 1049 | 241 |  | 07/13/2023 | 25795 | 212595016 | 07/13/2023
Carrier Corp. - Indianapolis | Payne | PG96VTAB60080C*D | Federally-Regulated Consumer Product | Non-Weatherized, Condensing Ga | 2145 | 289 |  | 07/13/2023 | 51728 | 212595240 | 07/13/2023
Carrier Corp. - Indianapolis | Payne | PG96VTAB36040B | Federally-Regulated Consumer Product | Non-Weatherized, Condensing Ga | 1131 | 245 |  | 07/13/2023 | 26296 | 212595018 | 07/13/2023
Carrier Corp. - Indianapolis | Payne | PG96VTAB60100C | Federally-Regulated Consumer Product | Non-Weatherized, Condensing Ga | 2163 | 290 |  | 07/13/2023 | 65562 | 212595322 | 07/13/2023
Carrier Corp. - Indianapolis | Payne | PG96VTAB60080C | Federally-Regulated Consumer Product | Non-Weatherized, Condensing Ga | 2145 | 289 |  | 07/13/2023 | 51728 | 212595238 | 07/13/2023
Carrier Corp. - Indianapolis | Payne | PG96VTAB48080B*D | Federally-Regulated Consumer Product | Non-Weatherized, Condensing Ga | 1748 | 272 |  | 07/13/2023 | 52234 | 212595236 | 07/13/2023
Carrier Corp. - Indianapolis | Payne | PG96VTAB30040A | Federally-Regulated Consumer Product | Non-Weatherized, Condensing Ga | 1049 | 241 |  | 07/13/2023 | 25795 | 212595014 | 07/13/2023
Carrier Corp. - Indianapolis | Payne | PG96VTAB48080B | Federally-Regulated Consumer Product | Non-Weatherized, Condensing Ga | 1748 | 272 |  | 07/13/2023 | 52234 | 212595234 | 07/13/2023
Carrier Corp. - Indianapolis | Payne | PG96VTAB48060B | Federally-Regulated Consumer Product | Non-Weatherized, Condensing Ga | 1600 | 265 |  | 07/13/2023 | 39133 | 212595128 | 07/13/2023
Carrier Corp. - Indianapolis | Kenmore | F96VTN0401410B*D | Federally-Regulated Consumer Product | Non-Weatherized, Condensing Ga | 1049 | 241 |  | 07/13/2023 | 25795 | 212594940 | 07/13/2023
Carrier Corp. - Indianapolis | Kenmore | N96VSN0601412B | Federally-Regulated Consumer Product | Non-Weatherized, Condensing Ga | 1207 | 248 |  | 07/13/2023 | 59908 | 212595095 | 07/13/2023
Carrier Corp. - Indianapolis | Kenmore | F96VTN0401712B | Federally-Regulated Consumer Product | Non-Weatherized, Condensing Ga | 1131 | 245 |  | 07/13/2023 | 26296 | 212594943 | 07/13/2023
Carrier Corp. - Indianapolis | Kenmore | N96VSN0401712B*D | Federally-Regulated Consumer Product | Non-Weatherized, Condensing Ga | 1104 | 244 |  | 07/13/2023 | 39909 | 212595012 | 07/13/2023
Carrier Corp. - Indianapolis | Kenmore | N96VSN1202422B | Federally-Regulated Consumer Product | Non-Weatherized, Condensing Ga | 2296 | 296 |  | 07/13/2023 | 120209 | 212595371 | 07/13/2023
Carrier Corp. - Indianapolis | Kenmore | G96VTN1002122B*D | Federally-Regulated Consumer Product | Non-Weatherized, Condensing Ga | 2275 | 295 |  | 07/13/2023 | 64500 | 212595301 | 07/13/2023
Carrier Corp. - Indianapolis | Kenmore | F96VTN0401410B | Federally-Regulated Consumer Product | Non-Weatherized, Condensing Ga | 1049 | 241 |  | 07/13/2023 | 25795 | 212594937 | 07/13/2023
Carrier Corp. - Indianapolis | Kenmore | G96VTN0401712B | Federally-Regulated Consumer Product | Non-Weatherized, Condensing Ga | 1131 | 245 |  | 07/13/2023 | 26296 | 212594968 | 07/13/2023
Carrier Corp. - Indianapolis | Kenmore | F96VTN1002120B*D | Federally-Regulated Consumer Product | Non-Weatherized, Condensing Ga | 2163 | 290 |  | 07/13/2023 | 65562 | 212595266 | 07/13/2023
Carrier Corp. - Indianapolis | Kenmore | G96VTN0801716B*D | Federally-Regulated Consumer Product | Non-Weatherized, Condensing Ga | 1748 | 272 |  | 07/13/2023 | 52234 | 212595181 | 07/13/2023
Carrier Corp. - Indianapolis | Kenmore | F96VTN0801716B | Federally-Regulated Consumer Product | Non-Weatherized, Condensing Ga | 1748 | 272 |  | 07/13/2023 | 52234 | 212595157 | 07/13/2023
Carrier Corp. - Indianapolis | Kenmore | F96VTN0802120B | Federally-Regulated Consumer Product | Non-Weatherized, Condensing Ga | 2145 | 289 |  | 07/13/2023 | 51728 | 212595163 | 07/13/2023
Carrier Corp. - Indianapolis | Kenmore | G96VTN0601716B | Federally-Regulated Consumer Product | Non-Weatherized, Condensing Ga | 1600 | 265 |  | 07/13/2023 | 39133 | 212595078 | 07/13/2023
Carrier Corp. - Indianapolis | Kenmore | N96VSN1002120B*D | Federally-Regulated Consumer Product | Non-Weatherized, Condensing Ga | 2166 | 290 |  | 07/13/2023 | 99862 | 212595319 | 07/13/2023
Carrier Corp. - Indianapolis | Kenmore | N96VSN0802120B | Federally-Regulated Consumer Product | Non-Weatherized, Condensing Ga | 2238 | 293 |  | 07/13/2023 | 79743 | 212595223 | 07/13/2023
Carrier Corp. - Indianapolis | Kenmore | N96VSN0802120B*D | Federally-Regulated Consumer Product | Non-Weatherized, Condensing Ga | 2238 | 293 |  | 07/13/2023 | 79743 | 212595232 | 07/13/2023
Carrier Corp. - Indianapolis | Kenmore | G96VTN0401712B*D | Federally-Regulated Consumer Product | Non-Weatherized, Condensing Ga | 1131 | 245 |  | 07/13/2023 | 26296 | 212594975 | 07/13/2023
Carrier Corp. - Indianapolis | Kenmore | G96VTN1202422B*D | Federally-Regulated Consumer Product | Non-Weatherized, Condensing Ga | 2225 | 293 |  | 07/13/2023 | 78340 | 212595361 | 07/13/2023
Carrier Corp. - Indianapolis | Kenmore | F96VTN0601716B | Federally-Regulated Consumer Product | Non-Weatherized, Condensing Ga | 1600 | 265 |  | 07/13/2023 | 39133 | 212595053 | 07/13/2023
Carrier Corp. - Indianapolis | Kenmore | G96VTN0802120B*D | Federally-Regulated Consumer Product | Non-Weatherized, Condensing Ga | 2145 | 289 |  | 07/13/2023 | 51728 | 212595195 | 07/13/2023
Carrier Corp. - Indianapolis | Kenmore | G96VTN1002120B | Federally-Regulated Consumer Product | Non-Weatherized, Condensing Ga | 2163 | 290 |  | 07/13/2023 | 65562 | 212595280 | 07/13/2023
Carrier Corp. - Indianapolis | Kenmore | F96VTN1002120B | Federally-Regulated Consumer Product | Non-Weatherized, Condensing Ga | 2163 | 290 |  | 07/13/2023 | 65562 | 212595263 | 07/13/2023
Carrier Corp. - Indianapolis | Kenmore | G96VTN1002120B*D | Federally-Regulated Consumer Product | Non-Weatherized, Condensing Ga | 2163 | 290 |  | 07/13/2023 | 65562 | 212595287 | 07/13/2023
Carrier Corp. - Indianapolis | Kenmore | G96VTN0401410B*D | Federally-Regulated Consumer Product | Non-Weatherized, Condensing Ga | 1049 | 241 |  | 07/13/2023 | 25795 | 212594961 | 07/13/2023
Carrier Corp. - Indianapolis | Kenmore | N96VSN0601412B*D | Federally-Regulated Consumer Product | Non-Weatherized, Condensing Ga | 1207 | 248 |  | 07/13/2023 | 59908 | 212595104 | 07/13/2023
Carrier Corp. - Indianapolis | Kenmore | N96VSN0601716B | Federally-Regulated Consumer Product | Non-Weatherized, Condensing Ga | 1605 | 266 |  | 07/13/2023 | 60365 | 212595113 | 07/13/2023
Carrier Corp. - Indianapolis | Kenmore | F96VTN0601716B*D | Federally-Regulated Consumer Product | Non-Weatherized, Condensing Ga | 1600 | 265 |  | 07/13/2023 | 39133 | 212595056 | 07/13/2023
Carrier Corp. - Indianapolis | Kenmore | G96VTN1002122B | Federally-Regulated Consumer Product | Non-Weatherized, Condensing Ga | 2275 | 295 |  | 07/13/2023 | 64500 | 212595294 | 07/13/2023
Carrier Corp. - Indianapolis | Kenmore | F96VTN1002122B*D | Federally-Regulated Consumer Product | Non-Weatherized, Condensing Ga | 2275 | 295 |  | 07/13/2023 | 64500 | 212595272 | 07/13/2023
Carrier Corp. - Indianapolis | Kenmore | F96VTN0801716B*D | Federally-Regulated Consumer Product | Non-Weatherized, Condensing Ga | 1748 | 272 |  | 07/13/2023 | 52234 | 212595160 | 07/13/2023
Carrier Corp. - Indianapolis | Kenmore | N96VSN0401410B | Federally-Regulated Consumer Product | Non-Weatherized, Condensing Ga | 985 | 238 |  | 07/13/2023 | 40193 | 212594985 | 07/13/2023
Carrier Corp. - Indianapolis | Kenmore | N96VSN0801716B | Federally-Regulated Consumer Product | Non-Weatherized, Condensing Ga | 1735 | 271 |  | 07/13/2023 | 79596 | 212595205 | 07/13/2023
Carrier Corp. - Indianapolis | Kenmore | F96VTN0401712B*D | Federally-Regulated Consumer Product | Non-Weatherized, Condensing Ga | 1131 | 245 |  | 07/13/2023 | 26296 | 212594946 | 07/13/2023
Carrier Corp. - Indianapolis | Kenmore | F96VTN1202422B | Federally-Regulated Consumer Product | Non-Weatherized, Condensing Ga | 2225 | 293 |  | 07/13/2023 | 78340 | 212595343 | 07/13/2023
Carrier Corp. - Indianapolis | Kenmore | G96VTN0801716B | Federally-Regulated Consumer Product | Non-Weatherized, Condensing Ga | 1748 | 272 |  | 07/13/2023 | 52234 | 212595174 | 07/13/2023
Carrier Corp. - Indianapolis | Kenmore | N96VSN1202422B*D | Federally-Regulated Consumer Product | Non-Weatherized, Condensing Ga | 2296 | 296 |  | 07/13/2023 | 120209 | 212595380 | 07/13/2023
Carrier Corp. - Indianapolis | Kenmore | N96VSN0401410B*D | Federally-Regulated Consumer Product | Non-Weatherized, Condensing Ga | 985 | 238 |  | 07/13/2023 | 40193 | 212594994 | 07/13/2023
Carrier Corp. - Indianapolis | Kenmore | G96VTN1202422B | Federally-Regulated Consumer Product | Non-Weatherized, Condensing Ga | 2225 | 293 |  | 07/13/2023 | 78340 | 212595354 | 07/13/2023
Carrier Corp. - Indianapolis | Kenmore | N96VSN0601716B*D | Federally-Regulated Consumer Product | Non-Weatherized, Condensing Ga | 1605 | 266 |  | 07/13/2023 | 60365 | 212595122 | 07/13/2023
Carrier Corp. - Indianapolis | Kenmore | N96VSN0401712B | Federally-Regulated Consumer Product | Non-Weatherized, Condensing Ga | 1104 | 244 |  | 07/13/2023 | 39909 | 212595003 | 07/13/2023
Carrier Corp. - Indianapolis | Kenmore | F96VTN0802120B*D | Federally-Regulated Consumer Product | Non-Weatherized, Condensing Ga | 2145 | 289 |  | 07/13/2023 | 51728 | 212595166 | 07/13/2023
Carrier Corp. - Indianapolis | Kenmore | G96VTN0601716B*D | Federally-Regulated Consumer Product | Non-Weatherized, Condensing Ga | 1600 | 265 |  | 07/13/2023 | 39133 | 212595085 | 07/13/2023
Carrier Corp. - Indianapolis | Kenmore | G96VTN0802120B | Federally-Regulated Consumer Product | Non-Weatherized, Condensing Ga | 2145 | 289 |  | 07/13/2023 | 51728 | 212595188 | 07/13/2023
Carrier Corp. - Indianapolis | Kenmore | G96VTN0401410B | Federally-Regulated Consumer Product | Non-Weatherized, Condensing Ga | 1049 | 241 |  | 07/13/2023 | 25795 | 212594954 | 07/13/2023
Carrier Corp. - Indianapolis | Kenmore | F96VTN1002122B | Federally-Regulated Consumer Product | Non-Weatherized, Condensing Ga | 2275 | 295 |  | 07/13/2023 | 64500 | 212595269 | 07/13/2023
Carrier Corp. - Indianapolis | Kenmore | N96VSN0801716B*D | Federally-Regulated Consumer Product | Non-Weatherized, Condensing Ga | 1735 | 271 |  | 07/13/2023 | 79596 | 212595214 | 07/13/2023
Carrier Corp. - Indianapolis | Kenmore | F96VTN1202422B*D | Federally-Regulated Consumer Product | Non-Weatherized, Condensing Ga | 2225 | 293 |  | 07/13/2023 | 78340 | 212595346 | 07/13/2023
Carrier Corp. - Indianapolis | Kenmore | N96VSN1002120B | Federally-Regulated Consumer Product | Non-Weatherized, Condensing Ga | 2166 | 290 |  | 07/13/2023 | 99862 | 212595310 | 07/13/2023
Carrier Corp. - Indianapolis | Airquest | N96VSN0802120B | Federally-Regulated Consumer Product | Non-Weatherized, Condensing Ga | 2238 | 248 |  | 06/30/2023 | 79743 | 212595216 | 07/13/2023
Carrier Corp. - Indianapolis | Airquest | G96VTN1002122B | Federally-Regulated Consumer Product | Non-Weatherized, Condensing Ga | 2275 | 277 |  | 06/30/2023 | 64500 | 212595288 | 07/13/2023
Carrier Corp. - Indianapolis | Airquest | G96VTN0802120B | Federally-Regulated Consumer Product | Non-Weatherized, Condensing Ga | 2145 | 260 |  | 06/30/2023 | 51728 | 212595182 | 07/13/2023
Carrier Corp. - Indianapolis | Airquest | G96VTN0601716B*D | Federally-Regulated Consumer Product | Non-Weatherized, Condensing Ga | 1600 | 250 |  | 06/30/2023 | 39133 | 212595079 | 07/13/2023
Carrier Corp. - Indianapolis | Airquest | G96VTN1002120B*D | Federally-Regulated Consumer Product | Non-Weatherized, Condensing Ga | 2163 | 271 |  | 06/30/2023 | 65562 | 212595281 | 07/13/2023
Carrier Corp. - Indianapolis | Airquest | G96VTN0802120B*D | Federally-Regulated Consumer Product | Non-Weatherized, Condensing Ga | 2145 | 260 |  | 06/30/2023 | 51728 | 212595189 | 07/13/2023
Carrier Corp. - Indianapolis | Airquest | N96VSN0601716B | Federally-Regulated Consumer Product | Non-Weatherized, Condensing Ga | 1605 | 246 |  | 06/30/2023 | 60365 | 212595106 | 07/13/2023
Carrier Corp. - Indianapolis | Airquest | N96VSN0601412B*D | Federally-Regulated Consumer Product | Non-Weatherized, Condensing Ga | 1207 | 227 |  | 06/30/2023 | 59908 | 212595097 | 07/13/2023
Carrier Corp. - Indianapolis | Airquest | G96VTN0401410B | Federally-Regulated Consumer Product | Non-Weatherized, Condensing Ga | 1049 | 227 |  | 06/30/2023 | 25795 | 212594948 | 07/13/2023
Carrier Corp. - Indianapolis | Airquest | G96VTN0401712B*D | Federally-Regulated Consumer Product | Non-Weatherized, Condensing Ga | 1131 | 219 |  | 06/30/2023 | 26296 | 212594969 | 07/13/2023
Carrier Corp. - Indianapolis | Airquest | N96VSN0601716B*D | Federally-Regulated Consumer Product | Non-Weatherized, Condensing Ga | 1605 | 246 |  | 06/30/2023 | 60365 | 212595115 | 07/13/2023
Carrier Corp. - Indianapolis | Airquest | N96VSN1202422B*D | Federally-Regulated Consumer Product | Non-Weatherized, Condensing Ga | 2296 | 277 |  | 06/30/2023 | 120209 | 212595373 | 07/13/2023
Carrier Corp. - Indianapolis | Airquest | G96VTN0601716B | Federally-Regulated Consumer Product | Non-Weatherized, Condensing Ga | 1600 | 250 |  | 06/30/2023 | 39133 | 212595072 | 07/13/2023
Carrier Corp. - Indianapolis | Airquest | N96VSN1002120B*D | Federally-Regulated Consumer Product | Non-Weatherized, Condensing Ga | 2166 | 265 |  | 06/30/2023 | 99862 | 212595313 | 07/13/2023
Carrier Corp. - Indianapolis | Airquest | N96VSN0801716B | Federally-Regulated Consumer Product | Non-Weatherized, Condensing Ga | 1735 | 252 |  | 06/30/2023 | 79596 | 212595198 | 07/13/2023
Carrier Corp. - Indianapolis | Airquest | N96VSN0401712B*D | Federally-Regulated Consumer Product | Non-Weatherized, Condensing Ga | 1104 | 221 |  | 06/30/2023 | 39909 | 212595005 | 07/13/2023
Carrier Corp. - Indianapolis | Airquest | G96VTN0801716B*D | Federally-Regulated Consumer Product | Non-Weatherized, Condensing Ga | 1748 | 251 |  | 06/30/2023 | 52234 | 212595175 | 07/13/2023
Carrier Corp. - Indianapolis | Airquest | N96VSN1202422B | Federally-Regulated Consumer Product | Non-Weatherized, Condensing Ga | 2296 | 277 |  | 06/30/2023 | 120209 | 212595364 | 07/13/2023
Carrier Corp. - Indianapolis | Airquest | N96VSN0601412B | Federally-Regulated Consumer Product | Non-Weatherized, Condensing Ga | 1207 | 227 |  | 06/30/2023 | 59908 | 212595088 | 07/13/2023
Carrier Corp. - Indianapolis | Airquest | G96VTN1202422B*D | Federally-Regulated Consumer Product | Non-Weatherized, Condensing Ga | 2225 | 272 |  | 06/30/2023 | 78340 | 212595355 | 07/13/2023
Carrier Corp. - Indianapolis | Airquest | N96VSN1002120B | Federally-Regulated Consumer Product | Non-Weatherized, Condensing Ga | 2166 | 265 |  | 06/30/2023 | 99862 | 212595304 | 07/13/2023
Carrier Corp. - Indianapolis | Airquest | N96VSN0401410B | Federally-Regulated Consumer Product | Non-Weatherized, Condensing Ga | 985 | 229 |  | 06/30/2023 | 40193 | 212594978 | 07/13/2023
Carrier Corp. - Indianapolis | Airquest | N96VSN0802120B*D | Federally-Regulated Consumer Product | Non-Weatherized, Condensing Ga | 2238 | 248 |  | 06/30/2023 | 79743 | 212595225 | 07/13/2023
Carrier Corp. - Indianapolis | Airquest | G96VTN1202422B | Federally-Regulated Consumer Product | Non-Weatherized, Condensing Ga | 2225 | 272 |  | 06/30/2023 | 78340 | 212595348 | 07/13/2023
Carrier Corp. - Indianapolis | Airquest | G96VTN1002122B*D | Federally-Regulated Consumer Product | Non-Weatherized, Condensing Ga | 2275 | 277 |  | 06/30/2023 | 64500 | 212595295 | 07/13/2023
Carrier Corp. - Indianapolis | Airquest | G96VTN0801716B | Federally-Regulated Consumer Product | Non-Weatherized, Condensing Ga | 1748 | 251 |  | 06/30/2023 | 52234 | 212595168 | 07/13/2023
Carrier Corp. - Indianapolis | Airquest | N96VSN0401712B | Federally-Regulated Consumer Product | Non-Weatherized, Condensing Ga | 1104 | 221 |  | 06/30/2023 | 39909 | 212594996 | 07/13/2023
Carrier Corp. - Indianapolis | Airquest | N96VSN0401410B*D | Federally-Regulated Consumer Product | Non-Weatherized, Condensing Ga | 985 | 229 |  | 06/30/2023 | 40193 | 212594987 | 07/13/2023
Carrier Corp. - Indianapolis | Airquest | N96VSN0801716B*D | Federally-Regulated Consumer Product | Non-Weatherized, Condensing Ga | 1735 | 252 |  | 06/30/2023 | 79596 | 212595207 | 07/13/2023
Carrier Corp. - Indianapolis | Airquest | G96VTN0401712B | Federally-Regulated Consumer Product | Non-Weatherized, Condensing Ga | 1131 | 219 |  | 06/30/2023 | 26296 | 212594962 | 07/13/2023
Carrier Corp. - Indianapolis | Airquest | G96VTN1002120B | Federally-Regulated Consumer Product | Non-Weatherized, Condensing Ga | 2163 | 271 |  | 06/30/2023 | 65562 | 212595274 | 07/13/2023
Carrier Corp. - Indianapolis | Airquest | G96VTN0401410B*D | Federally-Regulated Consumer Product | Non-Weatherized, Condensing Ga | 1049 | 227 |  | 06/30/2023 | 25795 | 212594955 | 07/13/2023
Carrier Corp. - Indianapolis | EcoTemp | WFST040A030A*D | Federally-Regulated Consumer Product | Non-Weatherized, Condensing Ga | 1049 | 227 |  | 06/30/2023 | 25795 | 212595028 | 07/13/2023
Carrier Corp. - Indianapolis | EcoTemp | WFST080B048A*D | Federally-Regulated Consumer Product | Non-Weatherized, Condensing Ga | 1748 | 251 |  | 06/30/2023 | 52234 | 212595248 | 07/13/2023
Carrier Corp. - Indianapolis | EcoTemp | WFST100C060A | Federally-Regulated Consumer Product | Non-Weatherized, Condensing Ga | 2163 | 271 |  | 06/30/2023 | 65562 | 212595330 | 07/13/2023
Carrier Corp. - Indianapolis | EcoTemp | WFST060B048A | Federally-Regulated Consumer Product | Non-Weatherized, Condensing Ga | 1600 | 250 |  | 06/30/2023 | 39133 | 212595136 | 07/13/2023
Carrier Corp. - Indianapolis | EcoTemp | WFST040A030A | Federally-Regulated Consumer Product | Non-Weatherized, Condensing Ga | 1049 | 227 |  | 06/30/2023 | 25795 | 212595026 | 07/13/2023
Carrier Corp. - Indianapolis | EcoTemp | WFST080B048A | Federally-Regulated Consumer Product | Non-Weatherized, Condensing Ga | 1748 | 251 |  | 06/30/2023 | 52234 | 212595246 | 07/13/2023
Carrier Corp. - Indianapolis | EcoTemp | WFST100C060A*D | Federally-Regulated Consumer Product | Non-Weatherized, Condensing Ga | 2163 | 271 |  | 06/30/2023 | 65562 | 212595332 | 07/13/2023
Carrier Corp. - Indianapolis | EcoTemp | WFST060B048A*D | Federally-Regulated Consumer Product | Non-Weatherized, Condensing Ga | 1600 | 250 |  | 06/30/2023 | 39133 | 212595138 | 07/13/2023
Carrier Corp. - Indianapolis | Airquest | N96VSN0802120B | Federally-Regulated Consumer Product | Non-Weatherized, Condensing Ga | 2238 | 293 |  | 07/13/2023 | 79743 | 212595216 | 07/13/2023
Carrier Corp. - Indianapolis | Airquest | G96VTN1002122B | Federally-Regulated Consumer Product | Non-Weatherized, Condensing Ga | 2275 | 295 |  | 07/13/2023 | 64500 | 212595288 | 07/13/2023
Carrier Corp. - Indianapolis | Airquest | G96VTN0802120B | Federally-Regulated Consumer Product | Non-Weatherized, Condensing Ga | 2145 | 289 |  | 07/13/2023 | 51728 | 212595182 | 07/13/2023
Carrier Corp. - Indianapolis | Airquest | G96VTN0601716B*D | Federally-Regulated Consumer Product | Non-Weatherized, Condensing Ga | 1600 | 265 |  | 07/13/2023 | 39133 | 212595079 | 07/13/2023
Carrier Corp. - Indianapolis | Airquest | G96VTN1002120B*D | Federally-Regulated Consumer Product | Non-Weatherized, Condensing Ga | 2163 | 290 |  | 07/13/2023 | 65562 | 212595281 | 07/13/2023
Carrier Corp. - Indianapolis | Airquest | G96VTN0802120B*D | Federally-Regulated Consumer Product | Non-Weatherized, Condensing Ga | 2145 | 289 |  | 07/13/2023 | 51728 | 212595189 | 07/13/2023
Carrier Corp. - Indianapolis | Airquest | N96VSN0601716B | Federally-Regulated Consumer Product | Non-Weatherized, Condensing Ga | 1605 | 266 |  | 07/13/2023 | 60365 | 212595106 | 07/13/2023
Carrier Corp. - Indianapolis | Airquest | N96VSN0601412B*D | Federally-Regulated Consumer Product | Non-Weatherized, Condensing Ga | 1207 | 248 |  | 07/13/2023 | 59908 | 212595097 | 07/13/2023
Carrier Corp. - Indianapolis | Airquest | G96VTN0401410B | Federally-Regulated Consumer Product | Non-Weatherized, Condensing Ga | 1049 | 241 |  | 07/13/2023 | 25795 | 212594948 | 07/13/2023
Carrier Corp. - Indianapolis | Airquest | G96VTN0401712B*D | Federally-Regulated Consumer Product | Non-Weatherized, Condensing Ga | 1131 | 245 |  | 07/13/2023 | 26296 | 212594969 | 07/13/2023
Carrier Corp. - Indianapolis | Airquest | N96VSN0601716B*D | Federally-Regulated Consumer Product | Non-Weatherized, Condensing Ga | 1605 | 266 |  | 07/13/2023 | 60365 | 212595115 | 07/13/2023
Carrier Corp. - Indianapolis | Airquest | N96VSN1202422B*D | Federally-Regulated Consumer Product | Non-Weatherized, Condensing Ga | 2296 | 296 |  | 07/13/2023 | 120209 | 212595373 | 07/13/2023
Carrier Corp. - Indianapolis | Airquest | G96VTN0601716B | Federally-Regulated Consumer Product | Non-Weatherized, Condensing Ga | 1600 | 265 |  | 07/13/2023 | 39133 | 212595072 | 07/13/2023
Carrier Corp. - Indianapolis | Airquest | N96VSN1002120B*D | Federally-Regulated Consumer Product | Non-Weatherized, Condensing Ga | 2166 | 290 |  | 07/13/2023 | 99862 | 212595313 | 07/13/2023
Carrier Corp. - Indianapolis | Airquest | N96VSN0801716B | Federally-Regulated Consumer Product | Non-Weatherized, Condensing Ga | 1735 | 271 |  | 07/13/2023 | 79596 | 212595198 | 07/13/2023
Carrier Corp. - Indianapolis | Airquest | N96VSN0401712B*D | Federally-Regulated Consumer Product | Non-Weatherized, Condensing Ga | 1104 | 244 |  | 07/13/2023 | 39909 | 212595005 | 07/13/2023
Carrier Corp. - Indianapolis | Airquest | G96VTN0801716B*D | Federally-Regulated Consumer Product | Non-Weatherized, Condensing Ga | 1748 | 272 |  | 07/13/2023 | 52234 | 212595175 | 07/13/2023
Carrier Corp. - Indianapolis | Airquest | N96VSN1202422B | Federally-Regulated Consumer Product | Non-Weatherized, Condensing Ga | 2296 | 296 |  | 07/13/2023 | 120209 | 212595364 | 07/13/2023
Carrier Corp. - Indianapolis | Airquest | N96VSN0601412B | Federally-Regulated Consumer Product | Non-Weatherized, Condensing Ga | 1207 | 248 |  | 07/13/2023 | 59908 | 212595088 | 07/13/2023
Carrier Corp. - Indianapolis | Airquest | G96VTN1202422B*D | Federally-Regulated Consumer Product | Non-Weatherized, Condensing Ga | 2225 | 293 |  | 07/13/2023 | 78340 | 212595355 | 07/13/2023
Carrier Corp. - Indianapolis | Airquest | N96VSN1002120B | Federally-Regulated Consumer Product | Non-Weatherized, Condensing Ga | 2166 | 290 |  | 07/13/2023 | 99862 | 212595304 | 07/13/2023
Carrier Corp. - Indianapolis | Airquest | N96VSN0401410B | Federally-Regulated Consumer Product | Non-Weatherized, Condensing Ga | 985 | 238 |  | 07/13/2023 | 40193 | 212594978 | 07/13/2023
Carrier Corp. - Indianapolis | Airquest | N96VSN0802120B*D | Federally-Regulated Consumer Product | Non-Weatherized, Condensing Ga | 2238 | 293 |  | 07/13/2023 | 79743 | 212595225 | 07/13/2023
Carrier Corp. - Indianapolis | Airquest | G96VTN1202422B | Federally-Regulated Consumer Product | Non-Weatherized, Condensing Ga | 2225 | 293 |  | 07/13/2023 | 78340 | 212595348 | 07/13/2023
Carrier Corp. - Indianapolis | Airquest | G96VTN1002122B*D | Federally-Regulated Consumer Product | Non-Weatherized, Condensing Ga | 2275 | 295 |  | 07/13/2023 | 64500 | 212595295 | 07/13/2023
Carrier Corp. - Indianapolis | Airquest | G96VTN0801716B | Federally-Regulated Consumer Product | Non-Weatherized, Condensing Ga | 1748 | 272 |  | 07/13/2023 | 52234 | 212595168 | 07/13/2023
Carrier Corp. - Indianapolis | Airquest | N96VSN0401712B | Federally-Regulated Consumer Product | Non-Weatherized, Condensing Ga | 1104 | 244 |  | 07/13/2023 | 39909 | 212594996 | 07/13/2023
Carrier Corp. - Indianapolis | Airquest | N96VSN0401410B*D | Federally-Regulated Consumer Product | Non-Weatherized, Condensing Ga | 985 | 238 |  | 07/13/2023 | 40193 | 212594987 | 07/13/2023
Carrier Corp. - Indianapolis | Airquest | N96VSN0801716B*D | Federally-Regulated Consumer Product | Non-Weatherized, Condensing Ga | 1735 | 271 |  | 07/13/2023 | 79596 | 212595207 | 07/13/2023
Carrier Corp. - Indianapolis | Airquest | G96VTN0401712B | Federally-Regulated Consumer Product | Non-Weatherized, Condensing Ga | 1131 | 245 |  | 07/13/2023 | 26296 | 212594962 | 07/13/2023
Carrier Corp. - Indianapolis | Airquest | G96VTN1002120B | Federally-Regulated Consumer Product | Non-Weatherized, Condensing Ga | 2163 | 290 |  | 07/13/2023 | 65562 | 212595274 | 07/13/2023
Carrier Corp. - Indianapolis | Airquest | G96VTN0401410B*D | Federally-Regulated Consumer Product | Non-Weatherized, Condensing Ga | 1049 | 241 |  | 07/13/2023 | 25795 | 212594955 | 07/13/2023
Carrier Corp. - Indianapolis | EcoTemp | WFST040A030A*D | Federally-Regulated Consumer Product | Non-Weatherized, Condensing Ga | 1049 | 241 |  | 07/13/2023 | 25795 | 212595028 | 07/13/2023
Carrier Corp. - Indianapolis | EcoTemp | WFST080B048A*D | Federally-Regulated Consumer Product | Non-Weatherized, Condensing Ga | 1748 | 272 |  | 07/13/2023 | 52234 | 212595248 | 07/13/2023
Carrier Corp. - Indianapolis | EcoTemp | WFST100C060A | Federally-Regulated Consumer Product | Non-Weatherized, Condensing Ga | 2163 | 290 |  | 07/13/2023 | 65562 | 212595330 | 07/13/2023
Carrier Corp. - Indianapolis | EcoTemp | WFST060B048A | Federally-Regulated Consumer Product | Non-Weatherized, Condensing Ga | 1600 | 265 |  | 07/13/2023 | 39133 | 212595136 | 07/13/2023
Carrier Corp. - Indianapolis | EcoTemp | WFST040A030A | Federally-Regulated Consumer Product | Non-Weatherized, Condensing Ga | 1049 | 241 |  | 07/13/2023 | 25795 | 212595026 | 07/13/2023
Carrier Corp. - Indianapolis | EcoTemp | WFST080B048A | Federally-Regulated Consumer Product | Non-Weatherized, Condensing Ga | 1748 | 272 |  | 07/13/2023 | 52234 | 212595246 | 07/13/2023
Carrier Corp. - Indianapolis | EcoTemp | WFST100C060A*D | Federally-Regulated Consumer Product | Non-Weatherized, Condensing Ga | 2163 | 290 |  | 07/13/2023 | 65562 | 212595332 | 07/13/2023
Carrier Corp. - Indianapolis | EcoTemp | WFST060B048A*D | Federally-Regulated Consumer Product | Non-Weatherized, Condensing Ga | 1600 | 265 |  | 07/13/2023 | 39133 | 212595138 | 07/13/2023
Carrier Corp. - Indianapolis | Arcoaire | N96VSN0601412B | Federally-Regulated Consumer Product | Non-Weatherized, Condensing Ga | 1207 | 227 |  | 06/30/2023 | 59908 | 212595089 | 07/13/2023
Carrier Corp. - Indianapolis | Arcoaire | N96VSN0801716B | Federally-Regulated Consumer Product | Non-Weatherized, Condensing Ga | 1735 | 252 |  | 06/30/2023 | 79596 | 212595199 | 07/13/2023
Carrier Corp. - Indianapolis | Arcoaire | F96VTN0801716B | Federally-Regulated Consumer Product | Non-Weatherized, Condensing Ga | 1748 | 251 |  | 06/30/2023 | 52234 | 212595156 | 07/13/2023
Carrier Corp. - Indianapolis | Arcoaire | F96VTN1002120B*D | Federally-Regulated Consumer Product | Non-Weatherized, Condensing Ga | 2163 | 271 |  | 06/30/2023 | 65562 | 212595265 | 07/13/2023
Carrier Corp. - Indianapolis | Arcoaire | F96VTN1202422B | Federally-Regulated Consumer Product | Non-Weatherized, Condensing Ga | 2225 | 272 |  | 06/30/2023 | 78340 | 212595342 | 07/13/2023
Carrier Corp. - Indianapolis | Arcoaire | N96VSN0601716B*D | Federally-Regulated Consumer Product | Non-Weatherized, Condensing Ga | 1605 | 246 |  | 06/30/2023 | 60365 | 212595116 | 07/13/2023
Carrier Corp. - Indianapolis | Arcoaire | F96VTN0601716B | Federally-Regulated Consumer Product | Non-Weatherized, Condensing Ga | 1600 | 250 |  | 06/30/2023 | 39133 | 212595052 | 07/13/2023
Carrier Corp. - Indianapolis | Arcoaire | F96VTN0802120B*D | Federally-Regulated Consumer Product | Non-Weatherized, Condensing Ga | 2145 | 260 |  | 06/30/2023 | 51728 | 212595165 | 07/13/2023
Carrier Corp. - Indianapolis | Arcoaire | N96VSN1002120B*D | Federally-Regulated Consumer Product | Non-Weatherized, Condensing Ga | 2166 | 265 |  | 06/30/2023 | 99862 | 212595314 | 07/13/2023
Carrier Corp. - Indianapolis | Arcoaire | N96VSN0801716B*D | Federally-Regulated Consumer Product | Non-Weatherized, Condensing Ga | 1735 | 252 |  | 06/30/2023 | 79596 | 212595208 | 07/13/2023
Carrier Corp. - Indianapolis | Arcoaire | N96VSN0401712B | Federally-Regulated Consumer Product | Non-Weatherized, Condensing Ga | 1104 | 221 |  | 06/30/2023 | 39909 | 212594997 | 07/13/2023
Carrier Corp. - Indianapolis | Arcoaire | F96VTN1002122B | Federally-Regulated Consumer Product | Non-Weatherized, Condensing Ga | 2275 | 277 |  | 06/30/2023 | 64500 | 212595268 | 07/13/2023
Carrier Corp. - Indianapolis | Arcoaire | N96VSN0802120B | Federally-Regulated Consumer Product | Non-Weatherized, Condensing Ga | 2238 | 248 |  | 06/30/2023 | 79743 | 212595217 | 07/13/2023
Carrier Corp. - Indianapolis | Arcoaire | N96VSN0401712B*D | Federally-Regulated Consumer Product | Non-Weatherized, Condensing Ga | 1104 | 221 |  | 06/30/2023 | 39909 | 212595006 | 07/13/2023
Carrier Corp. - Indianapolis | Arcoaire | F96VTN0401410B | Federally-Regulated Consumer Product | Non-Weatherized, Condensing Ga | 1049 | 227 |  | 06/30/2023 | 25795 | 212594936 | 07/13/2023
Carrier Corp. - Indianapolis | Arcoaire | F96VTN0401410B*D | Federally-Regulated Consumer Product | Non-Weatherized, Condensing Ga | 1049 | 227 |  | 06/30/2023 | 25795 | 212594939 | 07/13/2023
Carrier Corp. - Indianapolis | Arcoaire | F96VTN1002122B*D | Federally-Regulated Consumer Product | Non-Weatherized, Condensing Ga | 2275 | 277 |  | 06/30/2023 | 64500 | 212595271 | 07/13/2023
Carrier Corp. - Indianapolis | Arcoaire | F96VTN0401712B*D | Federally-Regulated Consumer Product | Non-Weatherized, Condensing Ga | 1131 | 219 |  | 06/30/2023 | 26296 | 212594945 | 07/13/2023
Carrier Corp. - Indianapolis | Arcoaire | N96VSN0601716B | Federally-Regulated Consumer Product | Non-Weatherized, Condensing Ga | 1605 | 246 |  | 06/30/2023 | 60365 | 212595107 | 07/13/2023
Carrier Corp. - Indianapolis | Arcoaire | F96VTN0801716B*D | Federally-Regulated Consumer Product | Non-Weatherized, Condensing Ga | 1748 | 251 |  | 06/30/2023 | 52234 | 212595159 | 07/13/2023
Carrier Corp. - Indianapolis | Arcoaire | F96VTN1002120B | Federally-Regulated Consumer Product | Non-Weatherized, Condensing Ga | 2163 | 271 |  | 06/30/2023 | 65562 | 212595262 | 07/13/2023
Carrier Corp. - Indianapolis | Arcoaire | N96VSN0601412B*D | Federally-Regulated Consumer Product | Non-Weatherized, Condensing Ga | 1207 | 227 |  | 06/30/2023 | 59908 | 212595098 | 07/13/2023
Carrier Corp. - Indianapolis | Arcoaire | N96VSN0401410B | Federally-Regulated Consumer Product | Non-Weatherized, Condensing Ga | 985 | 229 |  | 06/30/2023 | 40193 | 212594979 | 07/13/2023
Carrier Corp. - Indianapolis | Arcoaire | N96VSN1002120B | Federally-Regulated Consumer Product | Non-Weatherized, Condensing Ga | 2166 | 265 |  | 06/30/2023 | 99862 | 212595305 | 07/13/2023
Carrier Corp. - Indianapolis | Arcoaire | N96VSN1202422B*D | Federally-Regulated Consumer Product | Non-Weatherized, Condensing Ga | 2296 | 277 |  | 06/30/2023 | 120209 | 212595374 | 07/13/2023
Carrier Corp. - Indianapolis | Arcoaire | N96VSN0401410B*D | Federally-Regulated Consumer Product | Non-Weatherized, Condensing Ga | 985 | 229 |  | 06/30/2023 | 40193 | 212594988 | 07/13/2023
Carrier Corp. - Indianapolis | Arcoaire | F96VTN1202422B*D | Federally-Regulated Consumer Product | Non-Weatherized, Condensing Ga | 2225 | 272 |  | 06/30/2023 | 78340 | 212595345 | 07/13/2023
Carrier Corp. - Indianapolis | Arcoaire | N96VSN1202422B | Federally-Regulated Consumer Product | Non-Weatherized, Condensing Ga | 2296 | 277 |  | 06/30/2023 | 120209 | 212595365 | 07/13/2023
Carrier Corp. - Indianapolis | Arcoaire | F96VTN0601716B*D | Federally-Regulated Consumer Product | Non-Weatherized, Condensing Ga | 1600 | 250 |  | 06/30/2023 | 39133 | 212595055 | 07/13/2023
Carrier Corp. - Indianapolis | Arcoaire | N96VSN0802120B*D | Federally-Regulated Consumer Product | Non-Weatherized, Condensing Ga | 2238 | 248 |  | 06/30/2023 | 79743 | 212595226 | 07/13/2023
Carrier Corp. - Indianapolis | Arcoaire | F96VTN0802120B | Federally-Regulated Consumer Product | Non-Weatherized, Condensing Ga | 2145 | 260 |  | 06/30/2023 | 51728 | 212595162 | 07/13/2023
Carrier Corp. - Indianapolis | Arcoaire | F96VTN0401712B | Federally-Regulated Consumer Product | Non-Weatherized, Condensing Ga | 1131 | 219 |  | 06/30/2023 | 26296 | 212594942 | 07/13/2023
Carrier Corp. - Indianapolis | Grandaire | WFST060B048A*D | Federally-Regulated Consumer Product | Non-Weatherized, Condensing Ga | 1600 | 250 |  | 06/30/2023 | 39133 | 212595139 | 07/13/2023
Carrier Corp. - Indianapolis | Grandaire | WFST100C060A | Federally-Regulated Consumer Product | Non-Weatherized, Condensing Ga | 2163 | 271 |  | 06/30/2023 | 65562 | 212595331 | 07/13/2023
Carrier Corp. - Indianapolis | Grandaire | WFST080B048A*D | Federally-Regulated Consumer Product | Non-Weatherized, Condensing Ga | 1748 | 251 |  | 06/30/2023 | 52234 | 212595249 | 07/13/2023
Carrier Corp. - Indianapolis | Grandaire | WFST060B048A | Federally-Regulated Consumer Product | Non-Weatherized, Condensing Ga | 1600 | 250 |  | 06/30/2023 | 39133 | 212595137 | 07/13/2023
Carrier Corp. - Indianapolis | Grandaire | WFST080B048A | Federally-Regulated Consumer Product | Non-Weatherized, Condensing Ga | 1748 | 251 |  | 06/30/2023 | 52234 | 212595247 | 07/13/2023
Carrier Corp. - Indianapolis | Grandaire | WFST040A030A*D | Federally-Regulated Consumer Product | Non-Weatherized, Condensing Ga | 1049 | 227 |  | 06/30/2023 | 25795 | 212595029 | 07/13/2023
Carrier Corp. - Indianapolis | Grandaire | WFST100C060A*D | Federally-Regulated Consumer Product | Non-Weatherized, Condensing Ga | 2163 | 271 |  | 06/30/2023 | 65562 | 212595333 | 07/13/2023
Carrier Corp. - Indianapolis | Grandaire | WFST040A030A | Federally-Regulated Consumer Product | Non-Weatherized, Condensing Ga | 1049 | 227 |  | 06/30/2023 | 25795 | 212595027 | 07/13/2023
Carrier Corp. - Indianapolis | Arcoaire | N96VSN0601412B | Federally-Regulated Consumer Product | Non-Weatherized, Condensing Ga | 1207 | 248 |  | 07/13/2023 | 59908 | 212595089 | 07/13/2023
Carrier Corp. - Indianapolis | Arcoaire | N96VSN0801716B | Federally-Regulated Consumer Product | Non-Weatherized, Condensing Ga | 1735 | 271 |  | 07/13/2023 | 79596 | 212595199 | 07/13/2023
Carrier Corp. - Indianapolis | Arcoaire | F96VTN0801716B | Federally-Regulated Consumer Product | Non-Weatherized, Condensing Ga | 1748 | 272 |  | 07/13/2023 | 52234 | 212595156 | 07/13/2023
Carrier Corp. - Indianapolis | Arcoaire | F96VTN1002120B*D | Federally-Regulated Consumer Product | Non-Weatherized, Condensing Ga | 2163 | 290 |  | 07/13/2023 | 65562 | 212595265 | 07/13/2023
Carrier Corp. - Indianapolis | Arcoaire | F96VTN1202422B | Federally-Regulated Consumer Product | Non-Weatherized, Condensing Ga | 2225 | 293 |  | 07/13/2023 | 78340 | 212595342 | 07/13/2023
Carrier Corp. - Indianapolis | Arcoaire | N96VSN0601716B*D | Federally-Regulated Consumer Product | Non-Weatherized, Condensing Ga | 1605 | 266 |  | 07/13/2023 | 60365 | 212595116 | 07/13/2023
Carrier Corp. - Indianapolis | Arcoaire | F96VTN0601716B | Federally-Regulated Consumer Product | Non-Weatherized, Condensing Ga | 1600 | 265 |  | 07/13/2023 | 39133 | 212595052 | 07/13/2023
Carrier Corp. - Indianapolis | Arcoaire | F96VTN0802120B*D | Federally-Regulated Consumer Product | Non-Weatherized, Condensing Ga | 2145 | 289 |  | 07/13/2023 | 51728 | 212595165 | 07/13/2023
Carrier Corp. - Indianapolis | Arcoaire | N96VSN1002120B*D | Federally-Regulated Consumer Product | Non-Weatherized, Condensing Ga | 2166 | 290 |  | 07/13/2023 | 99862 | 212595314 | 07/13/2023
Carrier Corp. - Indianapolis | Arcoaire | N96VSN0801716B*D | Federally-Regulated Consumer Product | Non-Weatherized, Condensing Ga | 1735 | 271 |  | 07/13/2023 | 79596 | 212595208 | 07/13/2023
Carrier Corp. - Indianapolis | Arcoaire | N96VSN0401712B | Federally-Regulated Consumer Product | Non-Weatherized, Condensing Ga | 1104 | 244 |  | 07/13/2023 | 39909 | 212594997 | 07/13/2023
Carrier Corp. - Indianapolis | Arcoaire | F96VTN1002122B | Federally-Regulated Consumer Product | Non-Weatherized, Condensing Ga | 2275 | 295 |  | 07/13/2023 | 64500 | 212595268 | 07/13/2023
Carrier Corp. - Indianapolis | Arcoaire | N96VSN0802120B | Federally-Regulated Consumer Product | Non-Weatherized, Condensing Ga | 2238 | 293 |  | 07/13/2023 | 79743 | 212595217 | 07/13/2023
Carrier Corp. - Indianapolis | Arcoaire | N96VSN0401712B*D | Federally-Regulated Consumer Product | Non-Weatherized, Condensing Ga | 1104 | 244 |  | 07/13/2023 | 39909 | 212595006 | 07/13/2023
Carrier Corp. - Indianapolis | Arcoaire | F96VTN0401410B | Federally-Regulated Consumer Product | Non-Weatherized, Condensing Ga | 1049 | 241 |  | 07/13/2023 | 25795 | 212594936 | 07/13/2023
Carrier Corp. - Indianapolis | Arcoaire | F96VTN0401410B*D | Federally-Regulated Consumer Product | Non-Weatherized, Condensing Ga | 1049 | 241 |  | 07/13/2023 | 25795 | 212594939 | 07/13/2023
Carrier Corp. - Indianapolis | Arcoaire | F96VTN1002122B*D | Federally-Regulated Consumer Product | Non-Weatherized, Condensing Ga | 2275 | 295 |  | 07/13/2023 | 64500 | 212595271 | 07/13/2023
Carrier Corp. - Indianapolis | Arcoaire | F96VTN0401712B*D | Federally-Regulated Consumer Product | Non-Weatherized, Condensing Ga | 1131 | 245 |  | 07/13/2023 | 26296 | 212594945 | 07/13/2023
Carrier Corp. - Indianapolis | Arcoaire | N96VSN0601716B | Federally-Regulated Consumer Product | Non-Weatherized, Condensing Ga | 1605 | 266 |  | 07/13/2023 | 60365 | 212595107 | 07/13/2023
Carrier Corp. - Indianapolis | Arcoaire | F96VTN0801716B*D | Federally-Regulated Consumer Product | Non-Weatherized, Condensing Ga | 1748 | 272 |  | 07/13/2023 | 52234 | 212595159 | 07/13/2023
Carrier Corp. - Indianapolis | Arcoaire | F96VTN1002120B | Federally-Regulated Consumer Product | Non-Weatherized, Condensing Ga | 2163 | 290 |  | 07/13/2023 | 65562 | 212595262 | 07/13/2023
Carrier Corp. - Indianapolis | Arcoaire | N96VSN0601412B*D | Federally-Regulated Consumer Product | Non-Weatherized, Condensing Ga | 1207 | 248 |  | 07/13/2023 | 59908 | 212595098 | 07/13/2023
Carrier Corp. - Indianapolis | Arcoaire | N96VSN0401410B | Federally-Regulated Consumer Product | Non-Weatherized, Condensing Ga | 985 | 238 |  | 07/13/2023 | 40193 | 212594979 | 07/13/2023
Carrier Corp. - Indianapolis | Arcoaire | N96VSN1002120B | Federally-Regulated Consumer Product | Non-Weatherized, Condensing Ga | 2166 | 290 |  | 07/13/2023 | 99862 | 212595305 | 07/13/2023
Carrier Corp. - Indianapolis | Arcoaire | N96VSN1202422B*D | Federally-Regulated Consumer Product | Non-Weatherized, Condensing Ga | 2296 | 296 |  | 07/13/2023 | 120209 | 212595374 | 07/13/2023
Carrier Corp. - Indianapolis | Arcoaire | N96VSN0401410B*D | Federally-Regulated Consumer Product | Non-Weatherized, Condensing Ga | 985 | 238 |  | 07/13/2023 | 40193 | 212594988 | 07/13/2023
Carrier Corp. - Indianapolis | Arcoaire | F96VTN1202422B*D | Federally-Regulated Consumer Product | Non-Weatherized, Condensing Ga | 2225 | 293 |  | 07/13/2023 | 78340 | 212595345 | 07/13/2023
Carrier Corp. - Indianapolis | Arcoaire | N96VSN1202422B | Federally-Regulated Consumer Product | Non-Weatherized, Condensing Ga | 2296 | 296 |  | 07/13/2023 | 120209 | 212595365 | 07/13/2023
Carrier Corp. - Indianapolis | Arcoaire | F96VTN0601716B*D | Federally-Regulated Consumer Product | Non-Weatherized, Condensing Ga | 1600 | 265 |  | 07/13/2023 | 39133 | 212595055 | 07/13/2023
Carrier Corp. - Indianapolis | Arcoaire | N96VSN0802120B*D | Federally-Regulated Consumer Product | Non-Weatherized, Condensing Ga | 2238 | 293 |  | 07/13/2023 | 79743 | 212595226 | 07/13/2023
Carrier Corp. - Indianapolis | Arcoaire | F96VTN0802120B | Federally-Regulated Consumer Product | Non-Weatherized, Condensing Ga | 2145 | 289 |  | 07/13/2023 | 51728 | 212595162 | 07/13/2023
Carrier Corp. - Indianapolis | Arcoaire | F96VTN0401712B | Federally-Regulated Consumer Product | Non-Weatherized, Condensing Ga | 1131 | 245 |  | 07/13/2023 | 26296 | 212594942 | 07/13/2023
Carrier Corp. - Indianapolis | Grandaire | WFST060B048A*D | Federally-Regulated Consumer Product | Non-Weatherized, Condensing Ga | 1600 | 265 |  | 07/13/2023 | 39133 | 212595139 | 07/13/2023
Carrier Corp. - Indianapolis | Grandaire | WFST100C060A | Federally-Regulated Consumer Product | Non-Weatherized, Condensing Ga | 2163 | 290 |  | 07/13/2023 | 65562 | 212595331 | 07/13/2023
Carrier Corp. - Indianapolis | Grandaire | WFST080B048A*D | Federally-Regulated Consumer Product | Non-Weatherized, Condensing Ga | 1748 | 272 |  | 07/13/2023 | 52234 | 212595249 | 07/13/2023
Carrier Corp. - Indianapolis | Grandaire | WFST060B048A | Federally-Regulated Consumer Product | Non-Weatherized, Condensing Ga | 1600 | 265 |  | 07/13/2023 | 39133 | 212595137 | 07/13/2023
Carrier Corp. - Indianapolis | Grandaire | WFST080B048A | Federally-Regulated Consumer Product | Non-Weatherized, Condensing Ga | 1748 | 272 |  | 07/13/2023 | 52234 | 212595247 | 07/13/2023
Carrier Corp. - Indianapolis | Grandaire | WFST040A030A*D | Federally-Regulated Consumer Product | Non-Weatherized, Condensing Ga | 1049 | 241 |  | 07/13/2023 | 25795 | 212595029 | 07/13/2023
Carrier Corp. - Indianapolis | Grandaire | WFST100C060A*D | Federally-Regulated Consumer Product | Non-Weatherized, Condensing Ga | 2163 | 290 |  | 07/13/2023 | 65562 | 212595333 | 07/13/2023
Carrier Corp. - Indianapolis | Grandaire | WFST040A030A | Federally-Regulated Consumer Product | Non-Weatherized, Condensing Ga | 1049 | 241 |  | 07/13/2023 | 25795 | 212595027 | 07/13/2023
Carrier Corp. - Indianapolis | Maratherm | R96VTN0601716A*D | Federally-Regulated Consumer Product | Non-Weatherized, Condensing Ga | 1600 | 250 |  | 06/30/2023 | 39133 | 212595134 | 07/13/2023
Carrier Corp. - Indianapolis | Maratherm | R96VTN0601716A | Federally-Regulated Consumer Product | Non-Weatherized, Condensing Ga | 1600 | 250 |  | 06/30/2023 | 39133 | 212595132 | 07/13/2023
Carrier Corp. - Indianapolis | Maratherm | R96VTN0801716A*D | Federally-Regulated Consumer Product | Non-Weatherized, Condensing Ga | 1748 | 251 |  | 06/30/2023 | 52234 | 212595244 | 07/13/2023
Carrier Corp. - Indianapolis | Maratherm | R96VTN1002120A | Federally-Regulated Consumer Product | Non-Weatherized, Condensing Ga | 2163 | 271 |  | 06/30/2023 | 65562 | 212595326 | 07/13/2023
Carrier Corp. - Indianapolis | Maratherm | R96VTN1002120A*D | Federally-Regulated Consumer Product | Non-Weatherized, Condensing Ga | 2163 | 271 |  | 06/30/2023 | 65562 | 212595328 | 07/13/2023
Carrier Corp. - Indianapolis | Maratherm | R96VTN0401410A | Federally-Regulated Consumer Product | Non-Weatherized, Condensing Ga | 1049 | 227 |  | 06/30/2023 | 25795 | 212595022 | 07/13/2023
Carrier Corp. - Indianapolis | Maratherm | R96VTN0801716A | Federally-Regulated Consumer Product | Non-Weatherized, Condensing Ga | 1748 | 251 |  | 06/30/2023 | 52234 | 212595242 | 07/13/2023
Carrier Corp. - Indianapolis | Maratherm | R96VTN0401410A*D | Federally-Regulated Consumer Product | Non-Weatherized, Condensing Ga | 1049 | 227 |  | 06/30/2023 | 25795 | 212595024 | 07/13/2023
Carrier Corp. - Indianapolis | Day & Night | G96VTN1002120B*D | Federally-Regulated Consumer Product | Non-Weatherized, Condensing Ga | 2163 | 271 |  | 06/30/2023 | 65562 | 212595283 | 07/13/2023
Carrier Corp. - Indianapolis | Day & Night | N96VSN0401712B*D | Federally-Regulated Consumer Product | Non-Weatherized, Condensing Ga | 1104 | 221 |  | 06/30/2023 | 39909 | 212595008 | 07/13/2023
Carrier Corp. - Indianapolis | Day & Night | N96VSN0401410B | Federally-Regulated Consumer Product | Non-Weatherized, Condensing Ga | 985 | 229 |  | 06/30/2023 | 40193 | 212594981 | 07/13/2023
Carrier Corp. - Indianapolis | Day & Night | G96VTN0801716B | Federally-Regulated Consumer Product | Non-Weatherized, Condensing Ga | 1748 | 251 |  | 06/30/2023 | 52234 | 212595170 | 07/13/2023
Carrier Corp. - Indianapolis | Day & Night | G96VTN1002120B | Federally-Regulated Consumer Product | Non-Weatherized, Condensing Ga | 2163 | 271 |  | 06/30/2023 | 65562 | 212595276 | 07/13/2023
Carrier Corp. - Indianapolis | Day & Night | G96VTN1202422B*D | Federally-Regulated Consumer Product | Non-Weatherized, Condensing Ga | 2225 | 272 |  | 06/30/2023 | 78340 | 212595357 | 07/13/2023
Carrier Corp. - Indianapolis | Day & Night | N96VSN1002120B | Federally-Regulated Consumer Product | Non-Weatherized, Condensing Ga | 2166 | 265 |  | 06/30/2023 | 99862 | 212595307 | 07/13/2023
Carrier Corp. - Indianapolis | Day & Night | G96VTN0601716B | Federally-Regulated Consumer Product | Non-Weatherized, Condensing Ga | 1600 | 250 |  | 06/30/2023 | 39133 | 212595074 | 07/13/2023
Carrier Corp. - Indianapolis | Day & Night | N96VSN0601716B | Federally-Regulated Consumer Product | Non-Weatherized, Condensing Ga | 1605 | 246 |  | 06/30/2023 | 60365 | 212595109 | 07/13/2023
Carrier Corp. - Indianapolis | Day & Night | N96VSN1202422B*D | Federally-Regulated Consumer Product | Non-Weatherized, Condensing Ga | 2296 | 277 |  | 06/30/2023 | 120209 | 212595376 | 07/13/2023
Carrier Corp. - Indianapolis | Day & Night | G96VTN0401410B*D | Federally-Regulated Consumer Product | Non-Weatherized, Condensing Ga | 1049 | 227 |  | 06/30/2023 | 25795 | 212594957 | 07/13/2023
Carrier Corp. - Indianapolis | Day & Night | G96VTN0802120B*D | Federally-Regulated Consumer Product | Non-Weatherized, Condensing Ga | 2145 | 260 |  | 06/30/2023 | 51728 | 212595191 | 07/13/2023
Carrier Corp. - Indianapolis | Day & Night | N96VSN1002120B*D | Federally-Regulated Consumer Product | Non-Weatherized, Condensing Ga | 2166 | 265 |  | 06/30/2023 | 99862 | 212595316 | 07/13/2023
Carrier Corp. - Indianapolis | Day & Night | N96VSN1202422B | Federally-Regulated Consumer Product | Non-Weatherized, Condensing Ga | 2296 | 277 |  | 06/30/2023 | 120209 | 212595367 | 07/13/2023
Carrier Corp. - Indianapolis | Day & Night | G96VTN0801716B*D | Federally-Regulated Consumer Product | Non-Weatherized, Condensing Ga | 1748 | 251 |  | 06/30/2023 | 52234 | 212595177 | 07/13/2023
Carrier Corp. - Indianapolis | Day & Night | N96VSN0801716B*D | Federally-Regulated Consumer Product | Non-Weatherized, Condensing Ga | 1735 | 252 |  | 06/30/2023 | 79596 | 212595210 | 07/13/2023
Carrier Corp. - Indianapolis | Day & Night | G96VTN0802120B | Federally-Regulated Consumer Product | Non-Weatherized, Condensing Ga | 2145 | 260 |  | 06/30/2023 | 51728 | 212595184 | 07/13/2023
Carrier Corp. - Indianapolis | Day & Night | G96VTN1002122B | Federally-Regulated Consumer Product | Non-Weatherized, Condensing Ga | 2275 | 277 |  | 06/30/2023 | 64500 | 212595290 | 07/13/2023
Carrier Corp. - Indianapolis | Day & Night | G96VTN0401712B*D | Federally-Regulated Consumer Product | Non-Weatherized, Condensing Ga | 1131 | 219 |  | 06/30/2023 | 26296 | 212594971 | 07/13/2023
Carrier Corp. - Indianapolis | Day & Night | N96VSN0601412B*D | Federally-Regulated Consumer Product | Non-Weatherized, Condensing Ga | 1207 | 227 |  | 06/30/2023 | 59908 | 212595100 | 07/13/2023
Carrier Corp. - Indianapolis | Day & Night | N96VSN0802120B | Federally-Regulated Consumer Product | Non-Weatherized, Condensing Ga | 2238 | 248 |  | 06/30/2023 | 79743 | 212595219 | 07/13/2023
Carrier Corp. - Indianapolis | Day & Night | N96VSN0802120B*D | Federally-Regulated Consumer Product | Non-Weatherized, Condensing Ga | 2238 | 248 |  | 06/30/2023 | 79743 | 212595228 | 07/13/2023
Carrier Corp. - Indianapolis | Day & Night | G96VTN1002122B*D | Federally-Regulated Consumer Product | Non-Weatherized, Condensing Ga | 2275 | 277 |  | 06/30/2023 | 64500 | 212595297 | 07/13/2023
Carrier Corp. - Indianapolis | Day & Night | G96VTN0401712B | Federally-Regulated Consumer Product | Non-Weatherized, Condensing Ga | 1131 | 219 |  | 06/30/2023 | 26296 | 212594964 | 07/13/2023
Carrier Corp. - Indianapolis | Day & Night | N96VSN0601716B*D | Federally-Regulated Consumer Product | Non-Weatherized, Condensing Ga | 1605 | 246 |  | 06/30/2023 | 60365 | 212595118 | 07/13/2023
Carrier Corp. - Indianapolis | Day & Night | G96VTN0601716B*D | Federally-Regulated Consumer Product | Non-Weatherized, Condensing Ga | 1600 | 250 |  | 06/30/2023 | 39133 | 212595081 | 07/13/2023
Carrier Corp. - Indianapolis | Day & Night | N96VSN0601412B | Federally-Regulated Consumer Product | Non-Weatherized, Condensing Ga | 1207 | 227 |  | 06/30/2023 | 59908 | 212595091 | 07/13/2023
Carrier Corp. - Indianapolis | Day & Night | N96VSN0401712B | Federally-Regulated Consumer Product | Non-Weatherized, Condensing Ga | 1104 | 221 |  | 06/30/2023 | 39909 | 212594999 | 07/13/2023
Carrier Corp. - Indianapolis | Day & Night | N96VSN0401410B*D | Federally-Regulated Consumer Product | Non-Weatherized, Condensing Ga | 985 | 229 |  | 06/30/2023 | 40193 | 212594990 | 07/13/2023
Carrier Corp. - Indianapolis | Day & Night | G96VTN0401410B | Federally-Regulated Consumer Product | Non-Weatherized, Condensing Ga | 1049 | 227 |  | 06/30/2023 | 25795 | 212594950 | 07/13/2023
Carrier Corp. - Indianapolis | Day & Night | G96VTN1202422B | Federally-Regulated Consumer Product | Non-Weatherized, Condensing Ga | 2225 | 272 |  | 06/30/2023 | 78340 | 212595350 | 07/13/2023
Carrier Corp. - Indianapolis | Day & Night | N96VSN0801716B | Federally-Regulated Consumer Product | Non-Weatherized, Condensing Ga | 1735 | 252 |  | 06/30/2023 | 79596 | 212595201 | 07/13/2023
Carrier Corp. - Indianapolis | Bryant | 926SB48060V17*D | Federally-Regulated Consumer Product | Non-Weatherized, Condensing Ga | 1605 | 246 |  | 06/30/2023 | 60365 | 212595041 | 07/13/2023
Carrier Corp. - Indianapolis | Bryant | 926SB36040V17 | Federally-Regulated Consumer Product | Non-Weatherized, Condensing Ga | 1104 | 221 |  | 06/30/2023 | 39909 | 212594930 | 07/13/2023
Carrier Corp. - Indianapolis | Bryant | 926TC66100V21*D | Federally-Regulated Consumer Product | Non-Weatherized, Condensing Ga | 2275 | 277 |  | 06/30/2023 | 64500 | 212595261 | 07/13/2023
Carrier Corp. - Indianapolis | Bryant | 926TC66120V24*D | Federally-Regulated Consumer Product | Non-Weatherized, Condensing Ga | 2225 | 272 |  | 06/30/2023 | 78340 | 212595341 | 07/13/2023
Carrier Corp. - Indianapolis | Bryant | 926TC48080V17 | Federally-Regulated Consumer Product | Non-Weatherized, Condensing Ga | 1748 | 251 |  | 06/30/2023 | 52234 | 212595152 | 07/13/2023
Carrier Corp. - Indianapolis | Bryant | 926TC66120V24 | Federally-Regulated Consumer Product | Non-Weatherized, Condensing Ga | 2225 | 272 |  | 06/30/2023 | 78340 | 212595340 | 07/13/2023
Carrier Corp. - Indianapolis | Bryant | 926TC30040V14 | Federally-Regulated Consumer Product | Non-Weatherized, Condensing Ga | 1049 | 227 |  | 06/30/2023 | 25795 | 212594932 | 07/13/2023
Carrier Corp. - Indianapolis | Bryant | 926SB60100V21 | Federally-Regulated Consumer Product | Non-Weatherized, Condensing Ga | 2166 | 265 |  | 06/30/2023 | 99862 | 212595256 | 07/13/2023
Carrier Corp. - Indianapolis | Bryant | 926SB48080V17 | Federally-Regulated Consumer Product | Non-Weatherized, Condensing Ga | 1735 | 252 |  | 06/30/2023 | 79596 | 212595148 | 07/13/2023
Carrier Corp. - Indianapolis | Bryant | 926SB66120V24 | Federally-Regulated Consumer Product | Non-Weatherized, Condensing Ga | 2296 | 277 |  | 06/30/2023 | 120209 | 212595338 | 07/13/2023
Carrier Corp. - Indianapolis | Bryant | 926TC36040V17*D | Federally-Regulated Consumer Product | Non-Weatherized, Condensing Ga | 1131 | 219 |  | 06/30/2023 | 26296 | 212594935 | 07/13/2023
Carrier Corp. - Indianapolis | Bryant | 926TC60100V21*D | Federally-Regulated Consumer Product | Non-Weatherized, Condensing Ga | 2163 | 271 |  | 06/30/2023 | 65562 | 212595259 | 07/13/2023
Carrier Corp. - Indianapolis | Bryant | 926SB60100V21*D | Federally-Regulated Consumer Product | Non-Weatherized, Condensing Ga | 2166 | 265 |  | 06/30/2023 | 99862 | 212595257 | 07/13/2023
Carrier Corp. - Indianapolis | Bryant | 926SB30040V14*D | Federally-Regulated Consumer Product | Non-Weatherized, Condensing Ga | 985 | 229 |  | 06/30/2023 | 40193 | 212594929 | 07/13/2023
Carrier Corp. - Indianapolis | Bryant | 926TC36040V17 | Federally-Regulated Consumer Product | Non-Weatherized, Condensing Ga | 1131 | 219 |  | 06/30/2023 | 26296 | 212594934 | 07/13/2023
Carrier Corp. - Indianapolis | Bryant | 926SB60080V21 | Federally-Regulated Consumer Product | Non-Weatherized, Condensing Ga | 2238 | 248 |  | 06/30/2023 | 79743 | 212595150 | 07/13/2023
Carrier Corp. - Indianapolis | Bryant | 926TC48060V17 | Federally-Regulated Consumer Product | Non-Weatherized, Condensing Ga | 1600 | 250 |  | 06/30/2023 | 39133 | 212595044 | 07/13/2023
Carrier Corp. - Indianapolis | Bryant | 926SB36040V17*D | Federally-Regulated Consumer Product | Non-Weatherized, Condensing Ga | 1104 | 221 |  | 06/30/2023 | 39909 | 212594931 | 07/13/2023
Carrier Corp. - Indianapolis | Bryant | 926TC66100V21 | Federally-Regulated Consumer Product | Non-Weatherized, Condensing Ga | 2275 | 277 |  | 06/30/2023 | 64500 | 212595260 | 07/13/2023
Carrier Corp. - Indianapolis | Bryant | 926SB48060V17 | Federally-Regulated Consumer Product | Non-Weatherized, Condensing Ga | 1605 | 246 |  | 06/30/2023 | 60365 | 212595040 | 07/13/2023
Carrier Corp. - Indianapolis | Bryant | 926SB30040V14 | Federally-Regulated Consumer Product | Non-Weatherized, Condensing Ga | 985 | 229 |  | 06/30/2023 | 40193 | 212594928 | 07/13/2023
Carrier Corp. - Indianapolis | Bryant | 926TC60080V21 | Federally-Regulated Consumer Product | Non-Weatherized, Condensing Ga | 2145 | 260 |  | 06/30/2023 | 51728 | 212595154 | 07/13/2023
Carrier Corp. - Indianapolis | Bryant | 926TC48080V17*D | Federally-Regulated Consumer Product | Non-Weatherized, Condensing Ga | 1748 | 251 |  | 06/30/2023 | 52234 | 212595153 | 07/13/2023
Carrier Corp. - Indianapolis | Bryant | 926TC48060V17*D | Federally-Regulated Consumer Product | Non-Weatherized, Condensing Ga | 1600 | 250 |  | 06/30/2023 | 39133 | 212595045 | 07/13/2023
Carrier Corp. - Indianapolis | Bryant | 926SB48080V17*D | Federally-Regulated Consumer Product | Non-Weatherized, Condensing Ga | 1735 | 252 |  | 06/30/2023 | 79596 | 212595149 | 07/13/2023
Carrier Corp. - Indianapolis | Bryant | 926SB66120V24*D | Federally-Regulated Consumer Product | Non-Weatherized, Condensing Ga | 2296 | 277 |  | 06/30/2023 | 120209 | 212595339 | 07/13/2023
Carrier Corp. - Indianapolis | Bryant | 926SB60080V21*D | Federally-Regulated Consumer Product | Non-Weatherized, Condensing Ga | 2238 | 248 |  | 06/30/2023 | 79743 | 212595151 | 07/13/2023
Carrier Corp. - Indianapolis | Bryant | 926SB36060V14*D | Federally-Regulated Consumer Product | Non-Weatherized, Condensing Ga | 1207 | 227 |  | 06/30/2023 | 59908 | 212595039 | 07/13/2023
Carrier Corp. - Indianapolis | Bryant | 926SB36060V14 | Federally-Regulated Consumer Product | Non-Weatherized, Condensing Ga | 1207 | 227 |  | 06/30/2023 | 59908 | 212595038 | 07/13/2023
Carrier Corp. - Indianapolis | Bryant | 926TC30040V14*D | Federally-Regulated Consumer Product | Non-Weatherized, Condensing Ga | 1049 | 227 |  | 06/30/2023 | 25795 | 212594933 | 07/13/2023
Carrier Corp. - Indianapolis | Bryant | 926TC60080V21*D | Federally-Regulated Consumer Product | Non-Weatherized, Condensing Ga | 2145 | 260 |  | 06/30/2023 | 51728 | 212595155 | 07/13/2023
Carrier Corp. - Indianapolis | Bryant | 926TC60100V21 | Federally-Regulated Consumer Product | Non-Weatherized, Condensing Ga | 2163 | 271 |  | 06/30/2023 | 65562 | 212595258 | 07/13/2023
Carrier Corp. - Indianapolis | Tempstar | F96VTN0601716B | Federally-Regulated Consumer Product | Non-Weatherized, Condensing Ga | 1600 | 250 |  | 06/30/2023 | 39133 | 212595054 | 07/13/2023
Carrier Corp. - Indianapolis | Tempstar | F96VTN0802120B | Federally-Regulated Consumer Product | Non-Weatherized, Condensing Ga | 2145 | 260 |  | 06/30/2023 | 51728 | 212595164 | 07/13/2023
Carrier Corp. - Indianapolis | Tempstar | N96VSN1202422B | Federally-Regulated Consumer Product | Non-Weatherized, Condensing Ga | 2296 | 277 |  | 06/30/2023 | 120209 | 212595372 | 07/13/2023
Carrier Corp. - Indianapolis | Tempstar | N96VSN0801716B | Federally-Regulated Consumer Product | Non-Weatherized, Condensing Ga | 1735 | 252 |  | 06/30/2023 | 79596 | 212595206 | 07/13/2023
Carrier Corp. - Indianapolis | Tempstar | N96VSN0401712B*D | Federally-Regulated Consumer Product | Non-Weatherized, Condensing Ga | 1104 | 221 |  | 06/30/2023 | 39909 | 212595013 | 07/13/2023
Carrier Corp. - Indianapolis | Tempstar | N96VSN0401712B | Federally-Regulated Consumer Product | Non-Weatherized, Condensing Ga | 1104 | 221 |  | 06/30/2023 | 39909 | 212595004 | 07/13/2023
Carrier Corp. - Indianapolis | Tempstar | N96VSN0802120B*D | Federally-Regulated Consumer Product | Non-Weatherized, Condensing Ga | 2238 | 248 |  | 06/30/2023 | 79743 | 212595233 | 07/13/2023
Carrier Corp. - Indianapolis | Tempstar | N96VSN1002120B*D | Federally-Regulated Consumer Product | Non-Weatherized, Condensing Ga | 2166 | 265 |  | 06/30/2023 | 99862 | 212595321 | 07/13/2023
Carrier Corp. - Indianapolis | Tempstar | F96VTN1002120B*D | Federally-Regulated Consumer Product | Non-Weatherized, Condensing Ga | 2163 | 271 |  | 06/30/2023 | 65562 | 212595267 | 07/13/2023
Carrier Corp. - Indianapolis | Tempstar | F96VTN0401410B*D | Federally-Regulated Consumer Product | Non-Weatherized, Condensing Ga | 1049 | 227 |  | 06/30/2023 | 25795 | 212594941 | 07/13/2023
Carrier Corp. - Indianapolis | Tempstar | N96VSN0801716B*D | Federally-Regulated Consumer Product | Non-Weatherized, Condensing Ga | 1735 | 252 |  | 06/30/2023 | 79596 | 212595215 | 07/13/2023
Carrier Corp. - Indianapolis | Tempstar | F96VTN0801716B*D | Federally-Regulated Consumer Product | Non-Weatherized, Condensing Ga | 1748 | 251 |  | 06/30/2023 | 52234 | 212595161 | 07/13/2023
Carrier Corp. - Indianapolis | Tempstar | N96VSN0401410B | Federally-Regulated Consumer Product | Non-Weatherized, Condensing Ga | 985 | 229 |  | 06/30/2023 | 40193 | 212594986 | 07/13/2023
Carrier Corp. - Indianapolis | Tempstar | F96VTN0801716B | Federally-Regulated Consumer Product | Non-Weatherized, Condensing Ga | 1748 | 251 |  | 06/30/2023 | 52234 | 212595158 | 07/13/2023
Carrier Corp. - Indianapolis | Tempstar | F96VTN0401712B*D | Federally-Regulated Consumer Product | Non-Weatherized, Condensing Ga | 1131 | 219 |  | 06/30/2023 | 26296 | 212594947 | 07/13/2023
Carrier Corp. - Indianapolis | Tempstar | F96VTN0601716B*D | Federally-Regulated Consumer Product | Non-Weatherized, Condensing Ga | 1600 | 250 |  | 06/30/2023 | 39133 | 212595057 | 07/13/2023
Carrier Corp. - Indianapolis | Tempstar | N96VSN0601716B*D | Federally-Regulated Consumer Product | Non-Weatherized, Condensing Ga | 1605 | 246 |  | 06/30/2023 | 60365 | 212595123 | 07/13/2023
Carrier Corp. - Indianapolis | Tempstar | N96VSN0601716B | Federally-Regulated Consumer Product | Non-Weatherized, Condensing Ga | 1605 | 246 |  | 06/30/2023 | 60365 | 212595114 | 07/13/2023
Carrier Corp. - Indianapolis | Tempstar | N96VSN0401410B*D | Federally-Regulated Consumer Product | Non-Weatherized, Condensing Ga | 985 | 229 |  | 06/30/2023 | 40193 | 212594995 | 07/13/2023
Carrier Corp. - Indianapolis | Tempstar | F96VTN1202422B | Federally-Regulated Consumer Product | Non-Weatherized, Condensing Ga | 2225 | 272 |  | 06/30/2023 | 78340 | 212595344 | 07/13/2023
Carrier Corp. - Indianapolis | Tempstar | F96VTN1002120B | Federally-Regulated Consumer Product | Non-Weatherized, Condensing Ga | 2163 | 271 |  | 06/30/2023 | 65562 | 212595264 | 07/13/2023
Carrier Corp. - Indianapolis | Tempstar | F96VTN0401712B | Federally-Regulated Consumer Product | Non-Weatherized, Condensing Ga | 1131 | 219 |  | 06/30/2023 | 26296 | 212594944 | 07/13/2023
Carrier Corp. - Indianapolis | Tempstar | F96VTN0401410B | Federally-Regulated Consumer Product | Non-Weatherized, Condensing Ga | 1049 | 227 |  | 06/30/2023 | 25795 | 212594938 | 07/13/2023
Carrier Corp. - Indianapolis | Tempstar | N96VSN1002120B | Federally-Regulated Consumer Product | Non-Weatherized, Condensing Ga | 2166 | 265 |  | 06/30/2023 | 99862 | 212595312 | 07/13/2023
Carrier Corp. - Indianapolis | Tempstar | N96VSN0601412B | Federally-Regulated Consumer Product | Non-Weatherized, Condensing Ga | 1207 | 227 |  | 06/30/2023 | 59908 | 212595096 | 07/13/2023
Carrier Corp. - Indianapolis | Tempstar | N96VSN1202422B*D | Federally-Regulated Consumer Product | Non-Weatherized, Condensing Ga | 2296 | 277 |  | 06/30/2023 | 120209 | 212595381 | 07/13/2023
Carrier Corp. - Indianapolis | Tempstar | N96VSN0802120B | Federally-Regulated Consumer Product | Non-Weatherized, Condensing Ga | 2238 | 248 |  | 06/30/2023 | 79743 | 212595224 | 07/13/2023
Carrier Corp. - Indianapolis | Tempstar | F96VTN0802120B*D | Federally-Regulated Consumer Product | Non-Weatherized, Condensing Ga | 2145 | 260 |  | 06/30/2023 | 51728 | 212595167 | 07/13/2023
Carrier Corp. - Indianapolis | Tempstar | F96VTN1002122B*D | Federally-Regulated Consumer Product | Non-Weatherized, Condensing Ga | 2275 | 277 |  | 06/30/2023 | 64500 | 212595273 | 07/13/2023
Carrier Corp. - Indianapolis | Tempstar | N96VSN0601412B*D | Federally-Regulated Consumer Product | Non-Weatherized, Condensing Ga | 1207 | 227 |  | 06/30/2023 | 59908 | 212595105 | 07/13/2023
Carrier Corp. - Indianapolis | Tempstar | F96VTN1002122B | Federally-Regulated Consumer Product | Non-Weatherized, Condensing Ga | 2275 | 277 |  | 06/30/2023 | 64500 | 212595270 | 07/13/2023
Carrier Corp. - Indianapolis | Tempstar | F96VTN1202422B*D | Federally-Regulated Consumer Product | Non-Weatherized, Condensing Ga | 2225 | 272 |  | 06/30/2023 | 78340 | 212595347 | 07/13/2023
Carrier Corp. - Indianapolis | Maratherm | R96VTN0601716A*D | Federally-Regulated Consumer Product | Non-Weatherized, Condensing Ga | 1600 | 265 |  | 07/13/2023 | 39133 | 212595134 | 07/13/2023
Carrier Corp. - Indianapolis | Maratherm | R96VTN0601716A | Federally-Regulated Consumer Product | Non-Weatherized, Condensing Ga | 1600 | 265 |  | 07/13/2023 | 39133 | 212595132 | 07/13/2023
Carrier Corp. - Indianapolis | Maratherm | R96VTN0801716A*D | Federally-Regulated Consumer Product | Non-Weatherized, Condensing Ga | 1748 | 272 |  | 07/13/2023 | 52234 | 212595244 | 07/13/2023
Carrier Corp. - Indianapolis | Maratherm | R96VTN1002120A | Federally-Regulated Consumer Product | Non-Weatherized, Condensing Ga | 2163 | 290 |  | 07/13/2023 | 65562 | 212595326 | 07/13/2023
Carrier Corp. - Indianapolis | Maratherm | R96VTN1002120A*D | Federally-Regulated Consumer Product | Non-Weatherized, Condensing Ga | 2163 | 290 |  | 07/13/2023 | 65562 | 212595328 | 07/13/2023
Carrier Corp. - Indianapolis | Maratherm | R96VTN0401410A | Federally-Regulated Consumer Product | Non-Weatherized, Condensing Ga | 1049 | 241 |  | 07/13/2023 | 25795 | 212595022 | 07/13/2023
Carrier Corp. - Indianapolis | Maratherm | R96VTN0801716A | Federally-Regulated Consumer Product | Non-Weatherized, Condensing Ga | 1748 | 272 |  | 07/13/2023 | 52234 | 212595242 | 07/13/2023
Carrier Corp. - Indianapolis | Maratherm | R96VTN0401410A*D | Federally-Regulated Consumer Product | Non-Weatherized, Condensing Ga | 1049 | 241 |  | 07/13/2023 | 25795 | 212595024 | 07/13/2023
Carrier Corp. - Indianapolis | Keeprite | G96VTN0802120B | Federally-Regulated Consumer Product | Non-Weatherized, Condensing Ga | 2145 | 260 |  | 06/30/2023 | 51728 | 212595187 | 07/13/2023
Carrier Corp. - Indianapolis | Keeprite | G96VTN0401712B | Federally-Regulated Consumer Product | Non-Weatherized, Condensing Ga | 1131 | 219 |  | 06/30/2023 | 26296 | 212594967 | 07/13/2023
Carrier Corp. - Indianapolis | Keeprite | G96VTN1002122B*D | Federally-Regulated Consumer Product | Non-Weatherized, Condensing Ga | 2275 | 277 |  | 06/30/2023 | 64500 | 212595300 | 07/13/2023
Carrier Corp. - Indianapolis | Keeprite | G96VTN1002120B*D | Federally-Regulated Consumer Product | Non-Weatherized, Condensing Ga | 2163 | 271 |  | 06/30/2023 | 65562 | 212595286 | 07/13/2023
Carrier Corp. - Indianapolis | Keeprite | G96VTN0802120B*D | Federally-Regulated Consumer Product | Non-Weatherized, Condensing Ga | 2145 | 260 |  | 06/30/2023 | 51728 | 212595194 | 07/13/2023
Carrier Corp. - Indianapolis | Keeprite | N96VSN0801716B*D | Federally-Regulated Consumer Product | Non-Weatherized, Condensing Ga | 1735 | 252 |  | 06/30/2023 | 79596 | 212595213 | 07/13/2023
Carrier Corp. - Indianapolis | Keeprite | G96VTN1002120B | Federally-Regulated Consumer Product | Non-Weatherized, Condensing Ga | 2163 | 271 |  | 06/30/2023 | 65562 | 212595279 | 07/13/2023
Carrier Corp. - Indianapolis | Keeprite | N96VSN0802120B | Federally-Regulated Consumer Product | Non-Weatherized, Condensing Ga | 2238 | 248 |  | 06/30/2023 | 79743 | 212595222 | 07/13/2023
Carrier Corp. - Indianapolis | Keeprite | N96VSN1202422B | Federally-Regulated Consumer Product | Non-Weatherized, Condensing Ga | 2296 | 277 |  | 06/30/2023 | 120209 | 212595370 | 07/13/2023
Carrier Corp. - Indianapolis | Keeprite | N96VSN0802120B*D | Federally-Regulated Consumer Product | Non-Weatherized, Condensing Ga | 2238 | 248 |  | 06/30/2023 | 79743 | 212595231 | 07/13/2023
Carrier Corp. - Indianapolis | Keeprite | G96VTN0601716B | Federally-Regulated Consumer Product | Non-Weatherized, Condensing Ga | 1600 | 250 |  | 06/30/2023 | 39133 | 212595077 | 07/13/2023
Carrier Corp. - Indianapolis | Keeprite | N96VSN0401410B | Federally-Regulated Consumer Product | Non-Weatherized, Condensing Ga | 985 | 229 |  | 06/30/2023 | 40193 | 212594984 | 07/13/2023
Carrier Corp. - Indianapolis | Keeprite | N96VSN1002120B | Federally-Regulated Consumer Product | Non-Weatherized, Condensing Ga | 2166 | 265 |  | 06/30/2023 | 99862 | 212595309 | 07/13/2023
Carrier Corp. - Indianapolis | Keeprite | G96VTN0401712B*D | Federally-Regulated Consumer Product | Non-Weatherized, Condensing Ga | 1131 | 219 |  | 06/30/2023 | 26296 | 212594974 | 07/13/2023
Carrier Corp. - Indianapolis | Keeprite | N96VSN0601716B | Federally-Regulated Consumer Product | Non-Weatherized, Condensing Ga | 1605 | 246 |  | 06/30/2023 | 60365 | 212595112 | 07/13/2023
Carrier Corp. - Indianapolis | Keeprite | G96VTN1202422B | Federally-Regulated Consumer Product | Non-Weatherized, Condensing Ga | 2225 | 272 |  | 06/30/2023 | 78340 | 212595353 | 07/13/2023
Carrier Corp. - Indianapolis | Keeprite | N96VSN0401712B*D | Federally-Regulated Consumer Product | Non-Weatherized, Condensing Ga | 1104 | 221 |  | 06/30/2023 | 39909 | 212595011 | 07/13/2023
Carrier Corp. - Indianapolis | Keeprite | G96VTN0601716B*D | Federally-Regulated Consumer Product | Non-Weatherized, Condensing Ga | 1600 | 250 |  | 06/30/2023 | 39133 | 212595084 | 07/13/2023
Carrier Corp. - Indianapolis | Keeprite | N96VSN0601412B*D | Federally-Regulated Consumer Product | Non-Weatherized, Condensing Ga | 1207 | 227 |  | 06/30/2023 | 59908 | 212595103 | 07/13/2023
Carrier Corp. - Indianapolis | Keeprite | N96VSN0601412B | Federally-Regulated Consumer Product | Non-Weatherized, Condensing Ga | 1207 | 227 |  | 06/30/2023 | 59908 | 212595094 | 07/13/2023
Carrier Corp. - Indianapolis | Keeprite | G96VTN1202422B*D | Federally-Regulated Consumer Product | Non-Weatherized, Condensing Ga | 2225 | 272 |  | 06/30/2023 | 78340 | 212595360 | 07/13/2023
Carrier Corp. - Indianapolis | Keeprite | N96VSN0601716B*D | Federally-Regulated Consumer Product | Non-Weatherized, Condensing Ga | 1605 | 246 |  | 06/30/2023 | 60365 | 212595121 | 07/13/2023
Carrier Corp. - Indianapolis | Keeprite | N96VSN1002120B*D | Federally-Regulated Consumer Product | Non-Weatherized, Condensing Ga | 2166 | 265 |  | 06/30/2023 | 99862 | 212595318 | 07/13/2023
Carrier Corp. - Indianapolis | Keeprite | G96VTN0401410B | Federally-Regulated Consumer Product | Non-Weatherized, Condensing Ga | 1049 | 227 |  | 06/30/2023 | 25795 | 212594953 | 07/13/2023
Carrier Corp. - Indianapolis | Keeprite | N96VSN0401712B | Federally-Regulated Consumer Product | Non-Weatherized, Condensing Ga | 1104 | 221 |  | 06/30/2023 | 39909 | 212595002 | 07/13/2023
Carrier Corp. - Indianapolis | Keeprite | G96VTN0801716B*D | Federally-Regulated Consumer Product | Non-Weatherized, Condensing Ga | 1748 | 251 |  | 06/30/2023 | 52234 | 212595180 | 07/13/2023
Carrier Corp. - Indianapolis | Keeprite | N96VSN0401410B*D | Federally-Regulated Consumer Product | Non-Weatherized, Condensing Ga | 985 | 229 |  | 06/30/2023 | 40193 | 212594993 | 07/13/2023
Carrier Corp. - Indianapolis | Keeprite | N96VSN0801716B | Federally-Regulated Consumer Product | Non-Weatherized, Condensing Ga | 1735 | 252 |  | 06/30/2023 | 79596 | 212595204 | 07/13/2023
Carrier Corp. - Indianapolis | Keeprite | N96VSN1202422B*D | Federally-Regulated Consumer Product | Non-Weatherized, Condensing Ga | 2296 | 277 |  | 06/30/2023 | 120209 | 212595379 | 07/13/2023
Carrier Corp. - Indianapolis | Keeprite | G96VTN0801716B | Federally-Regulated Consumer Product | Non-Weatherized, Condensing Ga | 1748 | 251 |  | 06/30/2023 | 52234 | 212595173 | 07/13/2023
Carrier Corp. - Indianapolis | Keeprite | G96VTN1002122B | Federally-Regulated Consumer Product | Non-Weatherized, Condensing Ga | 2275 | 277 |  | 06/30/2023 | 64500 | 212595293 | 07/13/2023
Carrier Corp. - Indianapolis | Keeprite | G96VTN0401410B*D | Federally-Regulated Consumer Product | Non-Weatherized, Condensing Ga | 1049 | 227 |  | 06/30/2023 | 25795 | 212594960 | 07/13/2023
Carrier Corp. - Indianapolis | Day & Night | G96VTN1002120B*D | Federally-Regulated Consumer Product | Non-Weatherized, Condensing Ga | 2163 | 290 |  | 07/13/2023 | 65562 | 212595283 | 07/13/2023
Carrier Corp. - Indianapolis | Day & Night | N96VSN0401712B*D | Federally-Regulated Consumer Product | Non-Weatherized, Condensing Ga | 1104 | 244 |  | 07/13/2023 | 39909 | 212595008 | 07/13/2023
Carrier Corp. - Indianapolis | Day & Night | N96VSN0401410B | Federally-Regulated Consumer Product | Non-Weatherized, Condensing Ga | 985 | 238 |  | 07/13/2023 | 40193 | 212594981 | 07/13/2023
Carrier Corp. - Indianapolis | Day & Night | G96VTN0801716B | Federally-Regulated Consumer Product | Non-Weatherized, Condensing Ga | 1748 | 272 |  | 07/13/2023 | 52234 | 212595170 | 07/13/2023
Carrier Corp. - Indianapolis | Day & Night | G96VTN1002120B | Federally-Regulated Consumer Product | Non-Weatherized, Condensing Ga | 2163 | 290 |  | 07/13/2023 | 65562 | 212595276 | 07/13/2023
Carrier Corp. - Indianapolis | Day & Night | G96VTN1202422B*D | Federally-Regulated Consumer Product | Non-Weatherized, Condensing Ga | 2225 | 293 |  | 07/13/2023 | 78340 | 212595357 | 07/13/2023
Carrier Corp. - Indianapolis | Day & Night | N96VSN1002120B | Federally-Regulated Consumer Product | Non-Weatherized, Condensing Ga | 2166 | 290 |  | 07/13/2023 | 99862 | 212595307 | 07/13/2023
Carrier Corp. - Indianapolis | Day & Night | G96VTN0601716B | Federally-Regulated Consumer Product | Non-Weatherized, Condensing Ga | 1600 | 265 |  | 07/13/2023 | 39133 | 212595074 | 07/13/2023
Carrier Corp. - Indianapolis | Day & Night | N96VSN0601716B | Federally-Regulated Consumer Product | Non-Weatherized, Condensing Ga | 1605 | 266 |  | 07/13/2023 | 60365 | 212595109 | 07/13/2023
Carrier Corp. - Indianapolis | Day & Night | N96VSN1202422B*D | Federally-Regulated Consumer Product | Non-Weatherized, Condensing Ga | 2296 | 296 |  | 07/13/2023 | 120209 | 212595376 | 07/13/2023
Carrier Corp. - Indianapolis | Day & Night | G96VTN0401410B*D | Federally-Regulated Consumer Product | Non-Weatherized, Condensing Ga | 1049 | 241 |  | 07/13/2023 | 25795 | 212594957 | 07/13/2023
Carrier Corp. - Indianapolis | Day & Night | G96VTN0802120B*D | Federally-Regulated Consumer Product | Non-Weatherized, Condensing Ga | 2145 | 289 |  | 07/13/2023 | 51728 | 212595191 | 07/13/2023
Carrier Corp. - Indianapolis | Day & Night | N96VSN1002120B*D | Federally-Regulated Consumer Product | Non-Weatherized, Condensing Ga | 2166 | 290 |  | 07/13/2023 | 99862 | 212595316 | 07/13/2023
Carrier Corp. - Indianapolis | Day & Night | N96VSN1202422B | Federally-Regulated Consumer Product | Non-Weatherized, Condensing Ga | 2296 | 296 |  | 07/13/2023 | 120209 | 212595367 | 07/13/2023
Carrier Corp. - Indianapolis | Day & Night | G96VTN0801716B*D | Federally-Regulated Consumer Product | Non-Weatherized, Condensing Ga | 1748 | 272 |  | 07/13/2023 | 52234 | 212595177 | 07/13/2023
Carrier Corp. - Indianapolis | Day & Night | N96VSN0801716B*D | Federally-Regulated Consumer Product | Non-Weatherized, Condensing Ga | 1735 | 271 |  | 07/13/2023 | 79596 | 212595210 | 07/13/2023
Carrier Corp. - Indianapolis | Day & Night | G96VTN0802120B | Federally-Regulated Consumer Product | Non-Weatherized, Condensing Ga | 2145 | 289 |  | 07/13/2023 | 51728 | 212595184 | 07/13/2023
Carrier Corp. - Indianapolis | Day & Night | G96VTN1002122B | Federally-Regulated Consumer Product | Non-Weatherized, Condensing Ga | 2275 | 295 |  | 07/13/2023 | 64500 | 212595290 | 07/13/2023
Carrier Corp. - Indianapolis | Day & Night | G96VTN0401712B*D | Federally-Regulated Consumer Product | Non-Weatherized, Condensing Ga | 1131 | 245 |  | 07/13/2023 | 26296 | 212594971 | 07/13/2023
Carrier Corp. - Indianapolis | Day & Night | N96VSN0601412B*D | Federally-Regulated Consumer Product | Non-Weatherized, Condensing Ga | 1207 | 248 |  | 07/13/2023 | 59908 | 212595100 | 07/13/2023
Carrier Corp. - Indianapolis | Day & Night | N96VSN0802120B | Federally-Regulated Consumer Product | Non-Weatherized, Condensing Ga | 2238 | 293 |  | 07/13/2023 | 79743 | 212595219 | 07/13/2023
Carrier Corp. - Indianapolis | Day & Night | N96VSN0802120B*D | Federally-Regulated Consumer Product | Non-Weatherized, Condensing Ga | 2238 | 293 |  | 07/13/2023 | 79743 | 212595228 | 07/13/2023
Carrier Corp. - Indianapolis | Day & Night | G96VTN1002122B*D | Federally-Regulated Consumer Product | Non-Weatherized, Condensing Ga | 2275 | 295 |  | 07/13/2023 | 64500 | 212595297 | 07/13/2023
Carrier Corp. - Indianapolis | Day & Night | G96VTN0401712B | Federally-Regulated Consumer Product | Non-Weatherized, Condensing Ga | 1131 | 245 |  | 07/13/2023 | 26296 | 212594964 | 07/13/2023
Carrier Corp. - Indianapolis | Day & Night | N96VSN0601716B*D | Federally-Regulated Consumer Product | Non-Weatherized, Condensing Ga | 1605 | 266 |  | 07/13/2023 | 60365 | 212595118 | 07/13/2023
Carrier Corp. - Indianapolis | Day & Night | G96VTN0601716B*D | Federally-Regulated Consumer Product | Non-Weatherized, Condensing Ga | 1600 | 265 |  | 07/13/2023 | 39133 | 212595081 | 07/13/2023
Carrier Corp. - Indianapolis | Day & Night | N96VSN0601412B | Federally-Regulated Consumer Product | Non-Weatherized, Condensing Ga | 1207 | 248 |  | 07/13/2023 | 59908 | 212595091 | 07/13/2023
Carrier Corp. - Indianapolis | Day & Night | N96VSN0401712B | Federally-Regulated Consumer Product | Non-Weatherized, Condensing Ga | 1104 | 244 |  | 07/13/2023 | 39909 | 212594999 | 07/13/2023
Carrier Corp. - Indianapolis | Day & Night | N96VSN0401410B*D | Federally-Regulated Consumer Product | Non-Weatherized, Condensing Ga | 985 | 238 |  | 07/13/2023 | 40193 | 212594990 | 07/13/2023
Carrier Corp. - Indianapolis | Day & Night | G96VTN0401410B | Federally-Regulated Consumer Product | Non-Weatherized, Condensing Ga | 1049 | 241 |  | 07/13/2023 | 25795 | 212594950 | 07/13/2023
Carrier Corp. - Indianapolis | Day & Night | G96VTN1202422B | Federally-Regulated Consumer Product | Non-Weatherized, Condensing Ga | 2225 | 293 |  | 07/13/2023 | 78340 | 212595350 | 07/13/2023
Carrier Corp. - Indianapolis | Day & Night | N96VSN0801716B | Federally-Regulated Consumer Product | Non-Weatherized, Condensing Ga | 1735 | 271 |  | 07/13/2023 | 79596 | 212595201 | 07/13/2023
Carrier Corp. - Indianapolis | Bryant | 926SB48060V17*D | Federally-Regulated Consumer Product | Non-Weatherized, Condensing Ga | 1605 | 266 |  | 07/13/2023 | 60365 | 212595041 | 07/13/2023
Carrier Corp. - Indianapolis | Bryant | 926SB36040V17 | Federally-Regulated Consumer Product | Non-Weatherized, Condensing Ga | 1104 | 244 |  | 07/13/2023 | 39909 | 212594930 | 07/13/2023
Carrier Corp. - Indianapolis | Bryant | 926TC66100V21*D | Federally-Regulated Consumer Product | Non-Weatherized, Condensing Ga | 2275 | 295 |  | 07/13/2023 | 64500 | 212595261 | 07/13/2023
Carrier Corp. - Indianapolis | Bryant | 926TC66120V24*D | Federally-Regulated Consumer Product | Non-Weatherized, Condensing Ga | 2225 | 293 |  | 07/13/2023 | 78340 | 212595341 | 07/13/2023
Carrier Corp. - Indianapolis | Bryant | 926TC48080V17 | Federally-Regulated Consumer Product | Non-Weatherized, Condensing Ga | 1748 | 272 |  | 07/13/2023 | 52234 | 212595152 | 07/13/2023
Carrier Corp. - Indianapolis | Bryant | 926TC66120V24 | Federally-Regulated Consumer Product | Non-Weatherized, Condensing Ga | 2225 | 293 |  | 07/13/2023 | 78340 | 212595340 | 07/13/2023
Carrier Corp. - Indianapolis | Bryant | 926TC30040V14 | Federally-Regulated Consumer Product | Non-Weatherized, Condensing Ga | 1049 | 241 |  | 07/13/2023 | 25795 | 212594932 | 07/13/2023
Carrier Corp. - Indianapolis | Bryant | 926SB60100V21 | Federally-Regulated Consumer Product | Non-Weatherized, Condensing Ga | 2166 | 290 |  | 07/13/2023 | 99862 | 212595256 | 07/13/2023
Carrier Corp. - Indianapolis | Bryant | 926SB48080V17 | Federally-Regulated Consumer Product | Non-Weatherized, Condensing Ga | 1735 | 271 |  | 07/13/2023 | 79596 | 212595148 | 07/13/2023
Carrier Corp. - Indianapolis | Bryant | 926SB66120V24 | Federally-Regulated Consumer Product | Non-Weatherized, Condensing Ga | 2296 | 296 |  | 07/13/2023 | 120209 | 212595338 | 07/13/2023
Carrier Corp. - Indianapolis | Bryant | 926TC36040V17*D | Federally-Regulated Consumer Product | Non-Weatherized, Condensing Ga | 1131 | 245 |  | 07/13/2023 | 26296 | 212594935 | 07/13/2023
Carrier Corp. - Indianapolis | Bryant | 926TC60100V21*D | Federally-Regulated Consumer Product | Non-Weatherized, Condensing Ga | 2163 | 290 |  | 07/13/2023 | 65562 | 212595259 | 07/13/2023
Carrier Corp. - Indianapolis | Bryant | 926SB60100V21*D | Federally-Regulated Consumer Product | Non-Weatherized, Condensing Ga | 2166 | 290 |  | 07/13/2023 | 99862 | 212595257 | 07/13/2023
Carrier Corp. - Indianapolis | Bryant | 926SB30040V14*D | Federally-Regulated Consumer Product | Non-Weatherized, Condensing Ga | 985 | 238 |  | 07/13/2023 | 40193 | 212594929 | 07/13/2023
Carrier Corp. - Indianapolis | Bryant | 926TC36040V17 | Federally-Regulated Consumer Product | Non-Weatherized, Condensing Ga | 1131 | 245 |  | 07/13/2023 | 26296 | 212594934 | 07/13/2023
Carrier Corp. - Indianapolis | Bryant | 926SB60080V21 | Federally-Regulated Consumer Product | Non-Weatherized, Condensing Ga | 2238 | 293 |  | 07/13/2023 | 79743 | 212595150 | 07/13/2023
Carrier Corp. - Indianapolis | Bryant | 926TC48060V17 | Federally-Regulated Consumer Product | Non-Weatherized, Condensing Ga | 1600 | 265 |  | 07/13/2023 | 39133 | 212595044 | 07/13/2023
Carrier Corp. - Indianapolis | Bryant | 926SB36040V17*D | Federally-Regulated Consumer Product | Non-Weatherized, Condensing Ga | 1104 | 244 |  | 07/13/2023 | 39909 | 212594931 | 07/13/2023
Carrier Corp. - Indianapolis | Bryant | 926TC66100V21 | Federally-Regulated Consumer Product | Non-Weatherized, Condensing Ga | 2275 | 295 |  | 07/13/2023 | 64500 | 212595260 | 07/13/2023
Carrier Corp. - Indianapolis | Bryant | 926SB48060V17 | Federally-Regulated Consumer Product | Non-Weatherized, Condensing Ga | 1605 | 266 |  | 07/13/2023 | 60365 | 212595040 | 07/13/2023
Carrier Corp. - Indianapolis | Bryant | 926SB30040V14 | Federally-Regulated Consumer Product | Non-Weatherized, Condensing Ga | 985 | 238 |  | 07/13/2023 | 40193 | 212594928 | 07/13/2023
Carrier Corp. - Indianapolis | Bryant | 926TC60080V21 | Federally-Regulated Consumer Product | Non-Weatherized, Condensing Ga | 2145 | 289 |  | 07/13/2023 | 51728 | 212595154 | 07/13/2023
Carrier Corp. - Indianapolis | Bryant | 926TC48080V17*D | Federally-Regulated Consumer Product | Non-Weatherized, Condensing Ga | 1748 | 272 |  | 07/13/2023 | 52234 | 212595153 | 07/13/2023
Carrier Corp. - Indianapolis | Bryant | 926TC48060V17*D | Federally-Regulated Consumer Product | Non-Weatherized, Condensing Ga | 1600 | 265 |  | 07/13/2023 | 39133 | 212595045 | 07/13/2023
Carrier Corp. - Indianapolis | Bryant | 926SB48080V17*D | Federally-Regulated Consumer Product | Non-Weatherized, Condensing Ga | 1735 | 271 |  | 07/13/2023 | 79596 | 212595149 | 07/13/2023
Carrier Corp. - Indianapolis | Bryant | 926SB66120V24*D | Federally-Regulated Consumer Product | Non-Weatherized, Condensing Ga | 2296 | 296 |  | 07/13/2023 | 120209 | 212595339 | 07/13/2023
Carrier Corp. - Indianapolis | Bryant | 926SB60080V21*D | Federally-Regulated Consumer Product | Non-Weatherized, Condensing Ga | 2238 | 293 |  | 07/13/2023 | 79743 | 212595151 | 07/13/2023
Carrier Corp. - Indianapolis | Bryant | 926SB36060V14*D | Federally-Regulated Consumer Product | Non-Weatherized, Condensing Ga | 1207 | 248 |  | 07/13/2023 | 59908 | 212595039 | 07/13/2023
Carrier Corp. - Indianapolis | Bryant | 926SB36060V14 | Federally-Regulated Consumer Product | Non-Weatherized, Condensing Ga | 1207 | 248 |  | 07/13/2023 | 59908 | 212595038 | 07/13/2023
Carrier Corp. - Indianapolis | Bryant | 926TC30040V14*D | Federally-Regulated Consumer Product | Non-Weatherized, Condensing Ga | 1049 | 241 |  | 07/13/2023 | 25795 | 212594933 | 07/13/2023
Carrier Corp. - Indianapolis | Bryant | 926TC60080V21*D | Federally-Regulated Consumer Product | Non-Weatherized, Condensing Ga | 2145 | 289 |  | 07/13/2023 | 51728 | 212595155 | 07/13/2023
Carrier Corp. - Indianapolis | Bryant | 926TC60100V21 | Federally-Regulated Consumer Product | Non-Weatherized, Condensing Ga | 2163 | 290 |  | 07/13/2023 | 65562 | 212595258 | 07/13/2023
Carrier Corp. - Indianapolis | Tempstar | F96VTN0601716B | Federally-Regulated Consumer Product | Non-Weatherized, Condensing Ga | 1600 | 265 |  | 07/13/2023 | 39133 | 212595054 | 07/13/2023
Carrier Corp. - Indianapolis | Tempstar | F96VTN0802120B | Federally-Regulated Consumer Product | Non-Weatherized, Condensing Ga | 2145 | 289 |  | 07/13/2023 | 51728 | 212595164 | 07/13/2023
Carrier Corp. - Indianapolis | Tempstar | N96VSN1202422B | Federally-Regulated Consumer Product | Non-Weatherized, Condensing Ga | 2296 | 296 |  | 07/13/2023 | 120209 | 212595372 | 07/13/2023
Carrier Corp. - Indianapolis | Tempstar | N96VSN0801716B | Federally-Regulated Consumer Product | Non-Weatherized, Condensing Ga | 1735 | 271 |  | 07/13/2023 | 79596 | 212595206 | 07/13/2023
Carrier Corp. - Indianapolis | Tempstar | N96VSN0401712B*D | Federally-Regulated Consumer Product | Non-Weatherized, Condensing Ga | 1104 | 244 |  | 07/13/2023 | 39909 | 212595013 | 07/13/2023
Carrier Corp. - Indianapolis | Tempstar | N96VSN0401712B | Federally-Regulated Consumer Product | Non-Weatherized, Condensing Ga | 1104 | 244 |  | 07/13/2023 | 39909 | 212595004 | 07/13/2023
Carrier Corp. - Indianapolis | Tempstar | N96VSN0802120B*D | Federally-Regulated Consumer Product | Non-Weatherized, Condensing Ga | 2238 | 293 |  | 07/13/2023 | 79743 | 212595233 | 07/13/2023
Carrier Corp. - Indianapolis | Tempstar | N96VSN1002120B*D | Federally-Regulated Consumer Product | Non-Weatherized, Condensing Ga | 2166 | 290 |  | 07/13/2023 | 99862 | 212595321 | 07/13/2023
Carrier Corp. - Indianapolis | Tempstar | F96VTN1002120B*D | Federally-Regulated Consumer Product | Non-Weatherized, Condensing Ga | 2163 | 290 |  | 07/13/2023 | 65562 | 212595267 | 07/13/2023
Carrier Corp. - Indianapolis | Tempstar | F96VTN0401410B*D | Federally-Regulated Consumer Product | Non-Weatherized, Condensing Ga | 1049 | 241 |  | 07/13/2023 | 25795 | 212594941 | 07/13/2023
Carrier Corp. - Indianapolis | Tempstar | N96VSN0801716B*D | Federally-Regulated Consumer Product | Non-Weatherized, Condensing Ga | 1735 | 271 |  | 07/13/2023 | 79596 | 212595215 | 07/13/2023
Carrier Corp. - Indianapolis | Tempstar | F96VTN0801716B*D | Federally-Regulated Consumer Product | Non-Weatherized, Condensing Ga | 1748 | 272 |  | 07/13/2023 | 52234 | 212595161 | 07/13/2023
Carrier Corp. - Indianapolis | Tempstar | N96VSN0401410B | Federally-Regulated Consumer Product | Non-Weatherized, Condensing Ga | 985 | 238 |  | 07/13/2023 | 40193 | 212594986 | 07/13/2023
Carrier Corp. - Indianapolis | Tempstar | F96VTN0801716B | Federally-Regulated Consumer Product | Non-Weatherized, Condensing Ga | 1748 | 272 |  | 07/13/2023 | 52234 | 212595158 | 07/13/2023
Carrier Corp. - Indianapolis | Tempstar | F96VTN0401712B*D | Federally-Regulated Consumer Product | Non-Weatherized, Condensing Ga | 1131 | 245 |  | 07/13/2023 | 26296 | 212594947 | 07/13/2023
Carrier Corp. - Indianapolis | Tempstar | F96VTN0601716B*D | Federally-Regulated Consumer Product | Non-Weatherized, Condensing Ga | 1600 | 265 |  | 07/13/2023 | 39133 | 212595057 | 07/13/2023
Carrier Corp. - Indianapolis | Tempstar | N96VSN0601716B*D | Federally-Regulated Consumer Product | Non-Weatherized, Condensing Ga | 1605 | 266 |  | 07/13/2023 | 60365 | 212595123 | 07/13/2023
Carrier Corp. - Indianapolis | Tempstar | N96VSN0601716B | Federally-Regulated Consumer Product | Non-Weatherized, Condensing Ga | 1605 | 266 |  | 07/13/2023 | 60365 | 212595114 | 07/13/2023
Carrier Corp. - Indianapolis | Tempstar | N96VSN0401410B*D | Federally-Regulated Consumer Product | Non-Weatherized, Condensing Ga | 985 | 238 |  | 07/13/2023 | 40193 | 212594995 | 07/13/2023
Carrier Corp. - Indianapolis | Tempstar | F96VTN1202422B | Federally-Regulated Consumer Product | Non-Weatherized, Condensing Ga | 2225 | 293 |  | 07/13/2023 | 78340 | 212595344 | 07/13/2023
Carrier Corp. - Indianapolis | Tempstar | F96VTN1002120B | Federally-Regulated Consumer Product | Non-Weatherized, Condensing Ga | 2163 | 290 |  | 07/13/2023 | 65562 | 212595264 | 07/13/2023
Carrier Corp. - Indianapolis | Tempstar | F96VTN0401712B | Federally-Regulated Consumer Product | Non-Weatherized, Condensing Ga | 1131 | 245 |  | 07/13/2023 | 26296 | 212594944 | 07/13/2023
Carrier Corp. - Indianapolis | Tempstar | F96VTN0401410B | Federally-Regulated Consumer Product | Non-Weatherized, Condensing Ga | 1049 | 241 |  | 07/13/2023 | 25795 | 212594938 | 07/13/2023
Carrier Corp. - Indianapolis | Tempstar | N96VSN1002120B | Federally-Regulated Consumer Product | Non-Weatherized, Condensing Ga | 2166 | 290 |  | 07/13/2023 | 99862 | 212595312 | 07/13/2023
Carrier Corp. - Indianapolis | Tempstar | N96VSN0601412B | Federally-Regulated Consumer Product | Non-Weatherized, Condensing Ga | 1207 | 248 |  | 07/13/2023 | 59908 | 212595096 | 07/13/2023
Carrier Corp. - Indianapolis | Tempstar | N96VSN1202422B*D | Federally-Regulated Consumer Product | Non-Weatherized, Condensing Ga | 2296 | 296 |  | 07/13/2023 | 120209 | 212595381 | 07/13/2023
Carrier Corp. - Indianapolis | Tempstar | N96VSN0802120B | Federally-Regulated Consumer Product | Non-Weatherized, Condensing Ga | 2238 | 293 |  | 07/13/2023 | 79743 | 212595224 | 07/13/2023
Carrier Corp. - Indianapolis | Tempstar | F96VTN0802120B*D | Federally-Regulated Consumer Product | Non-Weatherized, Condensing Ga | 2145 | 289 |  | 07/13/2023 | 51728 | 212595167 | 07/13/2023
Carrier Corp. - Indianapolis | Tempstar | F96VTN1002122B*D | Federally-Regulated Consumer Product | Non-Weatherized, Condensing Ga | 2275 | 295 |  | 07/13/2023 | 64500 | 212595273 | 07/13/2023
Carrier Corp. - Indianapolis | Tempstar | N96VSN0601412B*D | Federally-Regulated Consumer Product | Non-Weatherized, Condensing Ga | 1207 | 248 |  | 07/13/2023 | 59908 | 212595105 | 07/13/2023
Carrier Corp. - Indianapolis | Tempstar | F96VTN1002122B | Federally-Regulated Consumer Product | Non-Weatherized, Condensing Ga | 2275 | 295 |  | 07/13/2023 | 64500 | 212595270 | 07/13/2023
Carrier Corp. - Indianapolis | Tempstar | F96VTN1202422B*D | Federally-Regulated Consumer Product | Non-Weatherized, Condensing Ga | 2225 | 293 |  | 07/13/2023 | 78340 | 212595347 | 07/13/2023
Carrier Corp. - Indianapolis | Keeprite | G96VTN0802120B | Federally-Regulated Consumer Product | Non-Weatherized, Condensing Ga | 2145 | 289 |  | 07/13/2023 | 51728 | 212595187 | 07/13/2023
Carrier Corp. - Indianapolis | Keeprite | G96VTN0401712B | Federally-Regulated Consumer Product | Non-Weatherized, Condensing Ga | 1131 | 245 |  | 07/13/2023 | 26296 | 212594967 | 07/13/2023
Carrier Corp. - Indianapolis | Keeprite | G96VTN1002122B*D | Federally-Regulated Consumer Product | Non-Weatherized, Condensing Ga | 2275 | 295 |  | 07/13/2023 | 64500 | 212595300 | 07/13/2023
Carrier Corp. - Indianapolis | Keeprite | G96VTN1002120B*D | Federally-Regulated Consumer Product | Non-Weatherized, Condensing Ga | 2163 | 290 |  | 07/13/2023 | 65562 | 212595286 | 07/13/2023
Carrier Corp. - Indianapolis | Keeprite | G96VTN0802120B*D | Federally-Regulated Consumer Product | Non-Weatherized, Condensing Ga | 2145 | 289 |  | 07/13/2023 | 51728 | 212595194 | 07/13/2023
Carrier Corp. - Indianapolis | Keeprite | N96VSN0801716B*D | Federally-Regulated Consumer Product | Non-Weatherized, Condensing Ga | 1735 | 271 |  | 07/13/2023 | 79596 | 212595213 | 07/13/2023
Carrier Corp. - Indianapolis | Keeprite | G96VTN1002120B | Federally-Regulated Consumer Product | Non-Weatherized, Condensing Ga | 2163 | 290 |  | 07/13/2023 | 65562 | 212595279 | 07/13/2023
Carrier Corp. - Indianapolis | Keeprite | N96VSN0802120B | Federally-Regulated Consumer Product | Non-Weatherized, Condensing Ga | 2238 | 293 |  | 07/13/2023 | 79743 | 212595222 | 07/13/2023
Carrier Corp. - Indianapolis | Keeprite | N96VSN1202422B | Federally-Regulated Consumer Product | Non-Weatherized, Condensing Ga | 2296 | 296 |  | 07/13/2023 | 120209 | 212595370 | 07/13/2023
Carrier Corp. - Indianapolis | Keeprite | N96VSN0802120B*D | Federally-Regulated Consumer Product | Non-Weatherized, Condensing Ga | 2238 | 293 |  | 07/13/2023 | 79743 | 212595231 | 07/13/2023
Carrier Corp. - Indianapolis | Keeprite | G96VTN0601716B | Federally-Regulated Consumer Product | Non-Weatherized, Condensing Ga | 1600 | 265 |  | 07/13/2023 | 39133 | 212595077 | 07/13/2023
Carrier Corp. - Indianapolis | Keeprite | N96VSN0401410B | Federally-Regulated Consumer Product | Non-Weatherized, Condensing Ga | 985 | 238 |  | 07/13/2023 | 40193 | 212594984 | 07/13/2023
Carrier Corp. - Indianapolis | Keeprite | N96VSN1002120B | Federally-Regulated Consumer Product | Non-Weatherized, Condensing Ga | 2166 | 290 |  | 07/13/2023 | 99862 | 212595309 | 07/13/2023
Carrier Corp. - Indianapolis | Keeprite | G96VTN0401712B*D | Federally-Regulated Consumer Product | Non-Weatherized, Condensing Ga | 1131 | 245 |  | 07/13/2023 | 26296 | 212594974 | 07/13/2023
Carrier Corp. - Indianapolis | Keeprite | N96VSN0601716B | Federally-Regulated Consumer Product | Non-Weatherized, Condensing Ga | 1605 | 266 |  | 07/13/2023 | 60365 | 212595112 | 07/13/2023
Carrier Corp. - Indianapolis | Keeprite | G96VTN1202422B | Federally-Regulated Consumer Product | Non-Weatherized, Condensing Ga | 2225 | 293 |  | 07/13/2023 | 78340 | 212595353 | 07/13/2023
Carrier Corp. - Indianapolis | Keeprite | N96VSN0401712B*D | Federally-Regulated Consumer Product | Non-Weatherized, Condensing Ga | 1104 | 244 |  | 07/13/2023 | 39909 | 212595011 | 07/13/2023
Carrier Corp. - Indianapolis | Keeprite | G96VTN0601716B*D | Federally-Regulated Consumer Product | Non-Weatherized, Condensing Ga | 1600 | 265 |  | 07/13/2023 | 39133 | 212595084 | 07/13/2023
Carrier Corp. - Indianapolis | Keeprite | N96VSN0601412B*D | Federally-Regulated Consumer Product | Non-Weatherized, Condensing Ga | 1207 | 248 |  | 07/13/2023 | 59908 | 212595103 | 07/13/2023
Carrier Corp. - Indianapolis | Keeprite | N96VSN0601412B | Federally-Regulated Consumer Product | Non-Weatherized, Condensing Ga | 1207 | 248 |  | 07/13/2023 | 59908 | 212595094 | 07/13/2023
Carrier Corp. - Indianapolis | Keeprite | G96VTN1202422B*D | Federally-Regulated Consumer Product | Non-Weatherized, Condensing Ga | 2225 | 293 |  | 07/13/2023 | 78340 | 212595360 | 07/13/2023
Carrier Corp. - Indianapolis | Keeprite | N96VSN0601716B*D | Federally-Regulated Consumer Product | Non-Weatherized, Condensing Ga | 1605 | 266 |  | 07/13/2023 | 60365 | 212595121 | 07/13/2023
Carrier Corp. - Indianapolis | Keeprite | N96VSN1002120B*D | Federally-Regulated Consumer Product | Non-Weatherized, Condensing Ga | 2166 | 290 |  | 07/13/2023 | 99862 | 212595318 | 07/13/2023
Carrier Corp. - Indianapolis | Keeprite | G96VTN0401410B | Federally-Regulated Consumer Product | Non-Weatherized, Condensing Ga | 1049 | 241 |  | 07/13/2023 | 25795 | 212594953 | 07/13/2023
Carrier Corp. - Indianapolis | Keeprite | N96VSN0401712B | Federally-Regulated Consumer Product | Non-Weatherized, Condensing Ga | 1104 | 244 |  | 07/13/2023 | 39909 | 212595002 | 07/13/2023
Carrier Corp. - Indianapolis | Keeprite | G96VTN0801716B*D | Federally-Regulated Consumer Product | Non-Weatherized, Condensing Ga | 1748 | 272 |  | 07/13/2023 | 52234 | 212595180 | 07/13/2023
Carrier Corp. - Indianapolis | Keeprite | N96VSN0401410B*D | Federally-Regulated Consumer Product | Non-Weatherized, Condensing Ga | 985 | 238 |  | 07/13/2023 | 40193 | 212594993 | 07/13/2023
Carrier Corp. - Indianapolis | Keeprite | N96VSN0801716B | Federally-Regulated Consumer Product | Non-Weatherized, Condensing Ga | 1735 | 271 |  | 07/13/2023 | 79596 | 212595204 | 07/13/2023
Carrier Corp. - Indianapolis | Keeprite | N96VSN1202422B*D | Federally-Regulated Consumer Product | Non-Weatherized, Condensing Ga | 2296 | 296 |  | 07/13/2023 | 120209 | 212595379 | 07/13/2023
Carrier Corp. - Indianapolis | Keeprite | G96VTN0801716B | Federally-Regulated Consumer Product | Non-Weatherized, Condensing Ga | 1748 | 272 |  | 07/13/2023 | 52234 | 212595173 | 07/13/2023
Carrier Corp. - Indianapolis | Keeprite | G96VTN1002122B | Federally-Regulated Consumer Product | Non-Weatherized, Condensing Ga | 2275 | 295 |  | 07/13/2023 | 64500 | 212595293 | 07/13/2023
Carrier Corp. - Indianapolis | Keeprite | G96VTN0401410B*D | Federally-Regulated Consumer Product | Non-Weatherized, Condensing Ga | 1049 | 241 |  | 07/13/2023 | 25795 | 212594960 | 07/13/2023
Carrier Corp. - Indianapolis | Airquest | N96VSN0802120B | Federally-Regulated Consumer Product | Non-Weatherized, Condensing Ga | 2238 | 293 |  | 07/13/2023 | 79743 | 212595216 | 07/13/2023
Carrier Corp. - Indianapolis | Airquest | G96VTN1002122B | Federally-Regulated Consumer Product | Non-Weatherized, Condensing Ga | 2275 | 295 |  | 07/13/2023 | 64500 | 212595288 | 07/13/2023
Carrier Corp. - Indianapolis | Airquest | G96VTN0802120B | Federally-Regulated Consumer Product | Non-Weatherized, Condensing Ga | 2145 | 289 |  | 07/13/2023 | 51728 | 212595182 | 07/13/2023
Carrier Corp. - Indianapolis | Airquest | G96VTN0601716B*D | Federally-Regulated Consumer Product | Non-Weatherized, Condensing Ga | 1600 | 265 |  | 07/13/2023 | 39133 | 212595079 | 07/13/2023
Carrier Corp. - Indianapolis | Airquest | G96VTN1002120B*D | Federally-Regulated Consumer Product | Non-Weatherized, Condensing Ga | 2163 | 290 |  | 07/13/2023 | 65562 | 212595281 | 07/13/2023
Carrier Corp. - Indianapolis | Airquest | G96VTN0802120B*D | Federally-Regulated Consumer Product | Non-Weatherized, Condensing Ga | 2145 | 289 |  | 07/13/2023 | 51728 | 212595189 | 07/13/2023
Carrier Corp. - Indianapolis | Airquest | N96VSN0601716B | Federally-Regulated Consumer Product | Non-Weatherized, Condensing Ga | 1605 | 266 |  | 07/13/2023 | 60365 | 212595106 | 07/13/2023
Carrier Corp. - Indianapolis | Airquest | N96VSN0601412B*D | Federally-Regulated Consumer Product | Non-Weatherized, Condensing Ga | 1207 | 248 |  | 07/13/2023 | 59908 | 212595097 | 07/13/2023
Carrier Corp. - Indianapolis | Airquest | G96VTN0401410B | Federally-Regulated Consumer Product | Non-Weatherized, Condensing Ga | 1049 | 241 |  | 07/13/2023 | 25795 | 212594948 | 07/13/2023
Carrier Corp. - Indianapolis | Airquest | G96VTN0401712B*D | Federally-Regulated Consumer Product | Non-Weatherized, Condensing Ga | 1131 | 245 |  | 07/13/2023 | 26296 | 212594969 | 07/13/2023
Carrier Corp. - Indianapolis | Airquest | N96VSN0601716B*D | Federally-Regulated Consumer Product | Non-Weatherized, Condensing Ga | 1605 | 266 |  | 07/13/2023 | 60365 | 212595115 | 07/13/2023
Carrier Corp. - Indianapolis | Airquest | N96VSN1202422B*D | Federally-Regulated Consumer Product | Non-Weatherized, Condensing Ga | 2296 | 296 |  | 07/13/2023 | 120209 | 212595373 | 07/13/2023
Carrier Corp. - Indianapolis | Airquest | G96VTN0601716B | Federally-Regulated Consumer Product | Non-Weatherized, Condensing Ga | 1600 | 265 |  | 07/13/2023 | 39133 | 212595072 | 07/13/2023
Carrier Corp. - Indianapolis | Airquest | N96VSN1002120B*D | Federally-Regulated Consumer Product | Non-Weatherized, Condensing Ga | 2166 | 290 |  | 07/13/2023 | 99862 | 212595313 | 07/13/2023
Carrier Corp. - Indianapolis | Airquest | N96VSN0801716B | Federally-Regulated Consumer Product | Non-Weatherized, Condensing Ga | 1735 | 271 |  | 07/13/2023 | 79596 | 212595198 | 07/13/2023
Carrier Corp. - Indianapolis | Airquest | N96VSN0401712B*D | Federally-Regulated Consumer Product | Non-Weatherized, Condensing Ga | 1104 | 244 |  | 07/13/2023 | 39909 | 212595005 | 07/13/2023
Carrier Corp. - Indianapolis | Airquest | G96VTN0801716B*D | Federally-Regulated Consumer Product | Non-Weatherized, Condensing Ga | 1748 | 272 |  | 07/13/2023 | 52234 | 212595175 | 07/13/2023
Carrier Corp. - Indianapolis | Airquest | N96VSN1202422B | Federally-Regulated Consumer Product | Non-Weatherized, Condensing Ga | 2296 | 296 |  | 07/13/2023 | 120209 | 212595364 | 07/13/2023
Carrier Corp. - Indianapolis | Airquest | N96VSN0601412B | Federally-Regulated Consumer Product | Non-Weatherized, Condensing Ga | 1207 | 248 |  | 07/13/2023 | 59908 | 212595088 | 07/13/2023
Carrier Corp. - Indianapolis | Airquest | G96VTN1202422B*D | Federally-Regulated Consumer Product | Non-Weatherized, Condensing Ga | 2225 | 293 |  | 07/13/2023 | 78340 | 212595355 | 07/13/2023
Carrier Corp. - Indianapolis | Airquest | N96VSN1002120B | Federally-Regulated Consumer Product | Non-Weatherized, Condensing Ga | 2166 | 290 |  | 07/13/2023 | 99862 | 212595304 | 07/13/2023
Carrier Corp. - Indianapolis | Airquest | N96VSN0401410B | Federally-Regulated Consumer Product | Non-Weatherized, Condensing Ga | 985 | 238 |  | 07/13/2023 | 40193 | 212594978 | 07/13/2023
Carrier Corp. - Indianapolis | Airquest | N96VSN0802120B*D | Federally-Regulated Consumer Product | Non-Weatherized, Condensing Ga | 2238 | 293 |  | 07/13/2023 | 79743 | 212595225 | 07/13/2023
Carrier Corp. - Indianapolis | Airquest | G96VTN1202422B | Federally-Regulated Consumer Product | Non-Weatherized, Condensing Ga | 2225 | 293 |  | 07/13/2023 | 78340 | 212595348 | 07/13/2023
Carrier Corp. - Indianapolis | Airquest | G96VTN1002122B*D | Federally-Regulated Consumer Product | Non-Weatherized, Condensing Ga | 2275 | 295 |  | 07/13/2023 | 64500 | 212595295 | 07/13/2023
Carrier Corp. - Indianapolis | Airquest | G96VTN0801716B | Federally-Regulated Consumer Product | Non-Weatherized, Condensing Ga | 1748 | 272 |  | 07/13/2023 | 52234 | 212595168 | 07/13/2023
Carrier Corp. - Indianapolis | Airquest | N96VSN0401712B | Federally-Regulated Consumer Product | Non-Weatherized, Condensing Ga | 1104 | 244 |  | 07/13/2023 | 39909 | 212594996 | 07/13/2023
Carrier Corp. - Indianapolis | Airquest | N96VSN0401410B*D | Federally-Regulated Consumer Product | Non-Weatherized, Condensing Ga | 985 | 238 |  | 07/13/2023 | 40193 | 212594987 | 07/13/2023
Carrier Corp. - Indianapolis | Airquest | N96VSN0801716B*D | Federally-Regulated Consumer Product | Non-Weatherized, Condensing Ga | 1735 | 271 |  | 07/13/2023 | 79596 | 212595207 | 07/13/2023
Carrier Corp. - Indianapolis | Airquest | G96VTN0401712B | Federally-Regulated Consumer Product | Non-Weatherized, Condensing Ga | 1131 | 245 |  | 07/13/2023 | 26296 | 212594962 | 07/13/2023
Carrier Corp. - Indianapolis | Airquest | G96VTN1002120B | Federally-Regulated Consumer Product | Non-Weatherized, Condensing Ga | 2163 | 290 |  | 07/13/2023 | 65562 | 212595274 | 07/13/2023
Carrier Corp. - Indianapolis | Airquest | G96VTN0401410B*D | Federally-Regulated Consumer Product | Non-Weatherized, Condensing Ga | 1049 | 241 |  | 07/13/2023 | 25795 | 212594955 | 07/13/2023
Carrier Corp. - Indianapolis | WEATHERMAKER | PG96VTAB48060B*D | Federally-Regulated Consumer Product | Non-Weatherized, Condensing Ga | 1600 | 250 |  | 06/30/2023 | 39133 | 212595131 | 07/13/2023
Carrier Corp. - Indianapolis | WEATHERMAKER | PG96VTAB36040B | Federally-Regulated Consumer Product | Non-Weatherized, Condensing Ga | 1131 | 219 |  | 06/30/2023 | 26296 | 212595019 | 07/13/2023
Carrier Corp. - Indianapolis | WEATHERMAKER | PG96VTAB48080B | Federally-Regulated Consumer Product | Non-Weatherized, Condensing Ga | 1748 | 251 |  | 06/30/2023 | 52234 | 212595235 | 07/13/2023
Carrier Corp. - Indianapolis | WEATHERMAKER | PG96VTAB66120D*D | Federally-Regulated Consumer Product | Non-Weatherized, Condensing Ga | 2225 | 272 |  | 06/30/2023 | 78340 | 212595385 | 07/13/2023
Carrier Corp. - Indianapolis | WEATHERMAKER | PG96VTAB36040B*D | Federally-Regulated Consumer Product | Non-Weatherized, Condensing Ga | 1131 | 219 |  | 06/30/2023 | 26296 | 212595021 | 07/13/2023
Carrier Corp. - Indianapolis | WEATHERMAKER | PG96VTAB30040A | Federally-Regulated Consumer Product | Non-Weatherized, Condensing Ga | 1049 | 227 |  | 06/30/2023 | 25795 | 212595015 | 07/13/2023
Carrier Corp. - Indianapolis | WEATHERMAKER | PG96VTAB48080B*D | Federally-Regulated Consumer Product | Non-Weatherized, Condensing Ga | 1748 | 251 |  | 06/30/2023 | 52234 | 212595237 | 07/13/2023
Carrier Corp. - Indianapolis | WEATHERMAKER | PG96VTAB60080C | Federally-Regulated Consumer Product | Non-Weatherized, Condensing Ga | 2145 | 260 |  | 06/30/2023 | 51728 | 212595239 | 07/13/2023
Carrier Corp. - Indianapolis | WEATHERMAKER | PG96VTAB60100C | Federally-Regulated Consumer Product | Non-Weatherized, Condensing Ga | 2163 | 271 |  | 06/30/2023 | 65562 | 212595323 | 07/13/2023
Carrier Corp. - Indianapolis | WEATHERMAKER | PG96VTAB60080C*D | Federally-Regulated Consumer Product | Non-Weatherized, Condensing Ga | 2145 | 260 |  | 06/30/2023 | 51728 | 212595241 | 07/13/2023
Carrier Corp. - Indianapolis | WEATHERMAKER | PG96VTAB60100C*D | Federally-Regulated Consumer Product | Non-Weatherized, Condensing Ga | 2163 | 271 |  | 06/30/2023 | 65562 | 212595325 | 07/13/2023
Carrier Corp. - Indianapolis | WEATHERMAKER | PG96VTAB30040A*D | Federally-Regulated Consumer Product | Non-Weatherized, Condensing Ga | 1049 | 227 |  | 06/30/2023 | 25795 | 212595017 | 07/13/2023
Carrier Corp. - Indianapolis | WEATHERMAKER | PG96VTAB66120D | Federally-Regulated Consumer Product | Non-Weatherized, Condensing Ga | 2225 | 272 |  | 06/30/2023 | 78340 | 212595383 | 07/13/2023
Carrier Corp. - Indianapolis | WEATHERMAKER | PG96VTAB48060B | Federally-Regulated Consumer Product | Non-Weatherized, Condensing Ga | 1600 | 250 |  | 06/30/2023 | 39133 | 212595129 | 07/13/2023
Carrier Corp. - Indianapolis | Heil | G96VTN0801716B | Federally-Regulated Consumer Product | Non-Weatherized, Condensing Ga | 1748 | 251 |  | 06/30/2023 | 52234 | 212595171 | 07/13/2023
Carrier Corp. - Indianapolis | Heil | G96VTN0802120B*D | Federally-Regulated Consumer Product | Non-Weatherized, Condensing Ga | 2145 | 260 |  | 06/30/2023 | 51728 | 212595192 | 07/13/2023
Carrier Corp. - Indianapolis | Heil | G96VTN0801716B*D | Federally-Regulated Consumer Product | Non-Weatherized, Condensing Ga | 1748 | 251 |  | 06/30/2023 | 52234 | 212595178 | 07/13/2023
Carrier Corp. - Indianapolis | Heil | N96VSN1202422B | Federally-Regulated Consumer Product | Non-Weatherized, Condensing Ga | 2296 | 277 |  | 06/30/2023 | 120209 | 212595368 | 07/13/2023
Carrier Corp. - Indianapolis | Heil | N96VSN0601412B | Federally-Regulated Consumer Product | Non-Weatherized, Condensing Ga | 1207 | 227 |  | 06/30/2023 | 59908 | 212595092 | 07/13/2023
Carrier Corp. - Indianapolis | Heil | G96VTN1202422B*D | Federally-Regulated Consumer Product | Non-Weatherized, Condensing Ga | 2225 | 272 |  | 06/30/2023 | 78340 | 212595358 | 07/13/2023
Carrier Corp. - Indianapolis | Heil | G96VTN0401712B | Federally-Regulated Consumer Product | Non-Weatherized, Condensing Ga | 1131 | 219 |  | 06/30/2023 | 26296 | 212594965 | 07/13/2023
Carrier Corp. - Indianapolis | Heil | N96VSN0601716B*D | Federally-Regulated Consumer Product | Non-Weatherized, Condensing Ga | 1605 | 246 |  | 06/30/2023 | 60365 | 212595119 | 07/13/2023
Carrier Corp. - Indianapolis | Heil | G96VTN1202422B | Federally-Regulated Consumer Product | Non-Weatherized, Condensing Ga | 2225 | 272 |  | 06/30/2023 | 78340 | 212595351 | 07/13/2023
Carrier Corp. - Indianapolis | Heil | G96VTN0802120B | Federally-Regulated Consumer Product | Non-Weatherized, Condensing Ga | 2145 | 260 |  | 06/30/2023 | 51728 | 212595185 | 07/13/2023
Carrier Corp. - Indianapolis | Heil | N96VSN1002120B | Federally-Regulated Consumer Product | Non-Weatherized, Condensing Ga | 2166 | 265 |  | 06/30/2023 | 99862 | 212595308 | 07/13/2023
Carrier Corp. - Indianapolis | Heil | N96VSN1202422B*D | Federally-Regulated Consumer Product | Non-Weatherized, Condensing Ga | 2296 | 277 |  | 06/30/2023 | 120209 | 212595377 | 07/13/2023
Carrier Corp. - Indianapolis | Heil | G96VTN0601716B | Federally-Regulated Consumer Product | Non-Weatherized, Condensing Ga | 1600 | 250 |  | 06/30/2023 | 39133 | 212595075 | 07/13/2023
Carrier Corp. - Indianapolis | Heil | G96VTN1002120B | Federally-Regulated Consumer Product | Non-Weatherized, Condensing Ga | 2163 | 271 |  | 06/30/2023 | 65562 | 212595277 | 07/13/2023
Carrier Corp. - Indianapolis | Heil | N96VSN0801716B*D | Federally-Regulated Consumer Product | Non-Weatherized, Condensing Ga | 1735 | 252 |  | 06/30/2023 | 79596 | 212595211 | 07/13/2023
Carrier Corp. - Indianapolis | Heil | G96VTN1002122B*D | Federally-Regulated Consumer Product | Non-Weatherized, Condensing Ga | 2275 | 277 |  | 06/30/2023 | 64500 | 212595298 | 07/13/2023
Carrier Corp. - Indianapolis | Heil | N96VSN0802120B | Federally-Regulated Consumer Product | Non-Weatherized, Condensing Ga | 2238 | 248 |  | 06/30/2023 | 79743 | 212595220 | 07/13/2023
Carrier Corp. - Indianapolis | Heil | N96VSN1002120B*D | Federally-Regulated Consumer Product | Non-Weatherized, Condensing Ga | 2166 | 265 |  | 06/30/2023 | 99862 | 212595317 | 07/13/2023
Carrier Corp. - Indianapolis | Heil | N96VSN0802120B*D | Federally-Regulated Consumer Product | Non-Weatherized, Condensing Ga | 2238 | 248 |  | 06/30/2023 | 79743 | 212595229 | 07/13/2023
Carrier Corp. - Indianapolis | Heil | N96VSN0401410B*D | Federally-Regulated Consumer Product | Non-Weatherized, Condensing Ga | 985 | 229 |  | 06/30/2023 | 40193 | 212594991 | 07/13/2023
Carrier Corp. - Indianapolis | Heil | G96VTN0401410B | Federally-Regulated Consumer Product | Non-Weatherized, Condensing Ga | 1049 | 227 |  | 06/30/2023 | 25795 | 212594951 | 07/13/2023
Carrier Corp. - Indianapolis | Heil | N96VSN0401712B | Federally-Regulated Consumer Product | Non-Weatherized, Condensing Ga | 1104 | 221 |  | 06/30/2023 | 39909 | 212595000 | 07/13/2023
Carrier Corp. - Indianapolis | Heil | G96VTN1002120B*D | Federally-Regulated Consumer Product | Non-Weatherized, Condensing Ga | 2163 | 271 |  | 06/30/2023 | 65562 | 212595284 | 07/13/2023
Carrier Corp. - Indianapolis | Heil | N96VSN0601412B*D | Federally-Regulated Consumer Product | Non-Weatherized, Condensing Ga | 1207 | 227 |  | 06/30/2023 | 59908 | 212595101 | 07/13/2023
Carrier Corp. - Indianapolis | Heil | N96VSN0601716B | Federally-Regulated Consumer Product | Non-Weatherized, Condensing Ga | 1605 | 246 |  | 06/30/2023 | 60365 | 212595110 | 07/13/2023
Carrier Corp. - Indianapolis | Heil | G96VTN1002122B | Federally-Regulated Consumer Product | Non-Weatherized, Condensing Ga | 2275 | 277 |  | 06/30/2023 | 64500 | 212595291 | 07/13/2023
Carrier Corp. - Indianapolis | Heil | N96VSN0801716B | Federally-Regulated Consumer Product | Non-Weatherized, Condensing Ga | 1735 | 252 |  | 06/30/2023 | 79596 | 212595202 | 07/13/2023
Carrier Corp. - Indianapolis | Heil | N96VSN0401410B | Federally-Regulated Consumer Product | Non-Weatherized, Condensing Ga | 985 | 229 |  | 06/30/2023 | 40193 | 212594982 | 07/13/2023
Carrier Corp. - Indianapolis | Heil | G96VTN0601716B*D | Federally-Regulated Consumer Product | Non-Weatherized, Condensing Ga | 1600 | 250 |  | 06/30/2023 | 39133 | 212595082 | 07/13/2023
Carrier Corp. - Indianapolis | Heil | N96VSN0401712B*D | Federally-Regulated Consumer Product | Non-Weatherized, Condensing Ga | 1104 | 221 |  | 06/30/2023 | 39909 | 212595009 | 07/13/2023
Carrier Corp. - Indianapolis | Heil | G96VTN0401712B*D | Federally-Regulated Consumer Product | Non-Weatherized, Condensing Ga | 1131 | 219 |  | 06/30/2023 | 26296 | 212594972 | 07/13/2023
Carrier Corp. - Indianapolis | Heil | G96VTN0401410B*D | Federally-Regulated Consumer Product | Non-Weatherized, Condensing Ga | 1049 | 227 |  | 06/30/2023 | 25795 | 212594958 | 07/13/2023
Carrier Corp. - Indianapolis | WEATHERMAKER | PG96VTAB48060B*D | Federally-Regulated Consumer Product | Non-Weatherized, Condensing Ga | 1600 | 265 |  | 07/13/2023 | 39133 | 212595131 | 07/13/2023
Carrier Corp. - Indianapolis | WEATHERMAKER | PG96VTAB36040B | Federally-Regulated Consumer Product | Non-Weatherized, Condensing Ga | 1131 | 245 |  | 07/13/2023 | 26296 | 212595019 | 07/13/2023
Carrier Corp. - Indianapolis | WEATHERMAKER | PG96VTAB48080B | Federally-Regulated Consumer Product | Non-Weatherized, Condensing Ga | 1748 | 272 |  | 07/13/2023 | 52234 | 212595235 | 07/13/2023
Carrier Corp. - Indianapolis | WEATHERMAKER | PG96VTAB66120D*D | Federally-Regulated Consumer Product | Non-Weatherized, Condensing Ga | 2225 | 293 |  | 07/13/2023 | 78340 | 212595385 | 07/13/2023
Carrier Corp. - Indianapolis | WEATHERMAKER | PG96VTAB36040B*D | Federally-Regulated Consumer Product | Non-Weatherized, Condensing Ga | 1131 | 245 |  | 07/13/2023 | 26296 | 212595021 | 07/13/2023
Carrier Corp. - Indianapolis | WEATHERMAKER | PG96VTAB30040A | Federally-Regulated Consumer Product | Non-Weatherized, Condensing Ga | 1049 | 241 |  | 07/13/2023 | 25795 | 212595015 | 07/13/2023
Carrier Corp. - Indianapolis | WEATHERMAKER | PG96VTAB48080B*D | Federally-Regulated Consumer Product | Non-Weatherized, Condensing Ga | 1748 | 272 |  | 07/13/2023 | 52234 | 212595237 | 07/13/2023
Carrier Corp. - Indianapolis | WEATHERMAKER | PG96VTAB60080C | Federally-Regulated Consumer Product | Non-Weatherized, Condensing Ga | 2145 | 289 |  | 07/13/2023 | 51728 | 212595239 | 07/13/2023
Carrier Corp. - Indianapolis | WEATHERMAKER | PG96VTAB60100C | Federally-Regulated Consumer Product | Non-Weatherized, Condensing Ga | 2163 | 290 |  | 07/13/2023 | 65562 | 212595323 | 07/13/2023
Carrier Corp. - Indianapolis | WEATHERMAKER | PG96VTAB60080C*D | Federally-Regulated Consumer Product | Non-Weatherized, Condensing Ga | 2145 | 289 |  | 07/13/2023 | 51728 | 212595241 | 07/13/2023
Carrier Corp. - Indianapolis | WEATHERMAKER | PG96VTAB60100C*D | Federally-Regulated Consumer Product | Non-Weatherized, Condensing Ga | 2163 | 290 |  | 07/13/2023 | 65562 | 212595325 | 07/13/2023
Carrier Corp. - Indianapolis | WEATHERMAKER | PG96VTAB30040A*D | Federally-Regulated Consumer Product | Non-Weatherized, Condensing Ga | 1049 | 241 |  | 07/13/2023 | 25795 | 212595017 | 07/13/2023
Carrier Corp. - Indianapolis | WEATHERMAKER | PG96VTAB66120D | Federally-Regulated Consumer Product | Non-Weatherized, Condensing Ga | 2225 | 293 |  | 07/13/2023 | 78340 | 212595383 | 07/13/2023
Carrier Corp. - Indianapolis | WEATHERMAKER | PG96VTAB48060B | Federally-Regulated Consumer Product | Non-Weatherized, Condensing Ga | 1600 | 265 |  | 07/13/2023 | 39133 | 212595129 | 07/13/2023
Carrier Corp. - Indianapolis | Heil | G96VTN0801716B | Federally-Regulated Consumer Product | Non-Weatherized, Condensing Ga | 1748 | 272 |  | 07/13/2023 | 52234 | 212595171 | 07/13/2023
Carrier Corp. - Indianapolis | Heil | G96VTN0802120B*D | Federally-Regulated Consumer Product | Non-Weatherized, Condensing Ga | 2145 | 289 |  | 07/13/2023 | 51728 | 212595192 | 07/13/2023
Carrier Corp. - Indianapolis | Heil | G96VTN0801716B*D | Federally-Regulated Consumer Product | Non-Weatherized, Condensing Ga | 1748 | 272 |  | 07/13/2023 | 52234 | 212595178 | 07/13/2023
Carrier Corp. - Indianapolis | Heil | N96VSN1202422B | Federally-Regulated Consumer Product | Non-Weatherized, Condensing Ga | 2296 | 296 |  | 07/13/2023 | 120209 | 212595368 | 07/13/2023
Carrier Corp. - Indianapolis | Heil | N96VSN0601412B | Federally-Regulated Consumer Product | Non-Weatherized, Condensing Ga | 1207 | 248 |  | 07/13/2023 | 59908 | 212595092 | 07/13/2023
Carrier Corp. - Indianapolis | Heil | G96VTN1202422B*D | Federally-Regulated Consumer Product | Non-Weatherized, Condensing Ga | 2225 | 293 |  | 07/13/2023 | 78340 | 212595358 | 07/13/2023
Carrier Corp. - Indianapolis | Heil | G96VTN0401712B | Federally-Regulated Consumer Product | Non-Weatherized, Condensing Ga | 1131 | 245 |  | 07/13/2023 | 26296 | 212594965 | 07/13/2023
Carrier Corp. - Indianapolis | Heil | N96VSN0601716B*D | Federally-Regulated Consumer Product | Non-Weatherized, Condensing Ga | 1605 | 266 |  | 07/13/2023 | 60365 | 212595119 | 07/13/2023
Carrier Corp. - Indianapolis | Heil | G96VTN1202422B | Federally-Regulated Consumer Product | Non-Weatherized, Condensing Ga | 2225 | 293 |  | 07/13/2023 | 78340 | 212595351 | 07/13/2023
Carrier Corp. - Indianapolis | Heil | G96VTN0802120B | Federally-Regulated Consumer Product | Non-Weatherized, Condensing Ga | 2145 | 289 |  | 07/13/2023 | 51728 | 212595185 | 07/13/2023
Carrier Corp. - Indianapolis | Heil | N96VSN1002120B | Federally-Regulated Consumer Product | Non-Weatherized, Condensing Ga | 2166 | 290 |  | 07/13/2023 | 99862 | 212595308 | 07/13/2023
Carrier Corp. - Indianapolis | Heil | N96VSN1202422B*D | Federally-Regulated Consumer Product | Non-Weatherized, Condensing Ga | 2296 | 296 |  | 07/13/2023 | 120209 | 212595377 | 07/13/2023
Carrier Corp. - Indianapolis | Heil | G96VTN0601716B | Federally-Regulated Consumer Product | Non-Weatherized, Condensing Ga | 1600 | 265 |  | 07/13/2023 | 39133 | 212595075 | 07/13/2023
Carrier Corp. - Indianapolis | Heil | G96VTN1002120B | Federally-Regulated Consumer Product | Non-Weatherized, Condensing Ga | 2163 | 290 |  | 07/13/2023 | 65562 | 212595277 | 07/13/2023
Carrier Corp. - Indianapolis | Heil | N96VSN0801716B*D | Federally-Regulated Consumer Product | Non-Weatherized, Condensing Ga | 1735 | 271 |  | 07/13/2023 | 79596 | 212595211 | 07/13/2023
Carrier Corp. - Indianapolis | Heil | G96VTN1002122B*D | Federally-Regulated Consumer Product | Non-Weatherized, Condensing Ga | 2275 | 295 |  | 07/13/2023 | 64500 | 212595298 | 07/13/2023
Carrier Corp. - Indianapolis | Heil | N96VSN0802120B | Federally-Regulated Consumer Product | Non-Weatherized, Condensing Ga | 2238 | 293 |  | 07/13/2023 | 79743 | 212595220 | 07/13/2023
Carrier Corp. - Indianapolis | Heil | N96VSN1002120B*D | Federally-Regulated Consumer Product | Non-Weatherized, Condensing Ga | 2166 | 290 |  | 07/13/2023 | 99862 | 212595317 | 07/13/2023
Carrier Corp. - Indianapolis | Heil | N96VSN0802120B*D | Federally-Regulated Consumer Product | Non-Weatherized, Condensing Ga | 2238 | 293 |  | 07/13/2023 | 79743 | 212595229 | 07/13/2023
Carrier Corp. - Indianapolis | Heil | N96VSN0401410B*D | Federally-Regulated Consumer Product | Non-Weatherized, Condensing Ga | 985 | 238 |  | 07/13/2023 | 40193 | 212594991 | 07/13/2023
Carrier Corp. - Indianapolis | Heil | G96VTN0401410B | Federally-Regulated Consumer Product | Non-Weatherized, Condensing Ga | 1049 | 241 |  | 07/13/2023 | 25795 | 212594951 | 07/13/2023
Carrier Corp. - Indianapolis | Heil | N96VSN0401712B | Federally-Regulated Consumer Product | Non-Weatherized, Condensing Ga | 1104 | 244 |  | 07/13/2023 | 39909 | 212595000 | 07/13/2023
Carrier Corp. - Indianapolis | Heil | G96VTN1002120B*D | Federally-Regulated Consumer Product | Non-Weatherized, Condensing Ga | 2163 | 290 |  | 07/13/2023 | 65562 | 212595284 | 07/13/2023
Carrier Corp. - Indianapolis | Heil | N96VSN0601412B*D | Federally-Regulated Consumer Product | Non-Weatherized, Condensing Ga | 1207 | 248 |  | 07/13/2023 | 59908 | 212595101 | 07/13/2023
Carrier Corp. - Indianapolis | Heil | N96VSN0601716B | Federally-Regulated Consumer Product | Non-Weatherized, Condensing Ga | 1605 | 266 |  | 07/13/2023 | 60365 | 212595110 | 07/13/2023
Carrier Corp. - Indianapolis | Heil | G96VTN1002122B | Federally-Regulated Consumer Product | Non-Weatherized, Condensing Ga | 2275 | 295 |  | 07/13/2023 | 64500 | 212595291 | 07/13/2023
Carrier Corp. - Indianapolis | Heil | N96VSN0801716B | Federally-Regulated Consumer Product | Non-Weatherized, Condensing Ga | 1735 | 271 |  | 07/13/2023 | 79596 | 212595202 | 07/13/2023
Carrier Corp. - Indianapolis | Heil | N96VSN0401410B | Federally-Regulated Consumer Product | Non-Weatherized, Condensing Ga | 985 | 238 |  | 07/13/2023 | 40193 | 212594982 | 07/13/2023
Carrier Corp. - Indianapolis | Heil | G96VTN0601716B*D | Federally-Regulated Consumer Product | Non-Weatherized, Condensing Ga | 1600 | 265 |  | 07/13/2023 | 39133 | 212595082 | 07/13/2023
Carrier Corp. - Indianapolis | Heil | N96VSN0401712B*D | Federally-Regulated Consumer Product | Non-Weatherized, Condensing Ga | 1104 | 244 |  | 07/13/2023 | 39909 | 212595009 | 07/13/2023
Carrier Corp. - Indianapolis | Heil | G96VTN0401712B*D | Federally-Regulated Consumer Product | Non-Weatherized, Condensing Ga | 1131 | 245 |  | 07/13/2023 | 26296 | 212594972 | 07/13/2023
Carrier Corp. - Indianapolis | Heil | G96VTN0401410B*D | Federally-Regulated Consumer Product | Non-Weatherized, Condensing Ga | 1049 | 241 |  | 07/13/2023 | 25795 | 212594958 | 07/13/2023
Carrier Corp. - Indianapolis | Comfortmaker | N96VSN0802120B | Federally-Regulated Consumer Product | Non-Weatherized, Condensing Ga | 2238 | 293 |  | 07/13/2023 | 79743 | 212595218 | 07/13/2023
Carrier Corp. - Indianapolis | Comfortmaker | G96VTN1002120B*D | Federally-Regulated Consumer Product | Non-Weatherized, Condensing Ga | 2163 | 290 |  | 07/13/2023 | 65562 | 212595282 | 07/13/2023
Carrier Corp. - Indianapolis | Comfortmaker | G96VTN0801716B | Federally-Regulated Consumer Product | Non-Weatherized, Condensing Ga | 1748 | 272 |  | 07/13/2023 | 52234 | 212595169 | 07/13/2023
Carrier Corp. - Indianapolis | Comfortmaker | G96VTN0801716B*D | Federally-Regulated Consumer Product | Non-Weatherized, Condensing Ga | 1748 | 272 |  | 07/13/2023 | 52234 | 212595176 | 07/13/2023
Carrier Corp. - Indianapolis | Comfortmaker | G96VTN0802120B | Federally-Regulated Consumer Product | Non-Weatherized, Condensing Ga | 2145 | 289 |  | 07/13/2023 | 51728 | 212595183 | 07/13/2023
Carrier Corp. - Indianapolis | Comfortmaker | N96VSN1202422B | Federally-Regulated Consumer Product | Non-Weatherized, Condensing Ga | 2296 | 296 |  | 07/13/2023 | 120209 | 212595366 | 07/13/2023
Carrier Corp. - Indianapolis | Comfortmaker | N96VSN1002120B*D | Federally-Regulated Consumer Product | Non-Weatherized, Condensing Ga | 2166 | 290 |  | 07/13/2023 | 99862 | 212595315 | 07/13/2023
Carrier Corp. - Indianapolis | Comfortmaker | G96VTN0401410B | Federally-Regulated Consumer Product | Non-Weatherized, Condensing Ga | 1049 | 241 |  | 07/13/2023 | 25795 | 212594949 | 07/13/2023
Carrier Corp. - Indianapolis | Comfortmaker | G96VTN0401410B*D | Federally-Regulated Consumer Product | Non-Weatherized, Condensing Ga | 1049 | 241 |  | 07/13/2023 | 25795 | 212594956 | 07/13/2023
Carrier Corp. - Indianapolis | Comfortmaker | G96VTN1202422B | Federally-Regulated Consumer Product | Non-Weatherized, Condensing Ga | 2225 | 293 |  | 07/13/2023 | 78340 | 212595349 | 07/13/2023
Carrier Corp. - Indianapolis | Comfortmaker | N96VSN1202422B*D | Federally-Regulated Consumer Product | Non-Weatherized, Condensing Ga | 2296 | 296 |  | 07/13/2023 | 120209 | 212595375 | 07/13/2023
Carrier Corp. - Indianapolis | Comfortmaker | G96VTN1002122B | Federally-Regulated Consumer Product | Non-Weatherized, Condensing Ga | 2275 | 295 |  | 07/13/2023 | 64500 | 212595289 | 07/13/2023
Carrier Corp. - Indianapolis | Comfortmaker | G96VTN0401712B | Federally-Regulated Consumer Product | Non-Weatherized, Condensing Ga | 1131 | 245 |  | 07/13/2023 | 26296 | 212594963 | 07/13/2023
Carrier Corp. - Indianapolis | Comfortmaker | G96VTN1202422B*D | Federally-Regulated Consumer Product | Non-Weatherized, Condensing Ga | 2225 | 293 |  | 07/13/2023 | 78340 | 212595356 | 07/13/2023
Carrier Corp. - Indianapolis | Comfortmaker | N96VSN0601412B*D | Federally-Regulated Consumer Product | Non-Weatherized, Condensing Ga | 1207 | 248 |  | 07/13/2023 | 59908 | 212595099 | 07/13/2023
Carrier Corp. - Indianapolis | Comfortmaker | N96VSN0801716B*D | Federally-Regulated Consumer Product | Non-Weatherized, Condensing Ga | 1735 | 271 |  | 07/13/2023 | 79596 | 212595209 | 07/13/2023
Carrier Corp. - Indianapolis | Comfortmaker | N96VSN0601716B*D | Federally-Regulated Consumer Product | Non-Weatherized, Condensing Ga | 1605 | 266 |  | 07/13/2023 | 60365 | 212595117 | 07/13/2023
Carrier Corp. - Indianapolis | Comfortmaker | G96VTN0802120B*D | Federally-Regulated Consumer Product | Non-Weatherized, Condensing Ga | 2145 | 289 |  | 07/13/2023 | 51728 | 212595190 | 07/13/2023
Carrier Corp. - Indianapolis | Comfortmaker | N96VSN0401712B | Federally-Regulated Consumer Product | Non-Weatherized, Condensing Ga | 1104 | 244 |  | 07/13/2023 | 39909 | 212594998 | 07/13/2023
Carrier Corp. - Indianapolis | Comfortmaker | G96VTN1002120B | Federally-Regulated Consumer Product | Non-Weatherized, Condensing Ga | 2163 | 290 |  | 07/13/2023 | 65562 | 212595275 | 07/13/2023
Carrier Corp. - Indianapolis | Comfortmaker | N96VSN0601412B | Federally-Regulated Consumer Product | Non-Weatherized, Condensing Ga | 1207 | 248 |  | 07/13/2023 | 59908 | 212595090 | 07/13/2023
Carrier Corp. - Indianapolis | Comfortmaker | N96VSN0601716B | Federally-Regulated Consumer Product | Non-Weatherized, Condensing Ga | 1605 | 266 |  | 07/13/2023 | 60365 | 212595108 | 07/13/2023
Carrier Corp. - Indianapolis | Comfortmaker | N96VSN0401410B | Federally-Regulated Consumer Product | Non-Weatherized, Condensing Ga | 985 | 238 |  | 07/13/2023 | 40193 | 212594980 | 07/13/2023
Carrier Corp. - Indianapolis | Comfortmaker | N96VSN1002120B | Federally-Regulated Consumer Product | Non-Weatherized, Condensing Ga | 2166 | 290 |  | 07/13/2023 | 99862 | 212595306 | 07/13/2023
Carrier Corp. - Indianapolis | Comfortmaker | G96VTN0401712B*D | Federally-Regulated Consumer Product | Non-Weatherized, Condensing Ga | 1131 | 245 |  | 07/13/2023 | 26296 | 212594970 | 07/13/2023
Carrier Corp. - Indianapolis | Comfortmaker | G96VTN0601716B | Federally-Regulated Consumer Product | Non-Weatherized, Condensing Ga | 1600 | 265 |  | 07/13/2023 | 39133 | 212595073 | 07/13/2023
Carrier Corp. - Indianapolis | Comfortmaker | G96VTN1002122B*D | Federally-Regulated Consumer Product | Non-Weatherized, Condensing Ga | 2275 | 295 |  | 07/13/2023 | 64500 | 212595296 | 07/13/2023
Carrier Corp. - Indianapolis | Comfortmaker | G96VTN0601716B*D | Federally-Regulated Consumer Product | Non-Weatherized, Condensing Ga | 1600 | 265 |  | 07/13/2023 | 39133 | 212595080 | 07/13/2023
Carrier Corp. - Indianapolis | Comfortmaker | N96VSN0801716B | Federally-Regulated Consumer Product | Non-Weatherized, Condensing Ga | 1735 | 271 |  | 07/13/2023 | 79596 | 212595200 | 07/13/2023
Carrier Corp. - Indianapolis | Comfortmaker | N96VSN0401410B*D | Federally-Regulated Consumer Product | Non-Weatherized, Condensing Ga | 985 | 238 |  | 07/13/2023 | 40193 | 212594989 | 07/13/2023
Carrier Corp. - Indianapolis | Comfortmaker | N96VSN0802120B*D | Federally-Regulated Consumer Product | Non-Weatherized, Condensing Ga | 2238 | 293 |  | 07/13/2023 | 79743 | 212595227 | 07/13/2023
Carrier Corp. - Indianapolis | Comfortmaker | N96VSN0401712B*D | Federally-Regulated Consumer Product | Non-Weatherized, Condensing Ga | 1104 | 244 |  | 07/13/2023 | 39909 | 212595007 | 07/13/2023
Carrier Corp. - Indianapolis | EcoTemp | WFST040A030A*D | Federally-Regulated Consumer Product | Non-Weatherized, Condensing Ga | 1049 | 241 |  | 07/13/2023 | 25795 | 212595028 | 07/13/2023
Carrier Corp. - Indianapolis | EcoTemp | WFST080B048A*D | Federally-Regulated Consumer Product | Non-Weatherized, Condensing Ga | 1748 | 272 |  | 07/13/2023 | 52234 | 212595248 | 07/13/2023
Carrier Corp. - Indianapolis | EcoTemp | WFST100C060A | Federally-Regulated Consumer Product | Non-Weatherized, Condensing Ga | 2163 | 290 |  | 07/13/2023 | 65562 | 212595330 | 07/13/2023
Carrier Corp. - Indianapolis | EcoTemp | WFST060B048A | Federally-Regulated Consumer Product | Non-Weatherized, Condensing Ga | 1600 | 265 |  | 07/13/2023 | 39133 | 212595136 | 07/13/2023
Carrier Corp. - Indianapolis | EcoTemp | WFST040A030A | Federally-Regulated Consumer Product | Non-Weatherized, Condensing Ga | 1049 | 241 |  | 07/13/2023 | 25795 | 212595026 | 07/13/2023
Carrier Corp. - Indianapolis | EcoTemp | WFST080B048A | Federally-Regulated Consumer Product | Non-Weatherized, Condensing Ga | 1748 | 272 |  | 07/13/2023 | 52234 | 212595246 | 07/13/2023
Carrier Corp. - Indianapolis | EcoTemp | WFST100C060A*D | Federally-Regulated Consumer Product | Non-Weatherized, Condensing Ga | 2163 | 290 |  | 07/13/2023 | 65562 | 212595332 | 07/13/2023
Carrier Corp. - Indianapolis | EcoTemp | WFST060B048A*D | Federally-Regulated Consumer Product | Non-Weatherized, Condensing Ga | 1600 | 265 |  | 07/13/2023 | 39133 | 212595138 | 07/13/2023
Carrier Corp. - Indianapolis | Bryant | 926SB48060V17*D | Federally-Regulated Consumer Product | Non-Weatherized, Condensing Ga | 1605 | 266 |  | 07/13/2023 | 60365 | 212595041 | 07/13/2023
Carrier Corp. - Indianapolis | Bryant | 926SB36040V17 | Federally-Regulated Consumer Product | Non-Weatherized, Condensing Ga | 1104 | 244 |  | 07/13/2023 | 39909 | 212594930 | 07/13/2023
Carrier Corp. - Indianapolis | Bryant | 926TC66100V21*D | Federally-Regulated Consumer Product | Non-Weatherized, Condensing Ga | 2275 | 295 |  | 07/13/2023 | 64500 | 212595261 | 07/13/2023
Carrier Corp. - Indianapolis | Bryant | 926TC66120V24*D | Federally-Regulated Consumer Product | Non-Weatherized, Condensing Ga | 2225 | 293 |  | 07/13/2023 | 78340 | 212595341 | 07/13/2023
Carrier Corp. - Indianapolis | Bryant | 926TC48080V17 | Federally-Regulated Consumer Product | Non-Weatherized, Condensing Ga | 1748 | 272 |  | 07/13/2023 | 52234 | 212595152 | 07/13/2023
Carrier Corp. - Indianapolis | Bryant | 926TC66120V24 | Federally-Regulated Consumer Product | Non-Weatherized, Condensing Ga | 2225 | 293 |  | 07/13/2023 | 78340 | 212595340 | 07/13/2023
Carrier Corp. - Indianapolis | Bryant | 926TC30040V14 | Federally-Regulated Consumer Product | Non-Weatherized, Condensing Ga | 1049 | 241 |  | 07/13/2023 | 25795 | 212594932 | 07/13/2023
Carrier Corp. - Indianapolis | Bryant | 926SB60100V21 | Federally-Regulated Consumer Product | Non-Weatherized, Condensing Ga | 2166 | 290 |  | 07/13/2023 | 99862 | 212595256 | 07/13/2023
Carrier Corp. - Indianapolis | Bryant | 926SB48080V17 | Federally-Regulated Consumer Product | Non-Weatherized, Condensing Ga | 1735 | 271 |  | 07/13/2023 | 79596 | 212595148 | 07/13/2023
Carrier Corp. - Indianapolis | Bryant | 926SB66120V24 | Federally-Regulated Consumer Product | Non-Weatherized, Condensing Ga | 2296 | 296 |  | 07/13/2023 | 120209 | 212595338 | 07/13/2023
Carrier Corp. - Indianapolis | Bryant | 926TC36040V17*D | Federally-Regulated Consumer Product | Non-Weatherized, Condensing Ga | 1131 | 245 |  | 07/13/2023 | 26296 | 212594935 | 07/13/2023
Carrier Corp. - Indianapolis | Bryant | 926TC60100V21*D | Federally-Regulated Consumer Product | Non-Weatherized, Condensing Ga | 2163 | 290 |  | 07/13/2023 | 65562 | 212595259 | 07/13/2023
Carrier Corp. - Indianapolis | Bryant | 926SB60100V21*D | Federally-Regulated Consumer Product | Non-Weatherized, Condensing Ga | 2166 | 290 |  | 07/13/2023 | 99862 | 212595257 | 07/13/2023
Carrier Corp. - Indianapolis | Bryant | 926SB30040V14*D | Federally-Regulated Consumer Product | Non-Weatherized, Condensing Ga | 985 | 238 |  | 07/13/2023 | 40193 | 212594929 | 07/13/2023
Carrier Corp. - Indianapolis | Bryant | 926TC36040V17 | Federally-Regulated Consumer Product | Non-Weatherized, Condensing Ga | 1131 | 245 |  | 07/13/2023 | 26296 | 212594934 | 07/13/2023
Carrier Corp. - Indianapolis | Bryant | 926SB60080V21 | Federally-Regulated Consumer Product | Non-Weatherized, Condensing Ga | 2238 | 293 |  | 07/13/2023 | 79743 | 212595150 | 07/13/2023
Carrier Corp. - Indianapolis | Bryant | 926TC48060V17 | Federally-Regulated Consumer Product | Non-Weatherized, Condensing Ga | 1600 | 265 |  | 07/13/2023 | 39133 | 212595044 | 07/13/2023
Carrier Corp. - Indianapolis | Bryant | 926SB36040V17*D | Federally-Regulated Consumer Product | Non-Weatherized, Condensing Ga | 1104 | 244 |  | 07/13/2023 | 39909 | 212594931 | 07/13/2023
Carrier Corp. - Indianapolis | Bryant | 926TC66100V21 | Federally-Regulated Consumer Product | Non-Weatherized, Condensing Ga | 2275 | 295 |  | 07/13/2023 | 64500 | 212595260 | 07/13/2023
Carrier Corp. - Indianapolis | Bryant | 926SB48060V17 | Federally-Regulated Consumer Product | Non-Weatherized, Condensing Ga | 1605 | 266 |  | 07/13/2023 | 60365 | 212595040 | 07/13/2023
Carrier Corp. - Indianapolis | Bryant | 926SB30040V14 | Federally-Regulated Consumer Product | Non-Weatherized, Condensing Ga | 985 | 238 |  | 07/13/2023 | 40193 | 212594928 | 07/13/2023
Carrier Corp. - Indianapolis | Bryant | 926TC60080V21 | Federally-Regulated Consumer Product | Non-Weatherized, Condensing Ga | 2145 | 289 |  | 07/13/2023 | 51728 | 212595154 | 07/13/2023
Carrier Corp. - Indianapolis | Bryant | 926TC48080V17*D | Federally-Regulated Consumer Product | Non-Weatherized, Condensing Ga | 1748 | 272 |  | 07/13/2023 | 52234 | 212595153 | 07/13/2023
Carrier Corp. - Indianapolis | Bryant | 926TC48060V17*D | Federally-Regulated Consumer Product | Non-Weatherized, Condensing Ga | 1600 | 265 |  | 07/13/2023 | 39133 | 212595045 | 07/13/2023
Carrier Corp. - Indianapolis | Bryant | 926SB48080V17*D | Federally-Regulated Consumer Product | Non-Weatherized, Condensing Ga | 1735 | 271 |  | 07/13/2023 | 79596 | 212595149 | 07/13/2023
Carrier Corp. - Indianapolis | Bryant | 926SB66120V24*D | Federally-Regulated Consumer Product | Non-Weatherized, Condensing Ga | 2296 | 296 |  | 07/13/2023 | 120209 | 212595339 | 07/13/2023
Carrier Corp. - Indianapolis | Bryant | 926SB60080V21*D | Federally-Regulated Consumer Product | Non-Weatherized, Condensing Ga | 2238 | 293 |  | 07/13/2023 | 79743 | 212595151 | 07/13/2023
Carrier Corp. - Indianapolis | Bryant | 926SB36060V14*D | Federally-Regulated Consumer Product | Non-Weatherized, Condensing Ga | 1207 | 248 |  | 07/13/2023 | 59908 | 212595039 | 07/13/2023
Carrier Corp. - Indianapolis | Bryant | 926SB36060V14 | Federally-Regulated Consumer Product | Non-Weatherized, Condensing Ga | 1207 | 248 |  | 07/13/2023 | 59908 | 212595038 | 07/13/2023
Carrier Corp. - Indianapolis | Bryant | 926TC30040V14*D | Federally-Regulated Consumer Product | Non-Weatherized, Condensing Ga | 1049 | 241 |  | 07/13/2023 | 25795 | 212594933 | 07/13/2023
Carrier Corp. - Indianapolis | Bryant | 926TC60080V21*D | Federally-Regulated Consumer Product | Non-Weatherized, Condensing Ga | 2145 | 289 |  | 07/13/2023 | 51728 | 212595155 | 07/13/2023
Carrier Corp. - Indianapolis | Bryant | 926TC60100V21 | Federally-Regulated Consumer Product | Non-Weatherized, Condensing Ga | 2163 | 290 |  | 07/13/2023 | 65562 | 212595258 | 07/13/2023
Carrier Corp. - Indianapolis | Payne | PG96VTAB48060B*D | Federally-Regulated Consumer Product | Non-Weatherized, Condensing Ga | 1600 | 265 |  | 07/13/2023 | 39133 | 212595130 | 07/13/2023
Carrier Corp. - Indianapolis | Payne | PG96VTAB60100C*D | Federally-Regulated Consumer Product | Non-Weatherized, Condensing Ga | 2163 | 290 |  | 07/13/2023 | 65562 | 212595324 | 07/13/2023
Carrier Corp. - Indianapolis | Payne | PG96VTAB66120D | Federally-Regulated Consumer Product | Non-Weatherized, Condensing Ga | 2225 | 293 |  | 07/13/2023 | 78340 | 212595382 | 07/13/2023
Carrier Corp. - Indianapolis | Payne | PG96VTAB36040B*D | Federally-Regulated Consumer Product | Non-Weatherized, Condensing Ga | 1131 | 245 |  | 07/13/2023 | 26296 | 212595020 | 07/13/2023
Carrier Corp. - Indianapolis | Payne | PG96VTAB66120D*D | Federally-Regulated Consumer Product | Non-Weatherized, Condensing Ga | 2225 | 293 |  | 07/13/2023 | 78340 | 212595384 | 07/13/2023
Carrier Corp. - Indianapolis | Payne | PG96VTAB30040A*D | Federally-Regulated Consumer Product | Non-Weatherized, Condensing Ga | 1049 | 241 |  | 07/13/2023 | 25795 | 212595016 | 07/13/2023
Carrier Corp. - Indianapolis | Payne | PG96VTAB60080C*D | Federally-Regulated Consumer Product | Non-Weatherized, Condensing Ga | 2145 | 289 |  | 07/13/2023 | 51728 | 212595240 | 07/13/2023
Carrier Corp. - Indianapolis | Payne | PG96VTAB36040B | Federally-Regulated Consumer Product | Non-Weatherized, Condensing Ga | 1131 | 245 |  | 07/13/2023 | 26296 | 212595018 | 07/13/2023
Carrier Corp. - Indianapolis | Payne | PG96VTAB60100C | Federally-Regulated Consumer Product | Non-Weatherized, Condensing Ga | 2163 | 290 |  | 07/13/2023 | 65562 | 212595322 | 07/13/2023
Carrier Corp. - Indianapolis | Payne | PG96VTAB60080C | Federally-Regulated Consumer Product | Non-Weatherized, Condensing Ga | 2145 | 289 |  | 07/13/2023 | 51728 | 212595238 | 07/13/2023
Carrier Corp. - Indianapolis | Payne | PG96VTAB48080B*D | Federally-Regulated Consumer Product | Non-Weatherized, Condensing Ga | 1748 | 272 |  | 07/13/2023 | 52234 | 212595236 | 07/13/2023
Carrier Corp. - Indianapolis | Payne | PG96VTAB30040A | Federally-Regulated Consumer Product | Non-Weatherized, Condensing Ga | 1049 | 241 |  | 07/13/2023 | 25795 | 212595014 | 07/13/2023
Carrier Corp. - Indianapolis | Payne | PG96VTAB48080B | Federally-Regulated Consumer Product | Non-Weatherized, Condensing Ga | 1748 | 272 |  | 07/13/2023 | 52234 | 212595234 | 07/13/2023
Carrier Corp. - Indianapolis | Payne | PG96VTAB48060B | Federally-Regulated Consumer Product | Non-Weatherized, Condensing Ga | 1600 | 265 |  | 07/13/2023 | 39133 | 212595128 | 07/13/2023
Carrier Corp. - Indianapolis | SMARTCOMFORT | R96VTN0601716A | Federally-Regulated Consumer Product | Non-Weatherized, Condensing Ga | 1600 | 250 |  | 06/30/2023 | 39133 | 212595133 | 07/13/2023
Carrier Corp. - Indianapolis | SMARTCOMFORT | R96VTN1002120A | Federally-Regulated Consumer Product | Non-Weatherized, Condensing Ga | 2163 | 271 |  | 06/30/2023 | 65562 | 212595327 | 07/13/2023
Carrier Corp. - Indianapolis | SMARTCOMFORT | R96VTN1002120A*D | Federally-Regulated Consumer Product | Non-Weatherized, Condensing Ga | 2163 | 271 |  | 06/30/2023 | 65562 | 212595329 | 07/13/2023
Carrier Corp. - Indianapolis | SMARTCOMFORT | R96VTN0401410A | Federally-Regulated Consumer Product | Non-Weatherized, Condensing Ga | 1049 | 227 |  | 06/30/2023 | 25795 | 212595023 | 07/13/2023
Carrier Corp. - Indianapolis | SMARTCOMFORT | R96VTN0801716A | Federally-Regulated Consumer Product | Non-Weatherized, Condensing Ga | 1748 | 251 |  | 06/30/2023 | 52234 | 212595243 | 07/13/2023
Carrier Corp. - Indianapolis | SMARTCOMFORT | R96VTN0801716A*D | Federally-Regulated Consumer Product | Non-Weatherized, Condensing Ga | 1748 | 251 |  | 06/30/2023 | 52234 | 212595245 | 07/13/2023
Carrier Corp. - Indianapolis | SMARTCOMFORT | R96VTN0601716A*D | Federally-Regulated Consumer Product | Non-Weatherized, Condensing Ga | 1600 | 250 |  | 06/30/2023 | 39133 | 212595135 | 07/13/2023
Carrier Corp. - Indianapolis | SMARTCOMFORT | R96VTN0401410A*D | Federally-Regulated Consumer Product | Non-Weatherized, Condensing Ga | 1049 | 227 |  | 06/30/2023 | 25795 | 212595025 | 07/13/2023
Carrier Corp. - Indianapolis | Carrier | 59SP6B060V17--16*D | Federally-Regulated Consumer Product | Non-Weatherized, Condensing Ga | 1605 | 246 | 266 | 06/30/2023 | 60365 | 212595033 | 07/13/2023
Carrier Corp. - Indianapolis | Carrier | 59SP6B120V24--22 | Federally-Regulated Consumer Product | Non-Weatherized, Condensing Ga | 2296 | 277 | 296 | 06/30/2023 | 120209 | 212595334 | 07/13/2023
Carrier Corp. - Indianapolis | Carrier | 59TP6C100V21--20 | Federally-Regulated Consumer Product | Non-Weatherized, Condensing Ga | 2163 | 271 | 290 | 06/30/2023 | 65562 | 212595252 | 07/13/2023
Carrier Corp. - Indianapolis | Carrier | GG96VTAB60100C*D | Federally-Regulated Consumer Product | Non-Weatherized, Condensing Ga | 2163 | 271 | 290 | 06/30/2023 | 65562 | 212595303 | 07/13/2023
Carrier Corp. - Indianapolis | Carrier | GG96VTAB48060B | Federally-Regulated Consumer Product | Non-Weatherized, Condensing Ga | 1600 | 250 | 265 | 06/30/2023 | 39133 | 212595086 | 07/13/2023
Carrier Corp. - Indianapolis | Carrier | 59TP6C100V21--22*D | Federally-Regulated Consumer Product | Non-Weatherized, Condensing Ga | 2275 | 277 | 295 | 06/30/2023 | 64500 | 212595255 | 07/13/2023
Carrier Corp. - Indianapolis | Carrier | 59SP6B080V17--16 | Federally-Regulated Consumer Product | Non-Weatherized, Condensing Ga | 1735 | 252 | 271 | 06/30/2023 | 79596 | 212595140 | 07/13/2023
Carrier Corp. - Indianapolis | Carrier | 59SP6B060V14--12*D | Federally-Regulated Consumer Product | Non-Weatherized, Condensing Ga | 1207 | 227 | 248 | 06/30/2023 | 59908 | 212595031 | 07/13/2023
Carrier Corp. - Indianapolis | Carrier | GG96VTAB48080B*D | Federally-Regulated Consumer Product | Non-Weatherized, Condensing Ga | 1748 | 251 | 272 | 06/30/2023 | 52234 | 212595197 | 07/13/2023
Carrier Corp. - Indianapolis | Carrier | 59TP6C100V21--22 | Federally-Regulated Consumer Product | Non-Weatherized, Condensing Ga | 2275 | 277 | 295 | 06/30/2023 | 64500 | 212595254 | 07/13/2023
Carrier Corp. - Indianapolis | Carrier | 59TP6C080V17--16 | Federally-Regulated Consumer Product | Non-Weatherized, Condensing Ga | 1748 | 251 | 272 | 06/30/2023 | 52234 | 212595144 | 07/13/2023
Carrier Corp. - Indianapolis | Carrier | 59SP6B060V17--16 | Federally-Regulated Consumer Product | Non-Weatherized, Condensing Ga | 1605 | 246 | 266 | 06/30/2023 | 60365 | 212595032 | 07/13/2023
Carrier Corp. - Indianapolis | Carrier | 59SP6B040V17--12 | Federally-Regulated Consumer Product | Non-Weatherized, Condensing Ga | 1104 | 221 | 244 | 06/30/2023 | 39909 | 212594922 | 07/13/2023
Carrier Corp. - Indianapolis | Carrier | GG96VTAB30040A*D | Federally-Regulated Consumer Product | Non-Weatherized, Condensing Ga | 1049 | 227 | 241 | 06/30/2023 | 25795 | 212594977 | 07/13/2023
Carrier Corp. - Indianapolis | Carrier | 59TP6C040V17--12 | Federally-Regulated Consumer Product | Non-Weatherized, Condensing Ga | 1131 | 219 | 245 | 06/30/2023 | 26296 | 212594926 | 07/13/2023
Carrier Corp. - Indianapolis | Carrier | 59SP6B100V21--20 | Federally-Regulated Consumer Product | Non-Weatherized, Condensing Ga | 2166 | 265 | 290 | 06/30/2023 | 99862 | 212595250 | 07/13/2023
Carrier Corp. - Indianapolis | Carrier | 59TP6C080V17--16*D | Federally-Regulated Consumer Product | Non-Weatherized, Condensing Ga | 1748 | 251 | 272 | 06/30/2023 | 52234 | 212595145 | 07/13/2023
Carrier Corp. - Indianapolis | Carrier | 59SP6B120V24--22*D | Federally-Regulated Consumer Product | Non-Weatherized, Condensing Ga | 2296 | 277 | 296 | 06/30/2023 | 120209 | 212595335 | 07/13/2023
Carrier Corp. - Indianapolis | Carrier | 59SP6B060V14--12 | Federally-Regulated Consumer Product | Non-Weatherized, Condensing Ga | 1207 | 227 | 248 | 06/30/2023 | 59908 | 212595030 | 07/13/2023
Carrier Corp. - Indianapolis | Carrier | 59SP6B040V17--12*D | Federally-Regulated Consumer Product | Non-Weatherized, Condensing Ga | 1104 | 221 | 244 | 06/30/2023 | 39909 | 212594923 | 07/13/2023
Carrier Corp. - Indianapolis | Carrier | 59SP6B040V14--10*D | Federally-Regulated Consumer Product | Non-Weatherized, Condensing Ga | 985 | 229 | 238 | 06/30/2023 | 40193 | 212594921 | 07/13/2023
Carrier Corp. - Indianapolis | Carrier | 59SP6B040V14--10 | Federally-Regulated Consumer Product | Non-Weatherized, Condensing Ga | 985 | 229 | 238 | 06/30/2023 | 40193 | 212594920 | 07/13/2023
Carrier Corp. - Indianapolis | Carrier | GG96VTAB48060B*D | Federally-Regulated Consumer Product | Non-Weatherized, Condensing Ga | 1600 | 250 | 265 | 06/30/2023 | 39133 | 212595087 | 07/13/2023
Carrier Corp. - Indianapolis | Carrier | 59TP6C120V24--22*D | Federally-Regulated Consumer Product | Non-Weatherized, Condensing Ga | 2225 | 272 | 293 | 06/30/2023 | 78340 | 212595337 | 07/13/2023
Carrier Corp. - Indianapolis | Carrier | 59TP6C060V17--16 | Federally-Regulated Consumer Product | Non-Weatherized, Condensing Ga | 1600 | 250 | 265 | 06/30/2023 | 39133 | 212595036 | 07/13/2023
Carrier Corp. - Indianapolis | Carrier | GG96VTAB60100C | Federally-Regulated Consumer Product | Non-Weatherized, Condensing Ga | 2163 | 271 | 290 | 06/30/2023 | 65562 | 212595302 | 07/13/2023
Carrier Corp. - Indianapolis | Carrier | 59TP6C040V17--12*D | Federally-Regulated Consumer Product | Non-Weatherized, Condensing Ga | 1131 | 219 | 245 | 06/30/2023 | 26296 | 212594927 | 07/13/2023
Carrier Corp. - Indianapolis | Carrier | 59SP6B080V17--16*D | Federally-Regulated Consumer Product | Non-Weatherized, Condensing Ga | 1735 | 252 | 271 | 06/30/2023 | 79596 | 212595141 | 07/13/2023
Carrier Corp. - Indianapolis | Carrier | GG96VTAB48080B | Federally-Regulated Consumer Product | Non-Weatherized, Condensing Ga | 1748 | 251 | 272 | 06/30/2023 | 52234 | 212595196 | 07/13/2023
Carrier Corp. - Indianapolis | Carrier | GG96VTAB66120D | Federally-Regulated Consumer Product | Non-Weatherized, Condensing Ga | 2225 | 272 | 293 | 06/30/2023 | 78340 | 212595362 | 07/13/2023
Carrier Corp. - Indianapolis | Carrier | 59TP6C100V21--20*D | Federally-Regulated Consumer Product | Non-Weatherized, Condensing Ga | 2163 | 271 | 290 | 06/30/2023 | 65562 | 212595253 | 07/13/2023
Carrier Corp. - Indianapolis | Carrier | 59TP6C080V21--20*D | Federally-Regulated Consumer Product | Non-Weatherized, Condensing Ga | 2145 | 260 | 289 | 06/30/2023 | 51728 | 212595147 | 07/13/2023
Carrier Corp. - Indianapolis | Carrier | 59TP6C040V14--10*D | Federally-Regulated Consumer Product | Non-Weatherized, Condensing Ga | 1049 | 227 | 241 | 06/30/2023 | 25795 | 212594925 | 07/13/2023
Carrier Corp. - Indianapolis | Carrier | 59SP6B080V21--20 | Federally-Regulated Consumer Product | Non-Weatherized, Condensing Ga | 2238 | 248 | 293 | 06/30/2023 | 79743 | 212595142 | 07/13/2023
Carrier Corp. - Indianapolis | Carrier | 59TP6C080V21--20 | Federally-Regulated Consumer Product | Non-Weatherized, Condensing Ga | 2145 | 260 | 289 | 06/30/2023 | 51728 | 212595146 | 07/13/2023
Carrier Corp. - Indianapolis | Carrier | GG96VTAB66120D*D | Federally-Regulated Consumer Product | Non-Weatherized, Condensing Ga | 2225 | 272 | 293 | 06/30/2023 | 78340 | 212595363 | 07/13/2023
Carrier Corp. - Indianapolis | Carrier | 59TP6C040V14--10 | Federally-Regulated Consumer Product | Non-Weatherized, Condensing Ga | 1049 | 227 | 241 | 06/30/2023 | 25795 | 212594924 | 07/13/2023
Carrier Corp. - Indianapolis | Carrier | GG96VTAB30040A | Federally-Regulated Consumer Product | Non-Weatherized, Condensing Ga | 1049 | 227 | 241 | 06/30/2023 | 25795 | 212594976 | 07/13/2023
Carrier Corp. - Indianapolis | Carrier | 59SP6B080V21--20*D | Federally-Regulated Consumer Product | Non-Weatherized, Condensing Ga | 2238 | 248 | 293 | 06/30/2023 | 79743 | 212595143 | 07/13/2023
Carrier Corp. - Indianapolis | Carrier | 59TP6C060V17--16*D | Federally-Regulated Consumer Product | Non-Weatherized, Condensing Ga | 1600 | 250 | 265 | 06/30/2023 | 39133 | 212595037 | 07/13/2023
Carrier Corp. - Indianapolis | Carrier | 59SP6B100V21--20*D | Federally-Regulated Consumer Product | Non-Weatherized, Condensing Ga | 2166 | 265 | 290 | 06/30/2023 | 99862 | 212595251 | 07/13/2023
Carrier Corp. - Indianapolis | Carrier | 59TP6C120V24--22 | Federally-Regulated Consumer Product | Non-Weatherized, Condensing Ga | 2225 | 272 | 293 | 06/30/2023 | 78340 | 212595336 | 07/13/2023
Carrier Corp. - Indianapolis | SMARTCOMFORT | R96VTN0601716A | Federally-Regulated Consumer Product | Non-Weatherized, Condensing Ga | 1600 | 265 |  | 07/13/2023 | 39133 | 212595133 | 07/13/2023
Carrier Corp. - Indianapolis | SMARTCOMFORT | R96VTN1002120A | Federally-Regulated Consumer Product | Non-Weatherized, Condensing Ga | 2163 | 290 |  | 07/13/2023 | 65562 | 212595327 | 07/13/2023
Carrier Corp. - Indianapolis | SMARTCOMFORT | R96VTN1002120A*D | Federally-Regulated Consumer Product | Non-Weatherized, Condensing Ga | 2163 | 290 |  | 07/13/2023 | 65562 | 212595329 | 07/13/2023
Carrier Corp. - Indianapolis | SMARTCOMFORT | R96VTN0401410A | Federally-Regulated Consumer Product | Non-Weatherized, Condensing Ga | 1049 | 241 |  | 07/13/2023 | 25795 | 212595023 | 07/13/2023
Carrier Corp. - Indianapolis | SMARTCOMFORT | R96VTN0801716A | Federally-Regulated Consumer Product | Non-Weatherized, Condensing Ga | 1748 | 272 |  | 07/13/2023 | 52234 | 212595243 | 07/13/2023
Carrier Corp. - Indianapolis | SMARTCOMFORT | R96VTN0801716A*D | Federally-Regulated Consumer Product | Non-Weatherized, Condensing Ga | 1748 | 272 |  | 07/13/2023 | 52234 | 212595245 | 07/13/2023
Carrier Corp. - Indianapolis | SMARTCOMFORT | R96VTN0601716A*D | Federally-Regulated Consumer Product | Non-Weatherized, Condensing Ga | 1600 | 265 |  | 07/13/2023 | 39133 | 212595135 | 07/13/2023
Carrier Corp. - Indianapolis | SMARTCOMFORT | R96VTN0401410A*D | Federally-Regulated Consumer Product | Non-Weatherized, Condensing Ga | 1049 | 241 |  | 07/13/2023 | 25795 | 212595025 | 07/13/2023
Carrier Corp. - Indianapolis | ICP Commercial | N96VSN0801716B | Federally-Regulated Consumer Product | Non-Weatherized, Condensing Ga | 1735 | 271 |  | 07/13/2023 | 79596 | 212595203 | 07/13/2023
Carrier Corp. - Indianapolis | ICP Commercial | N96VSN0601716B | Federally-Regulated Consumer Product | Non-Weatherized, Condensing Ga | 1605 | 266 |  | 07/13/2023 | 60365 | 212595111 | 07/13/2023
Carrier Corp. - Indianapolis | ICP Commercial | N96VSN0401712B | Federally-Regulated Consumer Product | Non-Weatherized, Condensing Ga | 1104 | 244 |  | 07/13/2023 | 39909 | 212595001 | 07/13/2023
Carrier Corp. - Indianapolis | ICP Commercial | G96VTN1002120B*D | Federally-Regulated Consumer Product | Non-Weatherized, Condensing Ga | 2163 | 290 |  | 07/13/2023 | 65562 | 212595285 | 07/13/2023
Carrier Corp. - Indianapolis | ICP Commercial | G96VTN0401712B | Federally-Regulated Consumer Product | Non-Weatherized, Condensing Ga | 1131 | 245 |  | 07/13/2023 | 26296 | 212594966 | 07/13/2023
Carrier Corp. - Indianapolis | ICP Commercial | N96VSN0802120B | Federally-Regulated Consumer Product | Non-Weatherized, Condensing Ga | 2238 | 293 |  | 07/13/2023 | 79743 | 212595221 | 07/13/2023
Carrier Corp. - Indianapolis | ICP Commercial | G96VTN1002122B | Federally-Regulated Consumer Product | Non-Weatherized, Condensing Ga | 2275 | 295 |  | 07/13/2023 | 64500 | 212595292 | 07/13/2023
Carrier Corp. - Indianapolis | ICP Commercial | G96VTN0401410B*D | Federally-Regulated Consumer Product | Non-Weatherized, Condensing Ga | 1049 | 241 |  | 07/13/2023 | 25795 | 212594959 | 07/13/2023
Carrier Corp. - Indianapolis | ICP Commercial | N96VSN1002120B*D | Federally-Regulated Consumer Product | Non-Weatherized, Condensing Ga | 2166 | 290 |  | 07/13/2023 | 99862 | 212595320 | 07/13/2023
Carrier Corp. - Indianapolis | ICP Commercial | N96VSN1002120B | Federally-Regulated Consumer Product | Non-Weatherized, Condensing Ga | 2166 | 290 |  | 07/13/2023 | 99862 | 212595311 | 07/13/2023
Carrier Corp. - Indianapolis | ICP Commercial | G96VTN0801716B | Federally-Regulated Consumer Product | Non-Weatherized, Condensing Ga | 1748 | 272 |  | 07/13/2023 | 52234 | 212595172 | 07/13/2023
Carrier Corp. - Indianapolis | ICP Commercial | N96VSN0401410B*D | Federally-Regulated Consumer Product | Non-Weatherized, Condensing Ga | 985 | 238 |  | 07/13/2023 | 40193 | 212594992 | 07/13/2023
Carrier Corp. - Indianapolis | ICP Commercial | N96VSN0601412B | Federally-Regulated Consumer Product | Non-Weatherized, Condensing Ga | 1207 | 248 |  | 07/13/2023 | 59908 | 212595093 | 07/13/2023
Carrier Corp. - Indianapolis | ICP Commercial | N96VSN0401410B | Federally-Regulated Consumer Product | Non-Weatherized, Condensing Ga | 985 | 238 |  | 07/13/2023 | 40193 | 212594983 | 07/13/2023
Carrier Corp. - Indianapolis | ICP Commercial | G96VTN0401410B | Federally-Regulated Consumer Product | Non-Weatherized, Condensing Ga | 1049 | 241 |  | 07/13/2023 | 25795 | 212594952 | 07/13/2023
Carrier Corp. - Indianapolis | ICP Commercial | N96VSN0801716B*D | Federally-Regulated Consumer Product | Non-Weatherized, Condensing Ga | 1735 | 271 |  | 07/13/2023 | 79596 | 212595212 | 07/13/2023
Carrier Corp. - Indianapolis | ICP Commercial | G96VTN0401712B*D | Federally-Regulated Consumer Product | Non-Weatherized, Condensing Ga | 1131 | 245 |  | 07/13/2023 | 26296 | 212594973 | 07/13/2023
Carrier Corp. - Indianapolis | ICP Commercial | G96VTN0601716B*D | Federally-Regulated Consumer Product | Non-Weatherized, Condensing Ga | 1600 | 265 |  | 07/13/2023 | 39133 | 212595083 | 07/13/2023
Carrier Corp. - Indianapolis | ICP Commercial | G96VTN1002120B | Federally-Regulated Consumer Product | Non-Weatherized, Condensing Ga | 2163 | 290 |  | 07/13/2023 | 65562 | 212595278 | 07/13/2023
Carrier Corp. - Indianapolis | ICP Commercial | G96VTN1202422B | Federally-Regulated Consumer Product | Non-Weatherized, Condensing Ga | 2225 | 293 |  | 07/13/2023 | 78340 | 212595352 | 07/13/2023
Carrier Corp. - Indianapolis | ICP Commercial | N96VSN0601412B*D | Federally-Regulated Consumer Product | Non-Weatherized, Condensing Ga | 1207 | 248 |  | 07/13/2023 | 59908 | 212595102 | 07/13/2023
Carrier Corp. - Indianapolis | ICP Commercial | G96VTN1202422B*D | Federally-Regulated Consumer Product | Non-Weatherized, Condensing Ga | 2225 | 293 |  | 07/13/2023 | 78340 | 212595359 | 07/13/2023
Carrier Corp. - Indianapolis | ICP Commercial | G96VTN0601716B | Federally-Regulated Consumer Product | Non-Weatherized, Condensing Ga | 1600 | 265 |  | 07/13/2023 | 39133 | 212595076 | 07/13/2023
Carrier Corp. - Indianapolis | ICP Commercial | N96VSN1202422B*D | Federally-Regulated Consumer Product | Non-Weatherized, Condensing Ga | 2296 | 296 |  | 07/13/2023 | 120209 | 212595378 | 07/13/2023
Carrier Corp. - Indianapolis | ICP Commercial | N96VSN0802120B*D | Federally-Regulated Consumer Product | Non-Weatherized, Condensing Ga | 2238 | 293 |  | 07/13/2023 | 79743 | 212595230 | 07/13/2023
Carrier Corp. - Indianapolis | ICP Commercial | N96VSN1202422B | Federally-Regulated Consumer Product | Non-Weatherized, Condensing Ga | 2296 | 296 |  | 07/13/2023 | 120209 | 212595369 | 07/13/2023
Carrier Corp. - Indianapolis | ICP Commercial | G96VTN0802120B | Federally-Regulated Consumer Product | Non-Weatherized, Condensing Ga | 2145 | 289 |  | 07/13/2023 | 51728 | 212595186 | 07/13/2023
Carrier Corp. - Indianapolis | ICP Commercial | N96VSN0601716B*D | Federally-Regulated Consumer Product | Non-Weatherized, Condensing Ga | 1605 | 266 |  | 07/13/2023 | 60365 | 212595120 | 07/13/2023
Carrier Corp. - Indianapolis | ICP Commercial | G96VTN1002122B*D | Federally-Regulated Consumer Product | Non-Weatherized, Condensing Ga | 2275 | 295 |  | 07/13/2023 | 64500 | 212595299 | 07/13/2023
Carrier Corp. - Indianapolis | ICP Commercial | G96VTN0801716B*D | Federally-Regulated Consumer Product | Non-Weatherized, Condensing Ga | 1748 | 272 |  | 07/13/2023 | 52234 | 212595179 | 07/13/2023
Carrier Corp. - Indianapolis | ICP Commercial | G96VTN0802120B*D | Federally-Regulated Consumer Product | Non-Weatherized, Condensing Ga | 2145 | 289 |  | 07/13/2023 | 51728 | 212595193 | 07/13/2023
Carrier Corp. - Indianapolis | ICP Commercial | N96VSN0401712B*D | Federally-Regulated Consumer Product | Non-Weatherized, Condensing Ga | 1104 | 244 |  | 07/13/2023 | 39909 | 212595010 | 07/13/2023
Carrier Corp. - Indianapolis | Day & Night | G96VTN1002120B*D | Federally-Regulated Consumer Product | Non-Weatherized, Condensing Ga | 2163 | 290 |  | 07/13/2023 | 65562 | 212595283 | 07/13/2023
Carrier Corp. - Indianapolis | Day & Night | N96VSN0401712B*D | Federally-Regulated Consumer Product | Non-Weatherized, Condensing Ga | 1104 | 244 |  | 07/13/2023 | 39909 | 212595008 | 07/13/2023
Carrier Corp. - Indianapolis | Day & Night | N96VSN0401410B | Federally-Regulated Consumer Product | Non-Weatherized, Condensing Ga | 985 | 238 |  | 07/13/2023 | 40193 | 212594981 | 07/13/2023
Carrier Corp. - Indianapolis | Day & Night | G96VTN0801716B | Federally-Regulated Consumer Product | Non-Weatherized, Condensing Ga | 1748 | 272 |  | 07/13/2023 | 52234 | 212595170 | 07/13/2023
Carrier Corp. - Indianapolis | Day & Night | G96VTN1002120B | Federally-Regulated Consumer Product | Non-Weatherized, Condensing Ga | 2163 | 290 |  | 07/13/2023 | 65562 | 212595276 | 07/13/2023
Carrier Corp. - Indianapolis | Day & Night | G96VTN1202422B*D | Federally-Regulated Consumer Product | Non-Weatherized, Condensing Ga | 2225 | 293 |  | 07/13/2023 | 78340 | 212595357 | 07/13/2023
Carrier Corp. - Indianapolis | Day & Night | N96VSN1002120B | Federally-Regulated Consumer Product | Non-Weatherized, Condensing Ga | 2166 | 290 |  | 07/13/2023 | 99862 | 212595307 | 07/13/2023
Carrier Corp. - Indianapolis | Day & Night | G96VTN0601716B | Federally-Regulated Consumer Product | Non-Weatherized, Condensing Ga | 1600 | 265 |  | 07/13/2023 | 39133 | 212595074 | 07/13/2023
Carrier Corp. - Indianapolis | Day & Night | N96VSN0601716B | Federally-Regulated Consumer Product | Non-Weatherized, Condensing Ga | 1605 | 266 |  | 07/13/2023 | 60365 | 212595109 | 07/13/2023
Carrier Corp. - Indianapolis | Day & Night | N96VSN1202422B*D | Federally-Regulated Consumer Product | Non-Weatherized, Condensing Ga | 2296 | 296 |  | 07/13/2023 | 120209 | 212595376 | 07/13/2023
Carrier Corp. - Indianapolis | Day & Night | G96VTN0401410B*D | Federally-Regulated Consumer Product | Non-Weatherized, Condensing Ga | 1049 | 241 |  | 07/13/2023 | 25795 | 212594957 | 07/13/2023
Carrier Corp. - Indianapolis | Day & Night | G96VTN0802120B*D | Federally-Regulated Consumer Product | Non-Weatherized, Condensing Ga | 2145 | 289 |  | 07/13/2023 | 51728 | 212595191 | 07/13/2023
Carrier Corp. - Indianapolis | Day & Night | N96VSN1002120B*D | Federally-Regulated Consumer Product | Non-Weatherized, Condensing Ga | 2166 | 290 |  | 07/13/2023 | 99862 | 212595316 | 07/13/2023
Carrier Corp. - Indianapolis | Day & Night | N96VSN1202422B | Federally-Regulated Consumer Product | Non-Weatherized, Condensing Ga | 2296 | 296 |  | 07/13/2023 | 120209 | 212595367 | 07/13/2023
Carrier Corp. - Indianapolis | Day & Night | G96VTN0801716B*D | Federally-Regulated Consumer Product | Non-Weatherized, Condensing Ga | 1748 | 272 |  | 07/13/2023 | 52234 | 212595177 | 07/13/2023
Carrier Corp. - Indianapolis | Day & Night | N96VSN0801716B*D | Federally-Regulated Consumer Product | Non-Weatherized, Condensing Ga | 1735 | 271 |  | 07/13/2023 | 79596 | 212595210 | 07/13/2023
Carrier Corp. - Indianapolis | Day & Night | G96VTN0802120B | Federally-Regulated Consumer Product | Non-Weatherized, Condensing Ga | 2145 | 289 |  | 07/13/2023 | 51728 | 212595184 | 07/13/2023
Carrier Corp. - Indianapolis | Day & Night | G96VTN1002122B | Federally-Regulated Consumer Product | Non-Weatherized, Condensing Ga | 2275 | 295 |  | 07/13/2023 | 64500 | 212595290 | 07/13/2023
Carrier Corp. - Indianapolis | Day & Night | G96VTN0401712B*D | Federally-Regulated Consumer Product | Non-Weatherized, Condensing Ga | 1131 | 245 |  | 07/13/2023 | 26296 | 212594971 | 07/13/2023
Carrier Corp. - Indianapolis | Day & Night | N96VSN0601412B*D | Federally-Regulated Consumer Product | Non-Weatherized, Condensing Ga | 1207 | 248 |  | 07/13/2023 | 59908 | 212595100 | 07/13/2023
Carrier Corp. - Indianapolis | Day & Night | N96VSN0802120B | Federally-Regulated Consumer Product | Non-Weatherized, Condensing Ga | 2238 | 293 |  | 07/13/2023 | 79743 | 212595219 | 07/13/2023
Carrier Corp. - Indianapolis | Day & Night | N96VSN0802120B*D | Federally-Regulated Consumer Product | Non-Weatherized, Condensing Ga | 2238 | 293 |  | 07/13/2023 | 79743 | 212595228 | 07/13/2023
Carrier Corp. - Indianapolis | Day & Night | G96VTN1002122B*D | Federally-Regulated Consumer Product | Non-Weatherized, Condensing Ga | 2275 | 295 |  | 07/13/2023 | 64500 | 212595297 | 07/13/2023
Carrier Corp. - Indianapolis | Day & Night | G96VTN0401712B | Federally-Regulated Consumer Product | Non-Weatherized, Condensing Ga | 1131 | 245 |  | 07/13/2023 | 26296 | 212594964 | 07/13/2023
Carrier Corp. - Indianapolis | Day & Night | N96VSN0601716B*D | Federally-Regulated Consumer Product | Non-Weatherized, Condensing Ga | 1605 | 266 |  | 07/13/2023 | 60365 | 212595118 | 07/13/2023
Carrier Corp. - Indianapolis | Day & Night | G96VTN0601716B*D | Federally-Regulated Consumer Product | Non-Weatherized, Condensing Ga | 1600 | 265 |  | 07/13/2023 | 39133 | 212595081 | 07/13/2023
Carrier Corp. - Indianapolis | Day & Night | N96VSN0601412B | Federally-Regulated Consumer Product | Non-Weatherized, Condensing Ga | 1207 | 248 |  | 07/13/2023 | 59908 | 212595091 | 07/13/2023
Carrier Corp. - Indianapolis | Day & Night | N96VSN0401712B | Federally-Regulated Consumer Product | Non-Weatherized, Condensing Ga | 1104 | 244 |  | 07/13/2023 | 39909 | 212594999 | 07/13/2023
Carrier Corp. - Indianapolis | Day & Night | N96VSN0401410B*D | Federally-Regulated Consumer Product | Non-Weatherized, Condensing Ga | 985 | 238 |  | 07/13/2023 | 40193 | 212594990 | 07/13/2023
Carrier Corp. - Indianapolis | Day & Night | G96VTN0401410B | Federally-Regulated Consumer Product | Non-Weatherized, Condensing Ga | 1049 | 241 |  | 07/13/2023 | 25795 | 212594950 | 07/13/2023
Carrier Corp. - Indianapolis | Day & Night | G96VTN1202422B | Federally-Regulated Consumer Product | Non-Weatherized, Condensing Ga | 2225 | 293 |  | 07/13/2023 | 78340 | 212595350 | 07/13/2023
Carrier Corp. - Indianapolis | Day & Night | N96VSN0801716B | Federally-Regulated Consumer Product | Non-Weatherized, Condensing Ga | 1735 | 271 |  | 07/13/2023 | 79596 | 212595201 | 07/13/2023
Carrier Corp. - Indianapolis | Carrier | 59SP6B060V17--16*D | Federally-Regulated Consumer Product | Non-Weatherized, Condensing Ga | 1605 | 266 |  | 07/13/2023 | 60365 | 212595033 | 07/13/2023
Carrier Corp. - Indianapolis | Carrier | 59SP6B120V24--22 | Federally-Regulated Consumer Product | Non-Weatherized, Condensing Ga | 2296 | 296 |  | 07/13/2023 | 120209 | 212595334 | 07/13/2023
Carrier Corp. - Indianapolis | Carrier | 59TP6C100V21--20 | Federally-Regulated Consumer Product | Non-Weatherized, Condensing Ga | 2163 | 290 |  | 07/13/2023 | 65562 | 212595252 | 07/13/2023
Carrier Corp. - Indianapolis | Carrier | GG96VTAB60100C*D | Federally-Regulated Consumer Product | Non-Weatherized, Condensing Ga | 2163 | 290 |  | 07/13/2023 | 65562 | 212595303 | 07/13/2023
Carrier Corp. - Indianapolis | Carrier | GG96VTAB48060B | Federally-Regulated Consumer Product | Non-Weatherized, Condensing Ga | 1600 | 265 |  | 07/13/2023 | 39133 | 212595086 | 07/13/2023
Carrier Corp. - Indianapolis | Carrier | 59TP6C100V21--22*D | Federally-Regulated Consumer Product | Non-Weatherized, Condensing Ga | 2275 | 295 |  | 07/13/2023 | 64500 | 212595255 | 07/13/2023
Carrier Corp. - Indianapolis | Carrier | 59SP6B080V17--16 | Federally-Regulated Consumer Product | Non-Weatherized, Condensing Ga | 1735 | 271 |  | 07/13/2023 | 79596 | 212595140 | 07/13/2023
Carrier Corp. - Indianapolis | Carrier | 59SP6B060V14--12*D | Federally-Regulated Consumer Product | Non-Weatherized, Condensing Ga | 1207 | 248 |  | 07/13/2023 | 59908 | 212595031 | 07/13/2023
Carrier Corp. - Indianapolis | Carrier | GG96VTAB48080B*D | Federally-Regulated Consumer Product | Non-Weatherized, Condensing Ga | 1748 | 272 |  | 07/13/2023 | 52234 | 212595197 | 07/13/2023
Carrier Corp. - Indianapolis | Carrier | 59TP6C100V21--22 | Federally-Regulated Consumer Product | Non-Weatherized, Condensing Ga | 2275 | 295 |  | 07/13/2023 | 64500 | 212595254 | 07/13/2023
Carrier Corp. - Indianapolis | Carrier | 59TP6C080V17--16 | Federally-Regulated Consumer Product | Non-Weatherized, Condensing Ga | 1748 | 272 |  | 07/13/2023 | 52234 | 212595144 | 07/13/2023
Carrier Corp. - Indianapolis | Carrier | 59SP6B060V17--16 | Federally-Regulated Consumer Product | Non-Weatherized, Condensing Ga | 1605 | 266 |  | 07/13/2023 | 60365 | 212595032 | 07/13/2023
Carrier Corp. - Indianapolis | Carrier | 59SP6B040V17--12 | Federally-Regulated Consumer Product | Non-Weatherized, Condensing Ga | 1104 | 244 |  | 07/13/2023 | 39909 | 212594922 | 07/13/2023
Carrier Corp. - Indianapolis | Carrier | GG96VTAB30040A*D | Federally-Regulated Consumer Product | Non-Weatherized, Condensing Ga | 1049 | 241 |  | 07/13/2023 | 25795 | 212594977 | 07/13/2023
Carrier Corp. - Indianapolis | Carrier | 59TP6C040V17--12 | Federally-Regulated Consumer Product | Non-Weatherized, Condensing Ga | 1131 | 245 |  | 07/13/2023 | 26296 | 212594926 | 07/13/2023
Carrier Corp. - Indianapolis | Carrier | 59SP6B100V21--20 | Federally-Regulated Consumer Product | Non-Weatherized, Condensing Ga | 2166 | 290 |  | 07/13/2023 | 99862 | 212595250 | 07/13/2023
Carrier Corp. - Indianapolis | Carrier | 59TP6C080V17--16*D | Federally-Regulated Consumer Product | Non-Weatherized, Condensing Ga | 1748 | 272 |  | 07/13/2023 | 52234 | 212595145 | 07/13/2023
Carrier Corp. - Indianapolis | Carrier | 59SP6B120V24--22*D | Federally-Regulated Consumer Product | Non-Weatherized, Condensing Ga | 2296 | 296 |  | 07/13/2023 | 120209 | 212595335 | 07/13/2023
Carrier Corp. - Indianapolis | Carrier | 59SP6B060V14--12 | Federally-Regulated Consumer Product | Non-Weatherized, Condensing Ga | 1207 | 248 |  | 07/13/2023 | 59908 | 212595030 | 07/13/2023
Carrier Corp. - Indianapolis | Carrier | 59SP6B040V17--12*D | Federally-Regulated Consumer Product | Non-Weatherized, Condensing Ga | 1104 | 244 |  | 07/13/2023 | 39909 | 212594923 | 07/13/2023
Carrier Corp. - Indianapolis | Carrier | 59SP6B040V14--10*D | Federally-Regulated Consumer Product | Non-Weatherized, Condensing Ga | 985 | 238 |  | 07/13/2023 | 40193 | 212594921 | 07/13/2023
Carrier Corp. - Indianapolis | Carrier | 59SP6B040V14--10 | Federally-Regulated Consumer Product | Non-Weatherized, Condensing Ga | 985 | 238 |  | 07/13/2023 | 40193 | 212594920 | 07/13/2023
Carrier Corp. - Indianapolis | Carrier | GG96VTAB48060B*D | Federally-Regulated Consumer Product | Non-Weatherized, Condensing Ga | 1600 | 265 |  | 07/13/2023 | 39133 | 212595087 | 07/13/2023
Carrier Corp. - Indianapolis | Carrier | 59TP6C120V24--22*D | Federally-Regulated Consumer Product | Non-Weatherized, Condensing Ga | 2225 | 293 |  | 07/13/2023 | 78340 | 212595337 | 07/13/2023
Carrier Corp. - Indianapolis | Carrier | 59TP6C060V17--16 | Federally-Regulated Consumer Product | Non-Weatherized, Condensing Ga | 1600 | 265 |  | 07/13/2023 | 39133 | 212595036 | 07/13/2023
Carrier Corp. - Indianapolis | Carrier | GG96VTAB60100C | Federally-Regulated Consumer Product | Non-Weatherized, Condensing Ga | 2163 | 290 |  | 07/13/2023 | 65562 | 212595302 | 07/13/2023
Carrier Corp. - Indianapolis | Carrier | 59TP6C040V17--12*D | Federally-Regulated Consumer Product | Non-Weatherized, Condensing Ga | 1131 | 245 |  | 07/13/2023 | 26296 | 212594927 | 07/13/2023
Carrier Corp. - Indianapolis | Carrier | 59SP6B080V17--16*D | Federally-Regulated Consumer Product | Non-Weatherized, Condensing Ga | 1735 | 271 |  | 07/13/2023 | 79596 | 212595141 | 07/13/2023
Carrier Corp. - Indianapolis | Carrier | GG96VTAB48080B | Federally-Regulated Consumer Product | Non-Weatherized, Condensing Ga | 1748 | 272 |  | 07/13/2023 | 52234 | 212595196 | 07/13/2023
Carrier Corp. - Indianapolis | Carrier | GG96VTAB66120D | Federally-Regulated Consumer Product | Non-Weatherized, Condensing Ga | 2225 | 293 |  | 07/13/2023 | 78340 | 212595362 | 07/13/2023
Carrier Corp. - Indianapolis | Carrier | 59TP6C100V21--20*D | Federally-Regulated Consumer Product | Non-Weatherized, Condensing Ga | 2163 | 290 |  | 07/13/2023 | 65562 | 212595253 | 07/13/2023
Carrier Corp. - Indianapolis | Carrier | 59TP6C080V21--20*D | Federally-Regulated Consumer Product | Non-Weatherized, Condensing Ga | 2145 | 289 |  | 07/13/2023 | 51728 | 212595147 | 07/13/2023
Carrier Corp. - Indianapolis | Carrier | 59TP6C040V14--10*D | Federally-Regulated Consumer Product | Non-Weatherized, Condensing Ga | 1049 | 241 |  | 07/13/2023 | 25795 | 212594925 | 07/13/2023
Carrier Corp. - Indianapolis | Carrier | 59SP6B080V21--20 | Federally-Regulated Consumer Product | Non-Weatherized, Condensing Ga | 2238 | 293 |  | 07/13/2023 | 79743 | 212595142 | 07/13/2023
Carrier Corp. - Indianapolis | Carrier | 59TP6C080V21--20 | Federally-Regulated Consumer Product | Non-Weatherized, Condensing Ga | 2145 | 289 |  | 07/13/2023 | 51728 | 212595146 | 07/13/2023
Carrier Corp. - Indianapolis | Carrier | GG96VTAB66120D*D | Federally-Regulated Consumer Product | Non-Weatherized, Condensing Ga | 2225 | 293 |  | 07/13/2023 | 78340 | 212595363 | 07/13/2023
Carrier Corp. - Indianapolis | Carrier | 59TP6C040V14--10 | Federally-Regulated Consumer Product | Non-Weatherized, Condensing Ga | 1049 | 241 |  | 07/13/2023 | 25795 | 212594924 | 07/13/2023
Carrier Corp. - Indianapolis | Carrier | GG96VTAB30040A | Federally-Regulated Consumer Product | Non-Weatherized, Condensing Ga | 1049 | 241 |  | 07/13/2023 | 25795 | 212594976 | 07/13/2023
Carrier Corp. - Indianapolis | Carrier | 59SP6B080V21--20*D | Federally-Regulated Consumer Product | Non-Weatherized, Condensing Ga | 2238 | 293 |  | 07/13/2023 | 79743 | 212595143 | 07/13/2023
Carrier Corp. - Indianapolis | Carrier | 59TP6C060V17--16*D | Federally-Regulated Consumer Product | Non-Weatherized, Condensing Ga | 1600 | 265 |  | 07/13/2023 | 39133 | 212595037 | 07/13/2023
Carrier Corp. - Indianapolis | Carrier | 59SP6B100V21--20*D | Federally-Regulated Consumer Product | Non-Weatherized, Condensing Ga | 2166 | 290 |  | 07/13/2023 | 99862 | 212595251 | 07/13/2023
Carrier Corp. - Indianapolis | Carrier | 59TP6C120V24--22 | Federally-Regulated Consumer Product | Non-Weatherized, Condensing Ga | 2225 | 293 |  | 07/13/2023 | 78340 | 212595336 | 07/13/2023
Carrier Corp. - Indianapolis | Grandaire | WFST060B048A*D | Federally-Regulated Consumer Product | Non-Weatherized, Condensing Ga | 1600 | 265 |  | 07/13/2023 | 39133 | 212595139 | 07/13/2023
Carrier Corp. - Indianapolis | Grandaire | WFST100C060A | Federally-Regulated Consumer Product | Non-Weatherized, Condensing Ga | 2163 | 290 |  | 07/13/2023 | 65562 | 212595331 | 07/13/2023
Carrier Corp. - Indianapolis | Grandaire | WFST080B048A*D | Federally-Regulated Consumer Product | Non-Weatherized, Condensing Ga | 1748 | 272 |  | 07/13/2023 | 52234 | 212595249 | 07/13/2023
Carrier Corp. - Indianapolis | Grandaire | WFST060B048A | Federally-Regulated Consumer Product | Non-Weatherized, Condensing Ga | 1600 | 265 |  | 07/13/2023 | 39133 | 212595137 | 07/13/2023
Carrier Corp. - Indianapolis | Grandaire | WFST080B048A | Federally-Regulated Consumer Product | Non-Weatherized, Condensing Ga | 1748 | 272 |  | 07/13/2023 | 52234 | 212595247 | 07/13/2023
Carrier Corp. - Indianapolis | Grandaire | WFST040A030A*D | Federally-Regulated Consumer Product | Non-Weatherized, Condensing Ga | 1049 | 241 |  | 07/13/2023 | 25795 | 212595029 | 07/13/2023
Carrier Corp. - Indianapolis | Grandaire | WFST100C060A*D | Federally-Regulated Consumer Product | Non-Weatherized, Condensing Ga | 2163 | 290 |  | 07/13/2023 | 65562 | 212595333 | 07/13/2023
Carrier Corp. - Indianapolis | Grandaire | WFST040A030A | Federally-Regulated Consumer Product | Non-Weatherized, Condensing Ga | 1049 | 241 |  | 07/13/2023 | 25795 | 212595027 | 07/13/2023
Carrier Corp. - Indianapolis | Arcoaire | N96VSN0601412B | Federally-Regulated Consumer Product | Non-Weatherized, Condensing Ga | 1207 | 248 |  | 07/13/2023 | 59908 | 212595089 | 07/13/2023
Carrier Corp. - Indianapolis | Arcoaire | N96VSN0801716B | Federally-Regulated Consumer Product | Non-Weatherized, Condensing Ga | 1735 | 271 |  | 07/13/2023 | 79596 | 212595199 | 07/13/2023
Carrier Corp. - Indianapolis | Arcoaire | F96VTN0801716B | Federally-Regulated Consumer Product | Non-Weatherized, Condensing Ga | 1748 | 272 |  | 07/13/2023 | 52234 | 212595156 | 07/13/2023
Carrier Corp. - Indianapolis | Arcoaire | F96VTN1002120B*D | Federally-Regulated Consumer Product | Non-Weatherized, Condensing Ga | 2163 | 290 |  | 07/13/2023 | 65562 | 212595265 | 07/13/2023
Carrier Corp. - Indianapolis | Arcoaire | F96VTN1202422B | Federally-Regulated Consumer Product | Non-Weatherized, Condensing Ga | 2225 | 293 |  | 07/13/2023 | 78340 | 212595342 | 07/13/2023
Carrier Corp. - Indianapolis | Arcoaire | N96VSN0601716B*D | Federally-Regulated Consumer Product | Non-Weatherized, Condensing Ga | 1605 | 266 |  | 07/13/2023 | 60365 | 212595116 | 07/13/2023
Carrier Corp. - Indianapolis | Arcoaire | F96VTN0601716B | Federally-Regulated Consumer Product | Non-Weatherized, Condensing Ga | 1600 | 265 |  | 07/13/2023 | 39133 | 212595052 | 07/13/2023
Carrier Corp. - Indianapolis | Arcoaire | F96VTN0802120B*D | Federally-Regulated Consumer Product | Non-Weatherized, Condensing Ga | 2145 | 289 |  | 07/13/2023 | 51728 | 212595165 | 07/13/2023
Carrier Corp. - Indianapolis | Arcoaire | N96VSN1002120B*D | Federally-Regulated Consumer Product | Non-Weatherized, Condensing Ga | 2166 | 290 |  | 07/13/2023 | 99862 | 212595314 | 07/13/2023
Carrier Corp. - Indianapolis | Arcoaire | N96VSN0801716B*D | Federally-Regulated Consumer Product | Non-Weatherized, Condensing Ga | 1735 | 271 |  | 07/13/2023 | 79596 | 212595208 | 07/13/2023
Carrier Corp. - Indianapolis | Arcoaire | N96VSN0401712B | Federally-Regulated Consumer Product | Non-Weatherized, Condensing Ga | 1104 | 244 |  | 07/13/2023 | 39909 | 212594997 | 07/13/2023
Carrier Corp. - Indianapolis | Arcoaire | F96VTN1002122B | Federally-Regulated Consumer Product | Non-Weatherized, Condensing Ga | 2275 | 295 |  | 07/13/2023 | 64500 | 212595268 | 07/13/2023
Carrier Corp. - Indianapolis | Arcoaire | N96VSN0802120B | Federally-Regulated Consumer Product | Non-Weatherized, Condensing Ga | 2238 | 293 |  | 07/13/2023 | 79743 | 212595217 | 07/13/2023
Carrier Corp. - Indianapolis | Arcoaire | N96VSN0401712B*D | Federally-Regulated Consumer Product | Non-Weatherized, Condensing Ga | 1104 | 244 |  | 07/13/2023 | 39909 | 212595006 | 07/13/2023
Carrier Corp. - Indianapolis | Arcoaire | F96VTN0401410B | Federally-Regulated Consumer Product | Non-Weatherized, Condensing Ga | 1049 | 241 |  | 07/13/2023 | 25795 | 212594936 | 07/13/2023
Carrier Corp. - Indianapolis | Arcoaire | F96VTN0401410B*D | Federally-Regulated Consumer Product | Non-Weatherized, Condensing Ga | 1049 | 241 |  | 07/13/2023 | 25795 | 212594939 | 07/13/2023
Carrier Corp. - Indianapolis | Arcoaire | F96VTN1002122B*D | Federally-Regulated Consumer Product | Non-Weatherized, Condensing Ga | 2275 | 295 |  | 07/13/2023 | 64500 | 212595271 | 07/13/2023
Carrier Corp. - Indianapolis | Arcoaire | F96VTN0401712B*D | Federally-Regulated Consumer Product | Non-Weatherized, Condensing Ga | 1131 | 245 |  | 07/13/2023 | 26296 | 212594945 | 07/13/2023
Carrier Corp. - Indianapolis | Arcoaire | N96VSN0601716B | Federally-Regulated Consumer Product | Non-Weatherized, Condensing Ga | 1605 | 266 |  | 07/13/2023 | 60365 | 212595107 | 07/13/2023
Carrier Corp. - Indianapolis | Arcoaire | F96VTN0801716B*D | Federally-Regulated Consumer Product | Non-Weatherized, Condensing Ga | 1748 | 272 |  | 07/13/2023 | 52234 | 212595159 | 07/13/2023
Carrier Corp. - Indianapolis | Arcoaire | F96VTN1002120B | Federally-Regulated Consumer Product | Non-Weatherized, Condensing Ga | 2163 | 290 |  | 07/13/2023 | 65562 | 212595262 | 07/13/2023
Carrier Corp. - Indianapolis | Arcoaire | N96VSN0601412B*D | Federally-Regulated Consumer Product | Non-Weatherized, Condensing Ga | 1207 | 248 |  | 07/13/2023 | 59908 | 212595098 | 07/13/2023
Carrier Corp. - Indianapolis | Arcoaire | N96VSN0401410B | Federally-Regulated Consumer Product | Non-Weatherized, Condensing Ga | 985 | 238 |  | 07/13/2023 | 40193 | 212594979 | 07/13/2023
Carrier Corp. - Indianapolis | Arcoaire | N96VSN1002120B | Federally-Regulated Consumer Product | Non-Weatherized, Condensing Ga | 2166 | 290 |  | 07/13/2023 | 99862 | 212595305 | 07/13/2023
Carrier Corp. - Indianapolis | Arcoaire | N96VSN1202422B*D | Federally-Regulated Consumer Product | Non-Weatherized, Condensing Ga | 2296 | 296 |  | 07/13/2023 | 120209 | 212595374 | 07/13/2023
Carrier Corp. - Indianapolis | Arcoaire | N96VSN0401410B*D | Federally-Regulated Consumer Product | Non-Weatherized, Condensing Ga | 985 | 238 |  | 07/13/2023 | 40193 | 212594988 | 07/13/2023
Carrier Corp. - Indianapolis | Arcoaire | F96VTN1202422B*D | Federally-Regulated Consumer Product | Non-Weatherized, Condensing Ga | 2225 | 293 |  | 07/13/2023 | 78340 | 212595345 | 07/13/2023
Carrier Corp. - Indianapolis | Arcoaire | N96VSN1202422B | Federally-Regulated Consumer Product | Non-Weatherized, Condensing Ga | 2296 | 296 |  | 07/13/2023 | 120209 | 212595365 | 07/13/2023
Carrier Corp. - Indianapolis | Arcoaire | F96VTN0601716B*D | Federally-Regulated Consumer Product | Non-Weatherized, Condensing Ga | 1600 | 265 |  | 07/13/2023 | 39133 | 212595055 | 07/13/2023
Carrier Corp. - Indianapolis | Arcoaire | N96VSN0802120B*D | Federally-Regulated Consumer Product | Non-Weatherized, Condensing Ga | 2238 | 293 |  | 07/13/2023 | 79743 | 212595226 | 07/13/2023
Carrier Corp. - Indianapolis | Arcoaire | F96VTN0802120B | Federally-Regulated Consumer Product | Non-Weatherized, Condensing Ga | 2145 | 289 |  | 07/13/2023 | 51728 | 212595162 | 07/13/2023
Carrier Corp. - Indianapolis | Arcoaire | F96VTN0401712B | Federally-Regulated Consumer Product | Non-Weatherized, Condensing Ga | 1131 | 245 |  | 07/13/2023 | 26296 | 212594942 | 07/13/2023
Carrier Corp. - Indianapolis | Maratherm | R96VTN0601716A*D | Federally-Regulated Consumer Product | Non-Weatherized, Condensing Ga | 1600 | 265 |  | 07/13/2023 | 39133 | 212595134 | 07/13/2023
Carrier Corp. - Indianapolis | Maratherm | R96VTN0601716A | Federally-Regulated Consumer Product | Non-Weatherized, Condensing Ga | 1600 | 265 |  | 07/13/2023 | 39133 | 212595132 | 07/13/2023
Carrier Corp. - Indianapolis | Maratherm | R96VTN0801716A*D | Federally-Regulated Consumer Product | Non-Weatherized, Condensing Ga | 1748 | 272 |  | 07/13/2023 | 52234 | 212595244 | 07/13/2023
Carrier Corp. - Indianapolis | Maratherm | R96VTN1002120A | Federally-Regulated Consumer Product | Non-Weatherized, Condensing Ga | 2163 | 290 |  | 07/13/2023 | 65562 | 212595326 | 07/13/2023
Carrier Corp. - Indianapolis | Maratherm | R96VTN1002120A*D | Federally-Regulated Consumer Product | Non-Weatherized, Condensing Ga | 2163 | 290 |  | 07/13/2023 | 65562 | 212595328 | 07/13/2023
Carrier Corp. - Indianapolis | Maratherm | R96VTN0401410A | Federally-Regulated Consumer Product | Non-Weatherized, Condensing Ga | 1049 | 241 |  | 07/13/2023 | 25795 | 212595022 | 07/13/2023
Carrier Corp. - Indianapolis | Maratherm | R96VTN0801716A | Federally-Regulated Consumer Product | Non-Weatherized, Condensing Ga | 1748 | 272 |  | 07/13/2023 | 52234 | 212595242 | 07/13/2023
Carrier Corp. - Indianapolis | Maratherm | R96VTN0401410A*D | Federally-Regulated Consumer Product | Non-Weatherized, Condensing Ga | 1049 | 241 |  | 07/13/2023 | 25795 | 212595024 | 07/13/2023
Carrier Corp. - Indianapolis | Carrier | 59SP6B060V17--16*D | Federally-Regulated Consumer Product | Non-Weatherized, Condensing Ga | 1605 | 266 |  | 07/13/2023 | 60365 | 212595033 | 07/13/2023
Carrier Corp. - Indianapolis | Carrier | 59SP6B120V24--22 | Federally-Regulated Consumer Product | Non-Weatherized, Condensing Ga | 2296 | 296 |  | 07/13/2023 | 120209 | 212595334 | 07/13/2023
Carrier Corp. - Indianapolis | Carrier | 59TP6C100V21--20 | Federally-Regulated Consumer Product | Non-Weatherized, Condensing Ga | 2163 | 290 |  | 07/13/2023 | 65562 | 212595252 | 07/13/2023
Carrier Corp. - Indianapolis | Carrier | GG96VTAB60100C*D | Federally-Regulated Consumer Product | Non-Weatherized, Condensing Ga | 2163 | 290 |  | 07/13/2023 | 65562 | 212595303 | 07/13/2023
Carrier Corp. - Indianapolis | Carrier | GG96VTAB48060B | Federally-Regulated Consumer Product | Non-Weatherized, Condensing Ga | 1600 | 265 |  | 07/13/2023 | 39133 | 212595086 | 07/13/2023
Carrier Corp. - Indianapolis | Carrier | 59TP6C100V21--22*D | Federally-Regulated Consumer Product | Non-Weatherized, Condensing Ga | 2275 | 295 |  | 07/13/2023 | 64500 | 212595255 | 07/13/2023
Carrier Corp. - Indianapolis | Carrier | 59SP6B080V17--16 | Federally-Regulated Consumer Product | Non-Weatherized, Condensing Ga | 1735 | 271 |  | 07/13/2023 | 79596 | 212595140 | 07/13/2023
Carrier Corp. - Indianapolis | Carrier | 59SP6B060V14--12*D | Federally-Regulated Consumer Product | Non-Weatherized, Condensing Ga | 1207 | 248 |  | 07/13/2023 | 59908 | 212595031 | 07/13/2023
Carrier Corp. - Indianapolis | Carrier | GG96VTAB48080B*D | Federally-Regulated Consumer Product | Non-Weatherized, Condensing Ga | 1748 | 272 |  | 07/13/2023 | 52234 | 212595197 | 07/13/2023
Carrier Corp. - Indianapolis | Carrier | 59TP6C100V21--22 | Federally-Regulated Consumer Product | Non-Weatherized, Condensing Ga | 2275 | 295 |  | 07/13/2023 | 64500 | 212595254 | 07/13/2023
Carrier Corp. - Indianapolis | Carrier | 59TP6C080V17--16 | Federally-Regulated Consumer Product | Non-Weatherized, Condensing Ga | 1748 | 272 |  | 07/13/2023 | 52234 | 212595144 | 07/13/2023
Carrier Corp. - Indianapolis | Carrier | 59SP6B060V17--16 | Federally-Regulated Consumer Product | Non-Weatherized, Condensing Ga | 1605 | 266 |  | 07/13/2023 | 60365 | 212595032 | 07/13/2023
Carrier Corp. - Indianapolis | Carrier | 59SP6B040V17--12 | Federally-Regulated Consumer Product | Non-Weatherized, Condensing Ga | 1104 | 244 |  | 07/13/2023 | 39909 | 212594922 | 07/13/2023
Carrier Corp. - Indianapolis | Carrier | GG96VTAB30040A*D | Federally-Regulated Consumer Product | Non-Weatherized, Condensing Ga | 1049 | 241 |  | 07/13/2023 | 25795 | 212594977 | 07/13/2023
Carrier Corp. - Indianapolis | Carrier | 59TP6C040V17--12 | Federally-Regulated Consumer Product | Non-Weatherized, Condensing Ga | 1131 | 245 |  | 07/13/2023 | 26296 | 212594926 | 07/13/2023
Carrier Corp. - Indianapolis | Carrier | 59SP6B100V21--20 | Federally-Regulated Consumer Product | Non-Weatherized, Condensing Ga | 2166 | 290 |  | 07/13/2023 | 99862 | 212595250 | 07/13/2023
Carrier Corp. - Indianapolis | Carrier | 59TP6C080V17--16*D | Federally-Regulated Consumer Product | Non-Weatherized, Condensing Ga | 1748 | 272 |  | 07/13/2023 | 52234 | 212595145 | 07/13/2023
Carrier Corp. - Indianapolis | Carrier | 59SP6B120V24--22*D | Federally-Regulated Consumer Product | Non-Weatherized, Condensing Ga | 2296 | 296 |  | 07/13/2023 | 120209 | 212595335 | 07/13/2023
Carrier Corp. - Indianapolis | Carrier | 59SP6B060V14--12 | Federally-Regulated Consumer Product | Non-Weatherized, Condensing Ga | 1207 | 248 |  | 07/13/2023 | 59908 | 212595030 | 07/13/2023
Carrier Corp. - Indianapolis | Carrier | 59SP6B040V17--12*D | Federally-Regulated Consumer Product | Non-Weatherized, Condensing Ga | 1104 | 244 |  | 07/13/2023 | 39909 | 212594923 | 07/13/2023
Carrier Corp. - Indianapolis | Carrier | 59SP6B040V14--10*D | Federally-Regulated Consumer Product | Non-Weatherized, Condensing Ga | 985 | 238 |  | 07/13/2023 | 40193 | 212594921 | 07/13/2023
Carrier Corp. - Indianapolis | Carrier | 59SP6B040V14--10 | Federally-Regulated Consumer Product | Non-Weatherized, Condensing Ga | 985 | 238 |  | 07/13/2023 | 40193 | 212594920 | 07/13/2023
Carrier Corp. - Indianapolis | Carrier | GG96VTAB48060B*D | Federally-Regulated Consumer Product | Non-Weatherized, Condensing Ga | 1600 | 265 |  | 07/13/2023 | 39133 | 212595087 | 07/13/2023
Carrier Corp. - Indianapolis | Carrier | 59TP6C120V24--22*D | Federally-Regulated Consumer Product | Non-Weatherized, Condensing Ga | 2225 | 293 |  | 07/13/2023 | 78340 | 212595337 | 07/13/2023
Carrier Corp. - Indianapolis | Carrier | 59TP6C060V17--16 | Federally-Regulated Consumer Product | Non-Weatherized, Condensing Ga | 1600 | 265 |  | 07/13/2023 | 39133 | 212595036 | 07/13/2023
Carrier Corp. - Indianapolis | Carrier | GG96VTAB60100C | Federally-Regulated Consumer Product | Non-Weatherized, Condensing Ga | 2163 | 290 |  | 07/13/2023 | 65562 | 212595302 | 07/13/2023
Carrier Corp. - Indianapolis | Carrier | 59TP6C040V17--12*D | Federally-Regulated Consumer Product | Non-Weatherized, Condensing Ga | 1131 | 245 |  | 07/13/2023 | 26296 | 212594927 | 07/13/2023
Carrier Corp. - Indianapolis | Carrier | 59SP6B080V17--16*D | Federally-Regulated Consumer Product | Non-Weatherized, Condensing Ga | 1735 | 271 |  | 07/13/2023 | 79596 | 212595141 | 07/13/2023
Carrier Corp. - Indianapolis | Carrier | GG96VTAB48080B | Federally-Regulated Consumer Product | Non-Weatherized, Condensing Ga | 1748 | 272 |  | 07/13/2023 | 52234 | 212595196 | 07/13/2023
Carrier Corp. - Indianapolis | Carrier | GG96VTAB66120D | Federally-Regulated Consumer Product | Non-Weatherized, Condensing Ga | 2225 | 293 |  | 07/13/2023 | 78340 | 212595362 | 07/13/2023
Carrier Corp. - Indianapolis | Carrier | 59TP6C100V21--20*D | Federally-Regulated Consumer Product | Non-Weatherized, Condensing Ga | 2163 | 290 |  | 07/13/2023 | 65562 | 212595253 | 07/13/2023
Carrier Corp. - Indianapolis | Carrier | 59TP6C080V21--20*D | Federally-Regulated Consumer Product | Non-Weatherized, Condensing Ga | 2145 | 289 |  | 07/13/2023 | 51728 | 212595147 | 07/13/2023
Carrier Corp. - Indianapolis | Carrier | 59TP6C040V14--10*D | Federally-Regulated Consumer Product | Non-Weatherized, Condensing Ga | 1049 | 241 |  | 07/13/2023 | 25795 | 212594925 | 07/13/2023
Carrier Corp. - Indianapolis | Carrier | 59SP6B080V21--20 | Federally-Regulated Consumer Product | Non-Weatherized, Condensing Ga | 2238 | 293 |  | 07/13/2023 | 79743 | 212595142 | 07/13/2023
Carrier Corp. - Indianapolis | Carrier | 59TP6C080V21--20 | Federally-Regulated Consumer Product | Non-Weatherized, Condensing Ga | 2145 | 289 |  | 07/13/2023 | 51728 | 212595146 | 07/13/2023
Carrier Corp. - Indianapolis | Carrier | GG96VTAB66120D*D | Federally-Regulated Consumer Product | Non-Weatherized, Condensing Ga | 2225 | 293 |  | 07/13/2023 | 78340 | 212595363 | 07/13/2023
Carrier Corp. - Indianapolis | Carrier | 59TP6C040V14--10 | Federally-Regulated Consumer Product | Non-Weatherized, Condensing Ga | 1049 | 241 |  | 07/13/2023 | 25795 | 212594924 | 07/13/2023
Carrier Corp. - Indianapolis | Carrier | GG96VTAB30040A | Federally-Regulated Consumer Product | Non-Weatherized, Condensing Ga | 1049 | 241 |  | 07/13/2023 | 25795 | 212594976 | 07/13/2023
Carrier Corp. - Indianapolis | Carrier | 59SP6B080V21--20*D | Federally-Regulated Consumer Product | Non-Weatherized, Condensing Ga | 2238 | 293 |  | 07/13/2023 | 79743 | 212595143 | 07/13/2023
Carrier Corp. - Indianapolis | Carrier | 59TP6C060V17--16*D | Federally-Regulated Consumer Product | Non-Weatherized, Condensing Ga | 1600 | 265 |  | 07/13/2023 | 39133 | 212595037 | 07/13/2023
Carrier Corp. - Indianapolis | Carrier | 59SP6B100V21--20*D | Federally-Regulated Consumer Product | Non-Weatherized, Condensing Ga | 2166 | 290 |  | 07/13/2023 | 99862 | 212595251 | 07/13/2023
Carrier Corp. - Indianapolis | Carrier | 59TP6C120V24--22 | Federally-Regulated Consumer Product | Non-Weatherized, Condensing Ga | 2225 | 293 |  | 07/13/2023 | 78340 | 212595336 | 07/13/2023
Carrier Corp. - Indianapolis | Heil | G96VTN0801716B | Federally-Regulated Consumer Product | Non-Weatherized, Condensing Ga | 1748 | 272 |  | 07/13/2023 | 52234 | 212595171 | 07/13/2023
Carrier Corp. - Indianapolis | Heil | G96VTN0802120B*D | Federally-Regulated Consumer Product | Non-Weatherized, Condensing Ga | 2145 | 289 |  | 07/13/2023 | 51728 | 212595192 | 07/13/2023
Carrier Corp. - Indianapolis | Heil | G96VTN0801716B*D | Federally-Regulated Consumer Product | Non-Weatherized, Condensing Ga | 1748 | 272 |  | 07/13/2023 | 52234 | 212595178 | 07/13/2023
Carrier Corp. - Indianapolis | Heil | N96VSN1202422B | Federally-Regulated Consumer Product | Non-Weatherized, Condensing Ga | 2296 | 296 |  | 07/13/2023 | 120209 | 212595368 | 07/13/2023
Carrier Corp. - Indianapolis | Heil | N96VSN0601412B | Federally-Regulated Consumer Product | Non-Weatherized, Condensing Ga | 1207 | 248 |  | 07/13/2023 | 59908 | 212595092 | 07/13/2023
Carrier Corp. - Indianapolis | Heil | G96VTN1202422B*D | Federally-Regulated Consumer Product | Non-Weatherized, Condensing Ga | 2225 | 293 |  | 07/13/2023 | 78340 | 212595358 | 07/13/2023
Carrier Corp. - Indianapolis | Heil | G96VTN0401712B | Federally-Regulated Consumer Product | Non-Weatherized, Condensing Ga | 1131 | 245 |  | 07/13/2023 | 26296 | 212594965 | 07/13/2023
Carrier Corp. - Indianapolis | Heil | N96VSN0601716B*D | Federally-Regulated Consumer Product | Non-Weatherized, Condensing Ga | 1605 | 266 |  | 07/13/2023 | 60365 | 212595119 | 07/13/2023
Carrier Corp. - Indianapolis | Heil | G96VTN1202422B | Federally-Regulated Consumer Product | Non-Weatherized, Condensing Ga | 2225 | 293 |  | 07/13/2023 | 78340 | 212595351 | 07/13/2023
Carrier Corp. - Indianapolis | Heil | G96VTN0802120B | Federally-Regulated Consumer Product | Non-Weatherized, Condensing Ga | 2145 | 289 |  | 07/13/2023 | 51728 | 212595185 | 07/13/2023
Carrier Corp. - Indianapolis | Heil | N96VSN1002120B | Federally-Regulated Consumer Product | Non-Weatherized, Condensing Ga | 2166 | 290 |  | 07/13/2023 | 99862 | 212595308 | 07/13/2023
Carrier Corp. - Indianapolis | Heil | N96VSN1202422B*D | Federally-Regulated Consumer Product | Non-Weatherized, Condensing Ga | 2296 | 296 |  | 07/13/2023 | 120209 | 212595377 | 07/13/2023
Carrier Corp. - Indianapolis | Heil | G96VTN0601716B | Federally-Regulated Consumer Product | Non-Weatherized, Condensing Ga | 1600 | 265 |  | 07/13/2023 | 39133 | 212595075 | 07/13/2023
Carrier Corp. - Indianapolis | Heil | G96VTN1002120B | Federally-Regulated Consumer Product | Non-Weatherized, Condensing Ga | 2163 | 290 |  | 07/13/2023 | 65562 | 212595277 | 07/13/2023
Carrier Corp. - Indianapolis | Heil | N96VSN0801716B*D | Federally-Regulated Consumer Product | Non-Weatherized, Condensing Ga | 1735 | 271 |  | 07/13/2023 | 79596 | 212595211 | 07/13/2023
Carrier Corp. - Indianapolis | Heil | G96VTN1002122B*D | Federally-Regulated Consumer Product | Non-Weatherized, Condensing Ga | 2275 | 295 |  | 07/13/2023 | 64500 | 212595298 | 07/13/2023
Carrier Corp. - Indianapolis | Heil | N96VSN0802120B | Federally-Regulated Consumer Product | Non-Weatherized, Condensing Ga | 2238 | 293 |  | 07/13/2023 | 79743 | 212595220 | 07/13/2023
Carrier Corp. - Indianapolis | Heil | N96VSN1002120B*D | Federally-Regulated Consumer Product | Non-Weatherized, Condensing Ga | 2166 | 290 |  | 07/13/2023 | 99862 | 212595317 | 07/13/2023
Carrier Corp. - Indianapolis | Heil | N96VSN0802120B*D | Federally-Regulated Consumer Product | Non-Weatherized, Condensing Ga | 2238 | 293 |  | 07/13/2023 | 79743 | 212595229 | 07/13/2023
Carrier Corp. - Indianapolis | Heil | N96VSN0401410B*D | Federally-Regulated Consumer Product | Non-Weatherized, Condensing Ga | 985 | 238 |  | 07/13/2023 | 40193 | 212594991 | 07/13/2023
Carrier Corp. - Indianapolis | Heil | G96VTN0401410B | Federally-Regulated Consumer Product | Non-Weatherized, Condensing Ga | 1049 | 241 |  | 07/13/2023 | 25795 | 212594951 | 07/13/2023
Carrier Corp. - Indianapolis | Heil | N96VSN0401712B | Federally-Regulated Consumer Product | Non-Weatherized, Condensing Ga | 1104 | 244 |  | 07/13/2023 | 39909 | 212595000 | 07/13/2023
Carrier Corp. - Indianapolis | Heil | G96VTN1002120B*D | Federally-Regulated Consumer Product | Non-Weatherized, Condensing Ga | 2163 | 290 |  | 07/13/2023 | 65562 | 212595284 | 07/13/2023
Carrier Corp. - Indianapolis | Heil | N96VSN0601412B*D | Federally-Regulated Consumer Product | Non-Weatherized, Condensing Ga | 1207 | 248 |  | 07/13/2023 | 59908 | 212595101 | 07/13/2023
Carrier Corp. - Indianapolis | Heil | N96VSN0601716B | Federally-Regulated Consumer Product | Non-Weatherized, Condensing Ga | 1605 | 266 |  | 07/13/2023 | 60365 | 212595110 | 07/13/2023
Carrier Corp. - Indianapolis | Heil | G96VTN1002122B | Federally-Regulated Consumer Product | Non-Weatherized, Condensing Ga | 2275 | 295 |  | 07/13/2023 | 64500 | 212595291 | 07/13/2023
Carrier Corp. - Indianapolis | Heil | N96VSN0801716B | Federally-Regulated Consumer Product | Non-Weatherized, Condensing Ga | 1735 | 271 |  | 07/13/2023 | 79596 | 212595202 | 07/13/2023
Carrier Corp. - Indianapolis | Heil | N96VSN0401410B | Federally-Regulated Consumer Product | Non-Weatherized, Condensing Ga | 985 | 238 |  | 07/13/2023 | 40193 | 212594982 | 07/13/2023
Carrier Corp. - Indianapolis | Heil | G96VTN0601716B*D | Federally-Regulated Consumer Product | Non-Weatherized, Condensing Ga | 1600 | 265 |  | 07/13/2023 | 39133 | 212595082 | 07/13/2023
Carrier Corp. - Indianapolis | Heil | N96VSN0401712B*D | Federally-Regulated Consumer Product | Non-Weatherized, Condensing Ga | 1104 | 244 |  | 07/13/2023 | 39909 | 212595009 | 07/13/2023
Carrier Corp. - Indianapolis | Heil | G96VTN0401712B*D | Federally-Regulated Consumer Product | Non-Weatherized, Condensing Ga | 1131 | 245 |  | 07/13/2023 | 26296 | 212594972 | 07/13/2023
Carrier Corp. - Indianapolis | Heil | G96VTN0401410B*D | Federally-Regulated Consumer Product | Non-Weatherized, Condensing Ga | 1049 | 241 |  | 07/13/2023 | 25795 | 212594958 | 07/13/2023
Carrier Corp. - Indianapolis | SMARTCOMFORT | R96VTN0601716A | Federally-Regulated Consumer Product | Non-Weatherized, Condensing Ga | 1600 | 265 |  | 07/13/2023 | 39133 | 212595133 | 07/13/2023
Carrier Corp. - Indianapolis | SMARTCOMFORT | R96VTN1002120A | Federally-Regulated Consumer Product | Non-Weatherized, Condensing Ga | 2163 | 290 |  | 07/13/2023 | 65562 | 212595327 | 07/13/2023
Carrier Corp. - Indianapolis | SMARTCOMFORT | R96VTN1002120A*D | Federally-Regulated Consumer Product | Non-Weatherized, Condensing Ga | 2163 | 290 |  | 07/13/2023 | 65562 | 212595329 | 07/13/2023
Carrier Corp. - Indianapolis | SMARTCOMFORT | R96VTN0401410A | Federally-Regulated Consumer Product | Non-Weatherized, Condensing Ga | 1049 | 241 |  | 07/13/2023 | 25795 | 212595023 | 07/13/2023
Carrier Corp. - Indianapolis | SMARTCOMFORT | R96VTN0801716A | Federally-Regulated Consumer Product | Non-Weatherized, Condensing Ga | 1748 | 272 |  | 07/13/2023 | 52234 | 212595243 | 07/13/2023
Carrier Corp. - Indianapolis | SMARTCOMFORT | R96VTN0801716A*D | Federally-Regulated Consumer Product | Non-Weatherized, Condensing Ga | 1748 | 272 |  | 07/13/2023 | 52234 | 212595245 | 07/13/2023
Carrier Corp. - Indianapolis | SMARTCOMFORT | R96VTN0601716A*D | Federally-Regulated Consumer Product | Non-Weatherized, Condensing Ga | 1600 | 265 |  | 07/13/2023 | 39133 | 212595135 | 07/13/2023
Carrier Corp. - Indianapolis | SMARTCOMFORT | R96VTN0401410A*D | Federally-Regulated Consumer Product | Non-Weatherized, Condensing Ga | 1049 | 241 |  | 07/13/2023 | 25795 | 212595025 | 07/13/2023
Carrier Corp. - Indianapolis | WEATHERMAKER | PG96VTAB48060B*D | Federally-Regulated Consumer Product | Non-Weatherized, Condensing Ga | 1600 | 265 |  | 07/13/2023 | 39133 | 212595131 | 07/13/2023
Carrier Corp. - Indianapolis | WEATHERMAKER | PG96VTAB36040B | Federally-Regulated Consumer Product | Non-Weatherized, Condensing Ga | 1131 | 245 |  | 07/13/2023 | 26296 | 212595019 | 07/13/2023
Carrier Corp. - Indianapolis | WEATHERMAKER | PG96VTAB48080B | Federally-Regulated Consumer Product | Non-Weatherized, Condensing Ga | 1748 | 272 |  | 07/13/2023 | 52234 | 212595235 | 07/13/2023
Carrier Corp. - Indianapolis | WEATHERMAKER | PG96VTAB66120D*D | Federally-Regulated Consumer Product | Non-Weatherized, Condensing Ga | 2225 | 293 |  | 07/13/2023 | 78340 | 212595385 | 07/13/2023
Carrier Corp. - Indianapolis | WEATHERMAKER | PG96VTAB36040B*D | Federally-Regulated Consumer Product | Non-Weatherized, Condensing Ga | 1131 | 245 |  | 07/13/2023 | 26296 | 212595021 | 07/13/2023
Carrier Corp. - Indianapolis | WEATHERMAKER | PG96VTAB30040A | Federally-Regulated Consumer Product | Non-Weatherized, Condensing Ga | 1049 | 241 |  | 07/13/2023 | 25795 | 212595015 | 07/13/2023
Carrier Corp. - Indianapolis | WEATHERMAKER | PG96VTAB48080B*D | Federally-Regulated Consumer Product | Non-Weatherized, Condensing Ga | 1748 | 272 |  | 07/13/2023 | 52234 | 212595237 | 07/13/2023
Carrier Corp. - Indianapolis | WEATHERMAKER | PG96VTAB60080C | Federally-Regulated Consumer Product | Non-Weatherized, Condensing Ga | 2145 | 289 |  | 07/13/2023 | 51728 | 212595239 | 07/13/2023
Carrier Corp. - Indianapolis | WEATHERMAKER | PG96VTAB60100C | Federally-Regulated Consumer Product | Non-Weatherized, Condensing Ga | 2163 | 290 |  | 07/13/2023 | 65562 | 212595323 | 07/13/2023
Carrier Corp. - Indianapolis | WEATHERMAKER | PG96VTAB60080C*D | Federally-Regulated Consumer Product | Non-Weatherized, Condensing Ga | 2145 | 289 |  | 07/13/2023 | 51728 | 212595241 | 07/13/2023
Carrier Corp. - Indianapolis | WEATHERMAKER | PG96VTAB60100C*D | Federally-Regulated Consumer Product | Non-Weatherized, Condensing Ga | 2163 | 290 |  | 07/13/2023 | 65562 | 212595325 | 07/13/2023
Carrier Corp. - Indianapolis | WEATHERMAKER | PG96VTAB30040A*D | Federally-Regulated Consumer Product | Non-Weatherized, Condensing Ga | 1049 | 241 |  | 07/13/2023 | 25795 | 212595017 | 07/13/2023
Carrier Corp. - Indianapolis | WEATHERMAKER | PG96VTAB66120D | Federally-Regulated Consumer Product | Non-Weatherized, Condensing Ga | 2225 | 293 |  | 07/13/2023 | 78340 | 212595383 | 07/13/2023
Carrier Corp. - Indianapolis | WEATHERMAKER | PG96VTAB48060B | Federally-Regulated Consumer Product | Non-Weatherized, Condensing Ga | 1600 | 265 |  | 07/13/2023 | 39133 | 212595129 | 07/13/2023
Carrier Corp. - Indianapolis | Keeprite | G96VTN0802120B | Federally-Regulated Consumer Product | Non-Weatherized, Condensing Ga | 2145 | 289 |  | 07/13/2023 | 51728 | 212595187 | 07/13/2023
Carrier Corp. - Indianapolis | Keeprite | G96VTN0401712B | Federally-Regulated Consumer Product | Non-Weatherized, Condensing Ga | 1131 | 245 |  | 07/13/2023 | 26296 | 212594967 | 07/13/2023
Carrier Corp. - Indianapolis | Keeprite | G96VTN1002122B*D | Federally-Regulated Consumer Product | Non-Weatherized, Condensing Ga | 2275 | 295 |  | 07/13/2023 | 64500 | 212595300 | 07/13/2023
Carrier Corp. - Indianapolis | Keeprite | G96VTN1002120B*D | Federally-Regulated Consumer Product | Non-Weatherized, Condensing Ga | 2163 | 290 |  | 07/13/2023 | 65562 | 212595286 | 07/13/2023
Carrier Corp. - Indianapolis | Keeprite | G96VTN0802120B*D | Federally-Regulated Consumer Product | Non-Weatherized, Condensing Ga | 2145 | 289 |  | 07/13/2023 | 51728 | 212595194 | 07/13/2023
Carrier Corp. - Indianapolis | Keeprite | N96VSN0801716B*D | Federally-Regulated Consumer Product | Non-Weatherized, Condensing Ga | 1735 | 271 |  | 07/13/2023 | 79596 | 212595213 | 07/13/2023
Carrier Corp. - Indianapolis | Keeprite | G96VTN1002120B | Federally-Regulated Consumer Product | Non-Weatherized, Condensing Ga | 2163 | 290 |  | 07/13/2023 | 65562 | 212595279 | 07/13/2023
Carrier Corp. - Indianapolis | Keeprite | N96VSN0802120B | Federally-Regulated Consumer Product | Non-Weatherized, Condensing Ga | 2238 | 293 |  | 07/13/2023 | 79743 | 212595222 | 07/13/2023
Carrier Corp. - Indianapolis | Keeprite | N96VSN1202422B | Federally-Regulated Consumer Product | Non-Weatherized, Condensing Ga | 2296 | 296 |  | 07/13/2023 | 120209 | 212595370 | 07/13/2023
Carrier Corp. - Indianapolis | Keeprite | N96VSN0802120B*D | Federally-Regulated Consumer Product | Non-Weatherized, Condensing Ga | 2238 | 293 |  | 07/13/2023 | 79743 | 212595231 | 07/13/2023
Carrier Corp. - Indianapolis | Keeprite | G96VTN0601716B | Federally-Regulated Consumer Product | Non-Weatherized, Condensing Ga | 1600 | 265 |  | 07/13/2023 | 39133 | 212595077 | 07/13/2023
Carrier Corp. - Indianapolis | Keeprite | N96VSN0401410B | Federally-Regulated Consumer Product | Non-Weatherized, Condensing Ga | 985 | 238 |  | 07/13/2023 | 40193 | 212594984 | 07/13/2023
Carrier Corp. - Indianapolis | Keeprite | N96VSN1002120B | Federally-Regulated Consumer Product | Non-Weatherized, Condensing Ga | 2166 | 290 |  | 07/13/2023 | 99862 | 212595309 | 07/13/2023
Carrier Corp. - Indianapolis | Keeprite | G96VTN0401712B*D | Federally-Regulated Consumer Product | Non-Weatherized, Condensing Ga | 1131 | 245 |  | 07/13/2023 | 26296 | 212594974 | 07/13/2023
Carrier Corp. - Indianapolis | Keeprite | N96VSN0601716B | Federally-Regulated Consumer Product | Non-Weatherized, Condensing Ga | 1605 | 266 |  | 07/13/2023 | 60365 | 212595112 | 07/13/2023
Carrier Corp. - Indianapolis | Keeprite | G96VTN1202422B | Federally-Regulated Consumer Product | Non-Weatherized, Condensing Ga | 2225 | 293 |  | 07/13/2023 | 78340 | 212595353 | 07/13/2023
Carrier Corp. - Indianapolis | Keeprite | N96VSN0401712B*D | Federally-Regulated Consumer Product | Non-Weatherized, Condensing Ga | 1104 | 244 |  | 07/13/2023 | 39909 | 212595011 | 07/13/2023
Carrier Corp. - Indianapolis | Keeprite | G96VTN0601716B*D | Federally-Regulated Consumer Product | Non-Weatherized, Condensing Ga | 1600 | 265 |  | 07/13/2023 | 39133 | 212595084 | 07/13/2023
Carrier Corp. - Indianapolis | Keeprite | N96VSN0601412B*D | Federally-Regulated Consumer Product | Non-Weatherized, Condensing Ga | 1207 | 248 |  | 07/13/2023 | 59908 | 212595103 | 07/13/2023
Carrier Corp. - Indianapolis | Keeprite | N96VSN0601412B | Federally-Regulated Consumer Product | Non-Weatherized, Condensing Ga | 1207 | 248 |  | 07/13/2023 | 59908 | 212595094 | 07/13/2023
Carrier Corp. - Indianapolis | Keeprite | G96VTN1202422B*D | Federally-Regulated Consumer Product | Non-Weatherized, Condensing Ga | 2225 | 293 |  | 07/13/2023 | 78340 | 212595360 | 07/13/2023
Carrier Corp. - Indianapolis | Keeprite | N96VSN0601716B*D | Federally-Regulated Consumer Product | Non-Weatherized, Condensing Ga | 1605 | 266 |  | 07/13/2023 | 60365 | 212595121 | 07/13/2023
Carrier Corp. - Indianapolis | Keeprite | N96VSN1002120B*D | Federally-Regulated Consumer Product | Non-Weatherized, Condensing Ga | 2166 | 290 |  | 07/13/2023 | 99862 | 212595318 | 07/13/2023
Carrier Corp. - Indianapolis | Keeprite | G96VTN0401410B | Federally-Regulated Consumer Product | Non-Weatherized, Condensing Ga | 1049 | 241 |  | 07/13/2023 | 25795 | 212594953 | 07/13/2023
Carrier Corp. - Indianapolis | Keeprite | N96VSN0401712B | Federally-Regulated Consumer Product | Non-Weatherized, Condensing Ga | 1104 | 244 |  | 07/13/2023 | 39909 | 212595002 | 07/13/2023
Carrier Corp. - Indianapolis | Keeprite | G96VTN0801716B*D | Federally-Regulated Consumer Product | Non-Weatherized, Condensing Ga | 1748 | 272 |  | 07/13/2023 | 52234 | 212595180 | 07/13/2023
Carrier Corp. - Indianapolis | Keeprite | N96VSN0401410B*D | Federally-Regulated Consumer Product | Non-Weatherized, Condensing Ga | 985 | 238 |  | 07/13/2023 | 40193 | 212594993 | 07/13/2023
Carrier Corp. - Indianapolis | Keeprite | N96VSN0801716B | Federally-Regulated Consumer Product | Non-Weatherized, Condensing Ga | 1735 | 271 |  | 07/13/2023 | 79596 | 212595204 | 07/13/2023
Carrier Corp. - Indianapolis | Keeprite | N96VSN1202422B*D | Federally-Regulated Consumer Product | Non-Weatherized, Condensing Ga | 2296 | 296 |  | 07/13/2023 | 120209 | 212595379 | 07/13/2023
Carrier Corp. - Indianapolis | Keeprite | G96VTN0801716B | Federally-Regulated Consumer Product | Non-Weatherized, Condensing Ga | 1748 | 272 |  | 07/13/2023 | 52234 | 212595173 | 07/13/2023
Carrier Corp. - Indianapolis | Keeprite | G96VTN1002122B | Federally-Regulated Consumer Product | Non-Weatherized, Condensing Ga | 2275 | 295 |  | 07/13/2023 | 64500 | 212595293 | 07/13/2023
Carrier Corp. - Indianapolis | Keeprite | G96VTN0401410B*D | Federally-Regulated Consumer Product | Non-Weatherized, Condensing Ga | 1049 | 241 |  | 07/13/2023 | 25795 | 212594960 | 07/13/2023
Carrier Corp. - Indianapolis | Tempstar | F96VTN0601716B | Federally-Regulated Consumer Product | Non-Weatherized, Condensing Ga | 1600 | 265 |  | 07/13/2023 | 39133 | 212595054 | 07/13/2023
Carrier Corp. - Indianapolis | Tempstar | F96VTN0802120B | Federally-Regulated Consumer Product | Non-Weatherized, Condensing Ga | 2145 | 289 |  | 07/13/2023 | 51728 | 212595164 | 07/13/2023
Carrier Corp. - Indianapolis | Tempstar | N96VSN1202422B | Federally-Regulated Consumer Product | Non-Weatherized, Condensing Ga | 2296 | 296 |  | 07/13/2023 | 120209 | 212595372 | 07/13/2023
Carrier Corp. - Indianapolis | Tempstar | N96VSN0801716B | Federally-Regulated Consumer Product | Non-Weatherized, Condensing Ga | 1735 | 271 |  | 07/13/2023 | 79596 | 212595206 | 07/13/2023
Carrier Corp. - Indianapolis | Tempstar | N96VSN0401712B*D | Federally-Regulated Consumer Product | Non-Weatherized, Condensing Ga | 1104 | 244 |  | 07/13/2023 | 39909 | 212595013 | 07/13/2023
Carrier Corp. - Indianapolis | Tempstar | N96VSN0401712B | Federally-Regulated Consumer Product | Non-Weatherized, Condensing Ga | 1104 | 244 |  | 07/13/2023 | 39909 | 212595004 | 07/13/2023
Carrier Corp. - Indianapolis | Tempstar | N96VSN0802120B*D | Federally-Regulated Consumer Product | Non-Weatherized, Condensing Ga | 2238 | 293 |  | 07/13/2023 | 79743 | 212595233 | 07/13/2023
Carrier Corp. - Indianapolis | Tempstar | N96VSN1002120B*D | Federally-Regulated Consumer Product | Non-Weatherized, Condensing Ga | 2166 | 290 |  | 07/13/2023 | 99862 | 212595321 | 07/13/2023
Carrier Corp. - Indianapolis | Tempstar | F96VTN1002120B*D | Federally-Regulated Consumer Product | Non-Weatherized, Condensing Ga | 2163 | 290 |  | 07/13/2023 | 65562 | 212595267 | 07/13/2023
Carrier Corp. - Indianapolis | Tempstar | F96VTN0401410B*D | Federally-Regulated Consumer Product | Non-Weatherized, Condensing Ga | 1049 | 241 |  | 07/13/2023 | 25795 | 212594941 | 07/13/2023
Carrier Corp. - Indianapolis | Tempstar | N96VSN0801716B*D | Federally-Regulated Consumer Product | Non-Weatherized, Condensing Ga | 1735 | 271 |  | 07/13/2023 | 79596 | 212595215 | 07/13/2023
Carrier Corp. - Indianapolis | Tempstar | F96VTN0801716B*D | Federally-Regulated Consumer Product | Non-Weatherized, Condensing Ga | 1748 | 272 |  | 07/13/2023 | 52234 | 212595161 | 07/13/2023
Carrier Corp. - Indianapolis | Tempstar | N96VSN0401410B | Federally-Regulated Consumer Product | Non-Weatherized, Condensing Ga | 985 | 238 |  | 07/13/2023 | 40193 | 212594986 | 07/13/2023
Carrier Corp. - Indianapolis | Tempstar | F96VTN0801716B | Federally-Regulated Consumer Product | Non-Weatherized, Condensing Ga | 1748 | 272 |  | 07/13/2023 | 52234 | 212595158 | 07/13/2023
Carrier Corp. - Indianapolis | Tempstar | F96VTN0401712B*D | Federally-Regulated Consumer Product | Non-Weatherized, Condensing Ga | 1131 | 245 |  | 07/13/2023 | 26296 | 212594947 | 07/13/2023
Carrier Corp. - Indianapolis | Tempstar | F96VTN0601716B*D | Federally-Regulated Consumer Product | Non-Weatherized, Condensing Ga | 1600 | 265 |  | 07/13/2023 | 39133 | 212595057 | 07/13/2023
Carrier Corp. - Indianapolis | Tempstar | N96VSN0601716B*D | Federally-Regulated Consumer Product | Non-Weatherized, Condensing Ga | 1605 | 266 |  | 07/13/2023 | 60365 | 212595123 | 07/13/2023
Carrier Corp. - Indianapolis | Tempstar | N96VSN0601716B | Federally-Regulated Consumer Product | Non-Weatherized, Condensing Ga | 1605 | 266 |  | 07/13/2023 | 60365 | 212595114 | 07/13/2023
Carrier Corp. - Indianapolis | Tempstar | N96VSN0401410B*D | Federally-Regulated Consumer Product | Non-Weatherized, Condensing Ga | 985 | 238 |  | 07/13/2023 | 40193 | 212594995 | 07/13/2023
Carrier Corp. - Indianapolis | Tempstar | F96VTN1202422B | Federally-Regulated Consumer Product | Non-Weatherized, Condensing Ga | 2225 | 293 |  | 07/13/2023 | 78340 | 212595344 | 07/13/2023
Carrier Corp. - Indianapolis | Tempstar | F96VTN1002120B | Federally-Regulated Consumer Product | Non-Weatherized, Condensing Ga | 2163 | 290 |  | 07/13/2023 | 65562 | 212595264 | 07/13/2023
Carrier Corp. - Indianapolis | Tempstar | F96VTN0401712B | Federally-Regulated Consumer Product | Non-Weatherized, Condensing Ga | 1131 | 245 |  | 07/13/2023 | 26296 | 212594944 | 07/13/2023
Carrier Corp. - Indianapolis | Tempstar | F96VTN0401410B | Federally-Regulated Consumer Product | Non-Weatherized, Condensing Ga | 1049 | 241 |  | 07/13/2023 | 25795 | 212594938 | 07/13/2023
Carrier Corp. - Indianapolis | Tempstar | N96VSN1002120B | Federally-Regulated Consumer Product | Non-Weatherized, Condensing Ga | 2166 | 290 |  | 07/13/2023 | 99862 | 212595312 | 07/13/2023
Carrier Corp. - Indianapolis | Tempstar | N96VSN0601412B | Federally-Regulated Consumer Product | Non-Weatherized, Condensing Ga | 1207 | 248 |  | 07/13/2023 | 59908 | 212595096 | 07/13/2023
Carrier Corp. - Indianapolis | Tempstar | N96VSN1202422B*D | Federally-Regulated Consumer Product | Non-Weatherized, Condensing Ga | 2296 | 296 |  | 07/13/2023 | 120209 | 212595381 | 07/13/2023
Carrier Corp. - Indianapolis | Tempstar | N96VSN0802120B | Federally-Regulated Consumer Product | Non-Weatherized, Condensing Ga | 2238 | 293 |  | 07/13/2023 | 79743 | 212595224 | 07/13/2023
Carrier Corp. - Indianapolis | Tempstar | F96VTN0802120B*D | Federally-Regulated Consumer Product | Non-Weatherized, Condensing Ga | 2145 | 289 |  | 07/13/2023 | 51728 | 212595167 | 07/13/2023
Carrier Corp. - Indianapolis | Tempstar | F96VTN1002122B*D | Federally-Regulated Consumer Product | Non-Weatherized, Condensing Ga | 2275 | 295 |  | 07/13/2023 | 64500 | 212595273 | 07/13/2023
Carrier Corp. - Indianapolis | Tempstar | N96VSN0601412B*D | Federally-Regulated Consumer Product | Non-Weatherized, Condensing Ga | 1207 | 248 |  | 07/13/2023 | 59908 | 212595105 | 07/13/2023
Carrier Corp. - Indianapolis | Tempstar | F96VTN1002122B | Federally-Regulated Consumer Product | Non-Weatherized, Condensing Ga | 2275 | 295 |  | 07/13/2023 | 64500 | 212595270 | 07/13/2023
Carrier Corp. - Indianapolis | Tempstar | F96VTN1202422B*D | Federally-Regulated Consumer Product | Non-Weatherized, Condensing Ga | 2225 | 293 |  | 07/13/2023 | 78340 | 212595347 | 07/13/2023
Dettson Industries, Inc. | ICP Commercial | OMV095-CAR | Federally-Regulated Consumer Product | Non-Weatherized, Non-Condensin | 1496 | 488 |  | 05/09/2023 | 110066 | 201695478 | 07/25/2023
Dettson Industries, Inc. | ICP Commercial | OLR098-BNX | Federally-Regulated Consumer Product | Non-Weatherized, Non-Condensin | 1153 | 464 |  | 05/09/2023 | 98833 | 201693876 | 07/25/2023
Dettson Industries, Inc. | ICP Commercial | OLR112-BNX | Federally-Regulated Consumer Product | Non-Weatherized, Non-Condensin | 1598 | 494 |  | 05/04/2023 | 113138 | 201693993 | 07/25/2023
Dettson Industries, Inc. | ICP Commercial | OLV098-BF | Federally-Regulated Consumer Product | Non-Weatherized, Non-Condensin | 1445 | 484 |  | 05/04/2023 | 98832 | 201693912 | 07/25/2023
Dettson Industries, Inc. | ICP Commercial | OLR095-BNX | Federally-Regulated Consumer Product | Non-Weatherized, Non-Condensin | 1598 | 494 |  | 05/04/2023 | 113138 | 201693786 | 07/25/2023
Dettson Industries, Inc. | ICP Commercial | OMF112-RF | Federally-Regulated Consumer Product | Non-Weatherized, Non-Condensin | 1602 | 496 |  | 05/04/2023 | 109509 | 201695658 | 07/25/2023
Dettson Industries, Inc. | ICP Commercial | OLR112-RBF | Federally-Regulated Consumer Product | Non-Weatherized, Non-Condensin | 1598 | 494 |  | 05/04/2023 | 113138 | 201694011 | 07/25/2023
Dettson Industries, Inc. | ICP Commercial | OLV154-BNX | Federally-Regulated Consumer Product | Non-Weatherized, Non-Condensin | 2223 | 540 |  | 05/04/2023 | 154668 | 201694209 | 07/25/2023
Dettson Industries, Inc. | ICP Commercial | OMV095-BF | Federally-Regulated Consumer Product | Non-Weatherized, Non-Condensin | 1496 | 488 |  | 05/09/2023 | 110066 | 201695460 | 07/25/2023
Dettson Industries, Inc. | ICP Commercial | OLR154-RF | Federally-Regulated Consumer Product | Non-Weatherized, Non-Condensin | 2192 | 538 |  | 05/04/2023 | 154481 | 201694200 | 07/25/2023
Dettson Industries, Inc. | ICP Commercial | OMF112-BNX | Federally-Regulated Consumer Product | Non-Weatherized, Non-Condensin | 1602 | 496 |  | 05/04/2023 | 109509 | 201695631 | 07/25/2023
Dettson Industries, Inc. | ICP Commercial | OMV095-RF | Federally-Regulated Consumer Product | Non-Weatherized, Non-Condensin | 1496 | 488 |  | 05/09/2023 | 110066 | 201695496 | 07/25/2023
Dettson Industries, Inc. | ICP Commercial | OTF189-RF | Federally-Regulated Consumer Product | Non-Weatherized, Non-Condensin | 2279 | 543 |  | 05/09/2023 | 210456 | 201695928 | 07/25/2023
Dettson Industries, Inc. | ICP Commercial | OMV154-RF | Federally-Regulated Consumer Product | Non-Weatherized, Non-Condensin | 2172 | 535 |  | 05/04/2023 | 152221 | 201695865 | 07/25/2023
Dettson Industries, Inc. | ICP Commercial | OLV095-CAR | Federally-Regulated Consumer Product | Non-Weatherized, Non-Condensin | 1724 | 503 |  | 05/04/2023 | 113337 | 201693840 | 07/25/2023
Dettson Industries, Inc. | ICP Commercial | OLV077-CAR | Federally-Regulated Consumer Product | Non-Weatherized, Non-Condensin | 1445 | 484 |  | 05/04/2023 | 98832 | 201693723 | 07/25/2023
Dettson Industries, Inc. | ICP Commercial | OLV077-BNX | Federally-Regulated Consumer Product | Non-Weatherized, Non-Condensin | 1445 | 484 |  | 05/04/2023 | 98832 | 201693714 | 07/25/2023
Dettson Industries, Inc. | ICP Commercial | OLV112-BNX | Federally-Regulated Consumer Product | Non-Weatherized, Non-Condensin | 1724 | 503 |  | 05/04/2023 | 113337 | 201694038 | 07/25/2023
Dettson Industries, Inc. | ICP Commercial | OMV126-BNX | Federally-Regulated Consumer Product | Non-Weatherized, Non-Condensin | 2172 | 535 |  | 05/04/2023 | 152221 | 201695766 | 07/25/2023
Dettson Industries, Inc. | ICP Commercial | OMV112-RF | Federally-Regulated Consumer Product | Non-Weatherized, Non-Condensin | 1496 | 488 |  | 05/09/2023 | 110066 | 201695703 | 07/25/2023
Dettson Industries, Inc. | ICP Commercial | OMF095-BF | Federally-Regulated Consumer Product | Non-Weatherized, Non-Condensin | 1602 | 496 |  | 05/04/2023 | 109509 | 201695415 | 07/25/2023
Dettson Industries, Inc. | ICP Commercial | OLR168-BF | Federally-Regulated Consumer Product | Non-Weatherized, Non-Condensin | 2231 | 540 |  | 05/04/2023 | 209205 | 201694263 | 07/25/2023
Dettson Industries, Inc. | ICP Commercial | OMF095-RBF | Federally-Regulated Consumer Product | Non-Weatherized, Non-Condensin | 1602 | 496 |  | 05/04/2023 | 109509 | 201695442 | 07/25/2023
Dettson Industries, Inc. | ICP Commercial | OLR098-BF | Federally-Regulated Consumer Product | Non-Weatherized, Non-Condensin | 1153 | 464 |  | 05/09/2023 | 98833 | 201693867 | 07/25/2023
Dettson Industries, Inc. | ICP Commercial | OLV112-BF | Federally-Regulated Consumer Product | Non-Weatherized, Non-Condensin | 1724 | 503 |  | 05/04/2023 | 113337 | 201694029 | 07/25/2023
Dettson Industries, Inc. | ICP Commercial | OLR168-RF | Federally-Regulated Consumer Product | Non-Weatherized, Non-Condensin | 2231 | 540 |  | 05/04/2023 | 209205 | 201694272 | 07/25/2023
Dettson Industries, Inc. | ICP Commercial | OLV095-BF | Federally-Regulated Consumer Product | Non-Weatherized, Non-Condensin | 1724 | 503 |  | 05/04/2023 | 113337 | 201693822 | 07/25/2023
Dettson Industries, Inc. | ICP Commercial | OMV126-RF | Federally-Regulated Consumer Product | Non-Weatherized, Non-Condensin | 2172 | 535 |  | 05/04/2023 | 152221 | 201695784 | 07/25/2023
Dettson Industries, Inc. | ICP Commercial | OLV126-RF | Federally-Regulated Consumer Product | Non-Weatherized, Non-Condensin | 2223 | 540 |  | 05/04/2023 | 154668 | 201694146 | 07/25/2023
Dettson Industries, Inc. | ICP Commercial | OLV098-RBF | Federally-Regulated Consumer Product | Non-Weatherized, Non-Condensin | 1445 | 484 |  | 05/04/2023 | 98832 | 201693939 | 07/25/2023
Dettson Industries, Inc. | ICP Commercial | OLR077-RBF | Federally-Regulated Consumer Product | Non-Weatherized, Non-Condensin | 1153 | 464 |  | 05/09/2023 | 98833 | 201693687 | 07/25/2023
Dettson Industries, Inc. | ICP Commercial | OLV112-RF | Federally-Regulated Consumer Product | Non-Weatherized, Non-Condensin | 1724 | 503 |  | 05/04/2023 | 113337 | 201694065 | 07/25/2023
Dettson Industries, Inc. | ICP Commercial | OLR095-RBF | Federally-Regulated Consumer Product | Non-Weatherized, Non-Condensin | 1598 | 494 |  | 05/04/2023 | 113138 | 201693804 | 07/25/2023
Dettson Industries, Inc. | ICP Commercial | OLR126-RF | Federally-Regulated Consumer Product | Non-Weatherized, Non-Condensin | 2192 | 538 |  | 05/04/2023 | 154481 | 201694119 | 07/25/2023
Dettson Industries, Inc. | ICP Commercial | OLV098-CAR | Federally-Regulated Consumer Product | Non-Weatherized, Non-Condensin | 1445 | 484 |  | 05/04/2023 | 98832 | 201693930 | 07/25/2023
Dettson Industries, Inc. | ICP Commercial | OMF112-RBF | Federally-Regulated Consumer Product | Non-Weatherized, Non-Condensin | 1602 | 496 |  | 05/04/2023 | 109509 | 201695649 | 07/25/2023
Dettson Industries, Inc. | ICP Commercial | OMV112-CAR | Federally-Regulated Consumer Product | Non-Weatherized, Non-Condensin | 1496 | 488 |  | 05/09/2023 | 110066 | 201695685 | 07/25/2023
Dettson Industries, Inc. | ICP Commercial | OMF112-BF | Federally-Regulated Consumer Product | Non-Weatherized, Non-Condensin | 1602 | 496 |  | 05/04/2023 | 109509 | 201695622 | 07/25/2023
Dettson Industries, Inc. | ICP Commercial | OLV098-BNX | Federally-Regulated Consumer Product | Non-Weatherized, Non-Condensin | 1445 | 484 |  | 05/04/2023 | 98832 | 201693921 | 07/25/2023
Dettson Industries, Inc. | ICP Commercial | OLR210-RF | Federally-Regulated Consumer Product | Non-Weatherized, Non-Condensin | 2231 | 540 |  | 05/04/2023 | 209205 | 201694308 | 07/25/2023
Dettson Industries, Inc. | ICP Commercial | OLV126-RBF | Federally-Regulated Consumer Product | Non-Weatherized, Non-Condensin | 2223 | 540 |  | 05/04/2023 | 154668 | 201694137 | 07/25/2023
Dettson Industries, Inc. | ICP Commercial | OLV154-RBF | Federally-Regulated Consumer Product | Non-Weatherized, Non-Condensin | 2223 | 540 |  | 05/04/2023 | 154668 | 201694218 | 07/25/2023
Dettson Industries, Inc. | ICP Commercial | OTF168-RF | Federally-Regulated Consumer Product | Non-Weatherized, Non-Condensin | 2279 | 543 |  | 05/09/2023 | 210456 | 201695910 | 07/25/2023
Dettson Industries, Inc. | ICP Commercial | OLR077-BF | Federally-Regulated Consumer Product | Non-Weatherized, Non-Condensin | 1153 | 464 |  | 05/09/2023 | 98833 | 201693660 | 07/25/2023
Dettson Industries, Inc. | ICP Commercial | OLR095-RF | Federally-Regulated Consumer Product | Non-Weatherized, Non-Condensin | 1598 | 494 |  | 05/04/2023 | 113138 | 201693813 | 07/25/2023
Dettson Industries, Inc. | ICP Commercial | OLR095-CAR | Federally-Regulated Consumer Product | Non-Weatherized, Non-Condensin | 1598 | 494 |  | 05/04/2023 | 113138 | 201693795 | 07/25/2023
Dettson Industries, Inc. | ICP Commercial | OLR095-BF | Federally-Regulated Consumer Product | Non-Weatherized, Non-Condensin | 1598 | 494 |  | 05/04/2023 | 113138 | 201693777 | 07/25/2023
Dettson Industries, Inc. | ICP Commercial | OLV095-RF | Federally-Regulated Consumer Product | Non-Weatherized, Non-Condensin | 1724 | 503 |  | 05/04/2023 | 113337 | 201693858 | 07/25/2023
Dettson Industries, Inc. | ICP Commercial | OTF210-RF | Federally-Regulated Consumer Product | Non-Weatherized, Non-Condensin | 2279 | 543 |  | 05/09/2023 | 210456 | 201693624 | 07/25/2023
Dettson Industries, Inc. | ICP Commercial | OLR126-BNX | Federally-Regulated Consumer Product | Non-Weatherized, Non-Condensin | 2192 | 538 |  | 05/04/2023 | 154481 | 201694101 | 07/25/2023
Dettson Industries, Inc. | ICP Commercial | OMV154-BNX | Federally-Regulated Consumer Product | Non-Weatherized, Non-Condensin | 2172 | 535 |  | 05/04/2023 | 152221 | 201695847 | 07/25/2023
Dettson Industries, Inc. | ICP Commercial | OLR112-CAR | Federally-Regulated Consumer Product | Non-Weatherized, Non-Condensin | 1598 | 494 |  | 05/04/2023 | 113138 | 201694002 | 07/25/2023
Dettson Industries, Inc. | ICP Commercial | OMV154-RBF | Federally-Regulated Consumer Product | Non-Weatherized, Non-Condensin | 2172 | 535 |  | 05/04/2023 | 152221 | 201695856 | 07/25/2023
Dettson Industries, Inc. | ICP Commercial | OMV112-RBF | Federally-Regulated Consumer Product | Non-Weatherized, Non-Condensin | 1496 | 488 |  | 05/09/2023 | 110066 | 201695694 | 07/25/2023
Dettson Industries, Inc. | ICP Commercial | OLR098-CAR | Federally-Regulated Consumer Product | Non-Weatherized, Non-Condensin | 1153 | 464 |  | 05/09/2023 | 98833 | 201693885 | 07/25/2023
Dettson Industries, Inc. | ICP Commercial | OLV126-BNX | Federally-Regulated Consumer Product | Non-Weatherized, Non-Condensin | 2223 | 540 |  | 05/04/2023 | 154668 | 201694128 | 07/25/2023
Dettson Industries, Inc. | ICP Commercial | OMF095-CAR | Federally-Regulated Consumer Product | Non-Weatherized, Non-Condensin | 1602 | 496 |  | 05/04/2023 | 109509 | 201695433 | 07/25/2023
Dettson Industries, Inc. | ICP Commercial | OMF126-RBF | Federally-Regulated Consumer Product | Non-Weatherized, Non-Condensin | 1934 | 519 |  | 05/04/2023 | 152309 | 201695748 | 07/25/2023
Dettson Industries, Inc. | ICP Commercial | OTF189-BF | Federally-Regulated Consumer Product | Non-Weatherized, Non-Condensin | 2279 | 543 |  | 05/09/2023 | 210456 | 201695919 | 07/25/2023
Dettson Industries, Inc. | ICP Commercial | OLR126-RBF | Federally-Regulated Consumer Product | Non-Weatherized, Non-Condensin | 2192 | 538 |  | 05/04/2023 | 154481 | 201694110 | 07/25/2023
Dettson Industries, Inc. | ICP Commercial | OLV095-RBF | Federally-Regulated Consumer Product | Non-Weatherized, Non-Condensin | 1724 | 503 |  | 05/04/2023 | 113337 | 201693849 | 07/25/2023
Dettson Industries, Inc. | ICP Commercial | OLR189-RF | Federally-Regulated Consumer Product | Non-Weatherized, Non-Condensin | 2231 | 540 |  | 05/04/2023 | 209205 | 201694290 | 07/25/2023
Dettson Industries, Inc. | ICP Commercial | OLR112-BF | Federally-Regulated Consumer Product | Non-Weatherized, Non-Condensin | 1598 | 494 |  | 05/04/2023 | 113138 | 201693984 | 07/25/2023
Dettson Industries, Inc. | ICP Commercial | OMF095-RF | Federally-Regulated Consumer Product | Non-Weatherized, Non-Condensin | 1602 | 496 |  | 05/04/2023 | 109509 | 201695451 | 07/25/2023
Dettson Industries, Inc. | ICP Commercial | OLV077-RBF | Federally-Regulated Consumer Product | Non-Weatherized, Non-Condensin | 1445 | 484 |  | 05/04/2023 | 98832 | 201693732 | 07/25/2023
Dettson Industries, Inc. | ICP Commercial | OLR077-BNX | Federally-Regulated Consumer Product | Non-Weatherized, Non-Condensin | 1153 | 464 |  | 05/09/2023 | 98833 | 201693669 | 07/25/2023
Dettson Industries, Inc. | ICP Commercial | OLR077-RF | Federally-Regulated Consumer Product | Non-Weatherized, Non-Condensin | 1153 | 464 |  | 05/09/2023 | 98833 | 201693696 | 07/25/2023
Dettson Industries, Inc. | ICP Commercial | OLV098-RF | Federally-Regulated Consumer Product | Non-Weatherized, Non-Condensin | 1445 | 484 |  | 05/04/2023 | 98832 | 201693948 | 07/25/2023
Dettson Industries, Inc. | ICP Commercial | OMV095-BNX | Federally-Regulated Consumer Product | Non-Weatherized, Non-Condensin | 1496 | 488 |  | 05/09/2023 | 110066 | 201695469 | 07/25/2023
Dettson Industries, Inc. | ICP Commercial | OLR210-BF | Federally-Regulated Consumer Product | Non-Weatherized, Non-Condensin | 2231 | 540 |  | 05/04/2023 | 209205 | 201694299 | 07/25/2023
Dettson Industries, Inc. | ICP Commercial | OLR154-RBF | Federally-Regulated Consumer Product | Non-Weatherized, Non-Condensin | 2192 | 538 |  | 05/04/2023 | 154481 | 201694191 | 07/25/2023
Dettson Industries, Inc. | ICP Commercial | OLR098-RBF | Federally-Regulated Consumer Product | Non-Weatherized, Non-Condensin | 1153 | 464 |  | 05/09/2023 | 98833 | 201693894 | 07/25/2023
Dettson Industries, Inc. | ICP Commercial | OMF095-BNX | Federally-Regulated Consumer Product | Non-Weatherized, Non-Condensin | 1602 | 496 |  | 05/04/2023 | 109509 | 201695424 | 07/25/2023
Dettson Industries, Inc. | ICP Commercial | OMF112-CAR | Federally-Regulated Consumer Product | Non-Weatherized, Non-Condensin | 1602 | 496 |  | 05/04/2023 | 109509 | 201695640 | 07/25/2023
Dettson Industries, Inc. | ICP Commercial | OTF168-BF | Federally-Regulated Consumer Product | Non-Weatherized, Non-Condensin | 2279 | 543 |  | 05/09/2023 | 210456 | 201695901 | 07/25/2023
Dettson Industries, Inc. | ICP Commercial | OLV112-CAR | Federally-Regulated Consumer Product | Non-Weatherized, Non-Condensin | 1724 | 503 |  | 05/04/2023 | 113337 | 201694047 | 07/25/2023
Dettson Industries, Inc. | ICP Commercial | OLV077-BF | Federally-Regulated Consumer Product | Non-Weatherized, Non-Condensin | 1445 | 484 |  | 05/04/2023 | 98832 | 201693705 | 07/25/2023
Dettson Industries, Inc. | ICP Commercial | OLV095-BNX | Federally-Regulated Consumer Product | Non-Weatherized, Non-Condensin | 1724 | 503 |  | 05/04/2023 | 113337 | 201693831 | 07/25/2023
Dettson Industries, Inc. | ICP Commercial | OLV077-RF | Federally-Regulated Consumer Product | Non-Weatherized, Non-Condensin | 1445 | 484 |  | 05/04/2023 | 98832 | 201693741 | 07/25/2023
Dettson Industries, Inc. | ICP Commercial | OMV112-BNX | Federally-Regulated Consumer Product | Non-Weatherized, Non-Condensin | 1496 | 488 |  | 05/09/2023 | 110066 | 201695676 | 07/25/2023
Dettson Industries, Inc. | ICP Commercial | OMF126-RF | Federally-Regulated Consumer Product | Non-Weatherized, Non-Condensin | 1934 | 519 |  | 05/04/2023 | 152309 | 201695757 | 07/25/2023
Dettson Industries, Inc. | ICP Commercial | OLV112-RBF | Federally-Regulated Consumer Product | Non-Weatherized, Non-Condensin | 1724 | 503 |  | 05/04/2023 | 113337 | 201694056 | 07/25/2023
Dettson Industries, Inc. | ICP Commercial | OLR189-BF | Federally-Regulated Consumer Product | Non-Weatherized, Non-Condensin | 2231 | 540 |  | 05/04/2023 | 209205 | 201694281 | 07/25/2023
Dettson Industries, Inc. | ICP Commercial | OLR098-RF | Federally-Regulated Consumer Product | Non-Weatherized, Non-Condensin | 1153 | 464 |  | 05/09/2023 | 98833 | 201693903 | 07/25/2023
Dettson Industries, Inc. | ICP Commercial | OMF154-RBF | Federally-Regulated Consumer Product | Non-Weatherized, Non-Condensin | 1934 | 519 |  | 05/04/2023 | 152309 | 201695829 | 07/25/2023
Dettson Industries, Inc. | ICP Commercial | OMV095-RBF | Federally-Regulated Consumer Product | Non-Weatherized, Non-Condensin | 1629 | 347 | 497.659 | 10/04/2019 |  |  | 07/25/2023
Dettson Industries, Inc. | ICP Commercial | OLV154-RF | Federally-Regulated Consumer Product | Non-Weatherized, Non-Condensin | 2223 | 540 |  | 05/04/2023 | 154668 | 201694227 | 07/25/2023
Dettson Industries, Inc. | ICP Commercial | OLR154-BNX | Federally-Regulated Consumer Product | Non-Weatherized, Non-Condensin | 2192 | 538 |  | 05/04/2023 | 154481 | 201694182 | 07/25/2023
Dettson Industries, Inc. | ICP Commercial | OMF154-RF | Federally-Regulated Consumer Product | Non-Weatherized, Non-Condensin | 1934 | 519 |  | 05/04/2023 | 152309 | 201695838 | 07/25/2023
Dettson Industries, Inc. | ICP Commercial | OLR112-RF | Federally-Regulated Consumer Product | Non-Weatherized, Non-Condensin | 1598 | 494 |  | 05/04/2023 | 113138 | 201694020 | 07/25/2023
Dettson Industries, Inc. | ICP Commercial | OLR077-CAR | Federally-Regulated Consumer Product | Non-Weatherized, Non-Condensin | 1153 | 464 |  | 05/09/2023 | 98833 | 201693678 | 07/25/2023
Dettson Industries, Inc. | ICP Commercial | OMF126-BNX | Federally-Regulated Consumer Product | Non-Weatherized, Non-Condensin | 1934 | 519 |  | 05/04/2023 | 152309 | 201695739 | 07/25/2023
Dettson Industries, Inc. | ICP Commercial | OMF154-BNX | Federally-Regulated Consumer Product | Non-Weatherized, Non-Condensin | 1934 | 519 |  | 05/04/2023 | 152309 | 201695820 | 07/25/2023
Dettson Industries, Inc. | ICP Commercial | OMV112-BF | Federally-Regulated Consumer Product | Non-Weatherized, Non-Condensin | 1496 | 488 |  | 05/09/2023 | 110066 | 201695667 | 07/25/2023
Dettson Industries, Inc. | ICP Commercial | OTF210-BF | Federally-Regulated Consumer Product | Non-Weatherized, Non-Condensin | 2279 | 543 |  | 05/09/2023 | 210456 | 201695937 | 07/25/2023
Dettson Industries, Inc. | ICP Commercial | OMV126-RBF | Federally-Regulated Consumer Product | Non-Weatherized, Non-Condensin | 2055 | 337 | 527.905 | 10/04/2019 |  |  | 07/25/2023
Dettson Industries, Inc. | Kenmore | OLR098-CAR | Federally-Regulated Consumer Product | Non-Weatherized, Non-Condensin | 1153 | 464 |  | 05/09/2023 | 98833 | 201693884 | 07/25/2023
Dettson Industries, Inc. | Kenmore | OLV077-RF | Federally-Regulated Consumer Product | Non-Weatherized, Non-Condensin | 1445 | 484 |  | 05/04/2023 | 98832 | 201693740 | 07/25/2023
Dettson Industries, Inc. | Kenmore | OLR168-BF | Federally-Regulated Consumer Product | Non-Weatherized, Non-Condensin | 2231 | 540 |  | 05/04/2023 | 209205 | 201694262 | 07/25/2023
Dettson Industries, Inc. | Kenmore | OLR126-RF | Federally-Regulated Consumer Product | Non-Weatherized, Non-Condensin | 2192 | 538 |  | 05/04/2023 | 154481 | 201694118 | 07/25/2023
Dettson Industries, Inc. | Kenmore | OTF168-BF | Federally-Regulated Consumer Product | Non-Weatherized, Non-Condensin | 2279 | 543 |  | 05/09/2023 | 210456 | 201695900 | 07/25/2023
Dettson Industries, Inc. | Kenmore | OMF154-RBF | Federally-Regulated Consumer Product | Non-Weatherized, Non-Condensin | 1934 | 519 |  | 05/04/2023 | 152309 | 201695828 | 07/25/2023
Dettson Industries, Inc. | Kenmore | OLR210-BF | Federally-Regulated Consumer Product | Non-Weatherized, Non-Condensin | 2231 | 540 |  | 05/04/2023 | 209205 | 201694298 | 07/25/2023
Dettson Industries, Inc. | Kenmore | OLR095-BF | Federally-Regulated Consumer Product | Non-Weatherized, Non-Condensin | 1598 | 494 |  | 05/04/2023 | 113138 | 201693776 | 07/25/2023
Dettson Industries, Inc. | Kenmore | OLV112-CAR | Federally-Regulated Consumer Product | Non-Weatherized, Non-Condensin | 1724 | 503 |  | 05/04/2023 | 113337 | 201694046 | 07/25/2023
Dettson Industries, Inc. | Kenmore | OLV154-RF | Federally-Regulated Consumer Product | Non-Weatherized, Non-Condensin | 2223 | 540 |  | 05/04/2023 | 154668 | 201694226 | 07/25/2023
Dettson Industries, Inc. | Kenmore | OLV077-RBF | Federally-Regulated Consumer Product | Non-Weatherized, Non-Condensin | 1445 | 484 |  | 05/04/2023 | 98832 | 201693731 | 07/25/2023
Dettson Industries, Inc. | Kenmore | OLV126-RF | Federally-Regulated Consumer Product | Non-Weatherized, Non-Condensin | 2223 | 540 |  | 05/04/2023 | 154668 | 201694145 | 07/25/2023
Dettson Industries, Inc. | Kenmore | OLV098-BNX | Federally-Regulated Consumer Product | Non-Weatherized, Non-Condensin | 1445 | 484 |  | 05/04/2023 | 98832 | 201693920 | 07/25/2023
Dettson Industries, Inc. | Kenmore | OLV112-BNX | Federally-Regulated Consumer Product | Non-Weatherized, Non-Condensin | 1724 | 503 |  | 05/04/2023 | 113337 | 201694037 | 07/25/2023
Dettson Industries, Inc. | Kenmore | OMV112-BNX | Federally-Regulated Consumer Product | Non-Weatherized, Non-Condensin | 1496 | 488 |  | 05/09/2023 | 110066 | 201695675 | 07/25/2023
Dettson Industries, Inc. | Kenmore | OLR077-BF | Federally-Regulated Consumer Product | Non-Weatherized, Non-Condensin | 1153 | 464 |  | 05/09/2023 | 98833 | 201693659 | 07/25/2023
Dettson Industries, Inc. | Kenmore | OMV154-RBF | Federally-Regulated Consumer Product | Non-Weatherized, Non-Condensin | 2172 | 535 |  | 05/04/2023 | 152221 | 201695855 | 07/25/2023
Dettson Industries, Inc. | Kenmore | OLV077-BNX | Federally-Regulated Consumer Product | Non-Weatherized, Non-Condensin | 1445 | 484 |  | 05/04/2023 | 98832 | 201693713 | 07/25/2023
Dettson Industries, Inc. | Kenmore | OLR077-BNX | Federally-Regulated Consumer Product | Non-Weatherized, Non-Condensin | 1153 | 464 |  | 05/09/2023 | 98833 | 201693668 | 07/25/2023
Dettson Industries, Inc. | Kenmore | OTF189-RF | Federally-Regulated Consumer Product | Non-Weatherized, Non-Condensin | 2279 | 543 |  | 05/09/2023 | 210456 | 201695927 | 07/25/2023
Dettson Industries, Inc. | Kenmore | OMF126-RF | Federally-Regulated Consumer Product | Non-Weatherized, Non-Condensin | 1934 | 519 |  | 05/04/2023 | 152309 | 201695756 | 07/25/2023
Dettson Industries, Inc. | Kenmore | OLR210-RF | Federally-Regulated Consumer Product | Non-Weatherized, Non-Condensin | 2231 | 540 |  | 05/04/2023 | 209205 | 201694307 | 07/25/2023
Dettson Industries, Inc. | Kenmore | OMF112-RF | Federally-Regulated Consumer Product | Non-Weatherized, Non-Condensin | 1602 | 496 |  | 05/04/2023 | 109509 | 201695657 | 07/25/2023
Dettson Industries, Inc. | Kenmore | OLR189-RF | Federally-Regulated Consumer Product | Non-Weatherized, Non-Condensin | 2231 | 540 |  | 05/04/2023 | 209205 | 201694289 | 07/25/2023
Dettson Industries, Inc. | Kenmore | OMV126-BNX | Federally-Regulated Consumer Product | Non-Weatherized, Non-Condensin | 2172 | 535 |  | 05/04/2023 | 152221 | 201695765 | 07/25/2023
Dettson Industries, Inc. | Kenmore | OMF126-RBF | Federally-Regulated Consumer Product | Non-Weatherized, Non-Condensin | 1934 | 519 |  | 05/04/2023 | 152309 | 201695747 | 07/25/2023
Dettson Industries, Inc. | Kenmore | OLV095-RF | Federally-Regulated Consumer Product | Non-Weatherized, Non-Condensin | 1724 | 503 |  | 05/04/2023 | 113337 | 201693857 | 07/25/2023
Dettson Industries, Inc. | Kenmore | OLR112-BF | Federally-Regulated Consumer Product | Non-Weatherized, Non-Condensin | 1598 | 494 |  | 05/04/2023 | 113138 | 201693983 | 07/25/2023
Dettson Industries, Inc. | Kenmore | OLV154-BNX | Federally-Regulated Consumer Product | Non-Weatherized, Non-Condensin | 2223 | 540 |  | 05/04/2023 | 154668 | 201694208 | 07/25/2023
Dettson Industries, Inc. | Kenmore | OMV112-RF | Federally-Regulated Consumer Product | Non-Weatherized, Non-Condensin | 1496 | 488 |  | 05/09/2023 | 110066 | 201695702 | 07/25/2023
Dettson Industries, Inc. | Kenmore | OLR098-BNX | Federally-Regulated Consumer Product | Non-Weatherized, Non-Condensin | 1153 | 464 |  | 05/09/2023 | 98833 | 201693875 | 07/25/2023
Dettson Industries, Inc. | Kenmore | OTF168-RF | Federally-Regulated Consumer Product | Non-Weatherized, Non-Condensin | 2279 | 543 |  | 05/09/2023 | 210456 | 201695909 | 07/25/2023
Dettson Industries, Inc. | Kenmore | OMV112-RBF | Federally-Regulated Consumer Product | Non-Weatherized, Non-Condensin | 1496 | 488 |  | 05/09/2023 | 110066 | 201695693 | 07/25/2023
Dettson Industries, Inc. | Kenmore | OLR154-BNX | Federally-Regulated Consumer Product | Non-Weatherized, Non-Condensin | 2192 | 538 |  | 05/04/2023 | 154481 | 201694181 | 07/25/2023
Dettson Industries, Inc. | Kenmore | OLR154-RF | Federally-Regulated Consumer Product | Non-Weatherized, Non-Condensin | 2192 | 538 |  | 05/04/2023 | 154481 | 201694199 | 07/25/2023
Dettson Industries, Inc. | Kenmore | OLR126-BNX | Federally-Regulated Consumer Product | Non-Weatherized, Non-Condensin | 2192 | 538 |  | 05/04/2023 | 154481 | 201694100 | 07/25/2023
Dettson Industries, Inc. | Kenmore | OLV098-RF | Federally-Regulated Consumer Product | Non-Weatherized, Non-Condensin | 1445 | 484 |  | 05/04/2023 | 98832 | 201693947 | 07/25/2023
Dettson Industries, Inc. | Kenmore | OMF154-RF | Federally-Regulated Consumer Product | Non-Weatherized, Non-Condensin | 1934 | 519 |  | 05/04/2023 | 152309 | 201695837 | 07/25/2023
Dettson Industries, Inc. | Kenmore | OLR095-RF | Federally-Regulated Consumer Product | Non-Weatherized, Non-Condensin | 1598 | 494 |  | 05/04/2023 | 113138 | 201693812 | 07/25/2023
Dettson Industries, Inc. | Kenmore | OLR112-CAR | Federally-Regulated Consumer Product | Non-Weatherized, Non-Condensin | 1598 | 494 |  | 05/04/2023 | 113138 | 201694001 | 07/25/2023
Dettson Industries, Inc. | Kenmore | OLV112-RF | Federally-Regulated Consumer Product | Non-Weatherized, Non-Condensin | 1724 | 503 |  | 05/04/2023 | 113337 | 201694064 | 07/25/2023
Dettson Industries, Inc. | Kenmore | OLR168-RF | Federally-Regulated Consumer Product | Non-Weatherized, Non-Condensin | 2231 | 540 |  | 05/04/2023 | 209205 | 201694271 | 07/25/2023
Dettson Industries, Inc. | Kenmore | OLR112-RF | Federally-Regulated Consumer Product | Non-Weatherized, Non-Condensin | 1598 | 494 |  | 05/04/2023 | 113138 | 201694019 | 07/25/2023
Dettson Industries, Inc. | Kenmore | OLR126-RBF | Federally-Regulated Consumer Product | Non-Weatherized, Non-Condensin | 2192 | 538 |  | 05/04/2023 | 154481 | 201694109 | 07/25/2023
Dettson Industries, Inc. | Kenmore | OLR098-RBF | Federally-Regulated Consumer Product | Non-Weatherized, Non-Condensin | 1153 | 464 |  | 05/09/2023 | 98833 | 201693893 | 07/25/2023
Dettson Industries, Inc. | Kenmore | OMF112-CAR | Federally-Regulated Consumer Product | Non-Weatherized, Non-Condensin | 1602 | 496 |  | 05/04/2023 | 109509 | 201695639 | 07/25/2023
Dettson Industries, Inc. | Kenmore | OMV095-BF | Federally-Regulated Consumer Product | Non-Weatherized, Non-Condensin | 1496 | 488 |  | 05/09/2023 | 110066 | 201695459 | 07/25/2023
Dettson Industries, Inc. | Kenmore | OLV098-BF | Federally-Regulated Consumer Product | Non-Weatherized, Non-Condensin | 1445 | 484 |  | 05/04/2023 | 98832 | 201693911 | 07/25/2023
Dettson Industries, Inc. | Kenmore | OMF126-BNX | Federally-Regulated Consumer Product | Non-Weatherized, Non-Condensin | 1934 | 519 |  | 05/04/2023 | 152309 | 201695738 | 07/25/2023
Dettson Industries, Inc. | Kenmore | OTF189-BF | Federally-Regulated Consumer Product | Non-Weatherized, Non-Condensin | 2279 | 543 |  | 05/09/2023 | 210456 | 201695918 | 07/25/2023
Dettson Industries, Inc. | Kenmore | OTF210-BF | Federally-Regulated Consumer Product | Non-Weatherized, Non-Condensin | 2279 | 543 |  | 05/09/2023 | 210456 | 201695936 | 07/25/2023
Dettson Industries, Inc. | Kenmore | OTF210-RF | Federally-Regulated Consumer Product | Non-Weatherized, Non-Condensin | 2279 | 543 |  | 05/09/2023 | 210456 | 201693623 | 07/25/2023
Dettson Industries, Inc. | Kenmore | OMF154-BNX | Federally-Regulated Consumer Product | Non-Weatherized, Non-Condensin | 1934 | 519 |  | 05/04/2023 | 152309 | 201695819 | 07/25/2023
Dettson Industries, Inc. | Kenmore | OLR077-RBF | Federally-Regulated Consumer Product | Non-Weatherized, Non-Condensin | 1153 | 464 |  | 05/09/2023 | 98833 | 201693686 | 07/25/2023
Dettson Industries, Inc. | Kenmore | OMV126-RF | Federally-Regulated Consumer Product | Non-Weatherized, Non-Condensin | 2172 | 535 |  | 05/04/2023 | 152221 | 201695783 | 07/25/2023
Dettson Industries, Inc. | Kenmore | OLR077-CAR | Federally-Regulated Consumer Product | Non-Weatherized, Non-Condensin | 1153 | 464 |  | 05/09/2023 | 98833 | 201693677 | 07/25/2023
Dettson Industries, Inc. | Kenmore | OLV126-RBF | Federally-Regulated Consumer Product | Non-Weatherized, Non-Condensin | 2223 | 540 |  | 05/04/2023 | 154668 | 201694136 | 07/25/2023
Dettson Industries, Inc. | Kenmore | OMF095-BNX | Federally-Regulated Consumer Product | Non-Weatherized, Non-Condensin | 1602 | 496 |  | 05/04/2023 | 109509 | 201695423 | 07/25/2023
Dettson Industries, Inc. | Kenmore | OLR098-BF | Federally-Regulated Consumer Product | Non-Weatherized, Non-Condensin | 1153 | 464 |  | 05/09/2023 | 98833 | 201693866 | 07/25/2023
Dettson Industries, Inc. | Kenmore | OMV095-BNX | Federally-Regulated Consumer Product | Non-Weatherized, Non-Condensin | 1496 | 488 |  | 05/09/2023 | 110066 | 201695468 | 07/25/2023
Dettson Industries, Inc. | Kenmore | OMF112-RBF | Federally-Regulated Consumer Product | Non-Weatherized, Non-Condensin | 1602 | 496 |  | 05/04/2023 | 109509 | 201695648 | 07/25/2023
Dettson Industries, Inc. | Kenmore | OLV077-CAR | Federally-Regulated Consumer Product | Non-Weatherized, Non-Condensin | 1445 | 484 |  | 05/04/2023 | 98832 | 201693722 | 07/25/2023
Dettson Industries, Inc. | Kenmore | OLV154-RBF | Federally-Regulated Consumer Product | Non-Weatherized, Non-Condensin | 2223 | 540 |  | 05/04/2023 | 154668 | 201694217 | 07/25/2023
Dettson Industries, Inc. | Kenmore | OMF112-BF | Federally-Regulated Consumer Product | Non-Weatherized, Non-Condensin | 1602 | 496 |  | 05/04/2023 | 109509 | 201695621 | 07/25/2023
Dettson Industries, Inc. | Kenmore | OMV112-CAR | Federally-Regulated Consumer Product | Non-Weatherized, Non-Condensin | 1496 | 488 |  | 05/09/2023 | 110066 | 201695684 | 07/25/2023
Dettson Industries, Inc. | Kenmore | OLR154-RBF | Federally-Regulated Consumer Product | Non-Weatherized, Non-Condensin | 2192 | 538 |  | 05/04/2023 | 154481 | 201694190 | 07/25/2023
Dettson Industries, Inc. | Kenmore | OLR095-RBF | Federally-Regulated Consumer Product | Non-Weatherized, Non-Condensin | 1598 | 494 |  | 05/04/2023 | 113138 | 201693803 | 07/25/2023
Dettson Industries, Inc. | Kenmore | OLR077-RF | Federally-Regulated Consumer Product | Non-Weatherized, Non-Condensin | 1153 | 464 |  | 05/09/2023 | 98833 | 201693695 | 07/25/2023
Dettson Industries, Inc. | Kenmore | OMF095-RBF | Federally-Regulated Consumer Product | Non-Weatherized, Non-Condensin | 1602 | 496 |  | 05/04/2023 | 109509 | 201695441 | 07/25/2023
Dettson Industries, Inc. | Kenmore | OLV077-BF | Federally-Regulated Consumer Product | Non-Weatherized, Non-Condensin | 1445 | 484 |  | 05/04/2023 | 98832 | 201693704 | 07/25/2023
Dettson Industries, Inc. | Kenmore | OLV098-RBF | Federally-Regulated Consumer Product | Non-Weatherized, Non-Condensin | 1445 | 484 |  | 05/04/2023 | 98832 | 201693938 | 07/25/2023
Dettson Industries, Inc. | Kenmore | OMV126-RBF | Federally-Regulated Consumer Product | Non-Weatherized, Non-Condensin | 2055 | 337 | 527.905 | 10/04/2019 |  |  | 07/25/2023
Dettson Industries, Inc. | Kenmore | OLR189-BF | Federally-Regulated Consumer Product | Non-Weatherized, Non-Condensin | 2231 | 540 |  | 05/04/2023 | 209205 | 201694280 | 07/25/2023
Dettson Industries, Inc. | Kenmore | OLR112-RBF | Federally-Regulated Consumer Product | Non-Weatherized, Non-Condensin | 1598 | 494 |  | 05/04/2023 | 113138 | 201694010 | 07/25/2023
Dettson Industries, Inc. | Kenmore | OLV112-BF | Federally-Regulated Consumer Product | Non-Weatherized, Non-Condensin | 1724 | 503 |  | 05/04/2023 | 113337 | 201694028 | 07/25/2023
Dettson Industries, Inc. | Kenmore | OLR098-RF | Federally-Regulated Consumer Product | Non-Weatherized, Non-Condensin | 1153 | 464 |  | 05/09/2023 | 98833 | 201693902 | 07/25/2023
Dettson Industries, Inc. | Kenmore | OLV126-BNX | Federally-Regulated Consumer Product | Non-Weatherized, Non-Condensin | 2223 | 540 |  | 05/04/2023 | 154668 | 201694127 | 07/25/2023
Dettson Industries, Inc. | Kenmore | OLV095-BF | Federally-Regulated Consumer Product | Non-Weatherized, Non-Condensin | 1724 | 503 |  | 05/04/2023 | 113337 | 201693821 | 07/25/2023
Dettson Industries, Inc. | Kenmore | OLV098-CAR | Federally-Regulated Consumer Product | Non-Weatherized, Non-Condensin | 1445 | 484 |  | 05/04/2023 | 98832 | 201693929 | 07/25/2023
Dettson Industries, Inc. | Kenmore | OLV112-RBF | Federally-Regulated Consumer Product | Non-Weatherized, Non-Condensin | 1724 | 503 |  | 05/04/2023 | 113337 | 201694055 | 07/25/2023
Dettson Industries, Inc. | Kenmore | OLV095-RBF | Federally-Regulated Consumer Product | Non-Weatherized, Non-Condensin | 1724 | 503 |  | 05/04/2023 | 113337 | 201693848 | 07/25/2023
Dettson Industries, Inc. | Kenmore | OMV112-BF | Federally-Regulated Consumer Product | Non-Weatherized, Non-Condensin | 1496 | 488 |  | 05/09/2023 | 110066 | 201695666 | 07/25/2023
Dettson Industries, Inc. | Kenmore | OLV095-CAR | Federally-Regulated Consumer Product | Non-Weatherized, Non-Condensin | 1724 | 503 |  | 05/04/2023 | 113337 | 201693839 | 07/25/2023
Dettson Industries, Inc. | Kenmore | OMV095-RBF | Federally-Regulated Consumer Product | Non-Weatherized, Non-Condensin | 1629 | 347 | 497.659 | 10/04/2019 |  |  | 07/25/2023
Dettson Industries, Inc. | Kenmore | OMV095-CAR | Federally-Regulated Consumer Product | Non-Weatherized, Non-Condensin | 1496 | 488 |  | 05/09/2023 | 110066 | 201695477 | 07/25/2023
Dettson Industries, Inc. | Kenmore | OMV095-RF | Federally-Regulated Consumer Product | Non-Weatherized, Non-Condensin | 1496 | 488 |  | 05/09/2023 | 110066 | 201695495 | 07/25/2023
Dettson Industries, Inc. | Kenmore | OLV095-BNX | Federally-Regulated Consumer Product | Non-Weatherized, Non-Condensin | 1724 | 503 |  | 05/04/2023 | 113337 | 201693830 | 07/25/2023
Dettson Industries, Inc. | Kenmore | OLR095-CAR | Federally-Regulated Consumer Product | Non-Weatherized, Non-Condensin | 1598 | 494 |  | 05/04/2023 | 113138 | 201693794 | 07/25/2023
Dettson Industries, Inc. | Kenmore | OMF095-RF | Federally-Regulated Consumer Product | Non-Weatherized, Non-Condensin | 1602 | 496 |  | 05/04/2023 | 109509 | 201695450 | 07/25/2023
Dettson Industries, Inc. | Kenmore | OMV154-BNX | Federally-Regulated Consumer Product | Non-Weatherized, Non-Condensin | 2172 | 535 |  | 05/04/2023 | 152221 | 201695846 | 07/25/2023
Dettson Industries, Inc. | Kenmore | OMF095-BF | Federally-Regulated Consumer Product | Non-Weatherized, Non-Condensin | 1602 | 496 |  | 05/04/2023 | 109509 | 201695414 | 07/25/2023
Dettson Industries, Inc. | Kenmore | OLR112-BNX | Federally-Regulated Consumer Product | Non-Weatherized, Non-Condensin | 1598 | 494 |  | 05/04/2023 | 113138 | 201693992 | 07/25/2023
Dettson Industries, Inc. | Kenmore | OMF095-CAR | Federally-Regulated Consumer Product | Non-Weatherized, Non-Condensin | 1602 | 496 |  | 05/04/2023 | 109509 | 201695432 | 07/25/2023
Dettson Industries, Inc. | Kenmore | OMF112-BNX | Federally-Regulated Consumer Product | Non-Weatherized, Non-Condensin | 1602 | 496 |  | 05/04/2023 | 109509 | 201695630 | 07/25/2023
Dettson Industries, Inc. | Kenmore | OLR095-BNX | Federally-Regulated Consumer Product | Non-Weatherized, Non-Condensin | 1598 | 494 |  | 05/04/2023 | 113138 | 201693785 | 07/25/2023
Dettson Industries, Inc. | Kenmore | OMV154-RF | Federally-Regulated Consumer Product | Non-Weatherized, Non-Condensin | 2172 | 535 |  | 05/04/2023 | 152221 | 201695864 | 07/25/2023
Dettson Industries, Inc. | ICP Commercial | OMV095-CAR | Federally-Regulated Consumer Product | Non-Weatherized, Non-Condensin | 1496 | 488 | 488 | 07/25/2023 | 110066 | 201695478 | 07/25/2023
Dettson Industries, Inc. | ICP Commercial | OLR098-BNX | Federally-Regulated Consumer Product | Non-Weatherized, Non-Condensin | 1153 | 464 | 464 | 07/25/2023 | 98833 | 201693876 | 07/25/2023
Dettson Industries, Inc. | ICP Commercial | OLR112-BNX | Federally-Regulated Consumer Product | Non-Weatherized, Non-Condensin | 1598 | 494 | 495 | 07/25/2023 | 113138 | 201693993 | 07/25/2023
Dettson Industries, Inc. | ICP Commercial | OLV098-BF | Federally-Regulated Consumer Product | Non-Weatherized, Non-Condensin | 1445 | 484 | 485 | 07/25/2023 | 98832 | 201693912 | 07/25/2023
Dettson Industries, Inc. | ICP Commercial | OLR095-BNX | Federally-Regulated Consumer Product | Non-Weatherized, Non-Condensin | 1598 | 494 | 495 | 07/25/2023 | 113138 | 201693786 | 07/25/2023
Dettson Industries, Inc. | ICP Commercial | OMF112-RF | Federally-Regulated Consumer Product | Non-Weatherized, Non-Condensin | 1602 | 496 | 496 | 07/25/2023 | 109509 | 201695658 | 07/25/2023
Dettson Industries, Inc. | ICP Commercial | OLR112-RBF | Federally-Regulated Consumer Product | Non-Weatherized, Non-Condensin | 1598 | 494 | 495 | 07/25/2023 | 113138 | 201694011 | 07/25/2023
Dettson Industries, Inc. | ICP Commercial | OLV154-BNX | Federally-Regulated Consumer Product | Non-Weatherized, Non-Condensin | 2223 | 540 | 540 | 07/25/2023 | 154668 | 201694209 | 07/25/2023
Dettson Industries, Inc. | ICP Commercial | OMV095-BF | Federally-Regulated Consumer Product | Non-Weatherized, Non-Condensin | 1496 | 488 | 488 | 07/25/2023 | 110066 | 201695460 | 07/25/2023
Dettson Industries, Inc. | ICP Commercial | OLR154-RF | Federally-Regulated Consumer Product | Non-Weatherized, Non-Condensin | 2192 | 538 | 538 | 07/25/2023 | 154481 | 201694200 | 07/25/2023
Dettson Industries, Inc. | ICP Commercial | OMF112-BNX | Federally-Regulated Consumer Product | Non-Weatherized, Non-Condensin | 1602 | 496 | 496 | 07/25/2023 | 109509 | 201695631 | 07/25/2023
Dettson Industries, Inc. | ICP Commercial | OMV095-RF | Federally-Regulated Consumer Product | Non-Weatherized, Non-Condensin | 1496 | 488 | 488 | 07/25/2023 | 110066 | 201695496 | 07/25/2023
Dettson Industries, Inc. | ICP Commercial | OTF189-RF | Federally-Regulated Consumer Product | Non-Weatherized, Non-Condensin | 2279 | 543 | 544 | 07/25/2023 | 210456 | 201695928 | 07/25/2023
Dettson Industries, Inc. | ICP Commercial | OMV154-RF | Federally-Regulated Consumer Product | Non-Weatherized, Non-Condensin | 2172 | 535 | 536 | 07/25/2023 | 152221 | 201695865 | 07/25/2023
Dettson Industries, Inc. | ICP Commercial | OLV095-CAR | Federally-Regulated Consumer Product | Non-Weatherized, Non-Condensin | 1724 | 503 | 504 | 07/25/2023 | 113337 | 201693840 | 07/25/2023
Dettson Industries, Inc. | ICP Commercial | OLV077-CAR | Federally-Regulated Consumer Product | Non-Weatherized, Non-Condensin | 1445 | 484 | 485 | 07/25/2023 | 98832 | 201693723 | 07/25/2023
Dettson Industries, Inc. | ICP Commercial | OLV077-BNX | Federally-Regulated Consumer Product | Non-Weatherized, Non-Condensin | 1445 | 484 | 485 | 07/25/2023 | 98832 | 201693714 | 07/25/2023
Dettson Industries, Inc. | ICP Commercial | OLV112-BNX | Federally-Regulated Consumer Product | Non-Weatherized, Non-Condensin | 1724 | 503 | 504 | 07/25/2023 | 113337 | 201694038 | 07/25/2023
Dettson Industries, Inc. | ICP Commercial | OMV126-BNX | Federally-Regulated Consumer Product | Non-Weatherized, Non-Condensin | 2172 | 535 | 536 | 07/25/2023 | 152221 | 201695766 | 07/25/2023
Dettson Industries, Inc. | ICP Commercial | OMV112-RF | Federally-Regulated Consumer Product | Non-Weatherized, Non-Condensin | 1496 | 488 | 488 | 07/25/2023 | 110066 | 201695703 | 07/25/2023
Dettson Industries, Inc. | ICP Commercial | OMF095-BF | Federally-Regulated Consumer Product | Non-Weatherized, Non-Condensin | 1602 | 496 | 496 | 07/25/2023 | 109509 | 201695415 | 07/25/2023
Dettson Industries, Inc. | ICP Commercial | OLR168-BF | Federally-Regulated Consumer Product | Non-Weatherized, Non-Condensin | 2231 | 540 | 540 | 07/25/2023 | 209205 | 201694263 | 07/25/2023
Dettson Industries, Inc. | ICP Commercial | OMF095-RBF | Federally-Regulated Consumer Product | Non-Weatherized, Non-Condensin | 1602 | 496 | 496 | 07/25/2023 | 109509 | 201695442 | 07/25/2023
Dettson Industries, Inc. | ICP Commercial | OLR098-BF | Federally-Regulated Consumer Product | Non-Weatherized, Non-Condensin | 1153 | 464 | 464 | 07/25/2023 | 98833 | 201693867 | 07/25/2023
Dettson Industries, Inc. | ICP Commercial | OLV112-BF | Federally-Regulated Consumer Product | Non-Weatherized, Non-Condensin | 1724 | 503 | 504 | 07/25/2023 | 113337 | 201694029 | 07/25/2023
Dettson Industries, Inc. | ICP Commercial | OLR168-RF | Federally-Regulated Consumer Product | Non-Weatherized, Non-Condensin | 2231 | 540 | 540 | 07/25/2023 | 209205 | 201694272 | 07/25/2023
Dettson Industries, Inc. | ICP Commercial | OLV095-BF | Federally-Regulated Consumer Product | Non-Weatherized, Non-Condensin | 1724 | 503 | 504 | 07/25/2023 | 113337 | 201693822 | 07/25/2023
Dettson Industries, Inc. | ICP Commercial | OMV126-RF | Federally-Regulated Consumer Product | Non-Weatherized, Non-Condensin | 2172 | 535 | 536 | 07/25/2023 | 152221 | 201695784 | 07/25/2023
Dettson Industries, Inc. | ICP Commercial | OLV126-RF | Federally-Regulated Consumer Product | Non-Weatherized, Non-Condensin | 2223 | 540 | 540 | 07/25/2023 | 154668 | 201694146 | 07/25/2023
Dettson Industries, Inc. | ICP Commercial | OLV098-RBF | Federally-Regulated Consumer Product | Non-Weatherized, Non-Condensin | 1445 | 484 | 485 | 07/25/2023 | 98832 | 201693939 | 07/25/2023
Dettson Industries, Inc. | ICP Commercial | OLR077-RBF | Federally-Regulated Consumer Product | Non-Weatherized, Non-Condensin | 1153 | 464 | 464 | 07/25/2023 | 98833 | 201693687 | 07/25/2023
Dettson Industries, Inc. | ICP Commercial | OLV112-RF | Federally-Regulated Consumer Product | Non-Weatherized, Non-Condensin | 1724 | 503 | 504 | 07/25/2023 | 113337 | 201694065 | 07/25/2023
Dettson Industries, Inc. | ICP Commercial | OLR095-RBF | Federally-Regulated Consumer Product | Non-Weatherized, Non-Condensin | 1598 | 494 | 495 | 07/25/2023 | 113138 | 201693804 | 07/25/2023
Dettson Industries, Inc. | ICP Commercial | OLR126-RF | Federally-Regulated Consumer Product | Non-Weatherized, Non-Condensin | 2192 | 538 | 538 | 07/25/2023 | 154481 | 201694119 | 07/25/2023
Dettson Industries, Inc. | ICP Commercial | OLV098-CAR | Federally-Regulated Consumer Product | Non-Weatherized, Non-Condensin | 1445 | 484 | 485 | 07/25/2023 | 98832 | 201693930 | 07/25/2023
Dettson Industries, Inc. | ICP Commercial | OMF112-RBF | Federally-Regulated Consumer Product | Non-Weatherized, Non-Condensin | 1602 | 496 | 496 | 07/25/2023 | 109509 | 201695649 | 07/25/2023
Dettson Industries, Inc. | ICP Commercial | OMV112-CAR | Federally-Regulated Consumer Product | Non-Weatherized, Non-Condensin | 1496 | 488 | 488 | 07/25/2023 | 110066 | 201695685 | 07/25/2023
Dettson Industries, Inc. | ICP Commercial | OMF112-BF | Federally-Regulated Consumer Product | Non-Weatherized, Non-Condensin | 1602 | 496 | 496 | 07/25/2023 | 109509 | 201695622 | 07/25/2023
Dettson Industries, Inc. | ICP Commercial | OLV098-BNX | Federally-Regulated Consumer Product | Non-Weatherized, Non-Condensin | 1445 | 484 | 485 | 07/25/2023 | 98832 | 201693921 | 07/25/2023
Dettson Industries, Inc. | ICP Commercial | OLR210-RF | Federally-Regulated Consumer Product | Non-Weatherized, Non-Condensin | 2231 | 540 | 540 | 07/25/2023 | 209205 | 201694308 | 07/25/2023
Dettson Industries, Inc. | ICP Commercial | OLV126-RBF | Federally-Regulated Consumer Product | Non-Weatherized, Non-Condensin | 2223 | 540 | 540 | 07/25/2023 | 154668 | 201694137 | 07/25/2023
Dettson Industries, Inc. | ICP Commercial | OLV154-RBF | Federally-Regulated Consumer Product | Non-Weatherized, Non-Condensin | 2223 | 540 | 540 | 07/25/2023 | 154668 | 201694218 | 07/25/2023
Dettson Industries, Inc. | ICP Commercial | OTF168-RF | Federally-Regulated Consumer Product | Non-Weatherized, Non-Condensin | 2279 | 543 | 544 | 07/25/2023 | 210456 | 201695910 | 07/25/2023
Dettson Industries, Inc. | ICP Commercial | OLR077-BF | Federally-Regulated Consumer Product | Non-Weatherized, Non-Condensin | 1153 | 464 | 464 | 07/25/2023 | 98833 | 201693660 | 07/25/2023
Dettson Industries, Inc. | ICP Commercial | OLR095-RF | Federally-Regulated Consumer Product | Non-Weatherized, Non-Condensin | 1598 | 494 | 495 | 07/25/2023 | 113138 | 201693813 | 07/25/2023
Dettson Industries, Inc. | ICP Commercial | OLR095-CAR | Federally-Regulated Consumer Product | Non-Weatherized, Non-Condensin | 1598 | 494 | 495 | 07/25/2023 | 113138 | 201693795 | 07/25/2023
Dettson Industries, Inc. | ICP Commercial | OLR095-BF | Federally-Regulated Consumer Product | Non-Weatherized, Non-Condensin | 1598 | 494 | 495 | 07/25/2023 | 113138 | 201693777 | 07/25/2023
Dettson Industries, Inc. | ICP Commercial | OLV095-RF | Federally-Regulated Consumer Product | Non-Weatherized, Non-Condensin | 1724 | 503 | 504 | 07/25/2023 | 113337 | 201693858 | 07/25/2023
Dettson Industries, Inc. | ICP Commercial | OTF210-RF | Federally-Regulated Consumer Product | Non-Weatherized, Non-Condensin | 2279 | 543 | 544 | 07/25/2023 | 210456 | 201693624 | 07/25/2023
Dettson Industries, Inc. | ICP Commercial | OLR126-BNX | Federally-Regulated Consumer Product | Non-Weatherized, Non-Condensin | 2192 | 538 | 538 | 07/25/2023 | 154481 | 201694101 | 07/25/2023
Dettson Industries, Inc. | ICP Commercial | OMV154-BNX | Federally-Regulated Consumer Product | Non-Weatherized, Non-Condensin | 2172 | 535 | 536 | 07/25/2023 | 152221 | 201695847 | 07/25/2023
Dettson Industries, Inc. | ICP Commercial | OLR112-CAR | Federally-Regulated Consumer Product | Non-Weatherized, Non-Condensin | 1598 | 494 | 495 | 07/25/2023 | 113138 | 201694002 | 07/25/2023
Dettson Industries, Inc. | ICP Commercial | OMV154-RBF | Federally-Regulated Consumer Product | Non-Weatherized, Non-Condensin | 2172 | 535 | 536 | 07/25/2023 | 152221 | 201695856 | 07/25/2023
Dettson Industries, Inc. | ICP Commercial | OMV112-RBF | Federally-Regulated Consumer Product | Non-Weatherized, Non-Condensin | 1496 | 488 | 488 | 07/25/2023 | 110066 | 201695694 | 07/25/2023
Dettson Industries, Inc. | ICP Commercial | OLR098-CAR | Federally-Regulated Consumer Product | Non-Weatherized, Non-Condensin | 1153 | 464 | 464 | 07/25/2023 | 98833 | 201693885 | 07/25/2023
Dettson Industries, Inc. | ICP Commercial | OLV126-BNX | Federally-Regulated Consumer Product | Non-Weatherized, Non-Condensin | 2223 | 540 | 540 | 07/25/2023 | 154668 | 201694128 | 07/25/2023
Dettson Industries, Inc. | ICP Commercial | OMF095-CAR | Federally-Regulated Consumer Product | Non-Weatherized, Non-Condensin | 1602 | 496 | 496 | 07/25/2023 | 109509 | 201695433 | 07/25/2023
Dettson Industries, Inc. | ICP Commercial | OMF126-RBF | Federally-Regulated Consumer Product | Non-Weatherized, Non-Condensin | 1934 | 519 | 519 | 07/25/2023 | 152309 | 201695748 | 07/25/2023
Dettson Industries, Inc. | ICP Commercial | OTF189-BF | Federally-Regulated Consumer Product | Non-Weatherized, Non-Condensin | 2279 | 543 | 544 | 07/25/2023 | 210456 | 201695919 | 07/25/2023
Dettson Industries, Inc. | ICP Commercial | OLR126-RBF | Federally-Regulated Consumer Product | Non-Weatherized, Non-Condensin | 2192 | 538 | 538 | 07/25/2023 | 154481 | 201694110 | 07/25/2023
Dettson Industries, Inc. | ICP Commercial | OLV095-RBF | Federally-Regulated Consumer Product | Non-Weatherized, Non-Condensin | 1724 | 503 | 504 | 07/25/2023 | 113337 | 201693849 | 07/25/2023
Dettson Industries, Inc. | ICP Commercial | OLR189-RF | Federally-Regulated Consumer Product | Non-Weatherized, Non-Condensin | 2231 | 540 | 540 | 07/25/2023 | 209205 | 201694290 | 07/25/2023
Dettson Industries, Inc. | ICP Commercial | OLR112-BF | Federally-Regulated Consumer Product | Non-Weatherized, Non-Condensin | 1598 | 494 | 495 | 07/25/2023 | 113138 | 201693984 | 07/25/2023
Dettson Industries, Inc. | ICP Commercial | OMF095-RF | Federally-Regulated Consumer Product | Non-Weatherized, Non-Condensin | 1602 | 496 | 496 | 07/25/2023 | 109509 | 201695451 | 07/25/2023
Dettson Industries, Inc. | ICP Commercial | OLV077-RBF | Federally-Regulated Consumer Product | Non-Weatherized, Non-Condensin | 1445 | 484 | 485 | 07/25/2023 | 98832 | 201693732 | 07/25/2023
Dettson Industries, Inc. | ICP Commercial | OLR077-BNX | Federally-Regulated Consumer Product | Non-Weatherized, Non-Condensin | 1153 | 464 | 464 | 07/25/2023 | 98833 | 201693669 | 07/25/2023
Dettson Industries, Inc. | ICP Commercial | OLR077-RF | Federally-Regulated Consumer Product | Non-Weatherized, Non-Condensin | 1153 | 464 | 464 | 07/25/2023 | 98833 | 201693696 | 07/25/2023
Dettson Industries, Inc. | ICP Commercial | OLV098-RF | Federally-Regulated Consumer Product | Non-Weatherized, Non-Condensin | 1445 | 484 | 485 | 07/25/2023 | 98832 | 201693948 | 07/25/2023
Dettson Industries, Inc. | ICP Commercial | OMV095-BNX | Federally-Regulated Consumer Product | Non-Weatherized, Non-Condensin | 1496 | 488 | 488 | 07/25/2023 | 110066 | 201695469 | 07/25/2023
Dettson Industries, Inc. | ICP Commercial | OLR210-BF | Federally-Regulated Consumer Product | Non-Weatherized, Non-Condensin | 2231 | 540 | 540 | 07/25/2023 | 209205 | 201694299 | 07/25/2023
Dettson Industries, Inc. | ICP Commercial | OLR154-RBF | Federally-Regulated Consumer Product | Non-Weatherized, Non-Condensin | 2192 | 538 | 538 | 07/25/2023 | 154481 | 201694191 | 07/25/2023
Dettson Industries, Inc. | ICP Commercial | OLR098-RBF | Federally-Regulated Consumer Product | Non-Weatherized, Non-Condensin | 1153 | 464 | 464 | 07/25/2023 | 98833 | 201693894 | 07/25/2023
Dettson Industries, Inc. | ICP Commercial | OMF095-BNX | Federally-Regulated Consumer Product | Non-Weatherized, Non-Condensin | 1602 | 496 | 496 | 07/25/2023 | 109509 | 201695424 | 07/25/2023
Dettson Industries, Inc. | ICP Commercial | OMF112-CAR | Federally-Regulated Consumer Product | Non-Weatherized, Non-Condensin | 1602 | 496 | 496 | 07/25/2023 | 109509 | 201695640 | 07/25/2023
Dettson Industries, Inc. | ICP Commercial | OTF168-BF | Federally-Regulated Consumer Product | Non-Weatherized, Non-Condensin | 2279 | 543 | 544 | 07/25/2023 | 210456 | 201695901 | 07/25/2023
Dettson Industries, Inc. | ICP Commercial | OLV112-CAR | Federally-Regulated Consumer Product | Non-Weatherized, Non-Condensin | 1724 | 503 | 504 | 07/25/2023 | 113337 | 201694047 | 07/25/2023
Dettson Industries, Inc. | ICP Commercial | OLV077-BF | Federally-Regulated Consumer Product | Non-Weatherized, Non-Condensin | 1445 | 484 | 485 | 07/25/2023 | 98832 | 201693705 | 07/25/2023
Dettson Industries, Inc. | ICP Commercial | OLV095-BNX | Federally-Regulated Consumer Product | Non-Weatherized, Non-Condensin | 1724 | 503 | 504 | 07/25/2023 | 113337 | 201693831 | 07/25/2023
Dettson Industries, Inc. | ICP Commercial | OLV077-RF | Federally-Regulated Consumer Product | Non-Weatherized, Non-Condensin | 1445 | 484 | 485 | 07/25/2023 | 98832 | 201693741 | 07/25/2023
Dettson Industries, Inc. | ICP Commercial | OMV112-BNX | Federally-Regulated Consumer Product | Non-Weatherized, Non-Condensin | 1496 | 488 | 488 | 07/25/2023 | 110066 | 201695676 | 07/25/2023
Dettson Industries, Inc. | ICP Commercial | OMF126-RF | Federally-Regulated Consumer Product | Non-Weatherized, Non-Condensin | 1934 | 519 | 519 | 07/25/2023 | 152309 | 201695757 | 07/25/2023
Dettson Industries, Inc. | ICP Commercial | OLV112-RBF | Federally-Regulated Consumer Product | Non-Weatherized, Non-Condensin | 1724 | 503 | 504 | 07/25/2023 | 113337 | 201694056 | 07/25/2023
Dettson Industries, Inc. | ICP Commercial | OLR189-BF | Federally-Regulated Consumer Product | Non-Weatherized, Non-Condensin | 2231 | 540 | 540 | 07/25/2023 | 209205 | 201694281 | 07/25/2023
Dettson Industries, Inc. | ICP Commercial | OLR098-RF | Federally-Regulated Consumer Product | Non-Weatherized, Non-Condensin | 1153 | 464 | 464 | 07/25/2023 | 98833 | 201693903 | 07/25/2023
Dettson Industries, Inc. | ICP Commercial | OMF154-RBF | Federally-Regulated Consumer Product | Non-Weatherized, Non-Condensin | 1934 | 519 | 519 | 07/25/2023 | 152309 | 201695829 | 07/25/2023
Dettson Industries, Inc. | ICP Commercial | OMV095-RBF | Federally-Regulated Consumer Product | Non-Weatherized, Non-Condensin | 1496 | 488 | 488 | 07/25/2023 | 110066 | 201695487 | 07/25/2023
Dettson Industries, Inc. | ICP Commercial | OLV154-RF | Federally-Regulated Consumer Product | Non-Weatherized, Non-Condensin | 2223 | 540 | 540 | 07/25/2023 | 154668 | 201694227 | 07/25/2023
Dettson Industries, Inc. | ICP Commercial | OLR154-BNX | Federally-Regulated Consumer Product | Non-Weatherized, Non-Condensin | 2192 | 538 | 538 | 07/25/2023 | 154481 | 201694182 | 07/25/2023
Dettson Industries, Inc. | ICP Commercial | OMF154-RF | Federally-Regulated Consumer Product | Non-Weatherized, Non-Condensin | 1934 | 519 | 519 | 07/25/2023 | 152309 | 201695838 | 07/25/2023
Dettson Industries, Inc. | ICP Commercial | OLR112-RF | Federally-Regulated Consumer Product | Non-Weatherized, Non-Condensin | 1598 | 494 | 495 | 07/25/2023 | 113138 | 201694020 | 07/25/2023
Dettson Industries, Inc. | ICP Commercial | OLR077-CAR | Federally-Regulated Consumer Product | Non-Weatherized, Non-Condensin | 1153 | 464 | 464 | 07/25/2023 | 98833 | 201693678 | 07/25/2023
Dettson Industries, Inc. | ICP Commercial | OMF126-BNX | Federally-Regulated Consumer Product | Non-Weatherized, Non-Condensin | 1934 | 519 | 519 | 07/25/2023 | 152309 | 201695739 | 07/25/2023
Dettson Industries, Inc. | ICP Commercial | OMF154-BNX | Federally-Regulated Consumer Product | Non-Weatherized, Non-Condensin | 1934 | 519 | 519 | 07/25/2023 | 152309 | 201695820 | 07/25/2023
Dettson Industries, Inc. | ICP Commercial | OMV112-BF | Federally-Regulated Consumer Product | Non-Weatherized, Non-Condensin | 1496 | 488 | 488 | 07/25/2023 | 110066 | 201695667 | 07/25/2023
Dettson Industries, Inc. | ICP Commercial | OTF210-BF | Federally-Regulated Consumer Product | Non-Weatherized, Non-Condensin | 2279 | 543 | 544 | 07/25/2023 | 210456 | 201695937 | 07/25/2023
Dettson Industries, Inc. | ICP Commercial | OMV126-RBF | Federally-Regulated Consumer Product | Non-Weatherized, Non-Condensin | 2172 | 535 | 536 | 07/25/2023 | 152221 | 201695775 | 07/25/2023
Dettson Industries, Inc. | Arcoaire | OTF189-BF | Federally-Regulated Consumer Product | Non-Weatherized, Non-Condensin | 2279 | 543 |  | 05/09/2023 | 210456 | 201695917 | 07/25/2023
Dettson Industries, Inc. | Arcoaire | OMV112-CAR | Federally-Regulated Consumer Product | Non-Weatherized, Non-Condensin | 1496 | 488 |  | 05/09/2023 | 110066 | 201695683 | 07/25/2023
Dettson Industries, Inc. | Arcoaire | OMF112-BF | Federally-Regulated Consumer Product | Non-Weatherized, Non-Condensin | 1602 | 496 |  | 05/04/2023 | 109509 | 201695620 | 07/25/2023
Dettson Industries, Inc. | Arcoaire | OMF095-BNX | Federally-Regulated Consumer Product | Non-Weatherized, Non-Condensin | 1602 | 496 |  | 05/04/2023 | 109509 | 201695422 | 07/25/2023
Dettson Industries, Inc. | Arcoaire | OLV095-BNX | Federally-Regulated Consumer Product | Non-Weatherized, Non-Condensin | 1724 | 503 |  | 05/04/2023 | 113337 | 201693829 | 07/25/2023
Dettson Industries, Inc. | Arcoaire | OLR154-BNX | Federally-Regulated Consumer Product | Non-Weatherized, Non-Condensin | 2192 | 538 |  | 05/04/2023 | 154481 | 201694180 | 07/25/2023
Dettson Industries, Inc. | Arcoaire | OMV154-RF | Federally-Regulated Consumer Product | Non-Weatherized, Non-Condensin | 2172 | 535 |  | 05/04/2023 | 152221 | 201695863 | 07/25/2023
Dettson Industries, Inc. | Arcoaire | OLV154-RF | Federally-Regulated Consumer Product | Non-Weatherized, Non-Condensin | 2223 | 540 |  | 05/04/2023 | 154668 | 201694225 | 07/25/2023
Dettson Industries, Inc. | Arcoaire | OTF210-BF | Federally-Regulated Consumer Product | Non-Weatherized, Non-Condensin | 2279 | 543 |  | 05/09/2023 | 210456 | 201695935 | 07/25/2023
Dettson Industries, Inc. | Arcoaire | OLR126-BNX | Federally-Regulated Consumer Product | Non-Weatherized, Non-Condensin | 2192 | 538 |  | 05/04/2023 | 154481 | 201694099 | 07/25/2023
Dettson Industries, Inc. | Arcoaire | OMF112-CAR | Federally-Regulated Consumer Product | Non-Weatherized, Non-Condensin | 1602 | 496 |  | 05/04/2023 | 109509 | 201695638 | 07/25/2023
Dettson Industries, Inc. | Arcoaire | OLV098-BNX | Federally-Regulated Consumer Product | Non-Weatherized, Non-Condensin | 1445 | 484 |  | 05/04/2023 | 98832 | 201693919 | 07/25/2023
Dettson Industries, Inc. | Arcoaire | OLR095-BNX | Federally-Regulated Consumer Product | Non-Weatherized, Non-Condensin | 1598 | 494 |  | 05/04/2023 | 113138 | 201693784 | 07/25/2023
Dettson Industries, Inc. | Arcoaire | OLV098-RBF | Federally-Regulated Consumer Product | Non-Weatherized, Non-Condensin | 1445 | 484 |  | 05/04/2023 | 98832 | 201693937 | 07/25/2023
Dettson Industries, Inc. | Arcoaire | OLR112-CAR | Federally-Regulated Consumer Product | Non-Weatherized, Non-Condensin | 1598 | 494 |  | 05/04/2023 | 113138 | 201694000 | 07/25/2023
Dettson Industries, Inc. | Arcoaire | OMV112-BF | Federally-Regulated Consumer Product | Non-Weatherized, Non-Condensin | 1496 | 488 |  | 05/09/2023 | 110066 | 201695665 | 07/25/2023
Dettson Industries, Inc. | Arcoaire | OLV077-CAR | Federally-Regulated Consumer Product | Non-Weatherized, Non-Condensin | 1445 | 484 |  | 05/04/2023 | 98832 | 201693721 | 07/25/2023
Dettson Industries, Inc. | Arcoaire | OLR210-BF | Federally-Regulated Consumer Product | Non-Weatherized, Non-Condensin | 2231 | 540 |  | 05/04/2023 | 209205 | 201694297 | 07/25/2023
Dettson Industries, Inc. | Arcoaire | OLV126-RF | Federally-Regulated Consumer Product | Non-Weatherized, Non-Condensin | 2223 | 540 |  | 05/04/2023 | 154668 | 201694144 | 07/25/2023
Dettson Industries, Inc. | Arcoaire | OMV112-BNX | Federally-Regulated Consumer Product | Non-Weatherized, Non-Condensin | 1496 | 488 |  | 05/09/2023 | 110066 | 201695674 | 07/25/2023
Dettson Industries, Inc. | Arcoaire | OLV098-CAR | Federally-Regulated Consumer Product | Non-Weatherized, Non-Condensin | 1445 | 484 |  | 05/04/2023 | 98832 | 201693928 | 07/25/2023
Dettson Industries, Inc. | Arcoaire | OLR077-BNX | Federally-Regulated Consumer Product | Non-Weatherized, Non-Condensin | 1153 | 464 |  | 05/09/2023 | 98833 | 201693667 | 07/25/2023
Dettson Industries, Inc. | Arcoaire | OMV095-CAR | Federally-Regulated Consumer Product | Non-Weatherized, Non-Condensin | 1496 | 488 |  | 05/09/2023 | 110066 | 201695476 | 07/25/2023
Dettson Industries, Inc. | Arcoaire | OTF168-RF | Federally-Regulated Consumer Product | Non-Weatherized, Non-Condensin | 2279 | 543 |  | 05/09/2023 | 210456 | 201695908 | 07/25/2023
Dettson Industries, Inc. | Arcoaire | OMV095-RBF | Federally-Regulated Consumer Product | Non-Weatherized, Non-Condensin | 1629 | 347 | 497.659 | 10/04/2019 |  |  | 07/25/2023
Dettson Industries, Inc. | Arcoaire | OLV077-BNX | Federally-Regulated Consumer Product | Non-Weatherized, Non-Condensin | 1445 | 484 |  | 05/04/2023 | 98832 | 201693712 | 07/25/2023
Dettson Industries, Inc. | Arcoaire | OMV095-BNX | Federally-Regulated Consumer Product | Non-Weatherized, Non-Condensin | 1496 | 488 |  | 05/09/2023 | 110066 | 201695467 | 07/25/2023
Dettson Industries, Inc. | Arcoaire | OLR098-RBF | Federally-Regulated Consumer Product | Non-Weatherized, Non-Condensin | 1153 | 464 |  | 05/09/2023 | 98833 | 201693892 | 07/25/2023
Dettson Industries, Inc. | Arcoaire | OMV112-RF | Federally-Regulated Consumer Product | Non-Weatherized, Non-Condensin | 1496 | 488 |  | 05/09/2023 | 110066 | 201695701 | 07/25/2023
Dettson Industries, Inc. | Arcoaire | OLV112-CAR | Federally-Regulated Consumer Product | Non-Weatherized, Non-Condensin | 1724 | 503 |  | 05/04/2023 | 113337 | 201694045 | 07/25/2023
Dettson Industries, Inc. | Arcoaire | OLV098-RF | Federally-Regulated Consumer Product | Non-Weatherized, Non-Condensin | 1445 | 484 |  | 05/04/2023 | 98832 | 201693946 | 07/25/2023
Dettson Industries, Inc. | Arcoaire | OLR189-RF | Federally-Regulated Consumer Product | Non-Weatherized, Non-Condensin | 2231 | 540 |  | 05/04/2023 | 209205 | 201694288 | 07/25/2023
Dettson Industries, Inc. | Arcoaire | OLR154-RF | Federally-Regulated Consumer Product | Non-Weatherized, Non-Condensin | 2192 | 538 |  | 05/04/2023 | 154481 | 201694198 | 07/25/2023
Dettson Industries, Inc. | Arcoaire | OMF095-BF | Federally-Regulated Consumer Product | Non-Weatherized, Non-Condensin | 1602 | 496 |  | 05/04/2023 | 109509 | 201695413 | 07/25/2023
Dettson Industries, Inc. | Arcoaire | OLV077-BF | Federally-Regulated Consumer Product | Non-Weatherized, Non-Condensin | 1445 | 484 |  | 05/04/2023 | 98832 | 201693703 | 07/25/2023
Dettson Industries, Inc. | Arcoaire | OLR210-RF | Federally-Regulated Consumer Product | Non-Weatherized, Non-Condensin | 2231 | 540 |  | 05/04/2023 | 209205 | 201694306 | 07/25/2023
Dettson Industries, Inc. | Arcoaire | OLV154-BNX | Federally-Regulated Consumer Product | Non-Weatherized, Non-Condensin | 2223 | 540 |  | 05/04/2023 | 154668 | 201694207 | 07/25/2023
Dettson Industries, Inc. | Arcoaire | OLR126-RBF | Federally-Regulated Consumer Product | Non-Weatherized, Non-Condensin | 2192 | 538 |  | 05/04/2023 | 154481 | 201694108 | 07/25/2023
Dettson Industries, Inc. | Arcoaire | OMF154-RBF | Federally-Regulated Consumer Product | Non-Weatherized, Non-Condensin | 1934 | 519 |  | 05/04/2023 | 152309 | 201695827 | 07/25/2023
Dettson Industries, Inc. | Arcoaire | OMF095-RBF | Federally-Regulated Consumer Product | Non-Weatherized, Non-Condensin | 1602 | 496 |  | 05/04/2023 | 109509 | 201695440 | 07/25/2023
Dettson Industries, Inc. | Arcoaire | OLV126-BNX | Federally-Regulated Consumer Product | Non-Weatherized, Non-Condensin | 2223 | 540 |  | 05/04/2023 | 154668 | 201694126 | 07/25/2023
Dettson Industries, Inc. | Arcoaire | OLV077-RF | Federally-Regulated Consumer Product | Non-Weatherized, Non-Condensin | 1445 | 484 |  | 05/04/2023 | 98832 | 201693739 | 07/25/2023
Dettson Industries, Inc. | Arcoaire | OMF126-BNX | Federally-Regulated Consumer Product | Non-Weatherized, Non-Condensin | 1934 | 519 |  | 05/04/2023 | 152309 | 201695737 | 07/25/2023
Dettson Industries, Inc. | Arcoaire | OMV095-RF | Federally-Regulated Consumer Product | Non-Weatherized, Non-Condensin | 1496 | 488 |  | 05/09/2023 | 110066 | 201695494 | 07/25/2023
Dettson Industries, Inc. | Arcoaire | OLR098-BF | Federally-Regulated Consumer Product | Non-Weatherized, Non-Condensin | 1153 | 464 |  | 05/09/2023 | 98833 | 201693865 | 07/25/2023
Dettson Industries, Inc. | Arcoaire | OLV095-CAR | Federally-Regulated Consumer Product | Non-Weatherized, Non-Condensin | 1724 | 503 |  | 05/04/2023 | 113337 | 201693838 | 07/25/2023
Dettson Industries, Inc. | Arcoaire | OTF210-RF | Federally-Regulated Consumer Product | Non-Weatherized, Non-Condensin | 2279 | 543 |  | 05/09/2023 | 210456 | 201693622 | 07/25/2023
Dettson Industries, Inc. | Arcoaire | OLV095-RF | Federally-Regulated Consumer Product | Non-Weatherized, Non-Condensin | 1724 | 503 |  | 05/04/2023 | 113337 | 201693856 | 07/25/2023
Dettson Industries, Inc. | Arcoaire | OMF126-RF | Federally-Regulated Consumer Product | Non-Weatherized, Non-Condensin | 1934 | 519 |  | 05/04/2023 | 152309 | 201695755 | 07/25/2023
Dettson Industries, Inc. | Arcoaire | OLV095-BF | Federally-Regulated Consumer Product | Non-Weatherized, Non-Condensin | 1724 | 503 |  | 05/04/2023 | 113337 | 201693820 | 07/25/2023
Dettson Industries, Inc. | Arcoaire | OLR126-RF | Federally-Regulated Consumer Product | Non-Weatherized, Non-Condensin | 2192 | 538 |  | 05/04/2023 | 154481 | 201694117 | 07/25/2023
Dettson Industries, Inc. | Arcoaire | OLV095-RBF | Federally-Regulated Consumer Product | Non-Weatherized, Non-Condensin | 1724 | 503 |  | 05/04/2023 | 113337 | 201693847 | 07/25/2023
Dettson Industries, Inc. | Arcoaire | OLR168-RF | Federally-Regulated Consumer Product | Non-Weatherized, Non-Condensin | 2231 | 540 |  | 05/04/2023 | 209205 | 201694270 | 07/25/2023
Dettson Industries, Inc. | Arcoaire | OLR095-RF | Federally-Regulated Consumer Product | Non-Weatherized, Non-Condensin | 1598 | 494 |  | 05/04/2023 | 113138 | 201693811 | 07/25/2023
Dettson Industries, Inc. | Arcoaire | OLR112-BNX | Federally-Regulated Consumer Product | Non-Weatherized, Non-Condensin | 1598 | 494 |  | 05/04/2023 | 113138 | 201693991 | 07/25/2023
Dettson Industries, Inc. | Arcoaire | OLR154-RBF | Federally-Regulated Consumer Product | Non-Weatherized, Non-Condensin | 2192 | 538 |  | 05/04/2023 | 154481 | 201694189 | 07/25/2023
Dettson Industries, Inc. | Arcoaire | OMF154-RF | Federally-Regulated Consumer Product | Non-Weatherized, Non-Condensin | 1934 | 519 |  | 05/04/2023 | 152309 | 201695836 | 07/25/2023
Dettson Industries, Inc. | Arcoaire | OLR098-RF | Federally-Regulated Consumer Product | Non-Weatherized, Non-Condensin | 1153 | 464 |  | 05/09/2023 | 98833 | 201693901 | 07/25/2023
Dettson Industries, Inc. | Arcoaire | OMV126-RF | Federally-Regulated Consumer Product | Non-Weatherized, Non-Condensin | 2172 | 535 |  | 05/04/2023 | 152221 | 201695782 | 07/25/2023
Dettson Industries, Inc. | Arcoaire | OLV098-BF | Federally-Regulated Consumer Product | Non-Weatherized, Non-Condensin | 1445 | 484 |  | 05/04/2023 | 98832 | 201693910 | 07/25/2023
Dettson Industries, Inc. | Arcoaire | OTF189-RF | Federally-Regulated Consumer Product | Non-Weatherized, Non-Condensin | 2279 | 543 |  | 05/09/2023 | 210456 | 201695926 | 07/25/2023
Dettson Industries, Inc. | Arcoaire | OLR168-BF | Federally-Regulated Consumer Product | Non-Weatherized, Non-Condensin | 2231 | 540 |  | 05/04/2023 | 209205 | 201694261 | 07/25/2023
Dettson Industries, Inc. | Arcoaire | OLR098-CAR | Federally-Regulated Consumer Product | Non-Weatherized, Non-Condensin | 1153 | 464 |  | 05/09/2023 | 98833 | 201693883 | 07/25/2023
Dettson Industries, Inc. | Arcoaire | OLV154-RBF | Federally-Regulated Consumer Product | Non-Weatherized, Non-Condensin | 2223 | 540 |  | 05/04/2023 | 154668 | 201694216 | 07/25/2023
Dettson Industries, Inc. | Arcoaire | OMF126-RBF | Federally-Regulated Consumer Product | Non-Weatherized, Non-Condensin | 1934 | 519 |  | 05/04/2023 | 152309 | 201695746 | 07/25/2023
Dettson Industries, Inc. | Arcoaire | OLR112-BF | Federally-Regulated Consumer Product | Non-Weatherized, Non-Condensin | 1598 | 494 |  | 05/04/2023 | 113138 | 201693982 | 07/25/2023
Dettson Industries, Inc. | Arcoaire | OLV126-RBF | Federally-Regulated Consumer Product | Non-Weatherized, Non-Condensin | 2223 | 540 |  | 05/04/2023 | 154668 | 201694135 | 07/25/2023
Dettson Industries, Inc. | Arcoaire | OMV126-BNX | Federally-Regulated Consumer Product | Non-Weatherized, Non-Condensin | 2172 | 535 |  | 05/04/2023 | 152221 | 201695764 | 07/25/2023
Dettson Industries, Inc. | Arcoaire | OLR077-CAR | Federally-Regulated Consumer Product | Non-Weatherized, Non-Condensin | 1153 | 464 |  | 05/09/2023 | 98833 | 201693676 | 07/25/2023
Dettson Industries, Inc. | Arcoaire | OLR077-BF | Federally-Regulated Consumer Product | Non-Weatherized, Non-Condensin | 1153 | 464 |  | 05/09/2023 | 98833 | 201693658 | 07/25/2023
Dettson Industries, Inc. | Arcoaire | OLV112-RBF | Federally-Regulated Consumer Product | Non-Weatherized, Non-Condensin | 1724 | 503 |  | 05/04/2023 | 113337 | 201694054 | 07/25/2023
Dettson Industries, Inc. | Arcoaire | OLR095-BF | Federally-Regulated Consumer Product | Non-Weatherized, Non-Condensin | 1598 | 494 |  | 05/04/2023 | 113138 | 201693775 | 07/25/2023
Dettson Industries, Inc. | Arcoaire | OLV112-RF | Federally-Regulated Consumer Product | Non-Weatherized, Non-Condensin | 1724 | 503 |  | 05/04/2023 | 113337 | 201694063 | 07/25/2023
Dettson Industries, Inc. | Arcoaire | OLR077-RBF | Federally-Regulated Consumer Product | Non-Weatherized, Non-Condensin | 1153 | 464 |  | 05/09/2023 | 98833 | 201693685 | 07/25/2023
Dettson Industries, Inc. | Arcoaire | OMV154-RBF | Federally-Regulated Consumer Product | Non-Weatherized, Non-Condensin | 2172 | 535 |  | 05/04/2023 | 152221 | 201695854 | 07/25/2023
Dettson Industries, Inc. | Arcoaire | OMV126-RBF | Federally-Regulated Consumer Product | Non-Weatherized, Non-Condensin | 2055 | 337 | 527.905 | 10/04/2019 |  |  | 07/25/2023
Dettson Industries, Inc. | Arcoaire | OTF168-BF | Federally-Regulated Consumer Product | Non-Weatherized, Non-Condensin | 2279 | 543 |  | 05/09/2023 | 210456 | 201695899 | 07/25/2023
Dettson Industries, Inc. | Arcoaire | OLR095-RBF | Federally-Regulated Consumer Product | Non-Weatherized, Non-Condensin | 1598 | 494 |  | 05/04/2023 | 113138 | 201693802 | 07/25/2023
Dettson Industries, Inc. | Arcoaire | OMF095-CAR | Federally-Regulated Consumer Product | Non-Weatherized, Non-Condensin | 1602 | 496 |  | 05/04/2023 | 109509 | 201695431 | 07/25/2023
Dettson Industries, Inc. | Arcoaire | OLV077-RBF | Federally-Regulated Consumer Product | Non-Weatherized, Non-Condensin | 1445 | 484 |  | 05/04/2023 | 98832 | 201693730 | 07/25/2023
Dettson Industries, Inc. | Arcoaire | OLR189-BF | Federally-Regulated Consumer Product | Non-Weatherized, Non-Condensin | 2231 | 540 |  | 05/04/2023 | 209205 | 201694279 | 07/25/2023
Dettson Industries, Inc. | Arcoaire | OLR112-RBF | Federally-Regulated Consumer Product | Non-Weatherized, Non-Condensin | 1598 | 494 |  | 05/04/2023 | 113138 | 201694009 | 07/25/2023
Dettson Industries, Inc. | Arcoaire | OLR098-BNX | Federally-Regulated Consumer Product | Non-Weatherized, Non-Condensin | 1153 | 464 |  | 05/09/2023 | 98833 | 201693874 | 07/25/2023
Dettson Industries, Inc. | Arcoaire | OLR095-CAR | Federally-Regulated Consumer Product | Non-Weatherized, Non-Condensin | 1598 | 494 |  | 05/04/2023 | 113138 | 201693793 | 07/25/2023
Dettson Industries, Inc. | Arcoaire | OMV095-BF | Federally-Regulated Consumer Product | Non-Weatherized, Non-Condensin | 1496 | 488 |  | 05/09/2023 | 110066 | 201695458 | 07/25/2023
Dettson Industries, Inc. | Arcoaire | OMF112-RF | Federally-Regulated Consumer Product | Non-Weatherized, Non-Condensin | 1602 | 496 |  | 05/04/2023 | 109509 | 201695656 | 07/25/2023
Dettson Industries, Inc. | Arcoaire | OMF112-RBF | Federally-Regulated Consumer Product | Non-Weatherized, Non-Condensin | 1602 | 496 |  | 05/04/2023 | 109509 | 201695647 | 07/25/2023
Dettson Industries, Inc. | Arcoaire | OMF095-RF | Federally-Regulated Consumer Product | Non-Weatherized, Non-Condensin | 1602 | 496 |  | 05/04/2023 | 109509 | 201695449 | 07/25/2023
Dettson Industries, Inc. | Arcoaire | OLR112-RF | Federally-Regulated Consumer Product | Non-Weatherized, Non-Condensin | 1598 | 494 |  | 05/04/2023 | 113138 | 201694018 | 07/25/2023
Dettson Industries, Inc. | Arcoaire | OMV154-BNX | Federally-Regulated Consumer Product | Non-Weatherized, Non-Condensin | 2172 | 535 |  | 05/04/2023 | 152221 | 201695845 | 07/25/2023
Dettson Industries, Inc. | Arcoaire | OMF154-BNX | Federally-Regulated Consumer Product | Non-Weatherized, Non-Condensin | 1934 | 519 |  | 05/04/2023 | 152309 | 201695818 | 07/25/2023
Dettson Industries, Inc. | Arcoaire | OMF112-BNX | Federally-Regulated Consumer Product | Non-Weatherized, Non-Condensin | 1602 | 496 |  | 05/04/2023 | 109509 | 201695629 | 07/25/2023
Dettson Industries, Inc. | Arcoaire | OLV112-BF | Federally-Regulated Consumer Product | Non-Weatherized, Non-Condensin | 1724 | 503 |  | 05/04/2023 | 113337 | 201694027 | 07/25/2023
Dettson Industries, Inc. | Arcoaire | OMV112-RBF | Federally-Regulated Consumer Product | Non-Weatherized, Non-Condensin | 1496 | 488 |  | 05/09/2023 | 110066 | 201695692 | 07/25/2023
Dettson Industries, Inc. | Arcoaire | OLR077-RF | Federally-Regulated Consumer Product | Non-Weatherized, Non-Condensin | 1153 | 464 |  | 05/09/2023 | 98833 | 201693694 | 07/25/2023
Dettson Industries, Inc. | Arcoaire | OLV112-BNX | Federally-Regulated Consumer Product | Non-Weatherized, Non-Condensin | 1724 | 503 |  | 05/04/2023 | 113337 | 201694036 | 07/25/2023
Dettson Industries, Inc. | Bryant | OVLAAB060154-126-BNX* | Federally-Regulated Consumer Product | Non-Weatherized, Non-Condensin | 2223 | 540 |  | 05/04/2023 | 154668 | 10266026 | 07/25/2023
Dettson Industries, Inc. | Bryant | OVLAAB060154-126-RBF* | Federally-Regulated Consumer Product | Non-Weatherized, Non-Condensin | 2223 | 540 |  | 05/04/2023 | 154668 | 10266027 | 07/25/2023
Dettson Industries, Inc. | Bryant | OBL098-RBF* | Federally-Regulated Consumer Product | Non-Weatherized, Non-Condensin | 1153 | 464 |  | 05/09/2023 | 98833 | 6106851 | 07/25/2023
Dettson Industries, Inc. | Bryant | OVL154-BNX* | Federally-Regulated Consumer Product | Non-Weatherized, Non-Condensin | 2223 | 540 |  | 05/04/2023 | 154668 | 6106883 | 07/25/2023
Dettson Industries, Inc. | Bryant | OVLAAB048112-095-RBF* | Federally-Regulated Consumer Product | Non-Weatherized, Non-Condensin | 1724 | 503 |  | 05/04/2023 | 113337 | 10266005 | 07/25/2023
Dettson Industries, Inc. | Bryant | OVL095-CAR* | Federally-Regulated Consumer Product | Non-Weatherized, Non-Condensin | 1724 | 503 |  | 05/04/2023 | 113337 | 6106845 | 07/25/2023
Dettson Industries, Inc. | Bryant | OVLAAB036098-077-RF* | Federally-Regulated Consumer Product | Non-Weatherized, Non-Condensin | 1445 | 484 |  | 05/04/2023 | 98832 | 10265998 | 07/25/2023
Dettson Industries, Inc. | Bryant | OBL098-CAR* | Federally-Regulated Consumer Product | Non-Weatherized, Non-Condensin | 1153 | 464 |  | 05/09/2023 | 98833 | 6106850 | 07/25/2023
Dettson Industries, Inc. | Bryant | OBLAAB048112-095-RF* | Federally-Regulated Consumer Product | Non-Weatherized, Non-Condensin | 1598 | 494 |  | 05/04/2023 | 113138 | 10266002 | 07/25/2023
Dettson Industries, Inc. | Bryant | OVL077-RBF* | Federally-Regulated Consumer Product | Non-Weatherized, Non-Condensin | 1445 | 484 |  | 05/04/2023 | 98832 | 6106835 | 07/25/2023
Dettson Industries, Inc. | Bryant | OBL077-BF* | Federally-Regulated Consumer Product | Non-Weatherized, Non-Condensin | 1153 | 464 |  | 05/09/2023 | 98833 | 6106827 | 07/25/2023
Dettson Industries, Inc. | Bryant | OVLAAB048112-112-BNX* | Federally-Regulated Consumer Product | Non-Weatherized, Non-Condensin | 1724 | 503 |  | 05/04/2023 | 113337 | 10266020 | 07/25/2023
Dettson Industries, Inc. | Bryant | OVL112-CAR* | Federally-Regulated Consumer Product | Non-Weatherized, Non-Condensin | 1724 | 503 |  | 05/04/2023 | 113337 | 6106867 | 07/25/2023
Dettson Industries, Inc. | Bryant | OBLAAB036098-098-RBF* | Federally-Regulated Consumer Product | Non-Weatherized, Non-Condensin | 1153 | 464 |  | 05/09/2023 | 98833 | 10266009 | 07/25/2023
Dettson Industries, Inc. | Bryant | OBL098-BNX* | Federally-Regulated Consumer Product | Non-Weatherized, Non-Condensin | 1153 | 464 |  | 05/09/2023 | 98833 | 6106849 | 07/25/2023
Dettson Industries, Inc. | Bryant | OBL098-BF* | Federally-Regulated Consumer Product | Non-Weatherized, Non-Condensin | 1153 | 464 |  | 05/09/2023 | 98833 | 6106848 | 07/25/2023
Dettson Industries, Inc. | Bryant | OBLAAB060154-126-RBF* | Federally-Regulated Consumer Product | Non-Weatherized, Non-Condensin | 2192 | 538 |  | 05/04/2023 | 154481 | 10266024 | 07/25/2023
Dettson Industries, Inc. | Bryant | OVL126-BNX* | Federally-Regulated Consumer Product | Non-Weatherized, Non-Condensin | 2223 | 540 |  | 05/04/2023 | 154668 | 6106875 | 07/25/2023
Dettson Industries, Inc. | Bryant | OVL112-BNX* | Federally-Regulated Consumer Product | Non-Weatherized, Non-Condensin | 1724 | 503 |  | 05/04/2023 | 113337 | 6106866 | 07/25/2023
Dettson Industries, Inc. | Bryant | OBLAAB048112-112-RF* | Federally-Regulated Consumer Product | Non-Weatherized, Non-Condensin | 1598 | 494 |  | 05/04/2023 | 113138 | 10266018 | 07/25/2023
Dettson Industries, Inc. | Bryant | OBL095-RF* | Federally-Regulated Consumer Product | Non-Weatherized, Non-Condensin | 1598 | 494 |  | 05/04/2023 | 113138 | 6106842 | 07/25/2023
Dettson Industries, Inc. | Bryant | OVLAAB048112-112-BF* | Federally-Regulated Consumer Product | Non-Weatherized, Non-Condensin | 1724 | 503 |  | 05/04/2023 | 113337 | 10266019 | 07/25/2023
Dettson Industries, Inc. | Bryant | OVLAAB036098-098-BNX* | Federally-Regulated Consumer Product | Non-Weatherized, Non-Condensin | 1445 | 484 |  | 05/04/2023 | 98832 | 10266012 | 07/25/2023
Dettson Industries, Inc. | Bryant | OBLAAB036098-098-BF* | Federally-Regulated Consumer Product | Non-Weatherized, Non-Condensin | 1153 | 464 |  | 05/09/2023 | 98833 | 10266007 | 07/25/2023
Dettson Industries, Inc. | Bryant | OVLAAB036098-077-RBF* | Federally-Regulated Consumer Product | Non-Weatherized, Non-Condensin | 1445 | 484 |  | 05/04/2023 | 98832 | 10265997 | 07/25/2023
Dettson Industries, Inc. | Bryant | OVL112-RBF* | Federally-Regulated Consumer Product | Non-Weatherized, Non-Condensin | 1724 | 503 |  | 05/04/2023 | 113337 | 6106868 | 07/25/2023
Dettson Industries, Inc. | Bryant | OVL095-RBF* | Federally-Regulated Consumer Product | Non-Weatherized, Non-Condensin | 1724 | 503 |  | 05/04/2023 | 113337 | 6106846 | 07/25/2023
Dettson Industries, Inc. | Bryant | OBLAAB036098-077-RF* | Federally-Regulated Consumer Product | Non-Weatherized, Non-Condensin | 1153 | 464 |  | 05/09/2023 | 98833 | 10265994 | 07/25/2023
Dettson Industries, Inc. | Bryant | OVL154-RF* | Federally-Regulated Consumer Product | Non-Weatherized, Non-Condensin | 2223 | 540 |  | 05/04/2023 | 154668 | 6106885 | 07/25/2023
Dettson Industries, Inc. | Bryant | OBLAAB048112-112-BF* | Federally-Regulated Consumer Product | Non-Weatherized, Non-Condensin | 1598 | 494 |  | 05/04/2023 | 113138 | 10266015 | 07/25/2023
Dettson Industries, Inc. | Bryant | OBL154-BNX* | Federally-Regulated Consumer Product | Non-Weatherized, Non-Condensin | 2192 | 538 |  | 05/04/2023 | 154481 | 6106880 | 07/25/2023
Dettson Industries, Inc. | Bryant | OVLAAB048112-095-RF* | Federally-Regulated Consumer Product | Non-Weatherized, Non-Condensin | 1724 | 503 |  | 05/04/2023 | 113337 | 10266006 | 07/25/2023
Dettson Industries, Inc. | Bryant | OVL095-BNX* | Federally-Regulated Consumer Product | Non-Weatherized, Non-Condensin | 1724 | 503 |  | 05/04/2023 | 113337 | 6106844 | 07/25/2023
Dettson Industries, Inc. | Bryant | OVLAAB048112-095-BNX* | Federally-Regulated Consumer Product | Non-Weatherized, Non-Condensin | 1724 | 503 |  | 05/04/2023 | 113337 | 10266004 | 07/25/2023
Dettson Industries, Inc. | Bryant | OVL077-CAR* | Federally-Regulated Consumer Product | Non-Weatherized, Non-Condensin | 1445 | 484 |  | 05/04/2023 | 98832 | 6106834 | 07/25/2023
Dettson Industries, Inc. | Bryant | OBL154-RF* | Federally-Regulated Consumer Product | Non-Weatherized, Non-Condensin | 2192 | 538 |  | 05/04/2023 | 154481 | 6106882 | 07/25/2023
Dettson Industries, Inc. | Bryant | OVLAAB060154-154-BNX* | Federally-Regulated Consumer Product | Non-Weatherized, Non-Condensin | 2223 | 540 |  | 05/04/2023 | 154668 | 10266032 | 07/25/2023
Dettson Industries, Inc. | Bryant | OBLAAB048112-095-BNX* | Federally-Regulated Consumer Product | Non-Weatherized, Non-Condensin | 1598 | 494 |  | 05/04/2023 | 113138 | 10266000 | 07/25/2023
Dettson Industries, Inc. | Bryant | OBLAAB036098-098-RF* | Federally-Regulated Consumer Product | Non-Weatherized, Non-Condensin | 1153 | 464 |  | 05/09/2023 | 98833 | 10266010 | 07/25/2023
Dettson Industries, Inc. | Bryant | OBLAAB048112-112-BNX* | Federally-Regulated Consumer Product | Non-Weatherized, Non-Condensin | 1598 | 494 |  | 05/04/2023 | 113138 | 10266016 | 07/25/2023
Dettson Industries, Inc. | Bryant | OVL112-RF* | Federally-Regulated Consumer Product | Non-Weatherized, Non-Condensin | 1724 | 503 |  | 05/04/2023 | 113337 | 6106869 | 07/25/2023
Dettson Industries, Inc. | Bryant | OBLAAB048112-112-RBF* | Federally-Regulated Consumer Product | Non-Weatherized, Non-Condensin | 1598 | 494 |  | 05/04/2023 | 113138 | 10266017 | 07/25/2023
Dettson Industries, Inc. | Bryant | OVLAAB048112-112-RBF* | Federally-Regulated Consumer Product | Non-Weatherized, Non-Condensin | 1724 | 503 |  | 05/04/2023 | 113337 | 10266021 | 07/25/2023
Dettson Industries, Inc. | Bryant | OVL098-CAR* | Federally-Regulated Consumer Product | Non-Weatherized, Non-Condensin | 1445 | 484 |  | 05/04/2023 | 98832 | 6106855 | 07/25/2023
Dettson Industries, Inc. | Bryant | OBL112-RBF* | Federally-Regulated Consumer Product | Non-Weatherized, Non-Condensin | 1598 | 494 |  | 05/04/2023 | 113138 | 6106863 | 07/25/2023
Dettson Industries, Inc. | Bryant | OVL095-RF* | Federally-Regulated Consumer Product | Non-Weatherized, Non-Condensin | 1724 | 503 |  | 05/04/2023 | 113337 | 6106847 | 07/25/2023
Dettson Industries, Inc. | Bryant | OVLAAB036098-077-BNX* | Federally-Regulated Consumer Product | Non-Weatherized, Non-Condensin | 1445 | 484 |  | 05/04/2023 | 98832 | 10265996 | 07/25/2023
Dettson Industries, Inc. | Bryant | OVM095-RF* | Federally-Regulated Consumer Product | Non-Weatherized, Non-Condensin | 1496 | 488 |  | 05/09/2023 | 110066 | 6106786 | 07/25/2023
Dettson Industries, Inc. | Bryant | OBL126-BNX* | Federally-Regulated Consumer Product | Non-Weatherized, Non-Condensin | 2192 | 538 |  | 05/04/2023 | 154481 | 6106872 | 07/25/2023
Dettson Industries, Inc. | Bryant | OBL098-RF* | Federally-Regulated Consumer Product | Non-Weatherized, Non-Condensin | 1153 | 464 |  | 05/09/2023 | 98833 | 6106852 | 07/25/2023
Dettson Industries, Inc. | Bryant | OBLAAB036098-098-BNX* | Federally-Regulated Consumer Product | Non-Weatherized, Non-Condensin | 1153 | 464 |  | 05/09/2023 | 98833 | 10266008 | 07/25/2023
Dettson Industries, Inc. | Bryant | OBLAAB060154-154-RBF* | Federally-Regulated Consumer Product | Non-Weatherized, Non-Condensin | 2192 | 538 |  | 05/04/2023 | 154481 | 10266030 | 07/25/2023
Dettson Industries, Inc. | Bryant | OVL098-RF* | Federally-Regulated Consumer Product | Non-Weatherized, Non-Condensin | 1445 | 484 |  | 05/04/2023 | 98832 | 6106857 | 07/25/2023
Dettson Industries, Inc. | Bryant | OVM095-CAR* | Federally-Regulated Consumer Product | Non-Weatherized, Non-Condensin | 1496 | 488 |  | 05/09/2023 | 110066 | 6106784 | 07/25/2023
Dettson Industries, Inc. | Bryant | OVLAAB060154-126-RF* | Federally-Regulated Consumer Product | Non-Weatherized, Non-Condensin | 2223 | 540 |  | 05/04/2023 | 154668 | 10266028 | 07/25/2023
Dettson Industries, Inc. | Bryant | OVL098-BF* | Federally-Regulated Consumer Product | Non-Weatherized, Non-Condensin | 1445 | 484 |  | 05/04/2023 | 98832 | 6106853 | 07/25/2023
Dettson Industries, Inc. | Bryant | OBL095-CAR* | Federally-Regulated Consumer Product | Non-Weatherized, Non-Condensin | 1598 | 494 |  | 05/04/2023 | 113138 | 6106840 | 07/25/2023
Dettson Industries, Inc. | Bryant | OBLAAB048112-095-BF* | Federally-Regulated Consumer Product | Non-Weatherized, Non-Condensin | 1598 | 494 |  | 05/04/2023 | 113138 | 10265999 | 07/25/2023
Dettson Industries, Inc. | Bryant | OBL077-RF* | Federally-Regulated Consumer Product | Non-Weatherized, Non-Condensin | 1153 | 464 |  | 05/09/2023 | 98833 | 6106831 | 07/25/2023
Dettson Industries, Inc. | Bryant | OVL098-RBF* | Federally-Regulated Consumer Product | Non-Weatherized, Non-Condensin | 1445 | 484 |  | 05/04/2023 | 98832 | 6106856 | 07/25/2023
Dettson Industries, Inc. | Bryant | OVL126-RBF* | Federally-Regulated Consumer Product | Non-Weatherized, Non-Condensin | 2223 | 540 |  | 05/04/2023 | 154668 | 6106876 | 07/25/2023
Dettson Industries, Inc. | Bryant | OBLAAB036098-077-BF* | Federally-Regulated Consumer Product | Non-Weatherized, Non-Condensin | 1153 | 464 |  | 05/09/2023 | 98833 | 10265991 | 07/25/2023
Dettson Industries, Inc. | Bryant | OVLAAB060154-154-RBF* | Federally-Regulated Consumer Product | Non-Weatherized, Non-Condensin | 2223 | 540 |  | 05/04/2023 | 154668 | 10266033 | 07/25/2023
Dettson Industries, Inc. | Bryant | OBLAAB060154-126-RF* | Federally-Regulated Consumer Product | Non-Weatherized, Non-Condensin | 2192 | 538 |  | 05/04/2023 | 154481 | 10266025 | 07/25/2023
Dettson Industries, Inc. | Bryant | OBL077-BNX* | Federally-Regulated Consumer Product | Non-Weatherized, Non-Condensin | 1153 | 464 |  | 05/09/2023 | 98833 | 6106828 | 07/25/2023
Dettson Industries, Inc. | Bryant | OBL095-BF* | Federally-Regulated Consumer Product | Non-Weatherized, Non-Condensin | 1598 | 494 |  | 05/04/2023 | 113138 | 6106838 | 07/25/2023
Dettson Industries, Inc. | Bryant | OBL112-RF* | Federally-Regulated Consumer Product | Non-Weatherized, Non-Condensin | 1598 | 494 |  | 05/04/2023 | 113138 | 6106864 | 07/25/2023
Dettson Industries, Inc. | Bryant | OBL112-CAR* | Federally-Regulated Consumer Product | Non-Weatherized, Non-Condensin | 1598 | 494 |  | 05/04/2023 | 113138 | 6106862 | 07/25/2023
Dettson Industries, Inc. | Bryant | OBL126-RF* | Federally-Regulated Consumer Product | Non-Weatherized, Non-Condensin | 2192 | 538 |  | 05/04/2023 | 154481 | 6106874 | 07/25/2023
Dettson Industries, Inc. | Bryant | OBL154-RBF* | Federally-Regulated Consumer Product | Non-Weatherized, Non-Condensin | 2192 | 538 |  | 05/04/2023 | 154481 | 6106881 | 07/25/2023
Dettson Industries, Inc. | Bryant | OVLAAB048112-112-RF* | Federally-Regulated Consumer Product | Non-Weatherized, Non-Condensin | 1724 | 503 |  | 05/04/2023 | 113337 | 10266022 | 07/25/2023
Dettson Industries, Inc. | Bryant | OVM095-RBF* | Federally-Regulated Consumer Product | Non-Weatherized, Non-Condensin | 1629 | 347 | 497.659 | 10/04/2019 |  |  | 07/25/2023
Dettson Industries, Inc. | Bryant | OVL112-BF* | Federally-Regulated Consumer Product | Non-Weatherized, Non-Condensin | 1724 | 503 |  | 05/04/2023 | 113337 | 6106865 | 07/25/2023
Dettson Industries, Inc. | Bryant | OVLAAB036098-098-BF* | Federally-Regulated Consumer Product | Non-Weatherized, Non-Condensin | 1445 | 484 |  | 05/04/2023 | 98832 | 10266011 | 07/25/2023
Dettson Industries, Inc. | Bryant | OBL112-BNX* | Federally-Regulated Consumer Product | Non-Weatherized, Non-Condensin | 1598 | 494 |  | 05/04/2023 | 113138 | 6106861 | 07/25/2023
Dettson Industries, Inc. | Bryant | OVLAAB036098-077-BF* | Federally-Regulated Consumer Product | Non-Weatherized, Non-Condensin | 1445 | 484 |  | 05/04/2023 | 98832 | 10265995 | 07/25/2023
Dettson Industries, Inc. | Bryant | OBLAAB060154-126-BNX* | Federally-Regulated Consumer Product | Non-Weatherized, Non-Condensin | 2192 | 538 |  | 05/04/2023 | 154481 | 10266023 | 07/25/2023
Dettson Industries, Inc. | Bryant | OBL095-BNX* | Federally-Regulated Consumer Product | Non-Weatherized, Non-Condensin | 1598 | 494 |  | 05/04/2023 | 113138 | 6106839 | 07/25/2023
Dettson Industries, Inc. | Bryant | OVL095-BF* | Federally-Regulated Consumer Product | Non-Weatherized, Non-Condensin | 1724 | 503 |  | 05/04/2023 | 113337 | 6106843 | 07/25/2023
Dettson Industries, Inc. | Bryant | OBL112-BF* | Federally-Regulated Consumer Product | Non-Weatherized, Non-Condensin | 1598 | 494 |  | 05/04/2023 | 113138 | 6106860 | 07/25/2023
Dettson Industries, Inc. | Bryant | OVLAAB048112-095-BF* | Federally-Regulated Consumer Product | Non-Weatherized, Non-Condensin | 1724 | 503 |  | 05/04/2023 | 113337 | 10266003 | 07/25/2023
Dettson Industries, Inc. | Bryant | OVL098-BNX* | Federally-Regulated Consumer Product | Non-Weatherized, Non-Condensin | 1445 | 484 |  | 05/04/2023 | 98832 | 6106854 | 07/25/2023
Dettson Industries, Inc. | Bryant | OVLAAB036098-098-RF* | Federally-Regulated Consumer Product | Non-Weatherized, Non-Condensin | 1445 | 484 |  | 05/04/2023 | 98832 | 10266014 | 07/25/2023
Dettson Industries, Inc. | Bryant | OVLAAB060154-154-RF* | Federally-Regulated Consumer Product | Non-Weatherized, Non-Condensin | 2223 | 540 |  | 05/04/2023 | 154668 | 10266034 | 07/25/2023
Dettson Industries, Inc. | Bryant | OVL077-BF* | Federally-Regulated Consumer Product | Non-Weatherized, Non-Condensin | 1445 | 484 |  | 05/04/2023 | 98832 | 6106832 | 07/25/2023
Dettson Industries, Inc. | Bryant | OBLAAB036098-077-RBF* | Federally-Regulated Consumer Product | Non-Weatherized, Non-Condensin | 1153 | 464 |  | 05/09/2023 | 98833 | 10265993 | 07/25/2023
Dettson Industries, Inc. | Bryant | OBL095-RBF* | Federally-Regulated Consumer Product | Non-Weatherized, Non-Condensin | 1598 | 494 |  | 05/04/2023 | 113138 | 6106841 | 07/25/2023
Dettson Industries, Inc. | Bryant | OBLAAB048112-095-RBF* | Federally-Regulated Consumer Product | Non-Weatherized, Non-Condensin | 1598 | 494 |  | 05/04/2023 | 113138 | 10266001 | 07/25/2023
Dettson Industries, Inc. | Bryant | OBL126-RBF* | Federally-Regulated Consumer Product | Non-Weatherized, Non-Condensin | 2192 | 538 |  | 05/04/2023 | 154481 | 6106873 | 07/25/2023
Dettson Industries, Inc. | Bryant | OVL077-RF* | Federally-Regulated Consumer Product | Non-Weatherized, Non-Condensin | 1445 | 484 |  | 05/04/2023 | 98832 | 6106836 | 07/25/2023
Dettson Industries, Inc. | Bryant | OBLAAB036098-077-BNX* | Federally-Regulated Consumer Product | Non-Weatherized, Non-Condensin | 1153 | 464 |  | 05/09/2023 | 98833 | 10265992 | 07/25/2023
Dettson Industries, Inc. | Bryant | OVM112-RF* | Federally-Regulated Consumer Product | Non-Weatherized, Non-Condensin | 1496 | 488 |  | 05/09/2023 | 110066 | 6106806 | 07/25/2023
Dettson Industries, Inc. | Bryant | OVL126-RF* | Federally-Regulated Consumer Product | Non-Weatherized, Non-Condensin | 2223 | 540 |  | 05/04/2023 | 154668 | 6106877 | 07/25/2023
Dettson Industries, Inc. | Bryant | OVL154-RBF* | Federally-Regulated Consumer Product | Non-Weatherized, Non-Condensin | 2223 | 540 |  | 05/04/2023 | 154668 | 6106884 | 07/25/2023
Dettson Industries, Inc. | Bryant | OBL077-CAR* | Federally-Regulated Consumer Product | Non-Weatherized, Non-Condensin | 1153 | 464 |  | 05/09/2023 | 98833 | 6106829 | 07/25/2023
Dettson Industries, Inc. | Bryant | OBLAAB060154-154-BNX* | Federally-Regulated Consumer Product | Non-Weatherized, Non-Condensin | 2192 | 538 |  | 05/04/2023 | 154481 | 10266029 | 07/25/2023
Dettson Industries, Inc. | Bryant | OBLAAB060154-154-RF* | Federally-Regulated Consumer Product | Non-Weatherized, Non-Condensin | 2192 | 538 |  | 05/04/2023 | 154481 | 10266031 | 07/25/2023
Dettson Industries, Inc. | Bryant | OVL077-BNX* | Federally-Regulated Consumer Product | Non-Weatherized, Non-Condensin | 1445 | 484 |  | 05/04/2023 | 98832 | 6106833 | 07/25/2023
Dettson Industries, Inc. | Bryant | OBL077-RBF* | Federally-Regulated Consumer Product | Non-Weatherized, Non-Condensin | 1153 | 464 |  | 05/09/2023 | 98833 | 6106830 | 07/25/2023
Dettson Industries, Inc. | Bryant | OVLAAB036098-098-RBF* | Federally-Regulated Consumer Product | Non-Weatherized, Non-Condensin | 1445 | 484 |  | 05/04/2023 | 98832 | 10266013 | 07/25/2023
Dettson Industries, Inc. | Comfortmaker | OLR077-RF | Federally-Regulated Consumer Product | Non-Weatherized, Non-Condensin | 1153 | 464 |  | 05/09/2023 | 98833 | 201693701 | 07/25/2023
Dettson Industries, Inc. | Comfortmaker | OLR168-BF | Federally-Regulated Consumer Product | Non-Weatherized, Non-Condensin | 2231 | 540 |  | 05/04/2023 | 209205 | 201694268 | 07/25/2023
Dettson Industries, Inc. | Comfortmaker | OLR154-RF | Federally-Regulated Consumer Product | Non-Weatherized, Non-Condensin | 2192 | 538 |  | 05/04/2023 | 154481 | 201694205 | 07/25/2023
Dettson Industries, Inc. | Comfortmaker | OLV126-BNX | Federally-Regulated Consumer Product | Non-Weatherized, Non-Condensin | 2223 | 540 |  | 05/04/2023 | 154668 | 201694133 | 07/25/2023
Dettson Industries, Inc. | Comfortmaker | OTF189-BF | Federally-Regulated Consumer Product | Non-Weatherized, Non-Condensin | 2279 | 543 |  | 05/09/2023 | 210456 | 201695924 | 07/25/2023
Dettson Industries, Inc. | Comfortmaker | OMV126-RBF | Federally-Regulated Consumer Product | Non-Weatherized, Non-Condensin | 2055 | 337 | 527.905 | 10/04/2019 |  |  | 07/25/2023
Dettson Industries, Inc. | Comfortmaker | OLV154-BNX | Federally-Regulated Consumer Product | Non-Weatherized, Non-Condensin | 2223 | 540 |  | 05/04/2023 | 154668 | 201694214 | 07/25/2023
Dettson Industries, Inc. | Comfortmaker | OTF168-BF | Federally-Regulated Consumer Product | Non-Weatherized, Non-Condensin | 2279 | 543 |  | 05/09/2023 | 210456 | 201695906 | 07/25/2023
Dettson Industries, Inc. | Comfortmaker | OMV095-CAR | Federally-Regulated Consumer Product | Non-Weatherized, Non-Condensin | 1496 | 488 |  | 05/09/2023 | 110066 | 201695483 | 07/25/2023
Dettson Industries, Inc. | Comfortmaker | OLV112-BNX | Federally-Regulated Consumer Product | Non-Weatherized, Non-Condensin | 1724 | 503 |  | 05/04/2023 | 113337 | 201694043 | 07/25/2023
Dettson Industries, Inc. | Comfortmaker | OLV112-BF | Federally-Regulated Consumer Product | Non-Weatherized, Non-Condensin | 1724 | 503 |  | 05/04/2023 | 113337 | 201694034 | 07/25/2023
Dettson Industries, Inc. | Comfortmaker | OMF095-RBF | Federally-Regulated Consumer Product | Non-Weatherized, Non-Condensin | 1602 | 496 |  | 05/04/2023 | 109509 | 201695447 | 07/25/2023
Dettson Industries, Inc. | Comfortmaker | OMF112-RBF | Federally-Regulated Consumer Product | Non-Weatherized, Non-Condensin | 1602 | 496 |  | 05/04/2023 | 109509 | 201695654 | 07/25/2023
Dettson Industries, Inc. | Comfortmaker | OLR126-RF | Federally-Regulated Consumer Product | Non-Weatherized, Non-Condensin | 2192 | 538 |  | 05/04/2023 | 154481 | 201694124 | 07/25/2023
Dettson Industries, Inc. | Comfortmaker | OMV154-RBF | Federally-Regulated Consumer Product | Non-Weatherized, Non-Condensin | 2172 | 535 |  | 05/04/2023 | 152221 | 201695861 | 07/25/2023
Dettson Industries, Inc. | Comfortmaker | OLR210-RF | Federally-Regulated Consumer Product | Non-Weatherized, Non-Condensin | 2231 | 540 |  | 05/04/2023 | 209205 | 201694313 | 07/25/2023
Dettson Industries, Inc. | Comfortmaker | OLV095-RF | Federally-Regulated Consumer Product | Non-Weatherized, Non-Condensin | 1724 | 503 |  | 05/04/2023 | 113337 | 201693863 | 07/25/2023
Dettson Industries, Inc. | Comfortmaker | OLR098-CAR | Federally-Regulated Consumer Product | Non-Weatherized, Non-Condensin | 1153 | 464 |  | 05/09/2023 | 98833 | 201693890 | 07/25/2023
Dettson Industries, Inc. | Comfortmaker | OMV126-BNX | Federally-Regulated Consumer Product | Non-Weatherized, Non-Condensin | 2172 | 535 |  | 05/04/2023 | 152221 | 201695771 | 07/25/2023
Dettson Industries, Inc. | Comfortmaker | OLR112-BF | Federally-Regulated Consumer Product | Non-Weatherized, Non-Condensin | 1598 | 494 |  | 05/04/2023 | 113138 | 201693989 | 07/25/2023
Dettson Industries, Inc. | Comfortmaker | OLR095-CAR | Federally-Regulated Consumer Product | Non-Weatherized, Non-Condensin | 1598 | 494 |  | 05/04/2023 | 113138 | 201693800 | 07/25/2023
Dettson Industries, Inc. | Comfortmaker | OMF154-RF | Federally-Regulated Consumer Product | Non-Weatherized, Non-Condensin | 1934 | 519 |  | 05/04/2023 | 152309 | 201695843 | 07/25/2023
Dettson Industries, Inc. | Comfortmaker | OTF210-BF | Federally-Regulated Consumer Product | Non-Weatherized, Non-Condensin | 2279 | 543 |  | 05/09/2023 | 210456 | 201695942 | 07/25/2023
Dettson Industries, Inc. | Comfortmaker | OLR095-BF | Federally-Regulated Consumer Product | Non-Weatherized, Non-Condensin | 1598 | 494 |  | 05/04/2023 | 113138 | 201693782 | 07/25/2023
Dettson Industries, Inc. | Comfortmaker | OLR189-BF | Federally-Regulated Consumer Product | Non-Weatherized, Non-Condensin | 2231 | 540 |  | 05/04/2023 | 209205 | 201694286 | 07/25/2023
Dettson Industries, Inc. | Comfortmaker | OLR077-RBF | Federally-Regulated Consumer Product | Non-Weatherized, Non-Condensin | 1153 | 464 |  | 05/09/2023 | 98833 | 201693692 | 07/25/2023
Dettson Industries, Inc. | Comfortmaker | OLV112-RF | Federally-Regulated Consumer Product | Non-Weatherized, Non-Condensin | 1724 | 503 |  | 05/04/2023 | 113337 | 201694070 | 07/25/2023
Dettson Industries, Inc. | Comfortmaker | OLR077-BF | Federally-Regulated Consumer Product | Non-Weatherized, Non-Condensin | 1153 | 464 |  | 05/09/2023 | 98833 | 201693665 | 07/25/2023
Dettson Industries, Inc. | Comfortmaker | OMV112-RBF | Federally-Regulated Consumer Product | Non-Weatherized, Non-Condensin | 1496 | 488 |  | 05/09/2023 | 110066 | 201695699 | 07/25/2023
Dettson Industries, Inc. | Comfortmaker | OLR098-BNX | Federally-Regulated Consumer Product | Non-Weatherized, Non-Condensin | 1153 | 464 |  | 05/09/2023 | 98833 | 201693881 | 07/25/2023
Dettson Industries, Inc. | Comfortmaker | OLV112-RBF | Federally-Regulated Consumer Product | Non-Weatherized, Non-Condensin | 1724 | 503 |  | 05/04/2023 | 113337 | 201694061 | 07/25/2023
Dettson Industries, Inc. | Comfortmaker | OLR095-RF | Federally-Regulated Consumer Product | Non-Weatherized, Non-Condensin | 1598 | 494 |  | 05/04/2023 | 113138 | 201693818 | 07/25/2023
Dettson Industries, Inc. | Comfortmaker | OLV126-RBF | Federally-Regulated Consumer Product | Non-Weatherized, Non-Condensin | 2223 | 540 |  | 05/04/2023 | 154668 | 201694142 | 07/25/2023
Dettson Industries, Inc. | Comfortmaker | OLR154-RBF | Federally-Regulated Consumer Product | Non-Weatherized, Non-Condensin | 2192 | 538 |  | 05/04/2023 | 154481 | 201694196 | 07/25/2023
Dettson Industries, Inc. | Comfortmaker | OMF112-BF | Federally-Regulated Consumer Product | Non-Weatherized, Non-Condensin | 1602 | 496 |  | 05/04/2023 | 109509 | 201695627 | 07/25/2023
Dettson Industries, Inc. | Comfortmaker | OLV095-CAR | Federally-Regulated Consumer Product | Non-Weatherized, Non-Condensin | 1724 | 503 |  | 05/04/2023 | 113337 | 201693845 | 07/25/2023
Dettson Industries, Inc. | Comfortmaker | OLR126-RBF | Federally-Regulated Consumer Product | Non-Weatherized, Non-Condensin | 2192 | 538 |  | 05/04/2023 | 154481 | 201694115 | 07/25/2023
Dettson Industries, Inc. | Comfortmaker | OTF189-RF | Federally-Regulated Consumer Product | Non-Weatherized, Non-Condensin | 2279 | 543 |  | 05/09/2023 | 210456 | 201695933 | 07/25/2023
Dettson Industries, Inc. | Comfortmaker | OMF112-BNX | Federally-Regulated Consumer Product | Non-Weatherized, Non-Condensin | 1602 | 496 |  | 05/04/2023 | 109509 | 201695636 | 07/25/2023
Dettson Industries, Inc. | Comfortmaker | OLV098-RF | Federally-Regulated Consumer Product | Non-Weatherized, Non-Condensin | 1445 | 484 |  | 05/04/2023 | 98832 | 201693953 | 07/25/2023
Dettson Industries, Inc. | Comfortmaker | OLV095-BNX | Federally-Regulated Consumer Product | Non-Weatherized, Non-Condensin | 1724 | 503 |  | 05/04/2023 | 113337 | 201693836 | 07/25/2023
Dettson Industries, Inc. | Comfortmaker | OLR077-BNX | Federally-Regulated Consumer Product | Non-Weatherized, Non-Condensin | 1153 | 464 |  | 05/09/2023 | 98833 | 201693674 | 07/25/2023
Dettson Industries, Inc. | Comfortmaker | OLR112-RF | Federally-Regulated Consumer Product | Non-Weatherized, Non-Condensin | 1598 | 494 |  | 05/04/2023 | 113138 | 201694025 | 07/25/2023
Dettson Industries, Inc. | Comfortmaker | OMF126-BNX | Federally-Regulated Consumer Product | Non-Weatherized, Non-Condensin | 1934 | 519 |  | 05/04/2023 | 152309 | 201695744 | 07/25/2023
Dettson Industries, Inc. | Comfortmaker | OMF112-RF | Federally-Regulated Consumer Product | Non-Weatherized, Non-Condensin | 1602 | 496 |  | 05/04/2023 | 109509 | 201695663 | 07/25/2023
Dettson Industries, Inc. | Comfortmaker | OMF095-BF | Federally-Regulated Consumer Product | Non-Weatherized, Non-Condensin | 1602 | 496 |  | 05/04/2023 | 109509 | 201695420 | 07/25/2023
Dettson Industries, Inc. | Comfortmaker | OLV154-RBF | Federally-Regulated Consumer Product | Non-Weatherized, Non-Condensin | 2223 | 540 |  | 05/04/2023 | 154668 | 201694223 | 07/25/2023
Dettson Industries, Inc. | Comfortmaker | OLR112-RBF | Federally-Regulated Consumer Product | Non-Weatherized, Non-Condensin | 1598 | 494 |  | 05/04/2023 | 113138 | 201694016 | 07/25/2023
Dettson Industries, Inc. | Comfortmaker | OLR210-BF | Federally-Regulated Consumer Product | Non-Weatherized, Non-Condensin | 2231 | 540 |  | 05/04/2023 | 209205 | 201694304 | 07/25/2023
Dettson Industries, Inc. | Comfortmaker | OLR095-RBF | Federally-Regulated Consumer Product | Non-Weatherized, Non-Condensin | 1598 | 494 |  | 05/04/2023 | 113138 | 201693809 | 07/25/2023
Dettson Industries, Inc. | Comfortmaker | OLV077-BF | Federally-Regulated Consumer Product | Non-Weatherized, Non-Condensin | 1445 | 484 |  | 05/04/2023 | 98832 | 201693710 | 07/25/2023
Dettson Industries, Inc. | Comfortmaker | OMV112-BF | Federally-Regulated Consumer Product | Non-Weatherized, Non-Condensin | 1496 | 488 |  | 05/09/2023 | 110066 | 201695672 | 07/25/2023
Dettson Industries, Inc. | Comfortmaker | OLR154-BNX | Federally-Regulated Consumer Product | Non-Weatherized, Non-Condensin | 2192 | 538 |  | 05/04/2023 | 154481 | 201694187 | 07/25/2023
Dettson Industries, Inc. | Comfortmaker | OLR098-RBF | Federally-Regulated Consumer Product | Non-Weatherized, Non-Condensin | 1153 | 464 |  | 05/09/2023 | 98833 | 201693899 | 07/25/2023
Dettson Industries, Inc. | Comfortmaker | OMV112-RF | Federally-Regulated Consumer Product | Non-Weatherized, Non-Condensin | 1496 | 488 |  | 05/09/2023 | 110066 | 201695708 | 07/25/2023
Dettson Industries, Inc. | Comfortmaker | OMF154-BNX | Federally-Regulated Consumer Product | Non-Weatherized, Non-Condensin | 1934 | 519 |  | 05/04/2023 | 152309 | 201695825 | 07/25/2023
Dettson Industries, Inc. | Comfortmaker | OLR126-BNX | Federally-Regulated Consumer Product | Non-Weatherized, Non-Condensin | 2192 | 538 |  | 05/04/2023 | 154481 | 201694106 | 07/25/2023
Dettson Industries, Inc. | Comfortmaker | OLV077-BNX | Federally-Regulated Consumer Product | Non-Weatherized, Non-Condensin | 1445 | 484 |  | 05/04/2023 | 98832 | 201693719 | 07/25/2023
Dettson Industries, Inc. | Comfortmaker | OLV095-RBF | Federally-Regulated Consumer Product | Non-Weatherized, Non-Condensin | 1724 | 503 |  | 05/04/2023 | 113337 | 201693854 | 07/25/2023
Dettson Industries, Inc. | Comfortmaker | OTF168-RF | Federally-Regulated Consumer Product | Non-Weatherized, Non-Condensin | 2279 | 543 |  | 05/09/2023 | 210456 | 201695915 | 07/25/2023
Dettson Industries, Inc. | Comfortmaker | OLV112-CAR | Federally-Regulated Consumer Product | Non-Weatherized, Non-Condensin | 1724 | 503 |  | 05/04/2023 | 113337 | 201694052 | 07/25/2023
Dettson Industries, Inc. | Comfortmaker | OLR112-BNX | Federally-Regulated Consumer Product | Non-Weatherized, Non-Condensin | 1598 | 494 |  | 05/04/2023 | 113138 | 201693998 | 07/25/2023
Dettson Industries, Inc. | Comfortmaker | OMV095-BNX | Federally-Regulated Consumer Product | Non-Weatherized, Non-Condensin | 1496 | 488 |  | 05/09/2023 | 110066 | 201695474 | 07/25/2023
Dettson Industries, Inc. | Comfortmaker | OLR095-BNX | Federally-Regulated Consumer Product | Non-Weatherized, Non-Condensin | 1598 | 494 |  | 05/04/2023 | 113138 | 201693791 | 07/25/2023
Dettson Industries, Inc. | Comfortmaker | OLV098-BNX | Federally-Regulated Consumer Product | Non-Weatherized, Non-Condensin | 1445 | 484 |  | 05/04/2023 | 98832 | 201693926 | 07/25/2023
Dettson Industries, Inc. | Comfortmaker | OLR098-RF | Federally-Regulated Consumer Product | Non-Weatherized, Non-Condensin | 1153 | 464 |  | 05/09/2023 | 98833 | 201693908 | 07/25/2023
Dettson Industries, Inc. | Comfortmaker | OMV095-RBF | Federally-Regulated Consumer Product | Non-Weatherized, Non-Condensin | 1629 | 347 | 497.659 | 10/04/2019 |  |  | 07/25/2023
Dettson Industries, Inc. | Comfortmaker | OTF210-RF | Federally-Regulated Consumer Product | Non-Weatherized, Non-Condensin | 2279 | 543 |  | 05/09/2023 | 210456 | 201693629 | 07/25/2023
Dettson Industries, Inc. | Comfortmaker | OMF095-CAR | Federally-Regulated Consumer Product | Non-Weatherized, Non-Condensin | 1602 | 496 |  | 05/04/2023 | 109509 | 201695438 | 07/25/2023
Dettson Industries, Inc. | Comfortmaker | OMF095-RF | Federally-Regulated Consumer Product | Non-Weatherized, Non-Condensin | 1602 | 496 |  | 05/04/2023 | 109509 | 201695456 | 07/25/2023
Dettson Industries, Inc. | Comfortmaker | OMV112-BNX | Federally-Regulated Consumer Product | Non-Weatherized, Non-Condensin | 1496 | 488 |  | 05/09/2023 | 110066 | 201695681 | 07/25/2023
Dettson Industries, Inc. | Comfortmaker | OMF095-BNX | Federally-Regulated Consumer Product | Non-Weatherized, Non-Condensin | 1602 | 496 |  | 05/04/2023 | 109509 | 201695429 | 07/25/2023
Dettson Industries, Inc. | Comfortmaker | OMF126-RBF | Federally-Regulated Consumer Product | Non-Weatherized, Non-Condensin | 1934 | 519 |  | 05/04/2023 | 152309 | 201695753 | 07/25/2023
Dettson Industries, Inc. | Comfortmaker | OMV095-BF | Federally-Regulated Consumer Product | Non-Weatherized, Non-Condensin | 1496 | 488 |  | 05/09/2023 | 110066 | 201695465 | 07/25/2023
Dettson Industries, Inc. | Comfortmaker | OMV154-RF | Federally-Regulated Consumer Product | Non-Weatherized, Non-Condensin | 2172 | 535 |  | 05/04/2023 | 152221 | 201695870 | 07/25/2023
Dettson Industries, Inc. | Comfortmaker | OLR168-RF | Federally-Regulated Consumer Product | Non-Weatherized, Non-Condensin | 2231 | 540 |  | 05/04/2023 | 209205 | 201694277 | 07/25/2023
Dettson Industries, Inc. | Comfortmaker | OMF126-RF | Federally-Regulated Consumer Product | Non-Weatherized, Non-Condensin | 1934 | 519 |  | 05/04/2023 | 152309 | 201695762 | 07/25/2023
Dettson Industries, Inc. | Comfortmaker | OLV098-RBF | Federally-Regulated Consumer Product | Non-Weatherized, Non-Condensin | 1445 | 484 |  | 05/04/2023 | 98832 | 201693944 | 07/25/2023
Dettson Industries, Inc. | Comfortmaker | OMF154-RBF | Federally-Regulated Consumer Product | Non-Weatherized, Non-Condensin | 1934 | 519 |  | 05/04/2023 | 152309 | 201695834 | 07/25/2023
Dettson Industries, Inc. | Comfortmaker | OLV077-CAR | Federally-Regulated Consumer Product | Non-Weatherized, Non-Condensin | 1445 | 484 |  | 05/04/2023 | 98832 | 201693728 | 07/25/2023
Dettson Industries, Inc. | Comfortmaker | OMV126-RF | Federally-Regulated Consumer Product | Non-Weatherized, Non-Condensin | 2172 | 535 |  | 05/04/2023 | 152221 | 201695789 | 07/25/2023
Dettson Industries, Inc. | Comfortmaker | OLV154-RF | Federally-Regulated Consumer Product | Non-Weatherized, Non-Condensin | 2223 | 540 |  | 05/04/2023 | 154668 | 201694232 | 07/25/2023
Dettson Industries, Inc. | Comfortmaker | OMV154-BNX | Federally-Regulated Consumer Product | Non-Weatherized, Non-Condensin | 2172 | 535 |  | 05/04/2023 | 152221 | 201695852 | 07/25/2023
Dettson Industries, Inc. | Comfortmaker | OLV095-BF | Federally-Regulated Consumer Product | Non-Weatherized, Non-Condensin | 1724 | 503 |  | 05/04/2023 | 113337 | 201693827 | 07/25/2023
Dettson Industries, Inc. | Comfortmaker | OLR112-CAR | Federally-Regulated Consumer Product | Non-Weatherized, Non-Condensin | 1598 | 494 |  | 05/04/2023 | 113138 | 201694007 | 07/25/2023
Dettson Industries, Inc. | Comfortmaker | OLR098-BF | Federally-Regulated Consumer Product | Non-Weatherized, Non-Condensin | 1153 | 464 |  | 05/09/2023 | 98833 | 201693872 | 07/25/2023
Dettson Industries, Inc. | Comfortmaker | OMF112-CAR | Federally-Regulated Consumer Product | Non-Weatherized, Non-Condensin | 1602 | 496 |  | 05/04/2023 | 109509 | 201695645 | 07/25/2023
Dettson Industries, Inc. | Comfortmaker | OLR189-RF | Federally-Regulated Consumer Product | Non-Weatherized, Non-Condensin | 2231 | 540 |  | 05/04/2023 | 209205 | 201694295 | 07/25/2023
Dettson Industries, Inc. | Comfortmaker | OLV077-RBF | Federally-Regulated Consumer Product | Non-Weatherized, Non-Condensin | 1445 | 484 |  | 05/04/2023 | 98832 | 201693737 | 07/25/2023
Dettson Industries, Inc. | Comfortmaker | OMV095-RF | Federally-Regulated Consumer Product | Non-Weatherized, Non-Condensin | 1496 | 488 |  | 05/09/2023 | 110066 | 201695501 | 07/25/2023
Dettson Industries, Inc. | Comfortmaker | OLV126-RF | Federally-Regulated Consumer Product | Non-Weatherized, Non-Condensin | 2223 | 540 |  | 05/04/2023 | 154668 | 201694151 | 07/25/2023
Dettson Industries, Inc. | Comfortmaker | OLV077-RF | Federally-Regulated Consumer Product | Non-Weatherized, Non-Condensin | 1445 | 484 |  | 05/04/2023 | 98832 | 201693746 | 07/25/2023
Dettson Industries, Inc. | Comfortmaker | OLV098-CAR | Federally-Regulated Consumer Product | Non-Weatherized, Non-Condensin | 1445 | 484 |  | 05/04/2023 | 98832 | 201693935 | 07/25/2023
Dettson Industries, Inc. | Comfortmaker | OMV112-CAR | Federally-Regulated Consumer Product | Non-Weatherized, Non-Condensin | 1496 | 488 |  | 05/09/2023 | 110066 | 201695690 | 07/25/2023
Dettson Industries, Inc. | Comfortmaker | OLR077-CAR | Federally-Regulated Consumer Product | Non-Weatherized, Non-Condensin | 1153 | 464 |  | 05/09/2023 | 98833 | 201693683 | 07/25/2023
Dettson Industries, Inc. | Comfortmaker | OLV098-BF | Federally-Regulated Consumer Product | Non-Weatherized, Non-Condensin | 1445 | 484 |  | 05/04/2023 | 98832 | 201693917 | 07/25/2023
Dettson Industries, Inc. | Bryant | OBM112-CAR* | Federally-Regulated Consumer Product | Non-Weatherized, Non-Condensin | 1602 | 496 |  | 05/04/2023 | 109509 | 6106799 | 07/25/2023
Dettson Industries, Inc. | Bryant | OVMAAB042112-112-RF* | Federally-Regulated Consumer Product | Non-Weatherized, Non-Condensin | 1496 | 488 |  | 05/09/2023 | 110066 | 10265978 | 07/25/2023
Dettson Industries, Inc. | Bryant | OBM154-RF* | Federally-Regulated Consumer Product | Non-Weatherized, Non-Condensin | 1934 | 519 |  | 05/04/2023 | 152309 | 6106819 | 07/25/2023
Dettson Industries, Inc. | Bryant | OVM154-RF* | Federally-Regulated Consumer Product | Non-Weatherized, Non-Condensin | 2172 | 535 |  | 05/04/2023 | 152221 | 6106822 | 07/25/2023
Dettson Industries, Inc. | Bryant | OVMAAB060154-154-BNX* | Federally-Regulated Consumer Product | Non-Weatherized, Non-Condensin | 2172 | 535 |  | 05/04/2023 | 152221 | 10265988 | 07/25/2023
Dettson Industries, Inc. | Bryant | OBMAAB042112-112-RF* | Federally-Regulated Consumer Product | Non-Weatherized, Non-Condensin | 1602 | 496 |  | 05/04/2023 | 109509 | 10265974 | 07/25/2023
Dettson Industries, Inc. | Bryant | OVM154-BNX* | Federally-Regulated Consumer Product | Non-Weatherized, Non-Condensin | 2172 | 535 |  | 05/04/2023 | 152221 | 6106820 | 07/25/2023
Dettson Industries, Inc. | Bryant | OVM154-RBF* | Federally-Regulated Consumer Product | Non-Weatherized, Non-Condensin | 2172 | 535 |  | 05/04/2023 | 152221 | 6106821 | 07/25/2023
Dettson Industries, Inc. | Bryant | OBM095-RBF* | Federally-Regulated Consumer Product | Non-Weatherized, Non-Condensin | 1602 | 496 |  | 05/04/2023 | 109509 | 6106780 | 07/25/2023
Dettson Industries, Inc. | Bryant | OBMAAB060154-126-RF* | Federally-Regulated Consumer Product | Non-Weatherized, Non-Condensin | 1934 | 519 |  | 05/04/2023 | 152309 | 10265981 | 07/25/2023
Dettson Industries, Inc. | Bryant | OBMAAB042112-112-RBF* | Federally-Regulated Consumer Product | Non-Weatherized, Non-Condensin | 1602 | 496 |  | 05/04/2023 | 109509 | 10265973 | 07/25/2023
Dettson Industries, Inc. | Bryant | OBMAAB042112-112-BNX* | Federally-Regulated Consumer Product | Non-Weatherized, Non-Condensin | 1602 | 496 |  | 05/04/2023 | 109509 | 10265972 | 07/25/2023
Dettson Industries, Inc. | Bryant | OBM112-RBF* | Federally-Regulated Consumer Product | Non-Weatherized, Non-Condensin | 1602 | 496 |  | 05/04/2023 | 109509 | 6106800 | 07/25/2023
Dettson Industries, Inc. | Bryant | OVMAAB060154-154-RBF* | Federally-Regulated Consumer Product | Non-Weatherized, Non-Condensin | 2172 | 535 |  | 05/04/2023 | 152221 | 10265989 | 07/25/2023
Dettson Industries, Inc. | Bryant | OBM112-BF* | Federally-Regulated Consumer Product | Non-Weatherized, Non-Condensin | 1602 | 496 |  | 05/04/2023 | 109509 | 6106797 | 07/25/2023
Dettson Industries, Inc. | Bryant | OBMAAB042112-095-RBF* | Federally-Regulated Consumer Product | Non-Weatherized, Non-Condensin | 1602 | 496 |  | 05/04/2023 | 109509 | 10265961 | 07/25/2023
Dettson Industries, Inc. | Bryant | OBM126-RBF* | Federally-Regulated Consumer Product | Non-Weatherized, Non-Condensin | 1934 | 519 |  | 05/04/2023 | 152309 | 6106810 | 07/25/2023
Dettson Industries, Inc. | Bryant | OVMAAB060154-126-BNX* | Federally-Regulated Consumer Product | Non-Weatherized, Non-Condensin | 2172 | 535 |  | 05/04/2023 | 152221 | 10265982 | 07/25/2023
Dettson Industries, Inc. | Bryant | OBMAAB060154-126-BNX* | Federally-Regulated Consumer Product | Non-Weatherized, Non-Condensin | 1934 | 519 |  | 05/04/2023 | 152309 | 10265979 | 07/25/2023
Dettson Industries, Inc. | Bryant | OVM126-RBF* | Federally-Regulated Consumer Product | Non-Weatherized, Non-Condensin | 2055 | 337 | 527.905 | 10/04/2019 |  |  | 07/25/2023
Dettson Industries, Inc. | Bryant | OVMAAB042112-095-RBF* | Federally-Regulated Consumer Product | Non-Weatherized, Non-Condensin | 1629 | 347 | 497.659 | 10/04/2019 |  |  | 07/25/2023
Dettson Industries, Inc. | Bryant | OVM112-BF* | Federally-Regulated Consumer Product | Non-Weatherized, Non-Condensin | 1496 | 488 |  | 05/09/2023 | 110066 | 6106802 | 07/25/2023
Dettson Industries, Inc. | Bryant | OBM154-BNX* | Federally-Regulated Consumer Product | Non-Weatherized, Non-Condensin | 1934 | 519 |  | 05/04/2023 | 152309 | 6106817 | 07/25/2023
Dettson Industries, Inc. | Bryant | OBMAAB060154-154-RBF* | Federally-Regulated Consumer Product | Non-Weatherized, Non-Condensin | 1934 | 519 |  | 05/04/2023 | 152309 | 10265986 | 07/25/2023
Dettson Industries, Inc. | Bryant | OVMAAB060154-126-RF* | Federally-Regulated Consumer Product | Non-Weatherized, Non-Condensin | 2172 | 535 |  | 05/04/2023 | 152221 | 10265984 | 07/25/2023
Dettson Industries, Inc. | Bryant | OVMAAB060154-126-RBF* | Federally-Regulated Consumer Product | Non-Weatherized, Non-Condensin | 2055 | 337 | 527.905 | 10/04/2019 |  |  | 07/25/2023
Dettson Industries, Inc. | Bryant | OVM095-BF* | Federally-Regulated Consumer Product | Non-Weatherized, Non-Condensin | 1496 | 488 |  | 05/09/2023 | 110066 | 6106782 | 07/25/2023
Dettson Industries, Inc. | Bryant | OBM095-BF* | Federally-Regulated Consumer Product | Non-Weatherized, Non-Condensin | 1602 | 496 |  | 05/04/2023 | 109509 | 6106777 | 07/25/2023
Dettson Industries, Inc. | Bryant | OBM126-RF* | Federally-Regulated Consumer Product | Non-Weatherized, Non-Condensin | 1934 | 519 |  | 05/04/2023 | 152309 | 6106811 | 07/25/2023
Dettson Industries, Inc. | Bryant | OVMAAB042112-095-BNX* | Federally-Regulated Consumer Product | Non-Weatherized, Non-Condensin | 1496 | 488 |  | 05/09/2023 | 110066 | 10265964 | 07/25/2023
Dettson Industries, Inc. | Bryant | OVM126-RF* | Federally-Regulated Consumer Product | Non-Weatherized, Non-Condensin | 2172 | 535 |  | 05/04/2023 | 152221 | 6106814 | 07/25/2023
Dettson Industries, Inc. | Bryant | OBM095-BNX* | Federally-Regulated Consumer Product | Non-Weatherized, Non-Condensin | 1602 | 496 |  | 05/04/2023 | 109509 | 6106778 | 07/25/2023
Dettson Industries, Inc. | Bryant | OBM112-RF* | Federally-Regulated Consumer Product | Non-Weatherized, Non-Condensin | 1602 | 496 |  | 05/04/2023 | 109509 | 6106801 | 07/25/2023
Dettson Industries, Inc. | Bryant | OBMAAB060154-154-BNX* | Federally-Regulated Consumer Product | Non-Weatherized, Non-Condensin | 1934 | 519 |  | 05/04/2023 | 152309 | 10265985 | 07/25/2023
Dettson Industries, Inc. | Bryant | OVM112-RBF* | Federally-Regulated Consumer Product | Non-Weatherized, Non-Condensin | 1496 | 488 |  | 05/09/2023 | 110066 | 6106805 | 07/25/2023
Dettson Industries, Inc. | Bryant | OVMAAB042112-112-RBF* | Federally-Regulated Consumer Product | Non-Weatherized, Non-Condensin | 1496 | 488 |  | 05/09/2023 | 110066 | 10265977 | 07/25/2023
Dettson Industries, Inc. | Bryant | OBMAAB060154-126-RBF* | Federally-Regulated Consumer Product | Non-Weatherized, Non-Condensin | 1934 | 519 |  | 05/04/2023 | 152309 | 10265980 | 07/25/2023
Dettson Industries, Inc. | Bryant | OVM126-BNX* | Federally-Regulated Consumer Product | Non-Weatherized, Non-Condensin | 2172 | 535 |  | 05/04/2023 | 152221 | 6106812 | 07/25/2023
Dettson Industries, Inc. | Bryant | OVMAAB042112-112-BF* | Federally-Regulated Consumer Product | Non-Weatherized, Non-Condensin | 1496 | 488 |  | 05/09/2023 | 110066 | 10265975 | 07/25/2023
Dettson Industries, Inc. | Bryant | OVMAAB042112-095-BF* | Federally-Regulated Consumer Product | Non-Weatherized, Non-Condensin | 1496 | 488 |  | 05/09/2023 | 110066 | 10265963 | 07/25/2023
Dettson Industries, Inc. | Bryant | OBM126-BNX* | Federally-Regulated Consumer Product | Non-Weatherized, Non-Condensin | 1934 | 519 |  | 05/04/2023 | 152309 | 6106809 | 07/25/2023
Dettson Industries, Inc. | Bryant | OVM095-BNX* | Federally-Regulated Consumer Product | Non-Weatherized, Non-Condensin | 1496 | 488 |  | 05/09/2023 | 110066 | 6106783 | 07/25/2023
Dettson Industries, Inc. | Bryant | OBMAAB042112-112-BF* | Federally-Regulated Consumer Product | Non-Weatherized, Non-Condensin | 1602 | 496 |  | 05/04/2023 | 109509 | 10265971 | 07/25/2023
Dettson Industries, Inc. | Bryant | OVMAAB042112-095-RF* | Federally-Regulated Consumer Product | Non-Weatherized, Non-Condensin | 1496 | 488 |  | 05/09/2023 | 110066 | 10265966 | 07/25/2023
Dettson Industries, Inc. | Bryant | OVM112-CAR* | Federally-Regulated Consumer Product | Non-Weatherized, Non-Condensin | 1496 | 488 |  | 05/09/2023 | 110066 | 6106804 | 07/25/2023
Dettson Industries, Inc. | Bryant | OVMAAB042112-112-BNX* | Federally-Regulated Consumer Product | Non-Weatherized, Non-Condensin | 1496 | 488 |  | 05/09/2023 | 110066 | 10265976 | 07/25/2023
Dettson Industries, Inc. | Bryant | OBMAAB042112-095-RF* | Federally-Regulated Consumer Product | Non-Weatherized, Non-Condensin | 1602 | 496 |  | 05/04/2023 | 109509 | 10265962 | 07/25/2023
Dettson Industries, Inc. | Bryant | OBM112-BNX* | Federally-Regulated Consumer Product | Non-Weatherized, Non-Condensin | 1602 | 496 |  | 05/04/2023 | 109509 | 6106798 | 07/25/2023
Dettson Industries, Inc. | Bryant | OBMAAB042112-095-BNX* | Federally-Regulated Consumer Product | Non-Weatherized, Non-Condensin | 1602 | 496 |  | 05/04/2023 | 109509 | 10265960 | 07/25/2023
Dettson Industries, Inc. | Bryant | OBM154-RBF* | Federally-Regulated Consumer Product | Non-Weatherized, Non-Condensin | 1934 | 519 |  | 05/04/2023 | 152309 | 6106818 | 07/25/2023
Dettson Industries, Inc. | Bryant | OBMAAB042112-095-BF* | Federally-Regulated Consumer Product | Non-Weatherized, Non-Condensin | 1602 | 496 |  | 05/04/2023 | 109509 | 10265959 | 07/25/2023
Dettson Industries, Inc. | Bryant | OVMAAB060154-154-RF* | Federally-Regulated Consumer Product | Non-Weatherized, Non-Condensin | 2172 | 535 |  | 05/04/2023 | 152221 | 10265990 | 07/25/2023
Dettson Industries, Inc. | Bryant | OBM095-CAR* | Federally-Regulated Consumer Product | Non-Weatherized, Non-Condensin | 1602 | 496 |  | 05/04/2023 | 109509 | 6106779 | 07/25/2023
Dettson Industries, Inc. | Bryant | OBMAAB060154-154-RF* | Federally-Regulated Consumer Product | Non-Weatherized, Non-Condensin | 1934 | 519 |  | 05/04/2023 | 152309 | 10265987 | 07/25/2023
Dettson Industries, Inc. | Bryant | OVM112-BNX* | Federally-Regulated Consumer Product | Non-Weatherized, Non-Condensin | 1496 | 488 |  | 05/09/2023 | 110066 | 6106803 | 07/25/2023
Dettson Industries, Inc. | Bryant | OBM095-RF* | Federally-Regulated Consumer Product | Non-Weatherized, Non-Condensin | 1602 | 496 |  | 05/04/2023 | 109509 | 6106781 | 07/25/2023
Dettson Industries, Inc. | Bryant | OBM112-CAR* | Federally-Regulated Consumer Product | Non-Weatherized, Non-Condensin | 1602 | 496 |  | 07/25/2023 | 109509 | 6106799 | 07/25/2023
Dettson Industries, Inc. | Bryant | OVMAAB042112-112-RF* | Federally-Regulated Consumer Product | Non-Weatherized, Non-Condensin | 1496 | 488 |  | 07/25/2023 | 110066 | 10265978 | 07/25/2023
Dettson Industries, Inc. | Bryant | OBM154-RF* | Federally-Regulated Consumer Product | Non-Weatherized, Non-Condensin | 1934 | 519 |  | 07/25/2023 | 152309 | 6106819 | 07/25/2023
Dettson Industries, Inc. | Bryant | OVM154-RF* | Federally-Regulated Consumer Product | Non-Weatherized, Non-Condensin | 2172 | 535 |  | 07/25/2023 | 152221 | 6106822 | 07/25/2023
Dettson Industries, Inc. | Bryant | OVMAAB060154-154-BNX* | Federally-Regulated Consumer Product | Non-Weatherized, Non-Condensin | 2172 | 535 |  | 07/25/2023 | 152221 | 10265988 | 07/25/2023
Dettson Industries, Inc. | Bryant | OBMAAB042112-112-RF* | Federally-Regulated Consumer Product | Non-Weatherized, Non-Condensin | 1602 | 496 |  | 07/25/2023 | 109509 | 10265974 | 07/25/2023
Dettson Industries, Inc. | Bryant | OVM154-BNX* | Federally-Regulated Consumer Product | Non-Weatherized, Non-Condensin | 2172 | 535 |  | 07/25/2023 | 152221 | 6106820 | 07/25/2023
Dettson Industries, Inc. | Bryant | OVM154-RBF* | Federally-Regulated Consumer Product | Non-Weatherized, Non-Condensin | 2172 | 535 |  | 07/25/2023 | 152221 | 6106821 | 07/25/2023
Dettson Industries, Inc. | Bryant | OBM095-RBF* | Federally-Regulated Consumer Product | Non-Weatherized, Non-Condensin | 1602 | 496 |  | 07/25/2023 | 109509 | 6106780 | 07/25/2023
Dettson Industries, Inc. | Bryant | OBMAAB060154-126-RF* | Federally-Regulated Consumer Product | Non-Weatherized, Non-Condensin | 1934 | 519 |  | 07/25/2023 | 152309 | 10265981 | 07/25/2023
Dettson Industries, Inc. | Bryant | OBMAAB042112-112-RBF* | Federally-Regulated Consumer Product | Non-Weatherized, Non-Condensin | 1602 | 496 |  | 07/25/2023 | 109509 | 10265973 | 07/25/2023
Dettson Industries, Inc. | Bryant | OBMAAB042112-112-BNX* | Federally-Regulated Consumer Product | Non-Weatherized, Non-Condensin | 1602 | 496 |  | 07/25/2023 | 109509 | 10265972 | 07/25/2023
Dettson Industries, Inc. | Bryant | OBM112-RBF* | Federally-Regulated Consumer Product | Non-Weatherized, Non-Condensin | 1602 | 496 |  | 07/25/2023 | 109509 | 6106800 | 07/25/2023
Dettson Industries, Inc. | Bryant | OVMAAB060154-154-RBF* | Federally-Regulated Consumer Product | Non-Weatherized, Non-Condensin | 2172 | 535 |  | 07/25/2023 | 152221 | 10265989 | 07/25/2023
Dettson Industries, Inc. | Bryant | OBM112-BF* | Federally-Regulated Consumer Product | Non-Weatherized, Non-Condensin | 1602 | 496 |  | 07/25/2023 | 109509 | 6106797 | 07/25/2023
Dettson Industries, Inc. | Bryant | OBMAAB042112-095-RBF* | Federally-Regulated Consumer Product | Non-Weatherized, Non-Condensin | 1602 | 496 |  | 07/25/2023 | 109509 | 10265961 | 07/25/2023
Dettson Industries, Inc. | Bryant | OBM126-RBF* | Federally-Regulated Consumer Product | Non-Weatherized, Non-Condensin | 1934 | 519 |  | 07/25/2023 | 152309 | 6106810 | 07/25/2023
Dettson Industries, Inc. | Bryant | OVMAAB060154-126-BNX* | Federally-Regulated Consumer Product | Non-Weatherized, Non-Condensin | 2172 | 535 |  | 07/25/2023 | 152221 | 10265982 | 07/25/2023
Dettson Industries, Inc. | Bryant | OBMAAB060154-126-BNX* | Federally-Regulated Consumer Product | Non-Weatherized, Non-Condensin | 1934 | 519 |  | 07/25/2023 | 152309 | 10265979 | 07/25/2023
Dettson Industries, Inc. | Bryant | OVM126-RBF* | Federally-Regulated Consumer Product | Non-Weatherized, Non-Condensin | 2172 | 535 |  | 07/25/2023 | 152221 | 6106813 | 07/25/2023
Dettson Industries, Inc. | Bryant | OVMAAB042112-095-RBF* | Federally-Regulated Consumer Product | Non-Weatherized, Non-Condensin | 1496 | 488 |  | 07/25/2023 | 110066 | 10265965 | 07/25/2023
Dettson Industries, Inc. | Bryant | OVM112-BF* | Federally-Regulated Consumer Product | Non-Weatherized, Non-Condensin | 1496 | 488 |  | 07/25/2023 | 110066 | 6106802 | 07/25/2023
Dettson Industries, Inc. | Bryant | OBM154-BNX* | Federally-Regulated Consumer Product | Non-Weatherized, Non-Condensin | 1934 | 519 |  | 07/25/2023 | 152309 | 6106817 | 07/25/2023
Dettson Industries, Inc. | Bryant | OBMAAB060154-154-RBF* | Federally-Regulated Consumer Product | Non-Weatherized, Non-Condensin | 1934 | 519 |  | 07/25/2023 | 152309 | 10265986 | 07/25/2023
Dettson Industries, Inc. | Bryant | OVMAAB060154-126-RF* | Federally-Regulated Consumer Product | Non-Weatherized, Non-Condensin | 2172 | 535 |  | 07/25/2023 | 152221 | 10265984 | 07/25/2023
Dettson Industries, Inc. | Bryant | OVMAAB060154-126-RBF* | Federally-Regulated Consumer Product | Non-Weatherized, Non-Condensin | 2172 | 535 |  | 07/25/2023 | 152221 | 10265983 | 07/25/2023
Dettson Industries, Inc. | Bryant | OVM095-BF* | Federally-Regulated Consumer Product | Non-Weatherized, Non-Condensin | 1496 | 488 |  | 07/25/2023 | 110066 | 6106782 | 07/25/2023
Dettson Industries, Inc. | Bryant | OBM095-BF* | Federally-Regulated Consumer Product | Non-Weatherized, Non-Condensin | 1602 | 496 |  | 07/25/2023 | 109509 | 6106777 | 07/25/2023
Dettson Industries, Inc. | Bryant | OBM126-RF* | Federally-Regulated Consumer Product | Non-Weatherized, Non-Condensin | 1934 | 519 |  | 07/25/2023 | 152309 | 6106811 | 07/25/2023
Dettson Industries, Inc. | Bryant | OVMAAB042112-095-BNX* | Federally-Regulated Consumer Product | Non-Weatherized, Non-Condensin | 1496 | 488 |  | 07/25/2023 | 110066 | 10265964 | 07/25/2023
Dettson Industries, Inc. | Bryant | OVM126-RF* | Federally-Regulated Consumer Product | Non-Weatherized, Non-Condensin | 2172 | 535 |  | 07/25/2023 | 152221 | 6106814 | 07/25/2023
Dettson Industries, Inc. | Bryant | OBM095-BNX* | Federally-Regulated Consumer Product | Non-Weatherized, Non-Condensin | 1602 | 496 |  | 07/25/2023 | 109509 | 6106778 | 07/25/2023
Dettson Industries, Inc. | Bryant | OBM112-RF* | Federally-Regulated Consumer Product | Non-Weatherized, Non-Condensin | 1602 | 496 |  | 07/25/2023 | 109509 | 6106801 | 07/25/2023
Dettson Industries, Inc. | Bryant | OBMAAB060154-154-BNX* | Federally-Regulated Consumer Product | Non-Weatherized, Non-Condensin | 1934 | 519 |  | 07/25/2023 | 152309 | 10265985 | 07/25/2023
Dettson Industries, Inc. | Bryant | OVM112-RBF* | Federally-Regulated Consumer Product | Non-Weatherized, Non-Condensin | 1496 | 488 |  | 07/25/2023 | 110066 | 6106805 | 07/25/2023
Dettson Industries, Inc. | Bryant | OVMAAB042112-112-RBF* | Federally-Regulated Consumer Product | Non-Weatherized, Non-Condensin | 1496 | 488 |  | 07/25/2023 | 110066 | 10265977 | 07/25/2023
Dettson Industries, Inc. | Bryant | OBMAAB060154-126-RBF* | Federally-Regulated Consumer Product | Non-Weatherized, Non-Condensin | 1934 | 519 |  | 07/25/2023 | 152309 | 10265980 | 07/25/2023
Dettson Industries, Inc. | Bryant | OVM126-BNX* | Federally-Regulated Consumer Product | Non-Weatherized, Non-Condensin | 2172 | 535 |  | 07/25/2023 | 152221 | 6106812 | 07/25/2023
Dettson Industries, Inc. | Bryant | OVMAAB042112-112-BF* | Federally-Regulated Consumer Product | Non-Weatherized, Non-Condensin | 1496 | 488 |  | 07/25/2023 | 110066 | 10265975 | 07/25/2023
Dettson Industries, Inc. | Bryant | OVMAAB042112-095-BF* | Federally-Regulated Consumer Product | Non-Weatherized, Non-Condensin | 1496 | 488 |  | 07/25/2023 | 110066 | 10265963 | 07/25/2023
Dettson Industries, Inc. | Bryant | OBM126-BNX* | Federally-Regulated Consumer Product | Non-Weatherized, Non-Condensin | 1934 | 519 |  | 07/25/2023 | 152309 | 6106809 | 07/25/2023
Dettson Industries, Inc. | Bryant | OVM095-BNX* | Federally-Regulated Consumer Product | Non-Weatherized, Non-Condensin | 1496 | 488 |  | 07/25/2023 | 110066 | 6106783 | 07/25/2023
Dettson Industries, Inc. | Bryant | OBMAAB042112-112-BF* | Federally-Regulated Consumer Product | Non-Weatherized, Non-Condensin | 1602 | 496 |  | 07/25/2023 | 109509 | 10265971 | 07/25/2023
Dettson Industries, Inc. | Bryant | OVMAAB042112-095-RF* | Federally-Regulated Consumer Product | Non-Weatherized, Non-Condensin | 1496 | 488 |  | 07/25/2023 | 110066 | 10265966 | 07/25/2023
Dettson Industries, Inc. | Bryant | OVM112-CAR* | Federally-Regulated Consumer Product | Non-Weatherized, Non-Condensin | 1496 | 488 |  | 07/25/2023 | 110066 | 6106804 | 07/25/2023
Dettson Industries, Inc. | Bryant | OVMAAB042112-112-BNX* | Federally-Regulated Consumer Product | Non-Weatherized, Non-Condensin | 1496 | 488 |  | 07/25/2023 | 110066 | 10265976 | 07/25/2023
Dettson Industries, Inc. | Bryant | OBMAAB042112-095-RF* | Federally-Regulated Consumer Product | Non-Weatherized, Non-Condensin | 1602 | 496 |  | 07/25/2023 | 109509 | 10265962 | 07/25/2023
Dettson Industries, Inc. | Bryant | OBM112-BNX* | Federally-Regulated Consumer Product | Non-Weatherized, Non-Condensin | 1602 | 496 |  | 07/25/2023 | 109509 | 6106798 | 07/25/2023
Dettson Industries, Inc. | Bryant | OBMAAB042112-095-BNX* | Federally-Regulated Consumer Product | Non-Weatherized, Non-Condensin | 1602 | 496 |  | 07/25/2023 | 109509 | 10265960 | 07/25/2023
Dettson Industries, Inc. | Bryant | OBM154-RBF* | Federally-Regulated Consumer Product | Non-Weatherized, Non-Condensin | 1934 | 519 |  | 07/25/2023 | 152309 | 6106818 | 07/25/2023
Dettson Industries, Inc. | Bryant | OBMAAB042112-095-BF* | Federally-Regulated Consumer Product | Non-Weatherized, Non-Condensin | 1602 | 496 |  | 07/25/2023 | 109509 | 10265959 | 07/25/2023
Dettson Industries, Inc. | Bryant | OVMAAB060154-154-RF* | Federally-Regulated Consumer Product | Non-Weatherized, Non-Condensin | 2172 | 535 |  | 07/25/2023 | 152221 | 10265990 | 07/25/2023
Dettson Industries, Inc. | Bryant | OBM095-CAR* | Federally-Regulated Consumer Product | Non-Weatherized, Non-Condensin | 1602 | 496 |  | 07/25/2023 | 109509 | 6106779 | 07/25/2023
Dettson Industries, Inc. | Bryant | OBMAAB060154-154-RF* | Federally-Regulated Consumer Product | Non-Weatherized, Non-Condensin | 1934 | 519 |  | 07/25/2023 | 152309 | 10265987 | 07/25/2023
Dettson Industries, Inc. | Bryant | OVM112-BNX* | Federally-Regulated Consumer Product | Non-Weatherized, Non-Condensin | 1496 | 488 |  | 07/25/2023 | 110066 | 6106803 | 07/25/2023
Dettson Industries, Inc. | Bryant | OBM095-RF* | Federally-Regulated Consumer Product | Non-Weatherized, Non-Condensin | 1602 | 496 |  | 07/25/2023 | 109509 | 6106781 | 07/25/2023
Dettson Industries, Inc. | Day & Night | OLR154-RBF | Federally-Regulated Consumer Product | Non-Weatherized, Non-Condensin | 2192 | 538 |  | 05/04/2023 | 154481 | 201694193 | 07/25/2023
Dettson Industries, Inc. | Day & Night | OLR126-BNX | Federally-Regulated Consumer Product | Non-Weatherized, Non-Condensin | 2192 | 538 |  | 05/04/2023 | 154481 | 201694103 | 07/25/2023
Dettson Industries, Inc. | Day & Night | OLV095-BNX | Federally-Regulated Consumer Product | Non-Weatherized, Non-Condensin | 1724 | 503 |  | 05/04/2023 | 113337 | 201693833 | 07/25/2023
Dettson Industries, Inc. | Day & Night | OLR189-BF | Federally-Regulated Consumer Product | Non-Weatherized, Non-Condensin | 2231 | 540 |  | 05/04/2023 | 209205 | 201694283 | 07/25/2023
Dettson Industries, Inc. | Day & Night | OLV112-CAR | Federally-Regulated Consumer Product | Non-Weatherized, Non-Condensin | 1724 | 503 |  | 05/04/2023 | 113337 | 201694049 | 07/25/2023
Dettson Industries, Inc. | Day & Night | OLR077-BNX | Federally-Regulated Consumer Product | Non-Weatherized, Non-Condensin | 1153 | 464 |  | 05/09/2023 | 98833 | 201693671 | 07/25/2023
Dettson Industries, Inc. | Day & Night | OMF112-BNX | Federally-Regulated Consumer Product | Non-Weatherized, Non-Condensin | 1602 | 496 |  | 05/04/2023 | 109509 | 201695633 | 07/25/2023
Dettson Industries, Inc. | Day & Night | OMV095-CAR | Federally-Regulated Consumer Product | Non-Weatherized, Non-Condensin | 1496 | 488 |  | 05/09/2023 | 110066 | 201695480 | 07/25/2023
Dettson Industries, Inc. | Day & Night | OMF095-BF | Federally-Regulated Consumer Product | Non-Weatherized, Non-Condensin | 1602 | 496 |  | 05/04/2023 | 109509 | 201695417 | 07/25/2023
Dettson Industries, Inc. | Day & Night | OLV154-RBF | Federally-Regulated Consumer Product | Non-Weatherized, Non-Condensin | 2223 | 540 |  | 05/04/2023 | 154668 | 201694220 | 07/25/2023
Dettson Industries, Inc. | Day & Night | OLV112-BF | Federally-Regulated Consumer Product | Non-Weatherized, Non-Condensin | 1724 | 503 |  | 05/04/2023 | 113337 | 201694031 | 07/25/2023
Dettson Industries, Inc. | Day & Night | OMF154-RF | Federally-Regulated Consumer Product | Non-Weatherized, Non-Condensin | 1934 | 519 |  | 05/04/2023 | 152309 | 201695840 | 07/25/2023
Dettson Industries, Inc. | Day & Night | OMV112-RBF | Federally-Regulated Consumer Product | Non-Weatherized, Non-Condensin | 1496 | 488 |  | 05/09/2023 | 110066 | 201695696 | 07/25/2023
Dettson Industries, Inc. | Day & Night | OMF126-BNX | Federally-Regulated Consumer Product | Non-Weatherized, Non-Condensin | 1934 | 519 |  | 05/04/2023 | 152309 | 201695741 | 07/25/2023
Dettson Industries, Inc. | Day & Night | OMF095-RBF | Federally-Regulated Consumer Product | Non-Weatherized, Non-Condensin | 1602 | 496 |  | 05/04/2023 | 109509 | 201695444 | 07/25/2023
Dettson Industries, Inc. | Day & Night | OMF095-RF | Federally-Regulated Consumer Product | Non-Weatherized, Non-Condensin | 1602 | 496 |  | 05/04/2023 | 109509 | 201695453 | 07/25/2023
Dettson Industries, Inc. | Day & Night | OLR095-RBF | Federally-Regulated Consumer Product | Non-Weatherized, Non-Condensin | 1598 | 494 |  | 05/04/2023 | 113138 | 201693806 | 07/25/2023
Dettson Industries, Inc. | Day & Night | OLR112-CAR | Federally-Regulated Consumer Product | Non-Weatherized, Non-Condensin | 1598 | 494 |  | 05/04/2023 | 113138 | 201694004 | 07/25/2023
Dettson Industries, Inc. | Day & Night | OLR189-RF | Federally-Regulated Consumer Product | Non-Weatherized, Non-Condensin | 2231 | 540 |  | 05/04/2023 | 209205 | 201694292 | 07/25/2023
Dettson Industries, Inc. | Day & Night | OMF126-RBF | Federally-Regulated Consumer Product | Non-Weatherized, Non-Condensin | 1934 | 519 |  | 05/04/2023 | 152309 | 201695750 | 07/25/2023
Dettson Industries, Inc. | Day & Night | OMF112-RF | Federally-Regulated Consumer Product | Non-Weatherized, Non-Condensin | 1602 | 496 |  | 05/04/2023 | 109509 | 201695660 | 07/25/2023
Dettson Industries, Inc. | Day & Night | OLV095-BF | Federally-Regulated Consumer Product | Non-Weatherized, Non-Condensin | 1724 | 503 |  | 05/04/2023 | 113337 | 201693824 | 07/25/2023
Dettson Industries, Inc. | Day & Night | OMF154-RBF | Federally-Regulated Consumer Product | Non-Weatherized, Non-Condensin | 1934 | 519 |  | 05/04/2023 | 152309 | 201695831 | 07/25/2023
Dettson Industries, Inc. | Day & Night | OMV112-RF | Federally-Regulated Consumer Product | Non-Weatherized, Non-Condensin | 1496 | 488 |  | 05/09/2023 | 110066 | 201695705 | 07/25/2023
Dettson Industries, Inc. | Day & Night | OLV112-BNX | Federally-Regulated Consumer Product | Non-Weatherized, Non-Condensin | 1724 | 503 |  | 05/04/2023 | 113337 | 201694040 | 07/25/2023
Dettson Industries, Inc. | Day & Night | OLV077-BF | Federally-Regulated Consumer Product | Non-Weatherized, Non-Condensin | 1445 | 484 |  | 05/04/2023 | 98832 | 201693707 | 07/25/2023
Dettson Industries, Inc. | Day & Night | OLR095-RF | Federally-Regulated Consumer Product | Non-Weatherized, Non-Condensin | 1598 | 494 |  | 05/04/2023 | 113138 | 201693815 | 07/25/2023
Dettson Industries, Inc. | Day & Night | OMV154-RBF | Federally-Regulated Consumer Product | Non-Weatherized, Non-Condensin | 2172 | 535 |  | 05/04/2023 | 152221 | 201695858 | 07/25/2023
Dettson Industries, Inc. | Day & Night | OMV154-RF | Federally-Regulated Consumer Product | Non-Weatherized, Non-Condensin | 2172 | 535 |  | 05/04/2023 | 152221 | 201695867 | 07/25/2023
Dettson Industries, Inc. | Day & Night | OMV154-BNX | Federally-Regulated Consumer Product | Non-Weatherized, Non-Condensin | 2172 | 535 |  | 05/04/2023 | 152221 | 201695849 | 07/25/2023
Dettson Industries, Inc. | Day & Night | OLR168-BF | Federally-Regulated Consumer Product | Non-Weatherized, Non-Condensin | 2231 | 540 |  | 05/04/2023 | 209205 | 201694265 | 07/25/2023
Dettson Industries, Inc. | Day & Night | OLR154-RF | Federally-Regulated Consumer Product | Non-Weatherized, Non-Condensin | 2192 | 538 |  | 05/04/2023 | 154481 | 201694202 | 07/25/2023
Dettson Industries, Inc. | Day & Night | OLV126-BNX | Federally-Regulated Consumer Product | Non-Weatherized, Non-Condensin | 2223 | 540 |  | 05/04/2023 | 154668 | 201694130 | 07/25/2023
Dettson Industries, Inc. | Day & Night | OMF112-CAR | Federally-Regulated Consumer Product | Non-Weatherized, Non-Condensin | 1602 | 496 |  | 05/04/2023 | 109509 | 201695642 | 07/25/2023
Dettson Industries, Inc. | Day & Night | OLV112-RF | Federally-Regulated Consumer Product | Non-Weatherized, Non-Condensin | 1724 | 503 |  | 05/04/2023 | 113337 | 201694067 | 07/25/2023
Dettson Industries, Inc. | Day & Night | OLR112-RF | Federally-Regulated Consumer Product | Non-Weatherized, Non-Condensin | 1598 | 494 |  | 05/04/2023 | 113138 | 201694022 | 07/25/2023
Dettson Industries, Inc. | Day & Night | OTF189-RF | Federally-Regulated Consumer Product | Non-Weatherized, Non-Condensin | 2279 | 543 |  | 05/09/2023 | 210456 | 201695930 | 07/25/2023
Dettson Industries, Inc. | Day & Night | OLV077-BNX | Federally-Regulated Consumer Product | Non-Weatherized, Non-Condensin | 1445 | 484 |  | 05/04/2023 | 98832 | 201693716 | 07/25/2023
Dettson Industries, Inc. | Day & Night | OMV095-RBF | Federally-Regulated Consumer Product | Non-Weatherized, Non-Condensin | 1629 | 347 | 497.659 | 10/04/2019 |  |  | 07/25/2023
Dettson Industries, Inc. | Day & Night | OMV126-RBF | Federally-Regulated Consumer Product | Non-Weatherized, Non-Condensin | 2055 | 337 | 527.905 | 10/04/2019 |  |  | 07/25/2023
Dettson Industries, Inc. | Day & Night | OLV095-RF | Federally-Regulated Consumer Product | Non-Weatherized, Non-Condensin | 1724 | 503 |  | 05/04/2023 | 113337 | 201693860 | 07/25/2023
Dettson Industries, Inc. | Day & Night | OLR098-RBF | Federally-Regulated Consumer Product | Non-Weatherized, Non-Condensin | 1153 | 464 |  | 05/09/2023 | 98833 | 201693896 | 07/25/2023
Dettson Industries, Inc. | Day & Night | OLV095-CAR | Federally-Regulated Consumer Product | Non-Weatherized, Non-Condensin | 1724 | 503 |  | 05/04/2023 | 113337 | 201693842 | 07/25/2023
Dettson Industries, Inc. | Day & Night | OLR112-RBF | Federally-Regulated Consumer Product | Non-Weatherized, Non-Condensin | 1598 | 494 |  | 05/04/2023 | 113138 | 201694013 | 07/25/2023
Dettson Industries, Inc. | Day & Night | OLR095-BNX | Federally-Regulated Consumer Product | Non-Weatherized, Non-Condensin | 1598 | 494 |  | 05/04/2023 | 113138 | 201693788 | 07/25/2023
Dettson Industries, Inc. | Day & Night | OLR077-RBF | Federally-Regulated Consumer Product | Non-Weatherized, Non-Condensin | 1153 | 464 |  | 05/09/2023 | 98833 | 201693689 | 07/25/2023
Dettson Industries, Inc. | Day & Night | OLV098-CAR | Federally-Regulated Consumer Product | Non-Weatherized, Non-Condensin | 1445 | 484 |  | 05/04/2023 | 98832 | 201693932 | 07/25/2023
Dettson Industries, Inc. | Day & Night | OLV098-RF | Federally-Regulated Consumer Product | Non-Weatherized, Non-Condensin | 1445 | 484 |  | 05/04/2023 | 98832 | 201693950 | 07/25/2023
Dettson Industries, Inc. | Day & Night | OLR095-BF | Federally-Regulated Consumer Product | Non-Weatherized, Non-Condensin | 1598 | 494 |  | 05/04/2023 | 113138 | 201693779 | 07/25/2023
Dettson Industries, Inc. | Day & Night | OMV112-BF | Federally-Regulated Consumer Product | Non-Weatherized, Non-Condensin | 1496 | 488 |  | 05/09/2023 | 110066 | 201695669 | 07/25/2023
Dettson Industries, Inc. | Day & Night | OLV126-RBF | Federally-Regulated Consumer Product | Non-Weatherized, Non-Condensin | 2223 | 540 |  | 05/04/2023 | 154668 | 201694139 | 07/25/2023
Dettson Industries, Inc. | Day & Night | OLV098-BNX | Federally-Regulated Consumer Product | Non-Weatherized, Non-Condensin | 1445 | 484 |  | 05/04/2023 | 98832 | 201693923 | 07/25/2023
Dettson Industries, Inc. | Day & Night | OLV077-RF | Federally-Regulated Consumer Product | Non-Weatherized, Non-Condensin | 1445 | 484 |  | 05/04/2023 | 98832 | 201693743 | 07/25/2023
Dettson Industries, Inc. | Day & Night | OTF210-BF | Federally-Regulated Consumer Product | Non-Weatherized, Non-Condensin | 2279 | 543 |  | 05/09/2023 | 210456 | 201695939 | 07/25/2023
Dettson Industries, Inc. | Day & Night | OLR210-RF | Federally-Regulated Consumer Product | Non-Weatherized, Non-Condensin | 2231 | 540 |  | 05/04/2023 | 209205 | 201694310 | 07/25/2023
Dettson Industries, Inc. | Day & Night | OLV077-CAR | Federally-Regulated Consumer Product | Non-Weatherized, Non-Condensin | 1445 | 484 |  | 05/04/2023 | 98832 | 201693725 | 07/25/2023
Dettson Industries, Inc. | Day & Night | OLV077-RBF | Federally-Regulated Consumer Product | Non-Weatherized, Non-Condensin | 1445 | 484 |  | 05/04/2023 | 98832 | 201693734 | 07/25/2023
Dettson Industries, Inc. | Day & Night | OLR077-RF | Federally-Regulated Consumer Product | Non-Weatherized, Non-Condensin | 1153 | 464 |  | 05/09/2023 | 98833 | 201693698 | 07/25/2023
Dettson Industries, Inc. | Day & Night | OMF095-CAR | Federally-Regulated Consumer Product | Non-Weatherized, Non-Condensin | 1602 | 496 |  | 05/04/2023 | 109509 | 201695435 | 07/25/2023
Dettson Industries, Inc. | Day & Night | OMV126-RF | Federally-Regulated Consumer Product | Non-Weatherized, Non-Condensin | 2172 | 535 |  | 05/04/2023 | 152221 | 201695786 | 07/25/2023
Dettson Industries, Inc. | Day & Night | OLR210-BF | Federally-Regulated Consumer Product | Non-Weatherized, Non-Condensin | 2231 | 540 |  | 05/04/2023 | 209205 | 201694301 | 07/25/2023
Dettson Industries, Inc. | Day & Night | OMF112-RBF | Federally-Regulated Consumer Product | Non-Weatherized, Non-Condensin | 1602 | 496 |  | 05/04/2023 | 109509 | 201695651 | 07/25/2023
Dettson Industries, Inc. | Day & Night | OLR098-BF | Federally-Regulated Consumer Product | Non-Weatherized, Non-Condensin | 1153 | 464 |  | 05/09/2023 | 98833 | 201693869 | 07/25/2023
Dettson Industries, Inc. | Day & Night | OLR168-RF | Federally-Regulated Consumer Product | Non-Weatherized, Non-Condensin | 2231 | 540 |  | 05/04/2023 | 209205 | 201694274 | 07/25/2023
Dettson Industries, Inc. | Day & Night | OLV154-BNX | Federally-Regulated Consumer Product | Non-Weatherized, Non-Condensin | 2223 | 540 |  | 05/04/2023 | 154668 | 201694211 | 07/25/2023
Dettson Industries, Inc. | Day & Night | OLV095-RBF | Federally-Regulated Consumer Product | Non-Weatherized, Non-Condensin | 1724 | 503 |  | 05/04/2023 | 113337 | 201693851 | 07/25/2023
Dettson Industries, Inc. | Day & Night | OMF112-BF | Federally-Regulated Consumer Product | Non-Weatherized, Non-Condensin | 1602 | 496 |  | 05/04/2023 | 109509 | 201695624 | 07/25/2023
Dettson Industries, Inc. | Day & Night | OTF210-RF | Federally-Regulated Consumer Product | Non-Weatherized, Non-Condensin | 2279 | 543 |  | 05/09/2023 | 210456 | 201693626 | 07/25/2023
Dettson Industries, Inc. | Day & Night | OLR112-BNX | Federally-Regulated Consumer Product | Non-Weatherized, Non-Condensin | 1598 | 494 |  | 05/04/2023 | 113138 | 201693995 | 07/25/2023
Dettson Industries, Inc. | Day & Night | OLR126-RF | Federally-Regulated Consumer Product | Non-Weatherized, Non-Condensin | 2192 | 538 |  | 05/04/2023 | 154481 | 201694121 | 07/25/2023
Dettson Industries, Inc. | Day & Night | OMF095-BNX | Federally-Regulated Consumer Product | Non-Weatherized, Non-Condensin | 1602 | 496 |  | 05/04/2023 | 109509 | 201695426 | 07/25/2023
Dettson Industries, Inc. | Day & Night | OLV112-RBF | Federally-Regulated Consumer Product | Non-Weatherized, Non-Condensin | 1724 | 503 |  | 05/04/2023 | 113337 | 201694058 | 07/25/2023
Dettson Industries, Inc. | Day & Night | OMF126-RF | Federally-Regulated Consumer Product | Non-Weatherized, Non-Condensin | 1934 | 519 |  | 05/04/2023 | 152309 | 201695759 | 07/25/2023
Dettson Industries, Inc. | Day & Night | OMF154-BNX | Federally-Regulated Consumer Product | Non-Weatherized, Non-Condensin | 1934 | 519 |  | 05/04/2023 | 152309 | 201695822 | 07/25/2023
Dettson Industries, Inc. | Day & Night | OMV112-CAR | Federally-Regulated Consumer Product | Non-Weatherized, Non-Condensin | 1496 | 488 |  | 05/09/2023 | 110066 | 201695687 | 07/25/2023
Dettson Industries, Inc. | Day & Night | OLV154-RF | Federally-Regulated Consumer Product | Non-Weatherized, Non-Condensin | 2223 | 540 |  | 05/04/2023 | 154668 | 201694229 | 07/25/2023
Dettson Industries, Inc. | Day & Night | OLR098-CAR | Federally-Regulated Consumer Product | Non-Weatherized, Non-Condensin | 1153 | 464 |  | 05/09/2023 | 98833 | 201693887 | 07/25/2023
Dettson Industries, Inc. | Day & Night | OMV095-BF | Federally-Regulated Consumer Product | Non-Weatherized, Non-Condensin | 1496 | 488 |  | 05/09/2023 | 110066 | 201695462 | 07/25/2023
Dettson Industries, Inc. | Day & Night | OLR112-BF | Federally-Regulated Consumer Product | Non-Weatherized, Non-Condensin | 1598 | 494 |  | 05/04/2023 | 113138 | 201693986 | 07/25/2023
Dettson Industries, Inc. | Day & Night | OLR098-BNX | Federally-Regulated Consumer Product | Non-Weatherized, Non-Condensin | 1153 | 464 |  | 05/09/2023 | 98833 | 201693878 | 07/25/2023
Dettson Industries, Inc. | Day & Night | OMV126-BNX | Federally-Regulated Consumer Product | Non-Weatherized, Non-Condensin | 2172 | 535 |  | 05/04/2023 | 152221 | 201695768 | 07/25/2023
Dettson Industries, Inc. | Day & Night | OLR126-RBF | Federally-Regulated Consumer Product | Non-Weatherized, Non-Condensin | 2192 | 538 |  | 05/04/2023 | 154481 | 201694112 | 07/25/2023
Dettson Industries, Inc. | Day & Night | OLR098-RF | Federally-Regulated Consumer Product | Non-Weatherized, Non-Condensin | 1153 | 464 |  | 05/09/2023 | 98833 | 201693905 | 07/25/2023
Dettson Industries, Inc. | Day & Night | OMV095-BNX | Federally-Regulated Consumer Product | Non-Weatherized, Non-Condensin | 1496 | 488 |  | 05/09/2023 | 110066 | 201695471 | 07/25/2023
Dettson Industries, Inc. | Day & Night | OLV098-RBF | Federally-Regulated Consumer Product | Non-Weatherized, Non-Condensin | 1445 | 484 |  | 05/04/2023 | 98832 | 201693941 | 07/25/2023
Dettson Industries, Inc. | Day & Night | OLR077-BF | Federally-Regulated Consumer Product | Non-Weatherized, Non-Condensin | 1153 | 464 |  | 05/09/2023 | 98833 | 201693662 | 07/25/2023
Dettson Industries, Inc. | Day & Night | OTF168-BF | Federally-Regulated Consumer Product | Non-Weatherized, Non-Condensin | 2279 | 543 |  | 05/09/2023 | 210456 | 201695903 | 07/25/2023
Dettson Industries, Inc. | Day & Night | OMV095-RF | Federally-Regulated Consumer Product | Non-Weatherized, Non-Condensin | 1496 | 488 |  | 05/09/2023 | 110066 | 201695498 | 07/25/2023
Dettson Industries, Inc. | Day & Night | OLV098-BF | Federally-Regulated Consumer Product | Non-Weatherized, Non-Condensin | 1445 | 484 |  | 05/04/2023 | 98832 | 201693914 | 07/25/2023
Dettson Industries, Inc. | Day & Night | OLR095-CAR | Federally-Regulated Consumer Product | Non-Weatherized, Non-Condensin | 1598 | 494 |  | 05/04/2023 | 113138 | 201693797 | 07/25/2023
Dettson Industries, Inc. | Day & Night | OTF189-BF | Federally-Regulated Consumer Product | Non-Weatherized, Non-Condensin | 2279 | 543 |  | 05/09/2023 | 210456 | 201695921 | 07/25/2023
Dettson Industries, Inc. | Day & Night | OMV112-BNX | Federally-Regulated Consumer Product | Non-Weatherized, Non-Condensin | 1496 | 488 |  | 05/09/2023 | 110066 | 201695678 | 07/25/2023
Dettson Industries, Inc. | Day & Night | OLV126-RF | Federally-Regulated Consumer Product | Non-Weatherized, Non-Condensin | 2223 | 540 |  | 05/04/2023 | 154668 | 201694148 | 07/25/2023
Dettson Industries, Inc. | Day & Night | OLR154-BNX | Federally-Regulated Consumer Product | Non-Weatherized, Non-Condensin | 2192 | 538 |  | 05/04/2023 | 154481 | 201694184 | 07/25/2023
Dettson Industries, Inc. | Day & Night | OTF168-RF | Federally-Regulated Consumer Product | Non-Weatherized, Non-Condensin | 2279 | 543 |  | 05/09/2023 | 210456 | 201695912 | 07/25/2023
Dettson Industries, Inc. | Day & Night | OLR077-CAR | Federally-Regulated Consumer Product | Non-Weatherized, Non-Condensin | 1153 | 464 |  | 05/09/2023 | 98833 | 201693680 | 07/25/2023
Dettson Industries, Inc. | Carrier | OBMAAB060154-154-RF | Federally-Regulated Consumer Product | Non-Weatherized, Non-Condensin | 1934 | 519 |  | 05/04/2023 | 152309 | 10260213 | 07/25/2023
Dettson Industries, Inc. | Carrier | OVM095-RF | Federally-Regulated Consumer Product | Non-Weatherized, Non-Condensin | 1496 | 488 |  | 05/09/2023 | 110066 | 5939641 | 07/25/2023
Dettson Industries, Inc. | Carrier | OVM112-RF | Federally-Regulated Consumer Product | Non-Weatherized, Non-Condensin | 1496 | 488 |  | 05/09/2023 | 110066 | 5939664 | 07/25/2023
Dettson Industries, Inc. | Carrier | OBM126-RF | Federally-Regulated Consumer Product | Non-Weatherized, Non-Condensin | 1934 | 519 |  | 05/04/2023 | 152309 | 5939670 | 07/25/2023
Dettson Industries, Inc. | Carrier | OVM154-BNX | Federally-Regulated Consumer Product | Non-Weatherized, Non-Condensin | 2172 | 535 |  | 05/04/2023 | 152221 | 5939680 | 07/25/2023
Dettson Industries, Inc. | Carrier | OVM112-CAR | Federally-Regulated Consumer Product | Non-Weatherized, Non-Condensin | 1496 | 488 |  | 05/09/2023 | 110066 | 5939662 | 07/25/2023
Dettson Industries, Inc. | Carrier | OBM095-CAR | Federally-Regulated Consumer Product | Non-Weatherized, Non-Condensin | 1602 | 496 |  | 05/04/2023 | 109509 | 5939634 | 07/25/2023
Dettson Industries, Inc. | Carrier | OVM154-RBF | Federally-Regulated Consumer Product | Non-Weatherized, Non-Condensin | 2172 | 535 |  | 05/04/2023 | 152221 | 5939681 | 07/25/2023
Dettson Industries, Inc. | Carrier | OVMAAB060154-154-RBF | Federally-Regulated Consumer Product | Non-Weatherized, Non-Condensin | 2172 | 535 |  | 05/04/2023 | 152221 | 10260215 | 07/25/2023
Dettson Industries, Inc. | Carrier | OBMAAB042112-112-BNX | Federally-Regulated Consumer Product | Non-Weatherized, Non-Condensin | 1602 | 496 |  | 05/04/2023 | 109509 | 10260198 | 07/25/2023
Dettson Industries, Inc. | Carrier | OBMAAB042112-112-RF | Federally-Regulated Consumer Product | Non-Weatherized, Non-Condensin | 1602 | 496 |  | 05/04/2023 | 109509 | 10260200 | 07/25/2023
Dettson Industries, Inc. | Carrier | OBMAAB042112-112-BF | Federally-Regulated Consumer Product | Non-Weatherized, Non-Condensin | 1602 | 496 |  | 05/04/2023 | 109509 | 10260197 | 07/25/2023
Dettson Industries, Inc. | Carrier | OVM095-BF | Federally-Regulated Consumer Product | Non-Weatherized, Non-Condensin | 1496 | 488 |  | 05/09/2023 | 110066 | 5939637 | 07/25/2023
Dettson Industries, Inc. | Carrier | OVMAAB060154-126-RBF | Federally-Regulated Consumer Product | Non-Weatherized, Non-Condensin | 2055 | 337 | 527.905 | 10/04/2019 |  |  | 07/25/2023
Dettson Industries, Inc. | Carrier | OBM095-RF | Federally-Regulated Consumer Product | Non-Weatherized, Non-Condensin | 1602 | 496 |  | 05/04/2023 | 109509 | 5939636 | 07/25/2023
Dettson Industries, Inc. | Carrier | OBMAAB060154-126-BNX | Federally-Regulated Consumer Product | Non-Weatherized, Non-Condensin | 1934 | 519 |  | 05/04/2023 | 152309 | 10260205 | 07/25/2023
Dettson Industries, Inc. | Carrier | OVM112-BNX | Federally-Regulated Consumer Product | Non-Weatherized, Non-Condensin | 1496 | 488 |  | 05/09/2023 | 110066 | 5939661 | 07/25/2023
Dettson Industries, Inc. | Carrier | OBM154-BNX | Federally-Regulated Consumer Product | Non-Weatherized, Non-Condensin | 1934 | 519 |  | 05/04/2023 | 152309 | 5939677 | 07/25/2023
Dettson Industries, Inc. | Carrier | OVMAAB042112-112-RBF | Federally-Regulated Consumer Product | Non-Weatherized, Non-Condensin | 1496 | 488 |  | 05/09/2023 | 110066 | 10260203 | 07/25/2023
Dettson Industries, Inc. | Carrier | OVMAAB060154-154-BNX | Federally-Regulated Consumer Product | Non-Weatherized, Non-Condensin | 2172 | 535 |  | 05/04/2023 | 152221 | 10260214 | 07/25/2023
Dettson Industries, Inc. | Carrier | OBMAAB060154-126-RBF | Federally-Regulated Consumer Product | Non-Weatherized, Non-Condensin | 1934 | 519 |  | 05/04/2023 | 152309 | 10260206 | 07/25/2023
Dettson Industries, Inc. | Carrier | OVM126-RBF | Federally-Regulated Consumer Product | Non-Weatherized, Non-Condensin | 2055 | 337 | 527.905 | 10/04/2019 |  |  | 07/25/2023
Dettson Industries, Inc. | Carrier | OBMAAB042112-095-BNX | Federally-Regulated Consumer Product | Non-Weatherized, Non-Condensin | 1602 | 496 |  | 05/04/2023 | 109509 | 10260186 | 07/25/2023
Dettson Industries, Inc. | Carrier | OBM095-BF | Federally-Regulated Consumer Product | Non-Weatherized, Non-Condensin | 1602 | 496 |  | 05/04/2023 | 109509 | 5939632 | 07/25/2023
Dettson Industries, Inc. | Carrier | OBM095-BNX | Federally-Regulated Consumer Product | Non-Weatherized, Non-Condensin | 1602 | 496 |  | 05/04/2023 | 109509 | 5939633 | 07/25/2023
Dettson Industries, Inc. | Carrier | OBM095-RBF | Federally-Regulated Consumer Product | Non-Weatherized, Non-Condensin | 1602 | 496 |  | 05/04/2023 | 109509 | 5939635 | 07/25/2023
Dettson Industries, Inc. | Carrier | OBMAAB042112-095-BF | Federally-Regulated Consumer Product | Non-Weatherized, Non-Condensin | 1602 | 496 |  | 05/04/2023 | 109509 | 10260185 | 07/25/2023
Dettson Industries, Inc. | Carrier | OBMAAB060154-154-BNX | Federally-Regulated Consumer Product | Non-Weatherized, Non-Condensin | 1934 | 519 |  | 05/04/2023 | 152309 | 10260211 | 07/25/2023
Dettson Industries, Inc. | Carrier | OVM126-RF | Federally-Regulated Consumer Product | Non-Weatherized, Non-Condensin | 2172 | 535 |  | 05/04/2023 | 152221 | 5939673 | 07/25/2023
Dettson Industries, Inc. | Carrier | OVMAAB060154-126-RF | Federally-Regulated Consumer Product | Non-Weatherized, Non-Condensin | 2172 | 535 |  | 05/04/2023 | 152221 | 10260210 | 07/25/2023
Dettson Industries, Inc. | Carrier | OBMAAB060154-154-RBF | Federally-Regulated Consumer Product | Non-Weatherized, Non-Condensin | 1934 | 519 |  | 05/04/2023 | 152309 | 10260212 | 07/25/2023
Dettson Industries, Inc. | Carrier | OVM112-BF | Federally-Regulated Consumer Product | Non-Weatherized, Non-Condensin | 1496 | 488 |  | 05/09/2023 | 110066 | 5939660 | 07/25/2023
Dettson Industries, Inc. | Carrier | OVMAAB042112-112-BF | Federally-Regulated Consumer Product | Non-Weatherized, Non-Condensin | 1496 | 488 |  | 05/09/2023 | 110066 | 10260201 | 07/25/2023
Dettson Industries, Inc. | Carrier | OVMAAB042112-095-BNX | Federally-Regulated Consumer Product | Non-Weatherized, Non-Condensin | 1496 | 488 |  | 05/09/2023 | 110066 | 10260190 | 07/25/2023
Dettson Industries, Inc. | Carrier | OVMAAB060154-154-RF | Federally-Regulated Consumer Product | Non-Weatherized, Non-Condensin | 2172 | 535 |  | 05/04/2023 | 152221 | 10260216 | 07/25/2023
Dettson Industries, Inc. | Carrier | OBMAAB042112-095-RBF | Federally-Regulated Consumer Product | Non-Weatherized, Non-Condensin | 1602 | 496 |  | 05/04/2023 | 109509 | 10260187 | 07/25/2023
Dettson Industries, Inc. | Carrier | OBM154-RF | Federally-Regulated Consumer Product | Non-Weatherized, Non-Condensin | 1934 | 519 |  | 05/04/2023 | 152309 | 5939679 | 07/25/2023
Dettson Industries, Inc. | Carrier | OVM126-BNX | Federally-Regulated Consumer Product | Non-Weatherized, Non-Condensin | 2172 | 535 |  | 05/04/2023 | 152221 | 5939671 | 07/25/2023
Dettson Industries, Inc. | Carrier | OBMAAB042112-112-RBF | Federally-Regulated Consumer Product | Non-Weatherized, Non-Condensin | 1602 | 496 |  | 05/04/2023 | 109509 | 10260199 | 07/25/2023
Dettson Industries, Inc. | Carrier | OBMAAB060154-126-RF | Federally-Regulated Consumer Product | Non-Weatherized, Non-Condensin | 1934 | 519 |  | 05/04/2023 | 152309 | 10260207 | 07/25/2023
Dettson Industries, Inc. | Carrier | OVMAAB042112-112-RF | Federally-Regulated Consumer Product | Non-Weatherized, Non-Condensin | 1496 | 488 |  | 05/09/2023 | 110066 | 10260204 | 07/25/2023
Dettson Industries, Inc. | Carrier | OVM112-RBF | Federally-Regulated Consumer Product | Non-Weatherized, Non-Condensin | 1496 | 488 |  | 05/09/2023 | 110066 | 5939663 | 07/25/2023
Dettson Industries, Inc. | Carrier | OVM095-RBF | Federally-Regulated Consumer Product | Non-Weatherized, Non-Condensin | 1629 | 347 | 497.659 | 10/04/2019 |  |  | 07/25/2023
Dettson Industries, Inc. | Carrier | OVMAAB042112-095-RBF | Federally-Regulated Consumer Product | Non-Weatherized, Non-Condensin | 1629 | 347 | 497.659 | 10/04/2019 |  |  | 07/25/2023
Dettson Industries, Inc. | Carrier | OVM095-CAR | Federally-Regulated Consumer Product | Non-Weatherized, Non-Condensin | 1496 | 488 |  | 05/09/2023 | 110066 | 5939639 | 07/25/2023
Dettson Industries, Inc. | Carrier | OVMAAB042112-095-RF | Federally-Regulated Consumer Product | Non-Weatherized, Non-Condensin | 1496 | 488 |  | 05/09/2023 | 110066 | 10260192 | 07/25/2023
Dettson Industries, Inc. | Carrier | OVMAAB060154-126-BNX | Federally-Regulated Consumer Product | Non-Weatherized, Non-Condensin | 2172 | 535 |  | 05/04/2023 | 152221 | 10260208 | 07/25/2023
Dettson Industries, Inc. | Carrier | OBM126-BNX | Federally-Regulated Consumer Product | Non-Weatherized, Non-Condensin | 1934 | 519 |  | 05/04/2023 | 152309 | 5939668 | 07/25/2023
Dettson Industries, Inc. | Carrier | OVM095-BNX | Federally-Regulated Consumer Product | Non-Weatherized, Non-Condensin | 1496 | 488 |  | 05/09/2023 | 110066 | 5939638 | 07/25/2023
Dettson Industries, Inc. | Carrier | OVM154-RF | Federally-Regulated Consumer Product | Non-Weatherized, Non-Condensin | 2172 | 535 |  | 05/04/2023 | 152221 | 5939682 | 07/25/2023
Dettson Industries, Inc. | Carrier | OVMAAB042112-112-BNX | Federally-Regulated Consumer Product | Non-Weatherized, Non-Condensin | 1496 | 488 |  | 05/09/2023 | 110066 | 10260202 | 07/25/2023
Dettson Industries, Inc. | Carrier | OBMAAB042112-095-RF | Federally-Regulated Consumer Product | Non-Weatherized, Non-Condensin | 1602 | 496 |  | 05/04/2023 | 109509 | 10260188 | 07/25/2023
Dettson Industries, Inc. | Carrier | OBM112-BF | Federally-Regulated Consumer Product | Non-Weatherized, Non-Condensin | 1602 | 496 |  | 05/04/2023 | 109509 | 5939655 | 07/25/2023
Dettson Industries, Inc. | Carrier | OBM126-RBF | Federally-Regulated Consumer Product | Non-Weatherized, Non-Condensin | 1934 | 519 |  | 05/04/2023 | 152309 | 5939669 | 07/25/2023
Dettson Industries, Inc. | Carrier | OBM154-RBF | Federally-Regulated Consumer Product | Non-Weatherized, Non-Condensin | 1934 | 519 |  | 05/04/2023 | 152309 | 5939678 | 07/25/2023
Dettson Industries, Inc. | Carrier | OVMAAB042112-095-BF | Federally-Regulated Consumer Product | Non-Weatherized, Non-Condensin | 1496 | 488 |  | 05/09/2023 | 110066 | 10260189 | 07/25/2023
Dettson Industries, Inc. | Heil | OTF210-BF | Federally-Regulated Consumer Product | Non-Weatherized, Non-Condensin | 2279 | 543 |  | 05/09/2023 | 210456 | 201695938 | 07/25/2023
Dettson Industries, Inc. | Heil | OMF095-CAR | Federally-Regulated Consumer Product | Non-Weatherized, Non-Condensin | 1602 | 496 |  | 05/04/2023 | 109509 | 201695434 | 07/25/2023
Dettson Industries, Inc. | Heil | OMF095-RF | Federally-Regulated Consumer Product | Non-Weatherized, Non-Condensin | 1602 | 496 |  | 05/04/2023 | 109509 | 201695452 | 07/25/2023
Dettson Industries, Inc. | Heil | OLR126-RBF | Federally-Regulated Consumer Product | Non-Weatherized, Non-Condensin | 2192 | 538 |  | 05/04/2023 | 154481 | 201694111 | 07/25/2023
Dettson Industries, Inc. | Heil | OMF095-RBF | Federally-Regulated Consumer Product | Non-Weatherized, Non-Condensin | 1602 | 496 |  | 05/04/2023 | 109509 | 201695443 | 07/25/2023
Dettson Industries, Inc. | Heil | OLR112-RF | Federally-Regulated Consumer Product | Non-Weatherized, Non-Condensin | 1598 | 494 |  | 05/04/2023 | 113138 | 201694021 | 07/25/2023
Dettson Industries, Inc. | Heil | OMV112-BF | Federally-Regulated Consumer Product | Non-Weatherized, Non-Condensin | 1496 | 488 |  | 05/09/2023 | 110066 | 201695668 | 07/25/2023
Dettson Industries, Inc. | Heil | OMF112-RBF | Federally-Regulated Consumer Product | Non-Weatherized, Non-Condensin | 1602 | 496 |  | 05/04/2023 | 109509 | 201695650 | 07/25/2023
Dettson Industries, Inc. | Heil | OLR210-RF | Federally-Regulated Consumer Product | Non-Weatherized, Non-Condensin | 2231 | 540 |  | 05/04/2023 | 209205 | 201694309 | 07/25/2023
Dettson Industries, Inc. | Heil | OMV095-BNX | Federally-Regulated Consumer Product | Non-Weatherized, Non-Condensin | 1496 | 488 |  | 05/09/2023 | 110066 | 201695470 | 07/25/2023
Dettson Industries, Inc. | Heil | OLV112-BNX | Federally-Regulated Consumer Product | Non-Weatherized, Non-Condensin | 1724 | 503 |  | 05/04/2023 | 113337 | 201694039 | 07/25/2023
Dettson Industries, Inc. | Heil | OLV098-RF | Federally-Regulated Consumer Product | Non-Weatherized, Non-Condensin | 1445 | 484 |  | 05/04/2023 | 98832 | 201693949 | 07/25/2023
Dettson Industries, Inc. | Heil | OLR189-BF | Federally-Regulated Consumer Product | Non-Weatherized, Non-Condensin | 2231 | 540 |  | 05/04/2023 | 209205 | 201694282 | 07/25/2023
Dettson Industries, Inc. | Heil | OLV077-BNX | Federally-Regulated Consumer Product | Non-Weatherized, Non-Condensin | 1445 | 484 |  | 05/04/2023 | 98832 | 201693715 | 07/25/2023
Dettson Industries, Inc. | Heil | OTF189-BF | Federally-Regulated Consumer Product | Non-Weatherized, Non-Condensin | 2279 | 543 |  | 05/09/2023 | 210456 | 201695920 | 07/25/2023
Dettson Industries, Inc. | Heil | OMF112-BF | Federally-Regulated Consumer Product | Non-Weatherized, Non-Condensin | 1602 | 496 |  | 05/04/2023 | 109509 | 201695623 | 07/25/2023
Dettson Industries, Inc. | Heil | OLV098-CAR | Federally-Regulated Consumer Product | Non-Weatherized, Non-Condensin | 1445 | 484 |  | 05/04/2023 | 98832 | 201693931 | 07/25/2023
Dettson Industries, Inc. | Heil | OLR126-BNX | Federally-Regulated Consumer Product | Non-Weatherized, Non-Condensin | 2192 | 538 |  | 05/04/2023 | 154481 | 201694102 | 07/25/2023
Dettson Industries, Inc. | Heil | OLR112-RBF | Federally-Regulated Consumer Product | Non-Weatherized, Non-Condensin | 1598 | 494 |  | 05/04/2023 | 113138 | 201694012 | 07/25/2023
Dettson Industries, Inc. | Heil | OLR168-RF | Federally-Regulated Consumer Product | Non-Weatherized, Non-Condensin | 2231 | 540 |  | 05/04/2023 | 209205 | 201694273 | 07/25/2023
Dettson Industries, Inc. | Heil | OMV154-BNX | Federally-Regulated Consumer Product | Non-Weatherized, Non-Condensin | 2172 | 535 |  | 05/04/2023 | 152221 | 201695848 | 07/25/2023
Dettson Industries, Inc. | Heil | OMV126-BNX | Federally-Regulated Consumer Product | Non-Weatherized, Non-Condensin | 2172 | 535 |  | 05/04/2023 | 152221 | 201695767 | 07/25/2023
Dettson Industries, Inc. | Heil | OLV077-RF | Federally-Regulated Consumer Product | Non-Weatherized, Non-Condensin | 1445 | 484 |  | 05/04/2023 | 98832 | 201693742 | 07/25/2023
Dettson Industries, Inc. | Heil | OLR095-CAR | Federally-Regulated Consumer Product | Non-Weatherized, Non-Condensin | 1598 | 494 |  | 05/04/2023 | 113138 | 201693796 | 07/25/2023
Dettson Industries, Inc. | Heil | OLV098-BF | Federally-Regulated Consumer Product | Non-Weatherized, Non-Condensin | 1445 | 484 |  | 05/04/2023 | 98832 | 201693913 | 07/25/2023
Dettson Industries, Inc. | Heil | OMV154-RBF | Federally-Regulated Consumer Product | Non-Weatherized, Non-Condensin | 2172 | 535 |  | 05/04/2023 | 152221 | 201695857 | 07/25/2023
Dettson Industries, Inc. | Heil | OLV077-BF | Federally-Regulated Consumer Product | Non-Weatherized, Non-Condensin | 1445 | 484 |  | 05/04/2023 | 98832 | 201693706 | 07/25/2023
Dettson Industries, Inc. | Heil | OMV112-RF | Federally-Regulated Consumer Product | Non-Weatherized, Non-Condensin | 1496 | 488 |  | 05/09/2023 | 110066 | 201695704 | 07/25/2023
Dettson Industries, Inc. | Heil | OLR154-RF | Federally-Regulated Consumer Product | Non-Weatherized, Non-Condensin | 2192 | 538 |  | 05/04/2023 | 154481 | 201694201 | 07/25/2023
Dettson Industries, Inc. | Heil | OLR098-CAR | Federally-Regulated Consumer Product | Non-Weatherized, Non-Condensin | 1153 | 464 |  | 05/09/2023 | 98833 | 201693886 | 07/25/2023
Dettson Industries, Inc. | Heil | OLV095-CAR | Federally-Regulated Consumer Product | Non-Weatherized, Non-Condensin | 1724 | 503 |  | 05/04/2023 | 113337 | 201693841 | 07/25/2023
Dettson Industries, Inc. | Heil | OLR077-RBF | Federally-Regulated Consumer Product | Non-Weatherized, Non-Condensin | 1153 | 464 |  | 05/09/2023 | 98833 | 201693688 | 07/25/2023
Dettson Industries, Inc. | Heil | OLV095-RBF | Federally-Regulated Consumer Product | Non-Weatherized, Non-Condensin | 1724 | 503 |  | 05/04/2023 | 113337 | 201693850 | 07/25/2023
Dettson Industries, Inc. | Heil | OLR095-RBF | Federally-Regulated Consumer Product | Non-Weatherized, Non-Condensin | 1598 | 494 |  | 05/04/2023 | 113138 | 201693805 | 07/25/2023
Dettson Industries, Inc. | Heil | OLR112-CAR | Federally-Regulated Consumer Product | Non-Weatherized, Non-Condensin | 1598 | 494 |  | 05/04/2023 | 113138 | 201694003 | 07/25/2023
Dettson Industries, Inc. | Heil | OLV077-RBF | Federally-Regulated Consumer Product | Non-Weatherized, Non-Condensin | 1445 | 484 |  | 05/04/2023 | 98832 | 201693733 | 07/25/2023
Dettson Industries, Inc. | Heil | OMV095-BF | Federally-Regulated Consumer Product | Non-Weatherized, Non-Condensin | 1496 | 488 |  | 05/09/2023 | 110066 | 201695461 | 07/25/2023
Dettson Industries, Inc. | Heil | OMF126-RBF | Federally-Regulated Consumer Product | Non-Weatherized, Non-Condensin | 1934 | 519 |  | 05/04/2023 | 152309 | 201695749 | 07/25/2023
Dettson Industries, Inc. | Heil | OMF126-RF | Federally-Regulated Consumer Product | Non-Weatherized, Non-Condensin | 1934 | 519 |  | 05/04/2023 | 152309 | 201695758 | 07/25/2023
Dettson Industries, Inc. | Heil | OTF210-RF | Federally-Regulated Consumer Product | Non-Weatherized, Non-Condensin | 2279 | 543 |  | 05/09/2023 | 210456 | 201693625 | 07/25/2023
Dettson Industries, Inc. | Heil | OLV154-RBF | Federally-Regulated Consumer Product | Non-Weatherized, Non-Condensin | 2223 | 540 |  | 05/04/2023 | 154668 | 201694219 | 07/25/2023
Dettson Industries, Inc. | Heil | OLV095-RF | Federally-Regulated Consumer Product | Non-Weatherized, Non-Condensin | 1724 | 503 |  | 05/04/2023 | 113337 | 201693859 | 07/25/2023
Dettson Industries, Inc. | Heil | OLV095-BF | Federally-Regulated Consumer Product | Non-Weatherized, Non-Condensin | 1724 | 503 |  | 05/04/2023 | 113337 | 201693823 | 07/25/2023
Dettson Industries, Inc. | Heil | OLR077-CAR | Federally-Regulated Consumer Product | Non-Weatherized, Non-Condensin | 1153 | 464 |  | 05/09/2023 | 98833 | 201693679 | 07/25/2023
Dettson Industries, Inc. | Heil | OLR112-BNX | Federally-Regulated Consumer Product | Non-Weatherized, Non-Condensin | 1598 | 494 |  | 05/04/2023 | 113138 | 201693994 | 07/25/2023
Dettson Industries, Inc. | Heil | OMF095-BNX | Federally-Regulated Consumer Product | Non-Weatherized, Non-Condensin | 1602 | 496 |  | 05/04/2023 | 109509 | 201695425 | 07/25/2023
Dettson Industries, Inc. | Heil | OMF154-RBF | Federally-Regulated Consumer Product | Non-Weatherized, Non-Condensin | 1934 | 519 |  | 05/04/2023 | 152309 | 201695830 | 07/25/2023
Dettson Industries, Inc. | Heil | OLV154-BNX | Federally-Regulated Consumer Product | Non-Weatherized, Non-Condensin | 2223 | 540 |  | 05/04/2023 | 154668 | 201694210 | 07/25/2023
Dettson Industries, Inc. | Heil | OLV098-BNX | Federally-Regulated Consumer Product | Non-Weatherized, Non-Condensin | 1445 | 484 |  | 05/04/2023 | 98832 | 201693922 | 07/25/2023
Dettson Industries, Inc. | Heil | OMV095-CAR | Federally-Regulated Consumer Product | Non-Weatherized, Non-Condensin | 1496 | 488 |  | 05/09/2023 | 110066 | 201695479 | 07/25/2023
Dettson Industries, Inc. | Heil | OLV095-BNX | Federally-Regulated Consumer Product | Non-Weatherized, Non-Condensin | 1724 | 503 |  | 05/04/2023 | 113337 | 201693832 | 07/25/2023
Dettson Industries, Inc. | Heil | OLR168-BF | Federally-Regulated Consumer Product | Non-Weatherized, Non-Condensin | 2231 | 540 |  | 05/04/2023 | 209205 | 201694264 | 07/25/2023
Dettson Industries, Inc. | Heil | OLV126-BNX | Federally-Regulated Consumer Product | Non-Weatherized, Non-Condensin | 2223 | 540 |  | 05/04/2023 | 154668 | 201694129 | 07/25/2023
Dettson Industries, Inc. | Heil | OMV112-BNX | Federally-Regulated Consumer Product | Non-Weatherized, Non-Condensin | 1496 | 488 |  | 05/09/2023 | 110066 | 201695677 | 07/25/2023
Dettson Industries, Inc. | Heil | OLR189-RF | Federally-Regulated Consumer Product | Non-Weatherized, Non-Condensin | 2231 | 540 |  | 05/04/2023 | 209205 | 201694291 | 07/25/2023
Dettson Industries, Inc. | Heil | OMV112-RBF | Federally-Regulated Consumer Product | Non-Weatherized, Non-Condensin | 1496 | 488 |  | 05/09/2023 | 110066 | 201695695 | 07/25/2023
Dettson Industries, Inc. | Heil | OLV098-RBF | Federally-Regulated Consumer Product | Non-Weatherized, Non-Condensin | 1445 | 484 |  | 05/04/2023 | 98832 | 201693940 | 07/25/2023
Dettson Industries, Inc. | Heil | OLR077-BF | Federally-Regulated Consumer Product | Non-Weatherized, Non-Condensin | 1153 | 464 |  | 05/09/2023 | 98833 | 201693661 | 07/25/2023
Dettson Industries, Inc. | Heil | OLR210-BF | Federally-Regulated Consumer Product | Non-Weatherized, Non-Condensin | 2231 | 540 |  | 05/04/2023 | 209205 | 201694300 | 07/25/2023
Dettson Industries, Inc. | Heil | OLR098-BF | Federally-Regulated Consumer Product | Non-Weatherized, Non-Condensin | 1153 | 464 |  | 05/09/2023 | 98833 | 201693868 | 07/25/2023
Dettson Industries, Inc. | Heil | OMF095-BF | Federally-Regulated Consumer Product | Non-Weatherized, Non-Condensin | 1602 | 496 |  | 05/04/2023 | 109509 | 201695416 | 07/25/2023
Dettson Industries, Inc. | Heil | OTF168-BF | Federally-Regulated Consumer Product | Non-Weatherized, Non-Condensin | 2279 | 543 |  | 05/09/2023 | 210456 | 201695902 | 07/25/2023
Dettson Industries, Inc. | Heil | OMV126-RF | Federally-Regulated Consumer Product | Non-Weatherized, Non-Condensin | 2172 | 535 |  | 05/04/2023 | 152221 | 201695785 | 07/25/2023
Dettson Industries, Inc. | Heil | OLV077-CAR | Federally-Regulated Consumer Product | Non-Weatherized, Non-Condensin | 1445 | 484 |  | 05/04/2023 | 98832 | 201693724 | 07/25/2023
Dettson Industries, Inc. | Heil | OMF126-BNX | Federally-Regulated Consumer Product | Non-Weatherized, Non-Condensin | 1934 | 519 |  | 05/04/2023 | 152309 | 201695740 | 07/25/2023
Dettson Industries, Inc. | Heil | OLR095-BNX | Federally-Regulated Consumer Product | Non-Weatherized, Non-Condensin | 1598 | 494 |  | 05/04/2023 | 113138 | 201693787 | 07/25/2023
Dettson Industries, Inc. | Heil | OTF189-RF | Federally-Regulated Consumer Product | Non-Weatherized, Non-Condensin | 2279 | 543 |  | 05/09/2023 | 210456 | 201695929 | 07/25/2023
Dettson Industries, Inc. | Heil | OLR077-RF | Federally-Regulated Consumer Product | Non-Weatherized, Non-Condensin | 1153 | 464 |  | 05/09/2023 | 98833 | 201693697 | 07/25/2023
Dettson Industries, Inc. | Heil | OLR154-RBF | Federally-Regulated Consumer Product | Non-Weatherized, Non-Condensin | 2192 | 538 |  | 05/04/2023 | 154481 | 201694192 | 07/25/2023
Dettson Industries, Inc. | Heil | OMV112-CAR | Federally-Regulated Consumer Product | Non-Weatherized, Non-Condensin | 1496 | 488 |  | 05/09/2023 | 110066 | 201695686 | 07/25/2023
Dettson Industries, Inc. | Heil | OLR098-RF | Federally-Regulated Consumer Product | Non-Weatherized, Non-Condensin | 1153 | 464 |  | 05/09/2023 | 98833 | 201693904 | 07/25/2023
Dettson Industries, Inc. | Heil | OTF168-RF | Federally-Regulated Consumer Product | Non-Weatherized, Non-Condensin | 2279 | 543 |  | 05/09/2023 | 210456 | 201695911 | 07/25/2023
Dettson Industries, Inc. | Heil | OLR098-RBF | Federally-Regulated Consumer Product | Non-Weatherized, Non-Condensin | 1153 | 464 |  | 05/09/2023 | 98833 | 201693895 | 07/25/2023
Dettson Industries, Inc. | Heil | OLV126-RBF | Federally-Regulated Consumer Product | Non-Weatherized, Non-Condensin | 2223 | 540 |  | 05/04/2023 | 154668 | 201694138 | 07/25/2023
Dettson Industries, Inc. | Heil | OMV095-RF | Federally-Regulated Consumer Product | Non-Weatherized, Non-Condensin | 1496 | 488 |  | 05/09/2023 | 110066 | 201695497 | 07/25/2023
Dettson Industries, Inc. | Heil | OMF112-CAR | Federally-Regulated Consumer Product | Non-Weatherized, Non-Condensin | 1602 | 496 |  | 05/04/2023 | 109509 | 201695641 | 07/25/2023
Dettson Industries, Inc. | Heil | OLR095-BF | Federally-Regulated Consumer Product | Non-Weatherized, Non-Condensin | 1598 | 494 |  | 05/04/2023 | 113138 | 201693778 | 07/25/2023
Dettson Industries, Inc. | Heil | OLR098-BNX | Federally-Regulated Consumer Product | Non-Weatherized, Non-Condensin | 1153 | 464 |  | 05/09/2023 | 98833 | 201693877 | 07/25/2023
Dettson Industries, Inc. | Heil | OMF154-BNX | Federally-Regulated Consumer Product | Non-Weatherized, Non-Condensin | 1934 | 519 |  | 05/04/2023 | 152309 | 201695821 | 07/25/2023
Dettson Industries, Inc. | Heil | OLV126-RF | Federally-Regulated Consumer Product | Non-Weatherized, Non-Condensin | 2223 | 540 |  | 05/04/2023 | 154668 | 201694147 | 07/25/2023
Dettson Industries, Inc. | Heil | OLV154-RF | Federally-Regulated Consumer Product | Non-Weatherized, Non-Condensin | 2223 | 540 |  | 05/04/2023 | 154668 | 201694228 | 07/25/2023
Dettson Industries, Inc. | Heil | OLR095-RF | Federally-Regulated Consumer Product | Non-Weatherized, Non-Condensin | 1598 | 494 |  | 05/04/2023 | 113138 | 201693814 | 07/25/2023
Dettson Industries, Inc. | Heil | OLV112-RBF | Federally-Regulated Consumer Product | Non-Weatherized, Non-Condensin | 1724 | 503 |  | 05/04/2023 | 113337 | 201694057 | 07/25/2023
Dettson Industries, Inc. | Heil | OMF112-BNX | Federally-Regulated Consumer Product | Non-Weatherized, Non-Condensin | 1602 | 496 |  | 05/04/2023 | 109509 | 201695632 | 07/25/2023
Dettson Industries, Inc. | Heil | OMF112-RF | Federally-Regulated Consumer Product | Non-Weatherized, Non-Condensin | 1602 | 496 |  | 05/04/2023 | 109509 | 201695659 | 07/25/2023
Dettson Industries, Inc. | Heil | OMF154-RF | Federally-Regulated Consumer Product | Non-Weatherized, Non-Condensin | 1934 | 519 |  | 05/04/2023 | 152309 | 201695839 | 07/25/2023
Dettson Industries, Inc. | Heil | OLR112-BF | Federally-Regulated Consumer Product | Non-Weatherized, Non-Condensin | 1598 | 494 |  | 05/04/2023 | 113138 | 201693985 | 07/25/2023
Dettson Industries, Inc. | Heil | OLV112-BF | Federally-Regulated Consumer Product | Non-Weatherized, Non-Condensin | 1724 | 503 |  | 05/04/2023 | 113337 | 201694030 | 07/25/2023
Dettson Industries, Inc. | Heil | OLR154-BNX | Federally-Regulated Consumer Product | Non-Weatherized, Non-Condensin | 2192 | 538 |  | 05/04/2023 | 154481 | 201694183 | 07/25/2023
Dettson Industries, Inc. | Heil | OMV095-RBF | Federally-Regulated Consumer Product | Non-Weatherized, Non-Condensin | 1629 | 347 | 497.659 | 10/04/2019 |  |  | 07/25/2023
Dettson Industries, Inc. | Heil | OLR126-RF | Federally-Regulated Consumer Product | Non-Weatherized, Non-Condensin | 2192 | 538 |  | 05/04/2023 | 154481 | 201694120 | 07/25/2023
Dettson Industries, Inc. | Heil | OLV112-CAR | Federally-Regulated Consumer Product | Non-Weatherized, Non-Condensin | 1724 | 503 |  | 05/04/2023 | 113337 | 201694048 | 07/25/2023
Dettson Industries, Inc. | Heil | OLV112-RF | Federally-Regulated Consumer Product | Non-Weatherized, Non-Condensin | 1724 | 503 |  | 05/04/2023 | 113337 | 201694066 | 07/25/2023
Dettson Industries, Inc. | Heil | OMV154-RF | Federally-Regulated Consumer Product | Non-Weatherized, Non-Condensin | 2172 | 535 |  | 05/04/2023 | 152221 | 201695866 | 07/25/2023
Dettson Industries, Inc. | Heil | OMV126-RBF | Federally-Regulated Consumer Product | Non-Weatherized, Non-Condensin | 2055 | 337 | 527.905 | 10/04/2019 |  |  | 07/25/2023
Dettson Industries, Inc. | Heil | OLR077-BNX | Federally-Regulated Consumer Product | Non-Weatherized, Non-Condensin | 1153 | 464 |  | 05/09/2023 | 98833 | 201693670 | 07/25/2023
Dettson Industries, Inc. | Airquest | OLV098-RF | Federally-Regulated Consumer Product | Non-Weatherized, Non-Condensin | 1445 | 484 |  | 05/04/2023 | 98832 | 201693951 | 07/25/2023
Dettson Industries, Inc. | Airquest | OMF095-RF | Federally-Regulated Consumer Product | Non-Weatherized, Non-Condensin | 1602 | 496 |  | 05/04/2023 | 109509 | 201695454 | 07/25/2023
Dettson Industries, Inc. | Airquest | OTF210-RF | Federally-Regulated Consumer Product | Non-Weatherized, Non-Condensin | 2279 | 543 |  | 05/09/2023 | 210456 | 201693627 | 07/25/2023
Dettson Industries, Inc. | Airquest | OMF126-RF | Federally-Regulated Consumer Product | Non-Weatherized, Non-Condensin | 1934 | 519 |  | 05/04/2023 | 152309 | 201695760 | 07/25/2023
Dettson Industries, Inc. | Airquest | OLR154-BNX | Federally-Regulated Consumer Product | Non-Weatherized, Non-Condensin | 2192 | 538 |  | 05/04/2023 | 154481 | 201694185 | 07/25/2023
Dettson Industries, Inc. | Airquest | OMV095-BNX | Federally-Regulated Consumer Product | Non-Weatherized, Non-Condensin | 1496 | 488 |  | 05/09/2023 | 110066 | 201695472 | 07/25/2023
Dettson Industries, Inc. | Airquest | OTF168-BF | Federally-Regulated Consumer Product | Non-Weatherized, Non-Condensin | 2279 | 543 |  | 05/09/2023 | 210456 | 201695904 | 07/25/2023
Dettson Industries, Inc. | Airquest | OLV095-BF | Federally-Regulated Consumer Product | Non-Weatherized, Non-Condensin | 1724 | 503 |  | 05/04/2023 | 113337 | 201693825 | 07/25/2023
Dettson Industries, Inc. | Airquest | OLR077-BNX | Federally-Regulated Consumer Product | Non-Weatherized, Non-Condensin | 1153 | 464 |  | 05/09/2023 | 98833 | 201693672 | 07/25/2023
Dettson Industries, Inc. | Airquest | OMF112-RF | Federally-Regulated Consumer Product | Non-Weatherized, Non-Condensin | 1602 | 496 |  | 05/04/2023 | 109509 | 201695661 | 07/25/2023
Dettson Industries, Inc. | Airquest | OLR098-RF | Federally-Regulated Consumer Product | Non-Weatherized, Non-Condensin | 1153 | 464 |  | 05/09/2023 | 98833 | 201693906 | 07/25/2023
Dettson Industries, Inc. | Airquest | OLR168-BF | Federally-Regulated Consumer Product | Non-Weatherized, Non-Condensin | 2231 | 540 |  | 05/04/2023 | 209205 | 201694266 | 07/25/2023
Dettson Industries, Inc. | Airquest | OLV098-RBF | Federally-Regulated Consumer Product | Non-Weatherized, Non-Condensin | 1445 | 484 |  | 05/04/2023 | 98832 | 201693942 | 07/25/2023
Dettson Industries, Inc. | Airquest | OLR095-BF | Federally-Regulated Consumer Product | Non-Weatherized, Non-Condensin | 1598 | 494 |  | 05/04/2023 | 113138 | 201693780 | 07/25/2023
Dettson Industries, Inc. | Airquest | OLR154-RF | Federally-Regulated Consumer Product | Non-Weatherized, Non-Condensin | 2192 | 538 |  | 05/04/2023 | 154481 | 201694203 | 07/25/2023
Dettson Industries, Inc. | Airquest | OMV095-CAR | Federally-Regulated Consumer Product | Non-Weatherized, Non-Condensin | 1496 | 488 |  | 05/09/2023 | 110066 | 201695481 | 07/25/2023
Dettson Industries, Inc. | Airquest | OMF126-RBF | Federally-Regulated Consumer Product | Non-Weatherized, Non-Condensin | 1934 | 519 |  | 05/04/2023 | 152309 | 201695751 | 07/25/2023
Dettson Industries, Inc. | Airquest | OMF112-CAR | Federally-Regulated Consumer Product | Non-Weatherized, Non-Condensin | 1602 | 496 |  | 05/04/2023 | 109509 | 201695643 | 07/25/2023
Dettson Industries, Inc. | Airquest | OLV154-RBF | Federally-Regulated Consumer Product | Non-Weatherized, Non-Condensin | 2223 | 540 |  | 05/04/2023 | 154668 | 201694221 | 07/25/2023
Dettson Industries, Inc. | Airquest | OMV112-BF | Federally-Regulated Consumer Product | Non-Weatherized, Non-Condensin | 1496 | 488 |  | 05/09/2023 | 110066 | 201695670 | 07/25/2023
Dettson Industries, Inc. | Airquest | OLV077-RF | Federally-Regulated Consumer Product | Non-Weatherized, Non-Condensin | 1445 | 484 |  | 05/04/2023 | 98832 | 201693744 | 07/25/2023
Dettson Industries, Inc. | Airquest | OMF095-CAR | Federally-Regulated Consumer Product | Non-Weatherized, Non-Condensin | 1602 | 496 |  | 05/04/2023 | 109509 | 201695436 | 07/25/2023
Dettson Industries, Inc. | Airquest | OLV126-RBF | Federally-Regulated Consumer Product | Non-Weatherized, Non-Condensin | 2223 | 540 |  | 05/04/2023 | 154668 | 201694140 | 07/25/2023
Dettson Industries, Inc. | Airquest | OLR077-RBF | Federally-Regulated Consumer Product | Non-Weatherized, Non-Condensin | 1153 | 464 |  | 05/09/2023 | 98833 | 201693690 | 07/25/2023
Dettson Industries, Inc. | Airquest | OLV095-CAR | Federally-Regulated Consumer Product | Non-Weatherized, Non-Condensin | 1724 | 503 |  | 05/04/2023 | 113337 | 201693843 | 07/25/2023
Dettson Industries, Inc. | Airquest | OLR098-BF | Federally-Regulated Consumer Product | Non-Weatherized, Non-Condensin | 1153 | 464 |  | 05/09/2023 | 98833 | 201693870 | 07/25/2023
Dettson Industries, Inc. | Airquest | OTF189-BF | Federally-Regulated Consumer Product | Non-Weatherized, Non-Condensin | 2279 | 543 |  | 05/09/2023 | 210456 | 201695922 | 07/25/2023
Dettson Industries, Inc. | Airquest | OMV095-BF | Federally-Regulated Consumer Product | Non-Weatherized, Non-Condensin | 1496 | 488 |  | 05/09/2023 | 110066 | 201695463 | 07/25/2023
Dettson Industries, Inc. | Airquest | OLV112-RBF | Federally-Regulated Consumer Product | Non-Weatherized, Non-Condensin | 1724 | 503 |  | 05/04/2023 | 113337 | 201694059 | 07/25/2023
Dettson Industries, Inc. | Airquest | OMF095-RBF | Federally-Regulated Consumer Product | Non-Weatherized, Non-Condensin | 1602 | 496 |  | 05/04/2023 | 109509 | 201695445 | 07/25/2023
Dettson Industries, Inc. | Airquest | OLR077-BF | Federally-Regulated Consumer Product | Non-Weatherized, Non-Condensin | 1153 | 464 |  | 05/09/2023 | 98833 | 201693663 | 07/25/2023
Dettson Industries, Inc. | Airquest | OLV077-BF | Federally-Regulated Consumer Product | Non-Weatherized, Non-Condensin | 1445 | 484 |  | 05/04/2023 | 98832 | 201693708 | 07/25/2023
Dettson Industries, Inc. | Airquest | OTF210-BF | Federally-Regulated Consumer Product | Non-Weatherized, Non-Condensin | 2279 | 543 |  | 05/09/2023 | 210456 | 201695940 | 07/25/2023
Dettson Industries, Inc. | Airquest | OMV112-BNX | Federally-Regulated Consumer Product | Non-Weatherized, Non-Condensin | 1496 | 488 |  | 05/09/2023 | 110066 | 201695679 | 07/25/2023
Dettson Industries, Inc. | Airquest | OLR095-CAR | Federally-Regulated Consumer Product | Non-Weatherized, Non-Condensin | 1598 | 494 |  | 05/04/2023 | 113138 | 201693798 | 07/25/2023
Dettson Industries, Inc. | Airquest | OMV126-BNX | Federally-Regulated Consumer Product | Non-Weatherized, Non-Condensin | 2172 | 535 |  | 05/04/2023 | 152221 | 201695769 | 07/25/2023
Dettson Industries, Inc. | Airquest | OLR095-BNX | Federally-Regulated Consumer Product | Non-Weatherized, Non-Condensin | 1598 | 494 |  | 05/04/2023 | 113138 | 201693789 | 07/25/2023
Dettson Industries, Inc. | Airquest | OLV077-CAR | Federally-Regulated Consumer Product | Non-Weatherized, Non-Condensin | 1445 | 484 |  | 05/04/2023 | 98832 | 201693726 | 07/25/2023
Dettson Industries, Inc. | Airquest | OMF154-RF | Federally-Regulated Consumer Product | Non-Weatherized, Non-Condensin | 1934 | 519 |  | 05/04/2023 | 152309 | 201695841 | 07/25/2023
Dettson Industries, Inc. | Airquest | OMF154-RBF | Federally-Regulated Consumer Product | Non-Weatherized, Non-Condensin | 1934 | 519 |  | 05/04/2023 | 152309 | 201695832 | 07/25/2023
Dettson Industries, Inc. | Airquest | OMV126-RBF | Federally-Regulated Consumer Product | Non-Weatherized, Non-Condensin | 2055 | 337 | 527.905 | 10/04/2019 |  |  | 07/25/2023
Dettson Industries, Inc. | Airquest | OLV077-BNX | Federally-Regulated Consumer Product | Non-Weatherized, Non-Condensin | 1445 | 484 |  | 05/04/2023 | 98832 | 201693717 | 07/25/2023
Dettson Industries, Inc. | Airquest | OMF095-BF | Federally-Regulated Consumer Product | Non-Weatherized, Non-Condensin | 1602 | 496 |  | 05/04/2023 | 109509 | 201695418 | 07/25/2023
Dettson Industries, Inc. | Airquest | OLR077-CAR | Federally-Regulated Consumer Product | Non-Weatherized, Non-Condensin | 1153 | 464 |  | 05/09/2023 | 98833 | 201693681 | 07/25/2023
Dettson Industries, Inc. | Airquest | OLR112-CAR | Federally-Regulated Consumer Product | Non-Weatherized, Non-Condensin | 1598 | 494 |  | 05/04/2023 | 113138 | 201694005 | 07/25/2023
Dettson Industries, Inc. | Airquest | OMV154-BNX | Federally-Regulated Consumer Product | Non-Weatherized, Non-Condensin | 2172 | 535 |  | 05/04/2023 | 152221 | 201695850 | 07/25/2023
Dettson Industries, Inc. | Airquest | OLR098-RBF | Federally-Regulated Consumer Product | Non-Weatherized, Non-Condensin | 1153 | 464 |  | 05/09/2023 | 98833 | 201693897 | 07/25/2023
Dettson Industries, Inc. | Airquest | OLV098-BF | Federally-Regulated Consumer Product | Non-Weatherized, Non-Condensin | 1445 | 484 |  | 05/04/2023 | 98832 | 201693915 | 07/25/2023
Dettson Industries, Inc. | Airquest | OLV095-BNX | Federally-Regulated Consumer Product | Non-Weatherized, Non-Condensin | 1724 | 503 |  | 05/04/2023 | 113337 | 201693834 | 07/25/2023
Dettson Industries, Inc. | Airquest | OMV112-CAR | Federally-Regulated Consumer Product | Non-Weatherized, Non-Condensin | 1496 | 488 |  | 05/09/2023 | 110066 | 201695688 | 07/25/2023
Dettson Industries, Inc. | Airquest | OLV126-RF | Federally-Regulated Consumer Product | Non-Weatherized, Non-Condensin | 2223 | 540 |  | 05/04/2023 | 154668 | 201694149 | 07/25/2023
Dettson Industries, Inc. | Airquest | OLR112-BF | Federally-Regulated Consumer Product | Non-Weatherized, Non-Condensin | 1598 | 494 |  | 05/04/2023 | 113138 | 201693987 | 07/25/2023
Dettson Industries, Inc. | Airquest | OLR095-RF | Federally-Regulated Consumer Product | Non-Weatherized, Non-Condensin | 1598 | 494 |  | 05/04/2023 | 113138 | 201693816 | 07/25/2023
Dettson Industries, Inc. | Airquest | OLR112-BNX | Federally-Regulated Consumer Product | Non-Weatherized, Non-Condensin | 1598 | 494 |  | 05/04/2023 | 113138 | 201693996 | 07/25/2023
Dettson Industries, Inc. | Airquest | OLV098-BNX | Federally-Regulated Consumer Product | Non-Weatherized, Non-Condensin | 1445 | 484 |  | 05/04/2023 | 98832 | 201693924 | 07/25/2023
Dettson Industries, Inc. | Airquest | OLR098-CAR | Federally-Regulated Consumer Product | Non-Weatherized, Non-Condensin | 1153 | 464 |  | 05/09/2023 | 98833 | 201693888 | 07/25/2023
Dettson Industries, Inc. | Airquest | OLV112-CAR | Federally-Regulated Consumer Product | Non-Weatherized, Non-Condensin | 1724 | 503 |  | 05/04/2023 | 113337 | 201694050 | 07/25/2023
Dettson Industries, Inc. | Airquest | OLR210-RF | Federally-Regulated Consumer Product | Non-Weatherized, Non-Condensin | 2231 | 540 |  | 05/04/2023 | 209205 | 201694311 | 07/25/2023
Dettson Industries, Inc. | Airquest | OLR077-RF | Federally-Regulated Consumer Product | Non-Weatherized, Non-Condensin | 1153 | 464 |  | 05/09/2023 | 98833 | 201693699 | 07/25/2023
Dettson Industries, Inc. | Airquest | OMF112-RBF | Federally-Regulated Consumer Product | Non-Weatherized, Non-Condensin | 1602 | 496 |  | 05/04/2023 | 109509 | 201695652 | 07/25/2023
Dettson Industries, Inc. | Airquest | OLV154-RF | Federally-Regulated Consumer Product | Non-Weatherized, Non-Condensin | 2223 | 540 |  | 05/04/2023 | 154668 | 201694230 | 07/25/2023
Dettson Industries, Inc. | Airquest | OTF189-RF | Federally-Regulated Consumer Product | Non-Weatherized, Non-Condensin | 2279 | 543 |  | 05/09/2023 | 210456 | 201695931 | 07/25/2023
Dettson Industries, Inc. | Airquest | OLV112-RF | Federally-Regulated Consumer Product | Non-Weatherized, Non-Condensin | 1724 | 503 |  | 05/04/2023 | 113337 | 201694068 | 07/25/2023
Dettson Industries, Inc. | Airquest | OMF095-BNX | Federally-Regulated Consumer Product | Non-Weatherized, Non-Condensin | 1602 | 496 |  | 05/04/2023 | 109509 | 201695427 | 07/25/2023
Dettson Industries, Inc. | Airquest | OLV095-RF | Federally-Regulated Consumer Product | Non-Weatherized, Non-Condensin | 1724 | 503 |  | 05/04/2023 | 113337 | 201693861 | 07/25/2023
Dettson Industries, Inc. | Airquest | OLR126-BNX | Federally-Regulated Consumer Product | Non-Weatherized, Non-Condensin | 2192 | 538 |  | 05/04/2023 | 154481 | 201694104 | 07/25/2023
Dettson Industries, Inc. | Airquest | OLV112-BF | Federally-Regulated Consumer Product | Non-Weatherized, Non-Condensin | 1724 | 503 |  | 05/04/2023 | 113337 | 201694032 | 07/25/2023
Dettson Industries, Inc. | Airquest | OMV154-RF | Federally-Regulated Consumer Product | Non-Weatherized, Non-Condensin | 2172 | 535 |  | 05/04/2023 | 152221 | 201695868 | 07/25/2023
Dettson Industries, Inc. | Airquest | OLV095-RBF | Federally-Regulated Consumer Product | Non-Weatherized, Non-Condensin | 1724 | 503 |  | 05/04/2023 | 113337 | 201693852 | 07/25/2023
Dettson Industries, Inc. | Airquest | OTF168-RF | Federally-Regulated Consumer Product | Non-Weatherized, Non-Condensin | 2279 | 543 |  | 05/09/2023 | 210456 | 201695913 | 07/25/2023
Dettson Industries, Inc. | Airquest | OLR126-RBF | Federally-Regulated Consumer Product | Non-Weatherized, Non-Condensin | 2192 | 538 |  | 05/04/2023 | 154481 | 201694113 | 07/25/2023
Dettson Industries, Inc. | Airquest | OLR154-RBF | Federally-Regulated Consumer Product | Non-Weatherized, Non-Condensin | 2192 | 538 |  | 05/04/2023 | 154481 | 201694194 | 07/25/2023
Dettson Industries, Inc. | Airquest | OLR189-BF | Federally-Regulated Consumer Product | Non-Weatherized, Non-Condensin | 2231 | 540 |  | 05/04/2023 | 209205 | 201694284 | 07/25/2023
Dettson Industries, Inc. | Airquest | OMV126-RF | Federally-Regulated Consumer Product | Non-Weatherized, Non-Condensin | 2172 | 535 |  | 05/04/2023 | 152221 | 201695787 | 07/25/2023
Dettson Industries, Inc. | Airquest | OLV154-BNX | Federally-Regulated Consumer Product | Non-Weatherized, Non-Condensin | 2223 | 540 |  | 05/04/2023 | 154668 | 201694212 | 07/25/2023
Dettson Industries, Inc. | Airquest | OLR210-BF | Federally-Regulated Consumer Product | Non-Weatherized, Non-Condensin | 2231 | 540 |  | 05/04/2023 | 209205 | 201694302 | 07/25/2023
Dettson Industries, Inc. | Airquest | OLR112-RF | Federally-Regulated Consumer Product | Non-Weatherized, Non-Condensin | 1598 | 494 |  | 05/04/2023 | 113138 | 201694023 | 07/25/2023
Dettson Industries, Inc. | Airquest | OMV095-RF | Federally-Regulated Consumer Product | Non-Weatherized, Non-Condensin | 1496 | 488 |  | 05/09/2023 | 110066 | 201695499 | 07/25/2023
Dettson Industries, Inc. | Airquest | OLR168-RF | Federally-Regulated Consumer Product | Non-Weatherized, Non-Condensin | 2231 | 540 |  | 05/04/2023 | 209205 | 201694275 | 07/25/2023
Dettson Industries, Inc. | Airquest | OMF154-BNX | Federally-Regulated Consumer Product | Non-Weatherized, Non-Condensin | 1934 | 519 |  | 05/04/2023 | 152309 | 201695823 | 07/25/2023
Dettson Industries, Inc. | Airquest | OMV095-RBF | Federally-Regulated Consumer Product | Non-Weatherized, Non-Condensin | 1629 | 347 | 497.659 | 10/04/2019 |  |  | 07/25/2023
Dettson Industries, Inc. | Airquest | OLR095-RBF | Federally-Regulated Consumer Product | Non-Weatherized, Non-Condensin | 1598 | 494 |  | 05/04/2023 | 113138 | 201693807 | 07/25/2023
Dettson Industries, Inc. | Airquest | OLV098-CAR | Federally-Regulated Consumer Product | Non-Weatherized, Non-Condensin | 1445 | 484 |  | 05/04/2023 | 98832 | 201693933 | 07/25/2023
Dettson Industries, Inc. | Airquest | OLR189-RF | Federally-Regulated Consumer Product | Non-Weatherized, Non-Condensin | 2231 | 540 |  | 05/04/2023 | 209205 | 201694293 | 07/25/2023
Dettson Industries, Inc. | Airquest | OLR126-RF | Federally-Regulated Consumer Product | Non-Weatherized, Non-Condensin | 2192 | 538 |  | 05/04/2023 | 154481 | 201694122 | 07/25/2023
Dettson Industries, Inc. | Airquest | OLV077-RBF | Federally-Regulated Consumer Product | Non-Weatherized, Non-Condensin | 1445 | 484 |  | 05/04/2023 | 98832 | 201693735 | 07/25/2023
Dettson Industries, Inc. | Airquest | OLV126-BNX | Federally-Regulated Consumer Product | Non-Weatherized, Non-Condensin | 2223 | 540 |  | 05/04/2023 | 154668 | 201694131 | 07/25/2023
Dettson Industries, Inc. | Airquest | OMV154-RBF | Federally-Regulated Consumer Product | Non-Weatherized, Non-Condensin | 2172 | 535 |  | 05/04/2023 | 152221 | 201695859 | 07/25/2023
Dettson Industries, Inc. | Airquest | OLV112-BNX | Federally-Regulated Consumer Product | Non-Weatherized, Non-Condensin | 1724 | 503 |  | 05/04/2023 | 113337 | 201694041 | 07/25/2023
Dettson Industries, Inc. | Airquest | OLR112-RBF | Federally-Regulated Consumer Product | Non-Weatherized, Non-Condensin | 1598 | 494 |  | 05/04/2023 | 113138 | 201694014 | 07/25/2023
Dettson Industries, Inc. | Airquest | OMF112-BNX | Federally-Regulated Consumer Product | Non-Weatherized, Non-Condensin | 1602 | 496 |  | 05/04/2023 | 109509 | 201695634 | 07/25/2023
Dettson Industries, Inc. | Airquest | OMF126-BNX | Federally-Regulated Consumer Product | Non-Weatherized, Non-Condensin | 1934 | 519 |  | 05/04/2023 | 152309 | 201695742 | 07/25/2023
Dettson Industries, Inc. | Airquest | OLR098-BNX | Federally-Regulated Consumer Product | Non-Weatherized, Non-Condensin | 1153 | 464 |  | 05/09/2023 | 98833 | 201693879 | 07/25/2023
Dettson Industries, Inc. | Airquest | OMV112-RBF | Federally-Regulated Consumer Product | Non-Weatherized, Non-Condensin | 1496 | 488 |  | 05/09/2023 | 110066 | 201695697 | 07/25/2023
Dettson Industries, Inc. | Airquest | OMV112-RF | Federally-Regulated Consumer Product | Non-Weatherized, Non-Condensin | 1496 | 488 |  | 05/09/2023 | 110066 | 201695706 | 07/25/2023
Dettson Industries, Inc. | Airquest | OMF112-BF | Federally-Regulated Consumer Product | Non-Weatherized, Non-Condensin | 1602 | 496 |  | 05/04/2023 | 109509 | 201695625 | 07/25/2023
Dettson Industries, Inc. | Keeprite | OMF126-RBF | Federally-Regulated Consumer Product | Non-Weatherized, Non-Condensin | 1934 | 519 |  | 05/04/2023 | 152309 | 201695752 | 07/25/2023
Dettson Industries, Inc. | Keeprite | OMV095-RBF | Federally-Regulated Consumer Product | Non-Weatherized, Non-Condensin | 1629 | 347 | 497.659 | 10/04/2019 |  |  | 07/25/2023
Dettson Industries, Inc. | Keeprite | OLR095-RF | Federally-Regulated Consumer Product | Non-Weatherized, Non-Condensin | 1598 | 494 |  | 05/04/2023 | 113138 | 201693817 | 07/25/2023
Dettson Industries, Inc. | Keeprite | OMF154-RBF | Federally-Regulated Consumer Product | Non-Weatherized, Non-Condensin | 1934 | 519 |  | 05/04/2023 | 152309 | 201695833 | 07/25/2023
Dettson Industries, Inc. | Keeprite | OLR126-RF | Federally-Regulated Consumer Product | Non-Weatherized, Non-Condensin | 2192 | 538 |  | 05/04/2023 | 154481 | 201694123 | 07/25/2023
Dettson Industries, Inc. | Keeprite | OLR210-BF | Federally-Regulated Consumer Product | Non-Weatherized, Non-Condensin | 2231 | 540 |  | 05/04/2023 | 209205 | 201694303 | 07/25/2023
Dettson Industries, Inc. | Keeprite | OLV077-BNX | Federally-Regulated Consumer Product | Non-Weatherized, Non-Condensin | 1445 | 484 |  | 05/04/2023 | 98832 | 201693718 | 07/25/2023
Dettson Industries, Inc. | Keeprite | OMF095-BNX | Federally-Regulated Consumer Product | Non-Weatherized, Non-Condensin | 1602 | 496 |  | 05/04/2023 | 109509 | 201695428 | 07/25/2023
Dettson Industries, Inc. | Keeprite | OLR098-BNX | Federally-Regulated Consumer Product | Non-Weatherized, Non-Condensin | 1153 | 464 |  | 05/09/2023 | 98833 | 201693880 | 07/25/2023
Dettson Industries, Inc. | Keeprite | OLV126-RBF | Federally-Regulated Consumer Product | Non-Weatherized, Non-Condensin | 2223 | 540 |  | 05/04/2023 | 154668 | 201694141 | 07/25/2023
Dettson Industries, Inc. | Keeprite | OLV126-RF | Federally-Regulated Consumer Product | Non-Weatherized, Non-Condensin | 2223 | 540 |  | 05/04/2023 | 154668 | 201694150 | 07/25/2023
Dettson Industries, Inc. | Keeprite | OMF112-RF | Federally-Regulated Consumer Product | Non-Weatherized, Non-Condensin | 1602 | 496 |  | 05/04/2023 | 109509 | 201695662 | 07/25/2023
Dettson Industries, Inc. | Keeprite | OTF189-RF | Federally-Regulated Consumer Product | Non-Weatherized, Non-Condensin | 2279 | 543 |  | 05/09/2023 | 210456 | 201695932 | 07/25/2023
Dettson Industries, Inc. | Keeprite | OLV095-RBF | Federally-Regulated Consumer Product | Non-Weatherized, Non-Condensin | 1724 | 503 |  | 05/04/2023 | 113337 | 201693853 | 07/25/2023
Dettson Industries, Inc. | Keeprite | OMV095-RF | Federally-Regulated Consumer Product | Non-Weatherized, Non-Condensin | 1496 | 488 |  | 05/09/2023 | 110066 | 201695500 | 07/25/2023
Dettson Industries, Inc. | Keeprite | OLV098-CAR | Federally-Regulated Consumer Product | Non-Weatherized, Non-Condensin | 1445 | 484 |  | 05/04/2023 | 98832 | 201693934 | 07/25/2023
Dettson Industries, Inc. | Keeprite | OTF189-BF | Federally-Regulated Consumer Product | Non-Weatherized, Non-Condensin | 2279 | 543 |  | 05/09/2023 | 210456 | 201695923 | 07/25/2023
Dettson Industries, Inc. | Keeprite | OLV098-BNX | Federally-Regulated Consumer Product | Non-Weatherized, Non-Condensin | 1445 | 484 |  | 05/04/2023 | 98832 | 201693925 | 07/25/2023
Dettson Industries, Inc. | Keeprite | OMV095-CAR | Federally-Regulated Consumer Product | Non-Weatherized, Non-Condensin | 1496 | 488 |  | 05/09/2023 | 110066 | 201695482 | 07/25/2023
Dettson Industries, Inc. | Keeprite | OLV126-BNX | Federally-Regulated Consumer Product | Non-Weatherized, Non-Condensin | 2223 | 540 |  | 05/04/2023 | 154668 | 201694132 | 07/25/2023
Dettson Industries, Inc. | Keeprite | OMV112-BNX | Federally-Regulated Consumer Product | Non-Weatherized, Non-Condensin | 1496 | 488 |  | 05/09/2023 | 110066 | 201695680 | 07/25/2023
Dettson Industries, Inc. | Keeprite | OMV154-RBF | Federally-Regulated Consumer Product | Non-Weatherized, Non-Condensin | 2172 | 535 |  | 05/04/2023 | 152221 | 201695860 | 07/25/2023
Dettson Industries, Inc. | Keeprite | OLR077-RF | Federally-Regulated Consumer Product | Non-Weatherized, Non-Condensin | 1153 | 464 |  | 05/09/2023 | 98833 | 201693700 | 07/25/2023
Dettson Industries, Inc. | Keeprite | OLR077-RBF | Federally-Regulated Consumer Product | Non-Weatherized, Non-Condensin | 1153 | 464 |  | 05/09/2023 | 98833 | 201693691 | 07/25/2023
Dettson Industries, Inc. | Keeprite | OMV126-RBF | Federally-Regulated Consumer Product | Non-Weatherized, Non-Condensin | 2055 | 337 | 527.905 | 10/04/2019 |  |  | 07/25/2023
Dettson Industries, Inc. | Keeprite | OTF168-RF | Federally-Regulated Consumer Product | Non-Weatherized, Non-Condensin | 2279 | 543 |  | 05/09/2023 | 210456 | 201695914 | 07/25/2023
Dettson Industries, Inc. | Keeprite | OLR168-RF | Federally-Regulated Consumer Product | Non-Weatherized, Non-Condensin | 2231 | 540 |  | 05/04/2023 | 209205 | 201694276 | 07/25/2023
Dettson Industries, Inc. | Keeprite | OLR154-RF | Federally-Regulated Consumer Product | Non-Weatherized, Non-Condensin | 2192 | 538 |  | 05/04/2023 | 154481 | 201694204 | 07/25/2023
Dettson Industries, Inc. | Keeprite | OLR112-RBF | Federally-Regulated Consumer Product | Non-Weatherized, Non-Condensin | 1598 | 494 |  | 05/04/2023 | 113138 | 201694015 | 07/25/2023
Dettson Industries, Inc. | Keeprite | OLR112-BNX | Federally-Regulated Consumer Product | Non-Weatherized, Non-Condensin | 1598 | 494 |  | 05/04/2023 | 113138 | 201693997 | 07/25/2023
Dettson Industries, Inc. | Keeprite | OLV154-RBF | Federally-Regulated Consumer Product | Non-Weatherized, Non-Condensin | 2223 | 540 |  | 05/04/2023 | 154668 | 201694222 | 07/25/2023
Dettson Industries, Inc. | Keeprite | OTF168-BF | Federally-Regulated Consumer Product | Non-Weatherized, Non-Condensin | 2279 | 543 |  | 05/09/2023 | 210456 | 201695905 | 07/25/2023
Dettson Industries, Inc. | Keeprite | OLR112-BF | Federally-Regulated Consumer Product | Non-Weatherized, Non-Condensin | 1598 | 494 |  | 05/04/2023 | 113138 | 201693988 | 07/25/2023
Dettson Industries, Inc. | Keeprite | OLV095-BNX | Federally-Regulated Consumer Product | Non-Weatherized, Non-Condensin | 1724 | 503 |  | 05/04/2023 | 113337 | 201693835 | 07/25/2023
Dettson Industries, Inc. | Keeprite | OMV154-BNX | Federally-Regulated Consumer Product | Non-Weatherized, Non-Condensin | 2172 | 535 |  | 05/04/2023 | 152221 | 201695851 | 07/25/2023
Dettson Industries, Inc. | Keeprite | OLR112-CAR | Federally-Regulated Consumer Product | Non-Weatherized, Non-Condensin | 1598 | 494 |  | 05/04/2023 | 113138 | 201694006 | 07/25/2023
Dettson Industries, Inc. | Keeprite | OLV112-RBF | Federally-Regulated Consumer Product | Non-Weatherized, Non-Condensin | 1724 | 503 |  | 05/04/2023 | 113337 | 201694060 | 07/25/2023
Dettson Industries, Inc. | Keeprite | OLR077-BF | Federally-Regulated Consumer Product | Non-Weatherized, Non-Condensin | 1153 | 464 |  | 05/09/2023 | 98833 | 201693664 | 07/25/2023
Dettson Industries, Inc. | Keeprite | OMV126-RF | Federally-Regulated Consumer Product | Non-Weatherized, Non-Condensin | 2172 | 535 |  | 05/04/2023 | 152221 | 201695788 | 07/25/2023
Dettson Industries, Inc. | Keeprite | OMF112-RBF | Federally-Regulated Consumer Product | Non-Weatherized, Non-Condensin | 1602 | 496 |  | 05/04/2023 | 109509 | 201695653 | 07/25/2023
Dettson Industries, Inc. | Keeprite | OLR077-CAR | Federally-Regulated Consumer Product | Non-Weatherized, Non-Condensin | 1153 | 464 |  | 05/09/2023 | 98833 | 201693682 | 07/25/2023
Dettson Industries, Inc. | Keeprite | OMF112-CAR | Federally-Regulated Consumer Product | Non-Weatherized, Non-Condensin | 1602 | 496 |  | 05/04/2023 | 109509 | 201695644 | 07/25/2023
Dettson Industries, Inc. | Keeprite | OLV098-BF | Federally-Regulated Consumer Product | Non-Weatherized, Non-Condensin | 1445 | 484 |  | 05/04/2023 | 98832 | 201693916 | 07/25/2023
Dettson Industries, Inc. | Keeprite | OMV112-BF | Federally-Regulated Consumer Product | Non-Weatherized, Non-Condensin | 1496 | 488 |  | 05/09/2023 | 110066 | 201695671 | 07/25/2023
Dettson Industries, Inc. | Keeprite | OLV112-CAR | Federally-Regulated Consumer Product | Non-Weatherized, Non-Condensin | 1724 | 503 |  | 05/04/2023 | 113337 | 201694051 | 07/25/2023
Dettson Industries, Inc. | Keeprite | OMF095-RF | Federally-Regulated Consumer Product | Non-Weatherized, Non-Condensin | 1602 | 496 |  | 05/04/2023 | 109509 | 201695455 | 07/25/2023
Dettson Industries, Inc. | Keeprite | OLR095-BF | Federally-Regulated Consumer Product | Non-Weatherized, Non-Condensin | 1598 | 494 |  | 05/04/2023 | 113138 | 201693781 | 07/25/2023
Dettson Industries, Inc. | Keeprite | OLV077-RF | Federally-Regulated Consumer Product | Non-Weatherized, Non-Condensin | 1445 | 484 |  | 05/04/2023 | 98832 | 201693745 | 07/25/2023
Dettson Industries, Inc. | Keeprite | OMF126-BNX | Federally-Regulated Consumer Product | Non-Weatherized, Non-Condensin | 1934 | 519 |  | 05/04/2023 | 152309 | 201695743 | 07/25/2023
Dettson Industries, Inc. | Keeprite | OMV095-BNX | Federally-Regulated Consumer Product | Non-Weatherized, Non-Condensin | 1496 | 488 |  | 05/09/2023 | 110066 | 201695473 | 07/25/2023
Dettson Industries, Inc. | Keeprite | OMF154-RF | Federally-Regulated Consumer Product | Non-Weatherized, Non-Condensin | 1934 | 519 |  | 05/04/2023 | 152309 | 201695842 | 07/25/2023
Dettson Industries, Inc. | Keeprite | OLR210-RF | Federally-Regulated Consumer Product | Non-Weatherized, Non-Condensin | 2231 | 540 |  | 05/04/2023 | 209205 | 201694312 | 07/25/2023
Dettson Industries, Inc. | Keeprite | OLR168-BF | Federally-Regulated Consumer Product | Non-Weatherized, Non-Condensin | 2231 | 540 |  | 05/04/2023 | 209205 | 201694267 | 07/25/2023
Dettson Industries, Inc. | Keeprite | OLV095-CAR | Federally-Regulated Consumer Product | Non-Weatherized, Non-Condensin | 1724 | 503 |  | 05/04/2023 | 113337 | 201693844 | 07/25/2023
Dettson Industries, Inc. | Keeprite | OLV112-BNX | Federally-Regulated Consumer Product | Non-Weatherized, Non-Condensin | 1724 | 503 |  | 05/04/2023 | 113337 | 201694042 | 07/25/2023
Dettson Industries, Inc. | Keeprite | OLR095-BNX | Federally-Regulated Consumer Product | Non-Weatherized, Non-Condensin | 1598 | 494 |  | 05/04/2023 | 113138 | 201693790 | 07/25/2023
Dettson Industries, Inc. | Keeprite | OLV098-RBF | Federally-Regulated Consumer Product | Non-Weatherized, Non-Condensin | 1445 | 484 |  | 05/04/2023 | 98832 | 201693943 | 07/25/2023
Dettson Industries, Inc. | Keeprite | OLR098-BF | Federally-Regulated Consumer Product | Non-Weatherized, Non-Condensin | 1153 | 464 |  | 05/09/2023 | 98833 | 201693871 | 07/25/2023
Dettson Industries, Inc. | Keeprite | OTF210-RF | Federally-Regulated Consumer Product | Non-Weatherized, Non-Condensin | 2279 | 543 |  | 05/09/2023 | 210456 | 201693628 | 07/25/2023
Dettson Industries, Inc. | Keeprite | OLR154-BNX | Federally-Regulated Consumer Product | Non-Weatherized, Non-Condensin | 2192 | 538 |  | 05/04/2023 | 154481 | 201694186 | 07/25/2023
Dettson Industries, Inc. | Keeprite | OLV112-RF | Federally-Regulated Consumer Product | Non-Weatherized, Non-Condensin | 1724 | 503 |  | 05/04/2023 | 113337 | 201694069 | 07/25/2023
Dettson Industries, Inc. | Keeprite | OMF112-BNX | Federally-Regulated Consumer Product | Non-Weatherized, Non-Condensin | 1602 | 496 |  | 05/04/2023 | 109509 | 201695635 | 07/25/2023
Dettson Industries, Inc. | Keeprite | OTF210-BF | Federally-Regulated Consumer Product | Non-Weatherized, Non-Condensin | 2279 | 543 |  | 05/09/2023 | 210456 | 201695941 | 07/25/2023
Dettson Industries, Inc. | Keeprite | OLV154-BNX | Federally-Regulated Consumer Product | Non-Weatherized, Non-Condensin | 2223 | 540 |  | 05/04/2023 | 154668 | 201694213 | 07/25/2023
Dettson Industries, Inc. | Keeprite | OLR098-RBF | Federally-Regulated Consumer Product | Non-Weatherized, Non-Condensin | 1153 | 464 |  | 05/09/2023 | 98833 | 201693898 | 07/25/2023
Dettson Industries, Inc. | Keeprite | OLV095-RF | Federally-Regulated Consumer Product | Non-Weatherized, Non-Condensin | 1724 | 503 |  | 05/04/2023 | 113337 | 201693862 | 07/25/2023
Dettson Industries, Inc. | Keeprite | OMF095-CAR | Federally-Regulated Consumer Product | Non-Weatherized, Non-Condensin | 1602 | 496 |  | 05/04/2023 | 109509 | 201695437 | 07/25/2023
Dettson Industries, Inc. | Keeprite | OMV112-RBF | Federally-Regulated Consumer Product | Non-Weatherized, Non-Condensin | 1496 | 488 |  | 05/09/2023 | 110066 | 201695698 | 07/25/2023
Dettson Industries, Inc. | Keeprite | OLV077-RBF | Federally-Regulated Consumer Product | Non-Weatherized, Non-Condensin | 1445 | 484 |  | 05/04/2023 | 98832 | 201693736 | 07/25/2023
Dettson Industries, Inc. | Keeprite | OMF112-BF | Federally-Regulated Consumer Product | Non-Weatherized, Non-Condensin | 1602 | 496 |  | 05/04/2023 | 109509 | 201695626 | 07/25/2023
Dettson Industries, Inc. | Keeprite | OMV126-BNX | Federally-Regulated Consumer Product | Non-Weatherized, Non-Condensin | 2172 | 535 |  | 05/04/2023 | 152221 | 201695770 | 07/25/2023
Dettson Industries, Inc. | Keeprite | OLR077-BNX | Federally-Regulated Consumer Product | Non-Weatherized, Non-Condensin | 1153 | 464 |  | 05/09/2023 | 98833 | 201693673 | 07/25/2023
Dettson Industries, Inc. | Keeprite | OLV154-RF | Federally-Regulated Consumer Product | Non-Weatherized, Non-Condensin | 2223 | 540 |  | 05/04/2023 | 154668 | 201694231 | 07/25/2023
Dettson Industries, Inc. | Keeprite | OLV077-BF | Federally-Regulated Consumer Product | Non-Weatherized, Non-Condensin | 1445 | 484 |  | 05/04/2023 | 98832 | 201693709 | 07/25/2023
Dettson Industries, Inc. | Keeprite | OLR189-BF | Federally-Regulated Consumer Product | Non-Weatherized, Non-Condensin | 2231 | 540 |  | 05/04/2023 | 209205 | 201694285 | 07/25/2023
Dettson Industries, Inc. | Keeprite | OLV095-BF | Federally-Regulated Consumer Product | Non-Weatherized, Non-Condensin | 1724 | 503 |  | 05/04/2023 | 113337 | 201693826 | 07/25/2023
Dettson Industries, Inc. | Keeprite | OLR098-CAR | Federally-Regulated Consumer Product | Non-Weatherized, Non-Condensin | 1153 | 464 |  | 05/09/2023 | 98833 | 201693889 | 07/25/2023
Dettson Industries, Inc. | Keeprite | OLR095-RBF | Federally-Regulated Consumer Product | Non-Weatherized, Non-Condensin | 1598 | 494 |  | 05/04/2023 | 113138 | 201693808 | 07/25/2023
Dettson Industries, Inc. | Keeprite | OLV112-BF | Federally-Regulated Consumer Product | Non-Weatherized, Non-Condensin | 1724 | 503 |  | 05/04/2023 | 113337 | 201694033 | 07/25/2023
Dettson Industries, Inc. | Keeprite | OLR095-CAR | Federally-Regulated Consumer Product | Non-Weatherized, Non-Condensin | 1598 | 494 |  | 05/04/2023 | 113138 | 201693799 | 07/25/2023
Dettson Industries, Inc. | Keeprite | OMF126-RF | Federally-Regulated Consumer Product | Non-Weatherized, Non-Condensin | 1934 | 519 |  | 05/04/2023 | 152309 | 201695761 | 07/25/2023
Dettson Industries, Inc. | Keeprite | OLR098-RF | Federally-Regulated Consumer Product | Non-Weatherized, Non-Condensin | 1153 | 464 |  | 05/09/2023 | 98833 | 201693907 | 07/25/2023
Dettson Industries, Inc. | Keeprite | OMF095-RBF | Federally-Regulated Consumer Product | Non-Weatherized, Non-Condensin | 1602 | 496 |  | 05/04/2023 | 109509 | 201695446 | 07/25/2023
Dettson Industries, Inc. | Keeprite | OLR154-RBF | Federally-Regulated Consumer Product | Non-Weatherized, Non-Condensin | 2192 | 538 |  | 05/04/2023 | 154481 | 201694195 | 07/25/2023
Dettson Industries, Inc. | Keeprite | OLR126-BNX | Federally-Regulated Consumer Product | Non-Weatherized, Non-Condensin | 2192 | 538 |  | 05/04/2023 | 154481 | 201694105 | 07/25/2023
Dettson Industries, Inc. | Keeprite | OMV154-RF | Federally-Regulated Consumer Product | Non-Weatherized, Non-Condensin | 2172 | 535 |  | 05/04/2023 | 152221 | 201695869 | 07/25/2023
Dettson Industries, Inc. | Keeprite | OMV112-RF | Federally-Regulated Consumer Product | Non-Weatherized, Non-Condensin | 1496 | 488 |  | 05/09/2023 | 110066 | 201695707 | 07/25/2023
Dettson Industries, Inc. | Keeprite | OLV077-CAR | Federally-Regulated Consumer Product | Non-Weatherized, Non-Condensin | 1445 | 484 |  | 05/04/2023 | 98832 | 201693727 | 07/25/2023
Dettson Industries, Inc. | Keeprite | OMF154-BNX | Federally-Regulated Consumer Product | Non-Weatherized, Non-Condensin | 1934 | 519 |  | 05/04/2023 | 152309 | 201695824 | 07/25/2023
Dettson Industries, Inc. | Keeprite | OLV098-RF | Federally-Regulated Consumer Product | Non-Weatherized, Non-Condensin | 1445 | 484 |  | 05/04/2023 | 98832 | 201693952 | 07/25/2023
Dettson Industries, Inc. | Keeprite | OMV112-CAR | Federally-Regulated Consumer Product | Non-Weatherized, Non-Condensin | 1496 | 488 |  | 05/09/2023 | 110066 | 201695689 | 07/25/2023
Dettson Industries, Inc. | Keeprite | OLR189-RF | Federally-Regulated Consumer Product | Non-Weatherized, Non-Condensin | 2231 | 540 |  | 05/04/2023 | 209205 | 201694294 | 07/25/2023
Dettson Industries, Inc. | Keeprite | OLR112-RF | Federally-Regulated Consumer Product | Non-Weatherized, Non-Condensin | 1598 | 494 |  | 05/04/2023 | 113138 | 201694024 | 07/25/2023
Dettson Industries, Inc. | Keeprite | OLR126-RBF | Federally-Regulated Consumer Product | Non-Weatherized, Non-Condensin | 2192 | 538 |  | 05/04/2023 | 154481 | 201694114 | 07/25/2023
Dettson Industries, Inc. | Keeprite | OMV095-BF | Federally-Regulated Consumer Product | Non-Weatherized, Non-Condensin | 1496 | 488 |  | 05/09/2023 | 110066 | 201695464 | 07/25/2023
Dettson Industries, Inc. | Keeprite | OMF095-BF | Federally-Regulated Consumer Product | Non-Weatherized, Non-Condensin | 1602 | 496 |  | 05/04/2023 | 109509 | 201695419 | 07/25/2023
Dettson Industries, Inc. | Tempstar | OLV077-RF | Federally-Regulated Consumer Product | Non-Weatherized, Non-Condensin | 1445 | 484 |  | 05/04/2023 | 98832 | 201693738 | 07/25/2023
Dettson Industries, Inc. | Tempstar | OLR112-RBF | Federally-Regulated Consumer Product | Non-Weatherized, Non-Condensin | 1598 | 494 |  | 05/04/2023 | 113138 | 201694008 | 07/25/2023
Dettson Industries, Inc. | Tempstar | OLR154-RBF | Federally-Regulated Consumer Product | Non-Weatherized, Non-Condensin | 2192 | 538 |  | 05/04/2023 | 154481 | 201694188 | 07/25/2023
Dettson Industries, Inc. | Tempstar | OLV098-CAR | Federally-Regulated Consumer Product | Non-Weatherized, Non-Condensin | 1445 | 484 |  | 05/04/2023 | 98832 | 201693927 | 07/25/2023
Dettson Industries, Inc. | Tempstar | OMF095-RBF | Federally-Regulated Consumer Product | Non-Weatherized, Non-Condensin | 1602 | 496 |  | 05/04/2023 | 109509 | 201695439 | 07/25/2023
Dettson Industries, Inc. | Tempstar | OMF095-BF | Federally-Regulated Consumer Product | Non-Weatherized, Non-Condensin | 1602 | 496 |  | 05/04/2023 | 109509 | 201695412 | 07/25/2023
Dettson Industries, Inc. | Tempstar | OTF210-RF | Federally-Regulated Consumer Product | Non-Weatherized, Non-Condensin | 2279 | 543 |  | 05/09/2023 | 210456 | 201693621 | 07/25/2023
Dettson Industries, Inc. | Tempstar | OMF112-RF | Federally-Regulated Consumer Product | Non-Weatherized, Non-Condensin | 1602 | 496 |  | 05/04/2023 | 109509 | 201695655 | 07/25/2023
Dettson Industries, Inc. | Tempstar | OMV095-BF | Federally-Regulated Consumer Product | Non-Weatherized, Non-Condensin | 1496 | 488 |  | 05/09/2023 | 110066 | 201695457 | 07/25/2023
Dettson Industries, Inc. | Tempstar | OLV077-BNX | Federally-Regulated Consumer Product | Non-Weatherized, Non-Condensin | 1445 | 484 |  | 05/04/2023 | 98832 | 201693711 | 07/25/2023
Dettson Industries, Inc. | Tempstar | OMV154-BNX | Federally-Regulated Consumer Product | Non-Weatherized, Non-Condensin | 2172 | 535 |  | 05/04/2023 | 152221 | 201695844 | 07/25/2023
Dettson Industries, Inc. | Tempstar | OLV154-BNX | Federally-Regulated Consumer Product | Non-Weatherized, Non-Condensin | 2223 | 540 |  | 05/04/2023 | 154668 | 201694206 | 07/25/2023
Dettson Industries, Inc. | Tempstar | OLR077-BF | Federally-Regulated Consumer Product | Non-Weatherized, Non-Condensin | 1153 | 464 |  | 05/09/2023 | 98833 | 201693657 | 07/25/2023
Dettson Industries, Inc. | Tempstar | OLR098-RBF | Federally-Regulated Consumer Product | Non-Weatherized, Non-Condensin | 1153 | 464 |  | 05/09/2023 | 98833 | 201693891 | 07/25/2023
Dettson Industries, Inc. | Tempstar | OLR095-CAR | Federally-Regulated Consumer Product | Non-Weatherized, Non-Condensin | 1598 | 494 |  | 05/04/2023 | 113138 | 201693792 | 07/25/2023
Dettson Industries, Inc. | Tempstar | OMF154-BNX | Federally-Regulated Consumer Product | Non-Weatherized, Non-Condensin | 1934 | 519 |  | 05/04/2023 | 152309 | 201695817 | 07/25/2023
Dettson Industries, Inc. | Tempstar | OLV098-BF | Federally-Regulated Consumer Product | Non-Weatherized, Non-Condensin | 1445 | 484 |  | 05/04/2023 | 98832 | 201693909 | 07/25/2023
Dettson Industries, Inc. | Tempstar | OLV126-RBF | Federally-Regulated Consumer Product | Non-Weatherized, Non-Condensin | 2223 | 540 |  | 05/04/2023 | 154668 | 201694134 | 07/25/2023
Dettson Industries, Inc. | Tempstar | OMF095-BNX | Federally-Regulated Consumer Product | Non-Weatherized, Non-Condensin | 1602 | 496 |  | 05/04/2023 | 109509 | 201695421 | 07/25/2023
Dettson Industries, Inc. | Tempstar | OLR126-RF | Federally-Regulated Consumer Product | Non-Weatherized, Non-Condensin | 2192 | 538 |  | 05/04/2023 | 154481 | 201694116 | 07/25/2023
Dettson Industries, Inc. | Tempstar | OMV154-RBF | Federally-Regulated Consumer Product | Non-Weatherized, Non-Condensin | 2172 | 535 |  | 05/04/2023 | 152221 | 201695853 | 07/25/2023
Dettson Industries, Inc. | Tempstar | OTF168-BF | Federally-Regulated Consumer Product | Non-Weatherized, Non-Condensin | 2279 | 543 |  | 05/09/2023 | 210456 | 201695898 | 07/25/2023
Dettson Industries, Inc. | Tempstar | OLR077-BNX | Federally-Regulated Consumer Product | Non-Weatherized, Non-Condensin | 1153 | 464 |  | 05/09/2023 | 98833 | 201693666 | 07/25/2023
Dettson Industries, Inc. | Tempstar | OLR189-RF | Federally-Regulated Consumer Product | Non-Weatherized, Non-Condensin | 2231 | 540 |  | 05/04/2023 | 209205 | 201694287 | 07/25/2023
Dettson Industries, Inc. | Tempstar | OMV112-BNX | Federally-Regulated Consumer Product | Non-Weatherized, Non-Condensin | 1496 | 488 |  | 05/09/2023 | 110066 | 201695673 | 07/25/2023
Dettson Industries, Inc. | Tempstar | OMF126-RBF | Federally-Regulated Consumer Product | Non-Weatherized, Non-Condensin | 1934 | 519 |  | 05/04/2023 | 152309 | 201695745 | 07/25/2023
Dettson Industries, Inc. | Tempstar | OMV095-RF | Federally-Regulated Consumer Product | Non-Weatherized, Non-Condensin | 1496 | 488 |  | 05/09/2023 | 110066 | 201695493 | 07/25/2023
Dettson Industries, Inc. | Tempstar | OLV077-RBF | Federally-Regulated Consumer Product | Non-Weatherized, Non-Condensin | 1445 | 484 |  | 05/04/2023 | 98832 | 201693729 | 07/25/2023
Dettson Industries, Inc. | Tempstar | OLV126-BNX | Federally-Regulated Consumer Product | Non-Weatherized, Non-Condensin | 2223 | 540 |  | 05/04/2023 | 154668 | 201694125 | 07/25/2023
Dettson Industries, Inc. | Tempstar | OLV112-BF | Federally-Regulated Consumer Product | Non-Weatherized, Non-Condensin | 1724 | 503 |  | 05/04/2023 | 113337 | 201694026 | 07/25/2023
Dettson Industries, Inc. | Tempstar | OMV095-CAR | Federally-Regulated Consumer Product | Non-Weatherized, Non-Condensin | 1496 | 488 |  | 05/09/2023 | 110066 | 201695475 | 07/25/2023
Dettson Industries, Inc. | Tempstar | OMF112-BF | Federally-Regulated Consumer Product | Non-Weatherized, Non-Condensin | 1602 | 496 |  | 05/04/2023 | 109509 | 201695619 | 07/25/2023
Dettson Industries, Inc. | Tempstar | OLR189-BF | Federally-Regulated Consumer Product | Non-Weatherized, Non-Condensin | 2231 | 540 |  | 05/04/2023 | 209205 | 201694278 | 07/25/2023
Dettson Industries, Inc. | Tempstar | OLV095-CAR | Federally-Regulated Consumer Product | Non-Weatherized, Non-Condensin | 1724 | 503 |  | 05/04/2023 | 113337 | 201693837 | 07/25/2023
Dettson Industries, Inc. | Tempstar | OMF095-CAR | Federally-Regulated Consumer Product | Non-Weatherized, Non-Condensin | 1602 | 496 |  | 05/04/2023 | 109509 | 201695430 | 07/25/2023
Dettson Industries, Inc. | Tempstar | OLR112-BNX | Federally-Regulated Consumer Product | Non-Weatherized, Non-Condensin | 1598 | 494 |  | 05/04/2023 | 113138 | 201693990 | 07/25/2023
Dettson Industries, Inc. | Tempstar | OLR210-RF | Federally-Regulated Consumer Product | Non-Weatherized, Non-Condensin | 2231 | 540 |  | 05/04/2023 | 209205 | 201694305 | 07/25/2023
Dettson Industries, Inc. | Tempstar | OMV154-RF | Federally-Regulated Consumer Product | Non-Weatherized, Non-Condensin | 2172 | 535 |  | 05/04/2023 | 152221 | 201695862 | 07/25/2023
Dettson Industries, Inc. | Tempstar | OLR112-BF | Federally-Regulated Consumer Product | Non-Weatherized, Non-Condensin | 1598 | 494 |  | 05/04/2023 | 113138 | 201693981 | 07/25/2023
Dettson Industries, Inc. | Tempstar | OLR098-RF | Federally-Regulated Consumer Product | Non-Weatherized, Non-Condensin | 1153 | 464 |  | 05/09/2023 | 98833 | 201693900 | 07/25/2023
Dettson Industries, Inc. | Tempstar | OLV154-RF | Federally-Regulated Consumer Product | Non-Weatherized, Non-Condensin | 2223 | 540 |  | 05/04/2023 | 154668 | 201694224 | 07/25/2023
Dettson Industries, Inc. | Tempstar | OLR098-BF | Federally-Regulated Consumer Product | Non-Weatherized, Non-Condensin | 1153 | 464 |  | 05/09/2023 | 98833 | 201693864 | 07/25/2023
Dettson Industries, Inc. | Tempstar | OMF126-BNX | Federally-Regulated Consumer Product | Non-Weatherized, Non-Condensin | 1934 | 519 |  | 05/04/2023 | 152309 | 201695736 | 07/25/2023
Dettson Industries, Inc. | Tempstar | OLR095-BF | Federally-Regulated Consumer Product | Non-Weatherized, Non-Condensin | 1598 | 494 |  | 05/04/2023 | 113138 | 201693774 | 07/25/2023
Dettson Industries, Inc. | Tempstar | OLR210-BF | Federally-Regulated Consumer Product | Non-Weatherized, Non-Condensin | 2231 | 540 |  | 05/04/2023 | 209205 | 201694296 | 07/25/2023
Dettson Industries, Inc. | Tempstar | OMV112-RBF | Federally-Regulated Consumer Product | Non-Weatherized, Non-Condensin | 1496 | 488 |  | 05/09/2023 | 110066 | 201695691 | 07/25/2023
Dettson Industries, Inc. | Tempstar | OLV154-RBF | Federally-Regulated Consumer Product | Non-Weatherized, Non-Condensin | 2223 | 540 |  | 05/04/2023 | 154668 | 201694215 | 07/25/2023
Dettson Industries, Inc. | Tempstar | OLR112-RF | Federally-Regulated Consumer Product | Non-Weatherized, Non-Condensin | 1598 | 494 |  | 05/04/2023 | 113138 | 201694017 | 07/25/2023
Dettson Industries, Inc. | Tempstar | OMF112-RBF | Federally-Regulated Consumer Product | Non-Weatherized, Non-Condensin | 1602 | 496 |  | 05/04/2023 | 109509 | 201695646 | 07/25/2023
Dettson Industries, Inc. | Tempstar | OLV112-RBF | Federally-Regulated Consumer Product | Non-Weatherized, Non-Condensin | 1724 | 503 |  | 05/04/2023 | 113337 | 201694053 | 07/25/2023
Dettson Industries, Inc. | Tempstar | OMF112-CAR | Federally-Regulated Consumer Product | Non-Weatherized, Non-Condensin | 1602 | 496 |  | 05/04/2023 | 109509 | 201695637 | 07/25/2023
Dettson Industries, Inc. | Tempstar | OLR098-BNX | Federally-Regulated Consumer Product | Non-Weatherized, Non-Condensin | 1153 | 464 |  | 05/09/2023 | 98833 | 201693873 | 07/25/2023
Dettson Industries, Inc. | Tempstar | OTF189-RF | Federally-Regulated Consumer Product | Non-Weatherized, Non-Condensin | 2279 | 543 |  | 05/09/2023 | 210456 | 201695925 | 07/25/2023
Dettson Industries, Inc. | Tempstar | OMV126-BNX | Federally-Regulated Consumer Product | Non-Weatherized, Non-Condensin | 2172 | 535 |  | 05/04/2023 | 152221 | 201695763 | 07/25/2023
Dettson Industries, Inc. | Tempstar | OMF112-BNX | Federally-Regulated Consumer Product | Non-Weatherized, Non-Condensin | 1602 | 496 |  | 05/04/2023 | 109509 | 201695628 | 07/25/2023
Dettson Industries, Inc. | Tempstar | OLV095-BF | Federally-Regulated Consumer Product | Non-Weatherized, Non-Condensin | 1724 | 503 |  | 05/04/2023 | 113337 | 201693819 | 07/25/2023
Dettson Industries, Inc. | Tempstar | OLR168-BF | Federally-Regulated Consumer Product | Non-Weatherized, Non-Condensin | 2231 | 540 |  | 05/04/2023 | 209205 | 201694260 | 07/25/2023
Dettson Industries, Inc. | Tempstar | OMV112-CAR | Federally-Regulated Consumer Product | Non-Weatherized, Non-Condensin | 1496 | 488 |  | 05/09/2023 | 110066 | 201695682 | 07/25/2023
Dettson Industries, Inc. | Tempstar | OLR098-CAR | Federally-Regulated Consumer Product | Non-Weatherized, Non-Condensin | 1153 | 464 |  | 05/09/2023 | 98833 | 201693882 | 07/25/2023
Dettson Industries, Inc. | Tempstar | OMV095-RBF | Federally-Regulated Consumer Product | Non-Weatherized, Non-Condensin | 1629 | 347 | 497.659 | 10/04/2019 |  |  | 07/25/2023
Dettson Industries, Inc. | Tempstar | OLR077-CAR | Federally-Regulated Consumer Product | Non-Weatherized, Non-Condensin | 1153 | 464 |  | 05/09/2023 | 98833 | 201693675 | 07/25/2023
Dettson Industries, Inc. | Tempstar | OLV098-BNX | Federally-Regulated Consumer Product | Non-Weatherized, Non-Condensin | 1445 | 484 |  | 05/04/2023 | 98832 | 201693918 | 07/25/2023
Dettson Industries, Inc. | Tempstar | OLR168-RF | Federally-Regulated Consumer Product | Non-Weatherized, Non-Condensin | 2231 | 540 |  | 05/04/2023 | 209205 | 201694269 | 07/25/2023
Dettson Industries, Inc. | Tempstar | OTF210-BF | Federally-Regulated Consumer Product | Non-Weatherized, Non-Condensin | 2279 | 543 |  | 05/09/2023 | 210456 | 201695934 | 07/25/2023
Dettson Industries, Inc. | Tempstar | OLR095-RF | Federally-Regulated Consumer Product | Non-Weatherized, Non-Condensin | 1598 | 494 |  | 05/04/2023 | 113138 | 201693810 | 07/25/2023
Dettson Industries, Inc. | Tempstar | OLR112-CAR | Federally-Regulated Consumer Product | Non-Weatherized, Non-Condensin | 1598 | 494 |  | 05/04/2023 | 113138 | 201693999 | 07/25/2023
Dettson Industries, Inc. | Tempstar | OMF154-RBF | Federally-Regulated Consumer Product | Non-Weatherized, Non-Condensin | 1934 | 519 |  | 05/04/2023 | 152309 | 201695826 | 07/25/2023
Dettson Industries, Inc. | Tempstar | OLV112-BNX | Federally-Regulated Consumer Product | Non-Weatherized, Non-Condensin | 1724 | 503 |  | 05/04/2023 | 113337 | 201694035 | 07/25/2023
Dettson Industries, Inc. | Tempstar | OLR154-RF | Federally-Regulated Consumer Product | Non-Weatherized, Non-Condensin | 2192 | 538 |  | 05/04/2023 | 154481 | 201694197 | 07/25/2023
Dettson Industries, Inc. | Tempstar | OLV112-RF | Federally-Regulated Consumer Product | Non-Weatherized, Non-Condensin | 1724 | 503 |  | 05/04/2023 | 113337 | 201694062 | 07/25/2023
Dettson Industries, Inc. | Tempstar | OLV095-RF | Federally-Regulated Consumer Product | Non-Weatherized, Non-Condensin | 1724 | 503 |  | 05/04/2023 | 113337 | 201693855 | 07/25/2023
Dettson Industries, Inc. | Tempstar | OMF126-RF | Federally-Regulated Consumer Product | Non-Weatherized, Non-Condensin | 1934 | 519 |  | 05/04/2023 | 152309 | 201695754 | 07/25/2023
Dettson Industries, Inc. | Tempstar | OLV095-RBF | Federally-Regulated Consumer Product | Non-Weatherized, Non-Condensin | 1724 | 503 |  | 05/04/2023 | 113337 | 201693846 | 07/25/2023
Dettson Industries, Inc. | Tempstar | OLV095-BNX | Federally-Regulated Consumer Product | Non-Weatherized, Non-Condensin | 1724 | 503 |  | 05/04/2023 | 113337 | 201693828 | 07/25/2023
Dettson Industries, Inc. | Tempstar | OLR095-BNX | Federally-Regulated Consumer Product | Non-Weatherized, Non-Condensin | 1598 | 494 |  | 05/04/2023 | 113138 | 201693783 | 07/25/2023
Dettson Industries, Inc. | Tempstar | OLV098-RBF | Federally-Regulated Consumer Product | Non-Weatherized, Non-Condensin | 1445 | 484 |  | 05/04/2023 | 98832 | 201693936 | 07/25/2023
Dettson Industries, Inc. | Tempstar | OLV077-CAR | Federally-Regulated Consumer Product | Non-Weatherized, Non-Condensin | 1445 | 484 |  | 05/04/2023 | 98832 | 201693720 | 07/25/2023
Dettson Industries, Inc. | Tempstar | OLR095-RBF | Federally-Regulated Consumer Product | Non-Weatherized, Non-Condensin | 1598 | 494 |  | 05/04/2023 | 113138 | 201693801 | 07/25/2023
Dettson Industries, Inc. | Tempstar | OTF168-RF | Federally-Regulated Consumer Product | Non-Weatherized, Non-Condensin | 2279 | 543 |  | 05/09/2023 | 210456 | 201695907 | 07/25/2023
Dettson Industries, Inc. | Tempstar | OLV112-CAR | Federally-Regulated Consumer Product | Non-Weatherized, Non-Condensin | 1724 | 503 |  | 05/04/2023 | 113337 | 201694044 | 07/25/2023
Dettson Industries, Inc. | Tempstar | OMV126-RBF | Federally-Regulated Consumer Product | Non-Weatherized, Non-Condensin | 2055 | 337 | 527.905 | 10/04/2019 |  |  | 07/25/2023
Dettson Industries, Inc. | Tempstar | OMV126-RF | Federally-Regulated Consumer Product | Non-Weatherized, Non-Condensin | 2172 | 535 |  | 05/04/2023 | 152221 | 201695781 | 07/25/2023
Dettson Industries, Inc. | Tempstar | OMF154-RF | Federally-Regulated Consumer Product | Non-Weatherized, Non-Condensin | 1934 | 519 |  | 05/04/2023 | 152309 | 201695835 | 07/25/2023
Dettson Industries, Inc. | Tempstar | OMV095-BNX | Federally-Regulated Consumer Product | Non-Weatherized, Non-Condensin | 1496 | 488 |  | 05/09/2023 | 110066 | 201695466 | 07/25/2023
Dettson Industries, Inc. | Tempstar | OMV112-BF | Federally-Regulated Consumer Product | Non-Weatherized, Non-Condensin | 1496 | 488 |  | 05/09/2023 | 110066 | 201695664 | 07/25/2023
Dettson Industries, Inc. | Tempstar | OMV112-RF | Federally-Regulated Consumer Product | Non-Weatherized, Non-Condensin | 1496 | 488 |  | 05/09/2023 | 110066 | 201695700 | 07/25/2023
Dettson Industries, Inc. | Tempstar | OLR077-RF | Federally-Regulated Consumer Product | Non-Weatherized, Non-Condensin | 1153 | 464 |  | 05/09/2023 | 98833 | 201693693 | 07/25/2023
Dettson Industries, Inc. | Tempstar | OTF189-BF | Federally-Regulated Consumer Product | Non-Weatherized, Non-Condensin | 2279 | 543 |  | 05/09/2023 | 210456 | 201695916 | 07/25/2023
Dettson Industries, Inc. | Tempstar | OLR154-BNX | Federally-Regulated Consumer Product | Non-Weatherized, Non-Condensin | 2192 | 538 |  | 05/04/2023 | 154481 | 201694179 | 07/25/2023
Dettson Industries, Inc. | Tempstar | OLV126-RF | Federally-Regulated Consumer Product | Non-Weatherized, Non-Condensin | 2223 | 540 |  | 05/04/2023 | 154668 | 201694143 | 07/25/2023
Dettson Industries, Inc. | Tempstar | OLR126-RBF | Federally-Regulated Consumer Product | Non-Weatherized, Non-Condensin | 2192 | 538 |  | 05/04/2023 | 154481 | 201694107 | 07/25/2023
Dettson Industries, Inc. | Tempstar | OLR126-BNX | Federally-Regulated Consumer Product | Non-Weatherized, Non-Condensin | 2192 | 538 |  | 05/04/2023 | 154481 | 201694098 | 07/25/2023
Dettson Industries, Inc. | Tempstar | OLV077-BF | Federally-Regulated Consumer Product | Non-Weatherized, Non-Condensin | 1445 | 484 |  | 05/04/2023 | 98832 | 201693702 | 07/25/2023
Dettson Industries, Inc. | Tempstar | OLV098-RF | Federally-Regulated Consumer Product | Non-Weatherized, Non-Condensin | 1445 | 484 |  | 05/04/2023 | 98832 | 201693945 | 07/25/2023
Dettson Industries, Inc. | Tempstar | OMF095-RF | Federally-Regulated Consumer Product | Non-Weatherized, Non-Condensin | 1602 | 496 |  | 05/04/2023 | 109509 | 201695448 | 07/25/2023
Dettson Industries, Inc. | Tempstar | OLR077-RBF | Federally-Regulated Consumer Product | Non-Weatherized, Non-Condensin | 1153 | 464 |  | 05/09/2023 | 98833 | 201693684 | 07/25/2023
Dettson Industries, Inc. | Kenmore | OLR098-CAR | Federally-Regulated Consumer Product | Non-Weatherized, Non-Condensin | 1153 | 464 |  | 07/25/2023 | 98833 | 201693884 | 07/25/2023
Dettson Industries, Inc. | Kenmore | OLV077-RF | Federally-Regulated Consumer Product | Non-Weatherized, Non-Condensin | 1445 | 484 |  | 07/25/2023 | 98832 | 201693740 | 07/25/2023
Dettson Industries, Inc. | Kenmore | OLR168-BF | Federally-Regulated Consumer Product | Non-Weatherized, Non-Condensin | 2231 | 540 |  | 07/25/2023 | 209205 | 201694262 | 07/25/2023
Dettson Industries, Inc. | Kenmore | OLR126-RF | Federally-Regulated Consumer Product | Non-Weatherized, Non-Condensin | 2192 | 538 |  | 07/25/2023 | 154481 | 201694118 | 07/25/2023
Dettson Industries, Inc. | Kenmore | OTF168-BF | Federally-Regulated Consumer Product | Non-Weatherized, Non-Condensin | 2279 | 543 |  | 07/25/2023 | 210456 | 201695900 | 07/25/2023
Dettson Industries, Inc. | Kenmore | OMF154-RBF | Federally-Regulated Consumer Product | Non-Weatherized, Non-Condensin | 1934 | 519 |  | 07/25/2023 | 152309 | 201695828 | 07/25/2023
Dettson Industries, Inc. | Kenmore | OLR210-BF | Federally-Regulated Consumer Product | Non-Weatherized, Non-Condensin | 2231 | 540 |  | 07/25/2023 | 209205 | 201694298 | 07/25/2023
Dettson Industries, Inc. | Kenmore | OLR095-BF | Federally-Regulated Consumer Product | Non-Weatherized, Non-Condensin | 1598 | 494 |  | 07/25/2023 | 113138 | 201693776 | 07/25/2023
Dettson Industries, Inc. | Kenmore | OLV112-CAR | Federally-Regulated Consumer Product | Non-Weatherized, Non-Condensin | 1724 | 503 |  | 07/25/2023 | 113337 | 201694046 | 07/25/2023
Dettson Industries, Inc. | Kenmore | OLV154-RF | Federally-Regulated Consumer Product | Non-Weatherized, Non-Condensin | 2223 | 540 |  | 07/25/2023 | 154668 | 201694226 | 07/25/2023
Dettson Industries, Inc. | Kenmore | OLV077-RBF | Federally-Regulated Consumer Product | Non-Weatherized, Non-Condensin | 1445 | 484 |  | 07/25/2023 | 98832 | 201693731 | 07/25/2023
Dettson Industries, Inc. | Kenmore | OLV126-RF | Federally-Regulated Consumer Product | Non-Weatherized, Non-Condensin | 2223 | 540 |  | 07/25/2023 | 154668 | 201694145 | 07/25/2023
Dettson Industries, Inc. | Kenmore | OLV098-BNX | Federally-Regulated Consumer Product | Non-Weatherized, Non-Condensin | 1445 | 484 |  | 07/25/2023 | 98832 | 201693920 | 07/25/2023
Dettson Industries, Inc. | Kenmore | OLV112-BNX | Federally-Regulated Consumer Product | Non-Weatherized, Non-Condensin | 1724 | 503 |  | 07/25/2023 | 113337 | 201694037 | 07/25/2023
Dettson Industries, Inc. | Kenmore | OMV112-BNX | Federally-Regulated Consumer Product | Non-Weatherized, Non-Condensin | 1496 | 488 |  | 07/25/2023 | 110066 | 201695675 | 07/25/2023
Dettson Industries, Inc. | Kenmore | OLR077-BF | Federally-Regulated Consumer Product | Non-Weatherized, Non-Condensin | 1153 | 464 |  | 07/25/2023 | 98833 | 201693659 | 07/25/2023
Dettson Industries, Inc. | Kenmore | OMV154-RBF | Federally-Regulated Consumer Product | Non-Weatherized, Non-Condensin | 2172 | 535 |  | 07/25/2023 | 152221 | 201695855 | 07/25/2023
Dettson Industries, Inc. | Kenmore | OLV077-BNX | Federally-Regulated Consumer Product | Non-Weatherized, Non-Condensin | 1445 | 484 |  | 07/25/2023 | 98832 | 201693713 | 07/25/2023
Dettson Industries, Inc. | Kenmore | OLR077-BNX | Federally-Regulated Consumer Product | Non-Weatherized, Non-Condensin | 1153 | 464 |  | 07/25/2023 | 98833 | 201693668 | 07/25/2023
Dettson Industries, Inc. | Kenmore | OTF189-RF | Federally-Regulated Consumer Product | Non-Weatherized, Non-Condensin | 2279 | 543 |  | 07/25/2023 | 210456 | 201695927 | 07/25/2023
Dettson Industries, Inc. | Kenmore | OMF126-RF | Federally-Regulated Consumer Product | Non-Weatherized, Non-Condensin | 1934 | 519 |  | 07/25/2023 | 152309 | 201695756 | 07/25/2023
Dettson Industries, Inc. | Kenmore | OLR210-RF | Federally-Regulated Consumer Product | Non-Weatherized, Non-Condensin | 2231 | 540 |  | 07/25/2023 | 209205 | 201694307 | 07/25/2023
Dettson Industries, Inc. | Kenmore | OMF112-RF | Federally-Regulated Consumer Product | Non-Weatherized, Non-Condensin | 1602 | 496 |  | 07/25/2023 | 109509 | 201695657 | 07/25/2023
Dettson Industries, Inc. | Kenmore | OLR189-RF | Federally-Regulated Consumer Product | Non-Weatherized, Non-Condensin | 2231 | 540 |  | 07/25/2023 | 209205 | 201694289 | 07/25/2023
Dettson Industries, Inc. | Kenmore | OMV126-BNX | Federally-Regulated Consumer Product | Non-Weatherized, Non-Condensin | 2172 | 535 |  | 07/25/2023 | 152221 | 201695765 | 07/25/2023
Dettson Industries, Inc. | Kenmore | OMF126-RBF | Federally-Regulated Consumer Product | Non-Weatherized, Non-Condensin | 1934 | 519 |  | 07/25/2023 | 152309 | 201695747 | 07/25/2023
Dettson Industries, Inc. | Kenmore | OLV095-RF | Federally-Regulated Consumer Product | Non-Weatherized, Non-Condensin | 1724 | 503 |  | 07/25/2023 | 113337 | 201693857 | 07/25/2023
Dettson Industries, Inc. | Kenmore | OLR112-BF | Federally-Regulated Consumer Product | Non-Weatherized, Non-Condensin | 1598 | 494 |  | 07/25/2023 | 113138 | 201693983 | 07/25/2023
Dettson Industries, Inc. | Kenmore | OLV154-BNX | Federally-Regulated Consumer Product | Non-Weatherized, Non-Condensin | 2223 | 540 |  | 07/25/2023 | 154668 | 201694208 | 07/25/2023
Dettson Industries, Inc. | Kenmore | OMV112-RF | Federally-Regulated Consumer Product | Non-Weatherized, Non-Condensin | 1496 | 488 |  | 07/25/2023 | 110066 | 201695702 | 07/25/2023
Dettson Industries, Inc. | Kenmore | OLR098-BNX | Federally-Regulated Consumer Product | Non-Weatherized, Non-Condensin | 1153 | 464 |  | 07/25/2023 | 98833 | 201693875 | 07/25/2023
Dettson Industries, Inc. | Kenmore | OTF168-RF | Federally-Regulated Consumer Product | Non-Weatherized, Non-Condensin | 2279 | 543 |  | 07/25/2023 | 210456 | 201695909 | 07/25/2023
Dettson Industries, Inc. | Kenmore | OMV112-RBF | Federally-Regulated Consumer Product | Non-Weatherized, Non-Condensin | 1496 | 488 |  | 07/25/2023 | 110066 | 201695693 | 07/25/2023
Dettson Industries, Inc. | Kenmore | OLR154-BNX | Federally-Regulated Consumer Product | Non-Weatherized, Non-Condensin | 2192 | 538 |  | 07/25/2023 | 154481 | 201694181 | 07/25/2023
Dettson Industries, Inc. | Kenmore | OLR154-RF | Federally-Regulated Consumer Product | Non-Weatherized, Non-Condensin | 2192 | 538 |  | 07/25/2023 | 154481 | 201694199 | 07/25/2023
Dettson Industries, Inc. | Kenmore | OLR126-BNX | Federally-Regulated Consumer Product | Non-Weatherized, Non-Condensin | 2192 | 538 |  | 07/25/2023 | 154481 | 201694100 | 07/25/2023
Dettson Industries, Inc. | Kenmore | OLV098-RF | Federally-Regulated Consumer Product | Non-Weatherized, Non-Condensin | 1445 | 484 |  | 07/25/2023 | 98832 | 201693947 | 07/25/2023
Dettson Industries, Inc. | Kenmore | OMF154-RF | Federally-Regulated Consumer Product | Non-Weatherized, Non-Condensin | 1934 | 519 |  | 07/25/2023 | 152309 | 201695837 | 07/25/2023
Dettson Industries, Inc. | Kenmore | OLR095-RF | Federally-Regulated Consumer Product | Non-Weatherized, Non-Condensin | 1598 | 494 |  | 07/25/2023 | 113138 | 201693812 | 07/25/2023
Dettson Industries, Inc. | Kenmore | OLR112-CAR | Federally-Regulated Consumer Product | Non-Weatherized, Non-Condensin | 1598 | 494 |  | 07/25/2023 | 113138 | 201694001 | 07/25/2023
Dettson Industries, Inc. | Kenmore | OLV112-RF | Federally-Regulated Consumer Product | Non-Weatherized, Non-Condensin | 1724 | 503 |  | 07/25/2023 | 113337 | 201694064 | 07/25/2023
Dettson Industries, Inc. | Kenmore | OLR168-RF | Federally-Regulated Consumer Product | Non-Weatherized, Non-Condensin | 2231 | 540 |  | 07/25/2023 | 209205 | 201694271 | 07/25/2023
Dettson Industries, Inc. | Kenmore | OLR112-RF | Federally-Regulated Consumer Product | Non-Weatherized, Non-Condensin | 1598 | 494 |  | 07/25/2023 | 113138 | 201694019 | 07/25/2023
Dettson Industries, Inc. | Kenmore | OLR126-RBF | Federally-Regulated Consumer Product | Non-Weatherized, Non-Condensin | 2192 | 538 |  | 07/25/2023 | 154481 | 201694109 | 07/25/2023
Dettson Industries, Inc. | Kenmore | OLR098-RBF | Federally-Regulated Consumer Product | Non-Weatherized, Non-Condensin | 1153 | 464 |  | 07/25/2023 | 98833 | 201693893 | 07/25/2023
Dettson Industries, Inc. | Kenmore | OMF112-CAR | Federally-Regulated Consumer Product | Non-Weatherized, Non-Condensin | 1602 | 496 |  | 07/25/2023 | 109509 | 201695639 | 07/25/2023
Dettson Industries, Inc. | Kenmore | OMV095-BF | Federally-Regulated Consumer Product | Non-Weatherized, Non-Condensin | 1496 | 488 |  | 07/25/2023 | 110066 | 201695459 | 07/25/2023
Dettson Industries, Inc. | Kenmore | OLV098-BF | Federally-Regulated Consumer Product | Non-Weatherized, Non-Condensin | 1445 | 484 |  | 07/25/2023 | 98832 | 201693911 | 07/25/2023
Dettson Industries, Inc. | Kenmore | OMF126-BNX | Federally-Regulated Consumer Product | Non-Weatherized, Non-Condensin | 1934 | 519 |  | 07/25/2023 | 152309 | 201695738 | 07/25/2023
Dettson Industries, Inc. | Kenmore | OTF189-BF | Federally-Regulated Consumer Product | Non-Weatherized, Non-Condensin | 2279 | 543 |  | 07/25/2023 | 210456 | 201695918 | 07/25/2023
Dettson Industries, Inc. | Kenmore | OTF210-BF | Federally-Regulated Consumer Product | Non-Weatherized, Non-Condensin | 2279 | 543 |  | 07/25/2023 | 210456 | 201695936 | 07/25/2023
Dettson Industries, Inc. | Kenmore | OTF210-RF | Federally-Regulated Consumer Product | Non-Weatherized, Non-Condensin | 2279 | 543 |  | 07/25/2023 | 210456 | 201693623 | 07/25/2023
Dettson Industries, Inc. | Kenmore | OMF154-BNX | Federally-Regulated Consumer Product | Non-Weatherized, Non-Condensin | 1934 | 519 |  | 07/25/2023 | 152309 | 201695819 | 07/25/2023
Dettson Industries, Inc. | Kenmore | OLR077-RBF | Federally-Regulated Consumer Product | Non-Weatherized, Non-Condensin | 1153 | 464 |  | 07/25/2023 | 98833 | 201693686 | 07/25/2023
Dettson Industries, Inc. | Kenmore | OMV126-RF | Federally-Regulated Consumer Product | Non-Weatherized, Non-Condensin | 2172 | 535 |  | 07/25/2023 | 152221 | 201695783 | 07/25/2023
Dettson Industries, Inc. | Kenmore | OLR077-CAR | Federally-Regulated Consumer Product | Non-Weatherized, Non-Condensin | 1153 | 464 |  | 07/25/2023 | 98833 | 201693677 | 07/25/2023
Dettson Industries, Inc. | Kenmore | OLV126-RBF | Federally-Regulated Consumer Product | Non-Weatherized, Non-Condensin | 2223 | 540 |  | 07/25/2023 | 154668 | 201694136 | 07/25/2023
Dettson Industries, Inc. | Kenmore | OMF095-BNX | Federally-Regulated Consumer Product | Non-Weatherized, Non-Condensin | 1602 | 496 |  | 07/25/2023 | 109509 | 201695423 | 07/25/2023
Dettson Industries, Inc. | Kenmore | OLR098-BF | Federally-Regulated Consumer Product | Non-Weatherized, Non-Condensin | 1153 | 464 |  | 07/25/2023 | 98833 | 201693866 | 07/25/2023
Dettson Industries, Inc. | Kenmore | OMV095-BNX | Federally-Regulated Consumer Product | Non-Weatherized, Non-Condensin | 1496 | 488 |  | 07/25/2023 | 110066 | 201695468 | 07/25/2023
Dettson Industries, Inc. | Kenmore | OMF112-RBF | Federally-Regulated Consumer Product | Non-Weatherized, Non-Condensin | 1602 | 496 |  | 07/25/2023 | 109509 | 201695648 | 07/25/2023
Dettson Industries, Inc. | Kenmore | OLV077-CAR | Federally-Regulated Consumer Product | Non-Weatherized, Non-Condensin | 1445 | 484 |  | 07/25/2023 | 98832 | 201693722 | 07/25/2023
Dettson Industries, Inc. | Kenmore | OLV154-RBF | Federally-Regulated Consumer Product | Non-Weatherized, Non-Condensin | 2223 | 540 |  | 07/25/2023 | 154668 | 201694217 | 07/25/2023
Dettson Industries, Inc. | Kenmore | OMF112-BF | Federally-Regulated Consumer Product | Non-Weatherized, Non-Condensin | 1602 | 496 |  | 07/25/2023 | 109509 | 201695621 | 07/25/2023
Dettson Industries, Inc. | Kenmore | OMV112-CAR | Federally-Regulated Consumer Product | Non-Weatherized, Non-Condensin | 1496 | 488 |  | 07/25/2023 | 110066 | 201695684 | 07/25/2023
Dettson Industries, Inc. | Kenmore | OLR154-RBF | Federally-Regulated Consumer Product | Non-Weatherized, Non-Condensin | 2192 | 538 |  | 07/25/2023 | 154481 | 201694190 | 07/25/2023
Dettson Industries, Inc. | Kenmore | OLR095-RBF | Federally-Regulated Consumer Product | Non-Weatherized, Non-Condensin | 1598 | 494 |  | 07/25/2023 | 113138 | 201693803 | 07/25/2023
Dettson Industries, Inc. | Kenmore | OLR077-RF | Federally-Regulated Consumer Product | Non-Weatherized, Non-Condensin | 1153 | 464 |  | 07/25/2023 | 98833 | 201693695 | 07/25/2023
Dettson Industries, Inc. | Kenmore | OMF095-RBF | Federally-Regulated Consumer Product | Non-Weatherized, Non-Condensin | 1602 | 496 |  | 07/25/2023 | 109509 | 201695441 | 07/25/2023
Dettson Industries, Inc. | Kenmore | OLV077-BF | Federally-Regulated Consumer Product | Non-Weatherized, Non-Condensin | 1445 | 484 |  | 07/25/2023 | 98832 | 201693704 | 07/25/2023
Dettson Industries, Inc. | Kenmore | OLV098-RBF | Federally-Regulated Consumer Product | Non-Weatherized, Non-Condensin | 1445 | 484 |  | 07/25/2023 | 98832 | 201693938 | 07/25/2023
Dettson Industries, Inc. | Kenmore | OMV126-RBF | Federally-Regulated Consumer Product | Non-Weatherized, Non-Condensin | 2172 | 535 |  | 07/25/2023 | 152221 | 201695774 | 07/25/2023
Dettson Industries, Inc. | Kenmore | OLR189-BF | Federally-Regulated Consumer Product | Non-Weatherized, Non-Condensin | 2231 | 540 |  | 07/25/2023 | 209205 | 201694280 | 07/25/2023
Dettson Industries, Inc. | Kenmore | OLR112-RBF | Federally-Regulated Consumer Product | Non-Weatherized, Non-Condensin | 1598 | 494 |  | 07/25/2023 | 113138 | 201694010 | 07/25/2023
Dettson Industries, Inc. | Kenmore | OLV112-BF | Federally-Regulated Consumer Product | Non-Weatherized, Non-Condensin | 1724 | 503 |  | 07/25/2023 | 113337 | 201694028 | 07/25/2023
Dettson Industries, Inc. | Kenmore | OLR098-RF | Federally-Regulated Consumer Product | Non-Weatherized, Non-Condensin | 1153 | 464 |  | 07/25/2023 | 98833 | 201693902 | 07/25/2023
Dettson Industries, Inc. | Kenmore | OLV126-BNX | Federally-Regulated Consumer Product | Non-Weatherized, Non-Condensin | 2223 | 540 |  | 07/25/2023 | 154668 | 201694127 | 07/25/2023
Dettson Industries, Inc. | Kenmore | OLV095-BF | Federally-Regulated Consumer Product | Non-Weatherized, Non-Condensin | 1724 | 503 |  | 07/25/2023 | 113337 | 201693821 | 07/25/2023
Dettson Industries, Inc. | Kenmore | OLV098-CAR | Federally-Regulated Consumer Product | Non-Weatherized, Non-Condensin | 1445 | 484 |  | 07/25/2023 | 98832 | 201693929 | 07/25/2023
Dettson Industries, Inc. | Kenmore | OLV112-RBF | Federally-Regulated Consumer Product | Non-Weatherized, Non-Condensin | 1724 | 503 |  | 07/25/2023 | 113337 | 201694055 | 07/25/2023
Dettson Industries, Inc. | Kenmore | OLV095-RBF | Federally-Regulated Consumer Product | Non-Weatherized, Non-Condensin | 1724 | 503 |  | 07/25/2023 | 113337 | 201693848 | 07/25/2023
Dettson Industries, Inc. | Kenmore | OMV112-BF | Federally-Regulated Consumer Product | Non-Weatherized, Non-Condensin | 1496 | 488 |  | 07/25/2023 | 110066 | 201695666 | 07/25/2023
Dettson Industries, Inc. | Kenmore | OLV095-CAR | Federally-Regulated Consumer Product | Non-Weatherized, Non-Condensin | 1724 | 503 |  | 07/25/2023 | 113337 | 201693839 | 07/25/2023
Dettson Industries, Inc. | Kenmore | OMV095-RBF | Federally-Regulated Consumer Product | Non-Weatherized, Non-Condensin | 1496 | 488 |  | 07/25/2023 | 110066 | 201695486 | 07/25/2023
Dettson Industries, Inc. | Kenmore | OMV095-CAR | Federally-Regulated Consumer Product | Non-Weatherized, Non-Condensin | 1496 | 488 |  | 07/25/2023 | 110066 | 201695477 | 07/25/2023
Dettson Industries, Inc. | Kenmore | OMV095-RF | Federally-Regulated Consumer Product | Non-Weatherized, Non-Condensin | 1496 | 488 |  | 07/25/2023 | 110066 | 201695495 | 07/25/2023
Dettson Industries, Inc. | Kenmore | OLV095-BNX | Federally-Regulated Consumer Product | Non-Weatherized, Non-Condensin | 1724 | 503 |  | 07/25/2023 | 113337 | 201693830 | 07/25/2023
Dettson Industries, Inc. | Kenmore | OLR095-CAR | Federally-Regulated Consumer Product | Non-Weatherized, Non-Condensin | 1598 | 494 |  | 07/25/2023 | 113138 | 201693794 | 07/25/2023
Dettson Industries, Inc. | Kenmore | OMF095-RF | Federally-Regulated Consumer Product | Non-Weatherized, Non-Condensin | 1602 | 496 |  | 07/25/2023 | 109509 | 201695450 | 07/25/2023
Dettson Industries, Inc. | Kenmore | OMV154-BNX | Federally-Regulated Consumer Product | Non-Weatherized, Non-Condensin | 2172 | 535 |  | 07/25/2023 | 152221 | 201695846 | 07/25/2023
Dettson Industries, Inc. | Kenmore | OMF095-BF | Federally-Regulated Consumer Product | Non-Weatherized, Non-Condensin | 1602 | 496 |  | 07/25/2023 | 109509 | 201695414 | 07/25/2023
Dettson Industries, Inc. | Kenmore | OLR112-BNX | Federally-Regulated Consumer Product | Non-Weatherized, Non-Condensin | 1598 | 494 |  | 07/25/2023 | 113138 | 201693992 | 07/25/2023
Dettson Industries, Inc. | Kenmore | OMF095-CAR | Federally-Regulated Consumer Product | Non-Weatherized, Non-Condensin | 1602 | 496 |  | 07/25/2023 | 109509 | 201695432 | 07/25/2023
Dettson Industries, Inc. | Kenmore | OMF112-BNX | Federally-Regulated Consumer Product | Non-Weatherized, Non-Condensin | 1602 | 496 |  | 07/25/2023 | 109509 | 201695630 | 07/25/2023
Dettson Industries, Inc. | Kenmore | OLR095-BNX | Federally-Regulated Consumer Product | Non-Weatherized, Non-Condensin | 1598 | 494 |  | 07/25/2023 | 113138 | 201693785 | 07/25/2023
Dettson Industries, Inc. | Kenmore | OMV154-RF | Federally-Regulated Consumer Product | Non-Weatherized, Non-Condensin | 2172 | 535 |  | 07/25/2023 | 152221 | 201695864 | 07/25/2023
Dettson Industries, Inc. | Williamson-Thermoflo | PMP-210-DD-S2-RB135 | Federally-Regulated Consumer Product | Non-Weatherized, Non-Condensin | 2279 | 543 |  | 05/09/2023 | 210456 | 204483192 | 07/25/2023
Dettson Industries, Inc. | Williamson-Thermoflo | PMP-095-VS-RBF | Federally-Regulated Consumer Product | Non-Weatherized, Non-Condensin | 1496 | 488 |  | 08/18/2022 | 110066 | 7043338 | 07/25/2023
Dettson Industries, Inc. | Williamson-Thermoflo | PLB-095-VS-BNX | Federally-Regulated Consumer Product | Non-Weatherized, Non-Condensin | 1724 | 503 |  | 05/04/2023 | 113337 | 7043376 | 07/25/2023
Dettson Industries, Inc. | Williamson-Thermoflo | PLB-098-VS-BF | Federally-Regulated Consumer Product | Non-Weatherized, Non-Condensin | 1445 | 484 |  | 05/04/2023 | 98832 | 7043385 | 07/25/2023
Dettson Industries, Inc. | Williamson-Thermoflo | PLB-098-DD-CAR | Federally-Regulated Consumer Product | Non-Weatherized, Non-Condensin | 1153 | 464 |  | 05/09/2023 | 98833 | 7043382 | 07/25/2023
Dettson Industries, Inc. | Williamson-Thermoflo | PLB-112-VS-BF | Federally-Regulated Consumer Product | Non-Weatherized, Non-Condensin | 1724 | 503 |  | 05/04/2023 | 113337 | 7043395 | 07/25/2023
Dettson Industries, Inc. | Williamson-Thermoflo | PLB-168-RF | Federally-Regulated Consumer Product | Non-Weatherized, Non-Condensin | 2231 | 540 |  | 05/04/2023 | 209205 | 8581454 | 07/25/2023
Dettson Industries, Inc. | Williamson-Thermoflo | PLB-189-BF | Federally-Regulated Consumer Product | Non-Weatherized, Non-Condensin | 2231 | 540 |  | 05/04/2023 | 209205 | 8581455 | 07/25/2023
Dettson Industries, Inc. | Williamson-Thermoflo | PLB-077-DD-BF | Federally-Regulated Consumer Product | Non-Weatherized, Non-Condensin | 1153 | 464 |  | 05/09/2023 | 98833 | 7043360 | 07/25/2023
Dettson Industries, Inc. | Williamson-Thermoflo | PLB-112-DD-BNX | Federally-Regulated Consumer Product | Non-Weatherized, Non-Condensin | 1598 | 494 |  | 05/04/2023 | 113138 | 7043391 | 07/25/2023
Dettson Industries, Inc. | Williamson-Thermoflo | PLB-077-VS-CAR | Federally-Regulated Consumer Product | Non-Weatherized, Non-Condensin | 1445 | 484 |  | 05/04/2023 | 98832 | 7043367 | 07/25/2023
Dettson Industries, Inc. | Williamson-Thermoflo | PLB-112-VS-RF | Federally-Regulated Consumer Product | Non-Weatherized, Non-Condensin | 1724 | 503 |  | 05/04/2023 | 113337 | 7043399 | 07/25/2023
Dettson Industries, Inc. | Williamson-Thermoflo | PLB-095-DD-RF | Federally-Regulated Consumer Product | Non-Weatherized, Non-Condensin | 1598 | 494 |  | 05/04/2023 | 113138 | 7043374 | 07/25/2023
Dettson Industries, Inc. | Williamson-Thermoflo | PMP-112-VS-CAR | Federally-Regulated Consumer Product | Non-Weatherized, Non-Condensin | 1496 | 488 |  | 05/09/2023 | 110066 | 7043357 | 07/25/2023
Dettson Industries, Inc. | Williamson-Thermoflo | PMP-095-VS-RF | Federally-Regulated Consumer Product | Non-Weatherized, Non-Condensin | 1496 | 488 |  | 05/09/2023 | 110066 | 7043339 | 07/25/2023
Dettson Industries, Inc. | Williamson-Thermoflo | PMP-095-DD-CAR | Federally-Regulated Consumer Product | Non-Weatherized, Non-Condensin | 1602 | 496 |  | 05/04/2023 | 109509 | 7043332 | 07/25/2023
Dettson Industries, Inc. | Williamson-Thermoflo | PMP-112-VS-RF | Federally-Regulated Consumer Product | Non-Weatherized, Non-Condensin | 1496 | 488 |  | 05/09/2023 | 110066 | 7043359 | 07/25/2023
Dettson Industries, Inc. | Williamson-Thermoflo | PLB-095-DD-CAR | Federally-Regulated Consumer Product | Non-Weatherized, Non-Condensin | 1598 | 494 |  | 05/04/2023 | 113138 | 7043372 | 07/25/2023
Dettson Industries, Inc. | Williamson-Thermoflo | PMP-112-DD-BNX | Federally-Regulated Consumer Product | Non-Weatherized, Non-Condensin | 1602 | 496 |  | 05/04/2023 | 109509 | 7043351 | 07/25/2023
Dettson Industries, Inc. | Williamson-Thermoflo | PLB-112-VS-BNX | Federally-Regulated Consumer Product | Non-Weatherized, Non-Condensin | 1724 | 503 |  | 05/04/2023 | 113337 | 7043396 | 07/25/2023
Dettson Industries, Inc. | Williamson-Thermoflo | PMP-210-DD-S2-AF120 | Federally-Regulated Consumer Product | Non-Weatherized, Non-Condensin | 2279 | 543 |  | 05/09/2023 | 210456 | 204483188 | 07/25/2023
Dettson Industries, Inc. | Williamson-Thermoflo | PMP-095-VS-BF | Federally-Regulated Consumer Product | Non-Weatherized, Non-Condensin | 1496 | 488 |  | 05/09/2023 | 110066 | 7043335 | 07/25/2023
Dettson Industries, Inc. | Williamson-Thermoflo | PLB-112-DD-BF | Federally-Regulated Consumer Product | Non-Weatherized, Non-Condensin | 1598 | 494 |  | 05/04/2023 | 113138 | 7043390 | 07/25/2023
Dettson Industries, Inc. | Williamson-Thermoflo | PLB-210-RF | Federally-Regulated Consumer Product | Non-Weatherized, Non-Condensin | 2231 | 540 |  | 05/04/2023 | 209205 | 8581458 | 07/25/2023
Dettson Industries, Inc. | Williamson-Thermoflo | PMP-210-DD-S2-RB120 | Federally-Regulated Consumer Product | Non-Weatherized, Non-Condensin | 2279 | 543 |  | 05/09/2023 | 210456 | 204483190 | 07/25/2023
Dettson Industries, Inc. | Williamson-Thermoflo | PLB-077-DD-RBF | Federally-Regulated Consumer Product | Non-Weatherized, Non-Condensin | 1153 | 464 |  | 05/09/2023 | 98833 | 7043363 | 07/25/2023
Dettson Industries, Inc. | Williamson-Thermoflo | PLB-098-VS-BNX | Federally-Regulated Consumer Product | Non-Weatherized, Non-Condensin | 1445 | 484 |  | 05/04/2023 | 98832 | 7043386 | 07/25/2023
Dettson Industries, Inc. | Williamson-Thermoflo | PLB-095-VS-RF | Federally-Regulated Consumer Product | Non-Weatherized, Non-Condensin | 1724 | 503 |  | 05/04/2023 | 113337 | 7043379 | 07/25/2023
Dettson Industries, Inc. | Williamson-Thermoflo | PMP-112-DD-BF | Federally-Regulated Consumer Product | Non-Weatherized, Non-Condensin | 1602 | 496 |  | 05/04/2023 | 109509 | 7043350 | 07/25/2023
Dettson Industries, Inc. | Williamson-Thermoflo | PMP-095-DD-RBF | Federally-Regulated Consumer Product | Non-Weatherized, Non-Condensin | 1602 | 496 |  | 05/04/2023 | 109509 | 7043333 | 07/25/2023
Dettson Industries, Inc. | Williamson-Thermoflo | PMP-112-DD-RBF | Federally-Regulated Consumer Product | Non-Weatherized, Non-Condensin | 1602 | 496 |  | 05/04/2023 | 109509 | 7043353 | 07/25/2023
Dettson Industries, Inc. | Williamson-Thermoflo | PLB-077-DD-RF | Federally-Regulated Consumer Product | Non-Weatherized, Non-Condensin | 1153 | 464 |  | 05/09/2023 | 98833 | 7043364 | 07/25/2023
Dettson Industries, Inc. | Williamson-Thermoflo | PLB-098-VS-RF | Federally-Regulated Consumer Product | Non-Weatherized, Non-Condensin | 1445 | 484 |  | 05/04/2023 | 98832 | 7043389 | 07/25/2023
Dettson Industries, Inc. | Williamson-Thermoflo | PLB-210-BF | Federally-Regulated Consumer Product | Non-Weatherized, Non-Condensin | 2231 | 540 |  | 05/04/2023 | 209205 | 8581457 | 07/25/2023
Dettson Industries, Inc. | Williamson-Thermoflo | PMP-210-DD-S2-RB150 | Federally-Regulated Consumer Product | Non-Weatherized, Non-Condensin | 2279 | 543 |  | 05/09/2023 | 210456 | 204483193 | 07/25/2023
Dettson Industries, Inc. | Williamson-Thermoflo | PLB-168-BF | Federally-Regulated Consumer Product | Non-Weatherized, Non-Condensin | 2231 | 540 |  | 05/04/2023 | 209205 | 8581453 | 07/25/2023
Dettson Industries, Inc. | Williamson-Thermoflo | PLB-095-DD-BF | Federally-Regulated Consumer Product | Non-Weatherized, Non-Condensin | 1598 | 494 |  | 05/04/2023 | 113138 | 7043370 | 07/25/2023
Dettson Industries, Inc. | Williamson-Thermoflo | PLB-077-VS-RBF | Federally-Regulated Consumer Product | Non-Weatherized, Non-Condensin | 1445 | 484 |  | 05/04/2023 | 98832 | 7043368 | 07/25/2023
Dettson Industries, Inc. | Williamson-Thermoflo | PMP-112-DD-RF | Federally-Regulated Consumer Product | Non-Weatherized, Non-Condensin | 1602 | 496 |  | 05/04/2023 | 109509 | 7043354 | 07/25/2023
Dettson Industries, Inc. | Williamson-Thermoflo | PLB-098-DD-BNX | Federally-Regulated Consumer Product | Non-Weatherized, Non-Condensin | 1153 | 464 |  | 05/09/2023 | 98833 | 7043381 | 07/25/2023
Dettson Industries, Inc. | Williamson-Thermoflo | PMP-112-VS-BNX | Federally-Regulated Consumer Product | Non-Weatherized, Non-Condensin | 1496 | 488 |  | 05/09/2023 | 110066 | 7043356 | 07/25/2023
Dettson Industries, Inc. | Williamson-Thermoflo | PMP-210-DD-S2-AF135 | Federally-Regulated Consumer Product | Non-Weatherized, Non-Condensin | 2279 | 543 |  | 05/09/2023 | 210456 | 204483191 | 07/25/2023
Dettson Industries, Inc. | Williamson-Thermoflo | PLB-095-VS-CAR | Federally-Regulated Consumer Product | Non-Weatherized, Non-Condensin | 1724 | 503 |  | 05/04/2023 | 113337 | 7043377 | 07/25/2023
Dettson Industries, Inc. | Williamson-Thermoflo | PLB-077-VS-BF | Federally-Regulated Consumer Product | Non-Weatherized, Non-Condensin | 1445 | 484 |  | 05/04/2023 | 98832 | 7043365 | 07/25/2023
Dettson Industries, Inc. | Williamson-Thermoflo | PLB-112-DD-RBF | Federally-Regulated Consumer Product | Non-Weatherized, Non-Condensin | 1598 | 494 |  | 05/04/2023 | 113138 | 7043393 | 07/25/2023
Dettson Industries, Inc. | Williamson-Thermoflo | PLB-112-VS-CAR | Federally-Regulated Consumer Product | Non-Weatherized, Non-Condensin | 1724 | 503 |  | 05/04/2023 | 113337 | 7043397 | 07/25/2023
Dettson Industries, Inc. | Williamson-Thermoflo | PMP-095-VS-BNX | Federally-Regulated Consumer Product | Non-Weatherized, Non-Condensin | 1496 | 488 |  | 05/09/2023 | 110066 | 7043336 | 07/25/2023
Dettson Industries, Inc. | Williamson-Thermoflo | PMP-112-VS-BF | Federally-Regulated Consumer Product | Non-Weatherized, Non-Condensin | 1496 | 488 |  | 05/09/2023 | 110066 | 7043355 | 07/25/2023
Dettson Industries, Inc. | Williamson-Thermoflo | PLB-098-VS-RBF | Federally-Regulated Consumer Product | Non-Weatherized, Non-Condensin | 1445 | 484 |  | 05/04/2023 | 98832 | 7043388 | 07/25/2023
Dettson Industries, Inc. | Williamson-Thermoflo | PLB-095-VS-BF | Federally-Regulated Consumer Product | Non-Weatherized, Non-Condensin | 1724 | 503 |  | 05/04/2023 | 113337 | 7043375 | 07/25/2023
Dettson Industries, Inc. | Williamson-Thermoflo | PLB-098-DD-BF | Federally-Regulated Consumer Product | Non-Weatherized, Non-Condensin | 1153 | 464 |  | 05/09/2023 | 98833 | 7043380 | 07/25/2023
Dettson Industries, Inc. | Williamson-Thermoflo | PLB-098-VS-CAR | Federally-Regulated Consumer Product | Non-Weatherized, Non-Condensin | 1445 | 484 |  | 05/04/2023 | 98832 | 7043387 | 07/25/2023
Dettson Industries, Inc. | Williamson-Thermoflo | PMP-095-DD-RF | Federally-Regulated Consumer Product | Non-Weatherized, Non-Condensin | 1602 | 496 |  | 05/04/2023 | 109509 | 7043334 | 07/25/2023
Dettson Industries, Inc. | Williamson-Thermoflo | PMP-112-VS-RBF | Federally-Regulated Consumer Product | Non-Weatherized, Non-Condensin | 1496 | 488 |  | 05/09/2023 | 110066 | 7043358 | 07/25/2023
Dettson Industries, Inc. | Williamson-Thermoflo | PLB-077-VS-BNX | Federally-Regulated Consumer Product | Non-Weatherized, Non-Condensin | 1445 | 484 |  | 05/04/2023 | 98832 | 7043366 | 07/25/2023
Dettson Industries, Inc. | Williamson-Thermoflo | PLB-077-DD-CAR | Federally-Regulated Consumer Product | Non-Weatherized, Non-Condensin | 1153 | 464 |  | 05/09/2023 | 98833 | 7043362 | 07/25/2023
Dettson Industries, Inc. | Williamson-Thermoflo | PLB-112-DD-RF | Federally-Regulated Consumer Product | Non-Weatherized, Non-Condensin | 1598 | 494 |  | 05/04/2023 | 113138 | 7043394 | 07/25/2023
Dettson Industries, Inc. | Williamson-Thermoflo | PLB-098-DD-RBF | Federally-Regulated Consumer Product | Non-Weatherized, Non-Condensin | 1153 | 464 |  | 05/09/2023 | 98833 | 7043383 | 07/25/2023
Dettson Industries, Inc. | Williamson-Thermoflo | PMP-095-DD-BNX | Federally-Regulated Consumer Product | Non-Weatherized, Non-Condensin | 1602 | 496 |  | 05/04/2023 | 109509 | 7043331 | 07/25/2023
Dettson Industries, Inc. | Williamson-Thermoflo | PMP-095-DD-BF | Federally-Regulated Consumer Product | Non-Weatherized, Non-Condensin | 1602 | 496 |  | 05/04/2023 | 109509 | 7043330 | 07/25/2023
Dettson Industries, Inc. | Williamson-Thermoflo | PLB-095-DD-BNX | Federally-Regulated Consumer Product | Non-Weatherized, Non-Condensin | 1598 | 494 |  | 05/04/2023 | 113138 | 7043371 | 07/25/2023
Dettson Industries, Inc. | Williamson-Thermoflo | PLB-095-VS-RBF | Federally-Regulated Consumer Product | Non-Weatherized, Non-Condensin | 1724 | 503 |  | 05/04/2023 | 113337 | 7043378 | 07/25/2023
Dettson Industries, Inc. | Williamson-Thermoflo | PLB-098-DD-RF | Federally-Regulated Consumer Product | Non-Weatherized, Non-Condensin | 1153 | 464 |  | 05/09/2023 | 98833 | 7043384 | 07/25/2023
Dettson Industries, Inc. | Williamson-Thermoflo | PLB-112-DD-CAR | Federally-Regulated Consumer Product | Non-Weatherized, Non-Condensin | 1598 | 494 |  | 05/04/2023 | 113138 | 7043392 | 07/25/2023
Dettson Industries, Inc. | Williamson-Thermoflo | PLB-112-VS-RBF | Federally-Regulated Consumer Product | Non-Weatherized, Non-Condensin | 1724 | 503 |  | 05/04/2023 | 113337 | 7043398 | 07/25/2023
Dettson Industries, Inc. | Williamson-Thermoflo | PLB-189-RF | Federally-Regulated Consumer Product | Non-Weatherized, Non-Condensin | 2231 | 540 |  | 05/04/2023 | 209205 | 8581456 | 07/25/2023
Dettson Industries, Inc. | Williamson-Thermoflo | PLB-095-DD-RBF | Federally-Regulated Consumer Product | Non-Weatherized, Non-Condensin | 1598 | 494 |  | 05/04/2023 | 113138 | 7043373 | 07/25/2023
Dettson Industries, Inc. | Williamson-Thermoflo | PMP-210-DD-S2-AF150 | Federally-Regulated Consumer Product | Non-Weatherized, Non-Condensin | 2279 | 543 |  | 05/09/2023 | 210456 | 204483905 | 07/25/2023
Dettson Industries, Inc. | Williamson-Thermoflo | PMP-112-DD-CAR | Federally-Regulated Consumer Product | Non-Weatherized, Non-Condensin | 1602 | 496 |  | 05/04/2023 | 109509 | 7043352 | 07/25/2023
Dettson Industries, Inc. | Williamson-Thermoflo | PMP-095-VS-CAR | Federally-Regulated Consumer Product | Non-Weatherized, Non-Condensin | 1496 | 488 |  | 05/09/2023 | 110066 | 7043337 | 07/25/2023
Dettson Industries, Inc. | Williamson-Thermoflo | PLB-077-VS-RF | Federally-Regulated Consumer Product | Non-Weatherized, Non-Condensin | 1445 | 484 |  | 05/04/2023 | 98832 | 7043369 | 07/25/2023
Dettson Industries, Inc. | Williamson-Thermoflo | PLB-077-DD-BNX | Federally-Regulated Consumer Product | Non-Weatherized, Non-Condensin | 1153 | 464 |  | 05/09/2023 | 98833 | 7043361 | 07/25/2023
Dettson Industries, Inc. | Carrier | OVLAAB048112-095-RBF | Federally-Regulated Consumer Product | Non-Weatherized, Non-Condensin | 1724 | 503 |  | 05/04/2023 | 113337 | 10260231 | 07/25/2023
Dettson Industries, Inc. | Carrier | OBL095-BNX | Federally-Regulated Consumer Product | Non-Weatherized, Non-Condensin | 1598 | 494 |  | 05/04/2023 | 113138 | 5939703 | 07/25/2023
Dettson Industries, Inc. | Carrier | OVLAAB036098-077-RBF | Federally-Regulated Consumer Product | Non-Weatherized, Non-Condensin | 1445 | 484 |  | 05/04/2023 | 98832 | 10260223 | 07/25/2023
Dettson Industries, Inc. | Carrier | OBLAAB060154-154-RBF | Federally-Regulated Consumer Product | Non-Weatherized, Non-Condensin | 2192 | 538 |  | 05/04/2023 | 154481 | 10260256 | 07/25/2023
Dettson Industries, Inc. | Carrier | OBLAAB060154-126-BNX | Federally-Regulated Consumer Product | Non-Weatherized, Non-Condensin | 2192 | 538 |  | 05/04/2023 | 154481 | 10260249 | 07/25/2023
Dettson Industries, Inc. | Carrier | OBLAAB036098-077-RF | Federally-Regulated Consumer Product | Non-Weatherized, Non-Condensin | 1153 | 464 |  | 05/09/2023 | 98833 | 10260220 | 07/25/2023
Dettson Industries, Inc. | Carrier | OBLAAB048112-095-BNX | Federally-Regulated Consumer Product | Non-Weatherized, Non-Condensin | 1598 | 494 |  | 05/04/2023 | 113138 | 10260226 | 07/25/2023
Dettson Industries, Inc. | Carrier | OVL112-BNX | Federally-Regulated Consumer Product | Non-Weatherized, Non-Condensin | 1724 | 503 |  | 05/04/2023 | 113337 | 5939731 | 07/25/2023
Dettson Industries, Inc. | Carrier | OBL154-RBF | Federally-Regulated Consumer Product | Non-Weatherized, Non-Condensin | 2192 | 538 |  | 05/04/2023 | 154481 | 5939748 | 07/25/2023
Dettson Industries, Inc. | Carrier | OVL126-BNX | Federally-Regulated Consumer Product | Non-Weatherized, Non-Condensin | 2223 | 540 |  | 05/04/2023 | 154668 | 5939741 | 07/25/2023
Dettson Industries, Inc. | Carrier | OVL098-BF | Federally-Regulated Consumer Product | Non-Weatherized, Non-Condensin | 1445 | 484 |  | 05/04/2023 | 98832 | 5939717 | 07/25/2023
Dettson Industries, Inc. | Carrier | OVLAAB048112-112-RBF | Federally-Regulated Consumer Product | Non-Weatherized, Non-Condensin | 1724 | 503 |  | 05/04/2023 | 113337 | 10260247 | 07/25/2023
Dettson Industries, Inc. | Carrier | OBL154-BNX | Federally-Regulated Consumer Product | Non-Weatherized, Non-Condensin | 2192 | 538 |  | 05/04/2023 | 154481 | 5939747 | 07/25/2023
Dettson Industries, Inc. | Carrier | OVL077-RF | Federally-Regulated Consumer Product | Non-Weatherized, Non-Condensin | 1445 | 484 |  | 05/04/2023 | 98832 | 5939698 | 07/25/2023
Dettson Industries, Inc. | Carrier | OVL112-BF | Federally-Regulated Consumer Product | Non-Weatherized, Non-Condensin | 1724 | 503 |  | 05/04/2023 | 113337 | 5939730 | 07/25/2023
Dettson Industries, Inc. | Carrier | OBLAAB060154-154-RF | Federally-Regulated Consumer Product | Non-Weatherized, Non-Condensin | 2192 | 538 |  | 05/04/2023 | 154481 | 10260257 | 07/25/2023
Dettson Industries, Inc. | Carrier | OBL112-BNX | Federally-Regulated Consumer Product | Non-Weatherized, Non-Condensin | 1598 | 494 |  | 05/04/2023 | 113138 | 5939726 | 07/25/2023
Dettson Industries, Inc. | Carrier | OVLAAB036098-077-RF | Federally-Regulated Consumer Product | Non-Weatherized, Non-Condensin | 1445 | 484 |  | 05/04/2023 | 98832 | 10260224 | 07/25/2023
Dettson Industries, Inc. | Carrier | OBL098-BF | Federally-Regulated Consumer Product | Non-Weatherized, Non-Condensin | 1153 | 464 |  | 05/09/2023 | 98833 | 5939712 | 07/25/2023
Dettson Industries, Inc. | Carrier | OVLAAB048112-112-BNX | Federally-Regulated Consumer Product | Non-Weatherized, Non-Condensin | 1724 | 503 |  | 05/04/2023 | 113337 | 10260246 | 07/25/2023
Dettson Industries, Inc. | Carrier | OBL077-RBF | Federally-Regulated Consumer Product | Non-Weatherized, Non-Condensin | 1153 | 464 |  | 05/09/2023 | 98833 | 5939692 | 07/25/2023
Dettson Industries, Inc. | Carrier | OVLAAB036098-098-BNX | Federally-Regulated Consumer Product | Non-Weatherized, Non-Condensin | 1445 | 484 |  | 05/04/2023 | 98832 | 10260238 | 07/25/2023
Dettson Industries, Inc. | Carrier | OBL112-RF | Federally-Regulated Consumer Product | Non-Weatherized, Non-Condensin | 1598 | 494 |  | 05/04/2023 | 113138 | 5939729 | 07/25/2023
Dettson Industries, Inc. | Carrier | OBM112-BNX | Federally-Regulated Consumer Product | Non-Weatherized, Non-Condensin | 1602 | 496 |  | 05/04/2023 | 109509 | 5939656 | 07/25/2023
Dettson Industries, Inc. | Carrier | OBL095-RBF | Federally-Regulated Consumer Product | Non-Weatherized, Non-Condensin | 1598 | 494 |  | 05/04/2023 | 113138 | 5939705 | 07/25/2023
Dettson Industries, Inc. | Carrier | OVL077-RBF | Federally-Regulated Consumer Product | Non-Weatherized, Non-Condensin | 1445 | 484 |  | 05/04/2023 | 98832 | 5939697 | 07/25/2023
Dettson Industries, Inc. | Carrier | OVL095-RF | Federally-Regulated Consumer Product | Non-Weatherized, Non-Condensin | 1724 | 503 |  | 05/04/2023 | 113337 | 5939711 | 07/25/2023
Dettson Industries, Inc. | Carrier | OVL098-RBF | Federally-Regulated Consumer Product | Non-Weatherized, Non-Condensin | 1445 | 484 |  | 05/04/2023 | 98832 | 5939720 | 07/25/2023
Dettson Industries, Inc. | Carrier | OBL112-BF | Federally-Regulated Consumer Product | Non-Weatherized, Non-Condensin | 1598 | 494 |  | 05/04/2023 | 113138 | 5939725 | 07/25/2023
Dettson Industries, Inc. | Carrier | OBL112-CAR | Federally-Regulated Consumer Product | Non-Weatherized, Non-Condensin | 1598 | 494 |  | 05/04/2023 | 113138 | 5939727 | 07/25/2023
Dettson Industries, Inc. | Carrier | OBLAAB048112-112-RBF | Federally-Regulated Consumer Product | Non-Weatherized, Non-Condensin | 1598 | 494 |  | 05/04/2023 | 113138 | 10260243 | 07/25/2023
Dettson Industries, Inc. | Carrier | OBLAAB036098-098-RF | Federally-Regulated Consumer Product | Non-Weatherized, Non-Condensin | 1153 | 464 |  | 05/09/2023 | 98833 | 10260236 | 07/25/2023
Dettson Industries, Inc. | Carrier | OVL095-CAR | Federally-Regulated Consumer Product | Non-Weatherized, Non-Condensin | 1724 | 503 |  | 05/04/2023 | 113337 | 5939709 | 07/25/2023
Dettson Industries, Inc. | Carrier | OVLAAB048112-095-RF | Federally-Regulated Consumer Product | Non-Weatherized, Non-Condensin | 1724 | 503 |  | 05/04/2023 | 113337 | 10260232 | 07/25/2023
Dettson Industries, Inc. | Carrier | OBLAAB048112-112-RF | Federally-Regulated Consumer Product | Non-Weatherized, Non-Condensin | 1598 | 494 |  | 05/04/2023 | 113138 | 10260244 | 07/25/2023
Dettson Industries, Inc. | Carrier | OVL077-BF | Federally-Regulated Consumer Product | Non-Weatherized, Non-Condensin | 1445 | 484 |  | 05/04/2023 | 98832 | 5939694 | 07/25/2023
Dettson Industries, Inc. | Carrier | OBLAAB060154-126-RBF | Federally-Regulated Consumer Product | Non-Weatherized, Non-Condensin | 2192 | 538 |  | 05/04/2023 | 154481 | 10260250 | 07/25/2023
Dettson Industries, Inc. | Carrier | OBL126-RBF | Federally-Regulated Consumer Product | Non-Weatherized, Non-Condensin | 2192 | 538 |  | 05/04/2023 | 154481 | 5939739 | 07/25/2023
Dettson Industries, Inc. | Carrier | OVLAAB048112-112-BF | Federally-Regulated Consumer Product | Non-Weatherized, Non-Condensin | 1724 | 503 |  | 05/04/2023 | 113337 | 10260245 | 07/25/2023
Dettson Industries, Inc. | Carrier | OVLAAB036098-098-BF | Federally-Regulated Consumer Product | Non-Weatherized, Non-Condensin | 1445 | 484 |  | 05/04/2023 | 98832 | 10260237 | 07/25/2023
Dettson Industries, Inc. | Carrier | OVL098-CAR | Federally-Regulated Consumer Product | Non-Weatherized, Non-Condensin | 1445 | 484 |  | 05/04/2023 | 98832 | 5939719 | 07/25/2023
Dettson Industries, Inc. | Carrier | OVL126-RBF | Federally-Regulated Consumer Product | Non-Weatherized, Non-Condensin | 2223 | 540 |  | 05/04/2023 | 154668 | 5939742 | 07/25/2023
Dettson Industries, Inc. | Carrier | OVLAAB060154-126-BNX | Federally-Regulated Consumer Product | Non-Weatherized, Non-Condensin | 2223 | 540 |  | 05/04/2023 | 154668 | 10260252 | 07/25/2023
Dettson Industries, Inc. | Carrier | OBLAAB036098-077-BF | Federally-Regulated Consumer Product | Non-Weatherized, Non-Condensin | 1153 | 464 |  | 05/09/2023 | 98833 | 10260217 | 07/25/2023
Dettson Industries, Inc. | Carrier | OVLAAB036098-098-RF | Federally-Regulated Consumer Product | Non-Weatherized, Non-Condensin | 1445 | 484 |  | 05/04/2023 | 98832 | 10260240 | 07/25/2023
Dettson Industries, Inc. | Carrier | OVLAAB048112-095-BNX | Federally-Regulated Consumer Product | Non-Weatherized, Non-Condensin | 1724 | 503 |  | 05/04/2023 | 113337 | 10260230 | 07/25/2023
Dettson Industries, Inc. | Carrier | OBL077-BF | Federally-Regulated Consumer Product | Non-Weatherized, Non-Condensin | 1153 | 464 |  | 05/09/2023 | 98833 | 5939689 | 07/25/2023
Dettson Industries, Inc. | Carrier | OBL112-RBF | Federally-Regulated Consumer Product | Non-Weatherized, Non-Condensin | 1598 | 494 |  | 05/04/2023 | 113138 | 5939728 | 07/25/2023
Dettson Industries, Inc. | Carrier | OVL095-RBF | Federally-Regulated Consumer Product | Non-Weatherized, Non-Condensin | 1724 | 503 |  | 05/04/2023 | 113337 | 5939710 | 07/25/2023
Dettson Industries, Inc. | Carrier | OVL126-RF | Federally-Regulated Consumer Product | Non-Weatherized, Non-Condensin | 2223 | 540 |  | 05/04/2023 | 154668 | 5939743 | 07/25/2023
Dettson Industries, Inc. | Carrier | OVL112-RF | Federally-Regulated Consumer Product | Non-Weatherized, Non-Condensin | 1724 | 503 |  | 05/04/2023 | 113337 | 5939734 | 07/25/2023
Dettson Industries, Inc. | Carrier | OVLAAB060154-154-BNX | Federally-Regulated Consumer Product | Non-Weatherized, Non-Condensin | 2223 | 540 |  | 05/04/2023 | 154668 | 10260258 | 07/25/2023
Dettson Industries, Inc. | Carrier | OVL077-CAR | Federally-Regulated Consumer Product | Non-Weatherized, Non-Condensin | 1445 | 484 |  | 05/04/2023 | 98832 | 5939696 | 07/25/2023
Dettson Industries, Inc. | Carrier | OBLAAB036098-098-BNX | Federally-Regulated Consumer Product | Non-Weatherized, Non-Condensin | 1153 | 464 |  | 05/09/2023 | 98833 | 10260234 | 07/25/2023
Dettson Industries, Inc. | Carrier | OVLAAB048112-095-BF | Federally-Regulated Consumer Product | Non-Weatherized, Non-Condensin | 1724 | 503 |  | 05/04/2023 | 113337 | 10260229 | 07/25/2023
Dettson Industries, Inc. | Carrier | OVLAAB036098-077-BF | Federally-Regulated Consumer Product | Non-Weatherized, Non-Condensin | 1445 | 484 |  | 05/04/2023 | 98832 | 10260221 | 07/25/2023
Dettson Industries, Inc. | Carrier | OVLAAB048112-112-RF | Federally-Regulated Consumer Product | Non-Weatherized, Non-Condensin | 1724 | 503 |  | 05/04/2023 | 113337 | 10260248 | 07/25/2023
Dettson Industries, Inc. | Carrier | OBL095-RF | Federally-Regulated Consumer Product | Non-Weatherized, Non-Condensin | 1598 | 494 |  | 05/04/2023 | 113138 | 5939706 | 07/25/2023
Dettson Industries, Inc. | Carrier | OBLAAB036098-077-BNX | Federally-Regulated Consumer Product | Non-Weatherized, Non-Condensin | 1153 | 464 |  | 05/09/2023 | 98833 | 10260218 | 07/25/2023
Dettson Industries, Inc. | Carrier | OVLAAB060154-154-RBF | Federally-Regulated Consumer Product | Non-Weatherized, Non-Condensin | 2223 | 540 |  | 05/04/2023 | 154668 | 10260259 | 07/25/2023
Dettson Industries, Inc. | Carrier | OBL154-RF | Federally-Regulated Consumer Product | Non-Weatherized, Non-Condensin | 2192 | 538 |  | 05/04/2023 | 154481 | 5939749 | 07/25/2023
Dettson Industries, Inc. | Carrier | OVL154-BNX | Federally-Regulated Consumer Product | Non-Weatherized, Non-Condensin | 2223 | 540 |  | 05/04/2023 | 154668 | 5939750 | 07/25/2023
Dettson Industries, Inc. | Carrier | OBM112-CAR | Federally-Regulated Consumer Product | Non-Weatherized, Non-Condensin | 1602 | 496 |  | 05/04/2023 | 109509 | 5939657 | 07/25/2023
Dettson Industries, Inc. | Carrier | OVL112-CAR | Federally-Regulated Consumer Product | Non-Weatherized, Non-Condensin | 1724 | 503 |  | 05/04/2023 | 113337 | 5939732 | 07/25/2023
Dettson Industries, Inc. | Carrier | OBL098-BNX | Federally-Regulated Consumer Product | Non-Weatherized, Non-Condensin | 1153 | 464 |  | 05/09/2023 | 98833 | 5939713 | 07/25/2023
Dettson Industries, Inc. | Carrier | OBL095-BF | Federally-Regulated Consumer Product | Non-Weatherized, Non-Condensin | 1598 | 494 |  | 05/04/2023 | 113138 | 5939702 | 07/25/2023
Dettson Industries, Inc. | Carrier | OVLAAB036098-098-RBF | Federally-Regulated Consumer Product | Non-Weatherized, Non-Condensin | 1445 | 484 |  | 05/04/2023 | 98832 | 10260239 | 07/25/2023
Dettson Industries, Inc. | Carrier | OBL098-RBF | Federally-Regulated Consumer Product | Non-Weatherized, Non-Condensin | 1153 | 464 |  | 05/09/2023 | 98833 | 5939715 | 07/25/2023
Dettson Industries, Inc. | Carrier | OBLAAB048112-095-BF | Federally-Regulated Consumer Product | Non-Weatherized, Non-Condensin | 1598 | 494 |  | 05/04/2023 | 113138 | 10260225 | 07/25/2023
Dettson Industries, Inc. | Carrier | OVLAAB036098-077-BNX | Federally-Regulated Consumer Product | Non-Weatherized, Non-Condensin | 1445 | 484 |  | 05/04/2023 | 98832 | 10260222 | 07/25/2023
Dettson Industries, Inc. | Carrier | OBL098-RF | Federally-Regulated Consumer Product | Non-Weatherized, Non-Condensin | 1153 | 464 |  | 05/09/2023 | 98833 | 5939716 | 07/25/2023
Dettson Industries, Inc. | Carrier | OBLAAB036098-098-RBF | Federally-Regulated Consumer Product | Non-Weatherized, Non-Condensin | 1153 | 464 |  | 05/09/2023 | 98833 | 10260235 | 07/25/2023
Dettson Industries, Inc. | Carrier | OBL077-RF | Federally-Regulated Consumer Product | Non-Weatherized, Non-Condensin | 1153 | 464 |  | 05/09/2023 | 98833 | 5939693 | 07/25/2023
Dettson Industries, Inc. | Carrier | OVL154-RF | Federally-Regulated Consumer Product | Non-Weatherized, Non-Condensin | 2223 | 540 |  | 05/04/2023 | 154668 | 5939752 | 07/25/2023
Dettson Industries, Inc. | Carrier | OBL095-CAR | Federally-Regulated Consumer Product | Non-Weatherized, Non-Condensin | 1598 | 494 |  | 05/04/2023 | 113138 | 5939704 | 07/25/2023
Dettson Industries, Inc. | Carrier | OVLAAB060154-126-RF | Federally-Regulated Consumer Product | Non-Weatherized, Non-Condensin | 2223 | 540 |  | 05/04/2023 | 154668 | 10260254 | 07/25/2023
Dettson Industries, Inc. | Carrier | OBM112-RBF | Federally-Regulated Consumer Product | Non-Weatherized, Non-Condensin | 1602 | 496 |  | 05/04/2023 | 109509 | 5939658 | 07/25/2023
Dettson Industries, Inc. | Carrier | OBL126-BNX | Federally-Regulated Consumer Product | Non-Weatherized, Non-Condensin | 2192 | 538 |  | 05/04/2023 | 154481 | 5939738 | 07/25/2023
Dettson Industries, Inc. | Carrier | OVL095-BNX | Federally-Regulated Consumer Product | Non-Weatherized, Non-Condensin | 1724 | 503 |  | 05/04/2023 | 113337 | 5939708 | 07/25/2023
Dettson Industries, Inc. | Carrier | OVL095-BF | Federally-Regulated Consumer Product | Non-Weatherized, Non-Condensin | 1724 | 503 |  | 05/04/2023 | 113337 | 5939707 | 07/25/2023
Dettson Industries, Inc. | Carrier | OVL077-BNX | Federally-Regulated Consumer Product | Non-Weatherized, Non-Condensin | 1445 | 484 |  | 05/04/2023 | 98832 | 5939695 | 07/25/2023
Dettson Industries, Inc. | Carrier | OBLAAB048112-095-RBF | Federally-Regulated Consumer Product | Non-Weatherized, Non-Condensin | 1598 | 494 |  | 05/04/2023 | 113138 | 10260227 | 07/25/2023
Dettson Industries, Inc. | Carrier | OVL154-RBF | Federally-Regulated Consumer Product | Non-Weatherized, Non-Condensin | 2223 | 540 |  | 05/04/2023 | 154668 | 5939751 | 07/25/2023
Dettson Industries, Inc. | Carrier | OVL098-BNX | Federally-Regulated Consumer Product | Non-Weatherized, Non-Condensin | 1445 | 484 |  | 05/04/2023 | 98832 | 5939718 | 07/25/2023
Dettson Industries, Inc. | Carrier | OBLAAB048112-112-BF | Federally-Regulated Consumer Product | Non-Weatherized, Non-Condensin | 1598 | 494 |  | 05/04/2023 | 113138 | 10260241 | 07/25/2023
Dettson Industries, Inc. | Carrier | OBLAAB036098-077-RBF | Federally-Regulated Consumer Product | Non-Weatherized, Non-Condensin | 1153 | 464 |  | 05/09/2023 | 98833 | 10260219 | 07/25/2023
Dettson Industries, Inc. | Carrier | OVLAAB060154-154-RF | Federally-Regulated Consumer Product | Non-Weatherized, Non-Condensin | 2223 | 540 |  | 05/04/2023 | 154668 | 10260260 | 07/25/2023
Dettson Industries, Inc. | Carrier | OBL098-CAR | Federally-Regulated Consumer Product | Non-Weatherized, Non-Condensin | 1153 | 464 |  | 05/09/2023 | 98833 | 5939714 | 07/25/2023
Dettson Industries, Inc. | Carrier | OBLAAB036098-098-BF | Federally-Regulated Consumer Product | Non-Weatherized, Non-Condensin | 1153 | 464 |  | 05/09/2023 | 98833 | 10260233 | 07/25/2023
Dettson Industries, Inc. | Carrier | OBLAAB048112-112-BNX | Federally-Regulated Consumer Product | Non-Weatherized, Non-Condensin | 1598 | 494 |  | 05/04/2023 | 113138 | 10260242 | 07/25/2023
Dettson Industries, Inc. | Carrier | OBL077-CAR | Federally-Regulated Consumer Product | Non-Weatherized, Non-Condensin | 1153 | 464 |  | 05/09/2023 | 98833 | 5939691 | 07/25/2023
Dettson Industries, Inc. | Carrier | OVLAAB060154-126-RBF | Federally-Regulated Consumer Product | Non-Weatherized, Non-Condensin | 2223 | 540 |  | 05/04/2023 | 154668 | 10260253 | 07/25/2023
Dettson Industries, Inc. | Carrier | OVL112-RBF | Federally-Regulated Consumer Product | Non-Weatherized, Non-Condensin | 1724 | 503 |  | 05/04/2023 | 113337 | 5939733 | 07/25/2023
Dettson Industries, Inc. | Carrier | OBLAAB060154-154-BNX | Federally-Regulated Consumer Product | Non-Weatherized, Non-Condensin | 2192 | 538 |  | 05/04/2023 | 154481 | 10260255 | 07/25/2023
Dettson Industries, Inc. | Carrier | OVL098-RF | Federally-Regulated Consumer Product | Non-Weatherized, Non-Condensin | 1445 | 484 |  | 05/04/2023 | 98832 | 5939721 | 07/25/2023
Dettson Industries, Inc. | Carrier | OBM112-RF | Federally-Regulated Consumer Product | Non-Weatherized, Non-Condensin | 1602 | 496 |  | 05/04/2023 | 109509 | 5939659 | 07/25/2023
Dettson Industries, Inc. | Carrier | OBL126-RF | Federally-Regulated Consumer Product | Non-Weatherized, Non-Condensin | 2192 | 538 |  | 05/04/2023 | 154481 | 5939740 | 07/25/2023
Dettson Industries, Inc. | Carrier | OBL077-BNX | Federally-Regulated Consumer Product | Non-Weatherized, Non-Condensin | 1153 | 464 |  | 05/09/2023 | 98833 | 5939690 | 07/25/2023
Dettson Industries, Inc. | Carrier | OBLAAB048112-095-RF | Federally-Regulated Consumer Product | Non-Weatherized, Non-Condensin | 1598 | 494 |  | 05/04/2023 | 113138 | 10260228 | 07/25/2023
Dettson Industries, Inc. | Carrier | OBLAAB060154-126-RF | Federally-Regulated Consumer Product | Non-Weatherized, Non-Condensin | 2192 | 538 |  | 05/04/2023 | 154481 | 10260251 | 07/25/2023
Dettson Industries, Inc. | Bryant | OVLAAB060154-126-BNX* | Federally-Regulated Consumer Product | Non-Weatherized, Non-Condensin | 2223 | 540 |  | 07/25/2023 | 154668 | 10266026 | 07/25/2023
Dettson Industries, Inc. | Bryant | OVLAAB060154-126-RBF* | Federally-Regulated Consumer Product | Non-Weatherized, Non-Condensin | 2223 | 540 |  | 07/25/2023 | 154668 | 10266027 | 07/25/2023
Dettson Industries, Inc. | Bryant | OBL098-RBF* | Federally-Regulated Consumer Product | Non-Weatherized, Non-Condensin | 1153 | 464 |  | 07/25/2023 | 98833 | 6106851 | 07/25/2023
Dettson Industries, Inc. | Bryant | OVL154-BNX* | Federally-Regulated Consumer Product | Non-Weatherized, Non-Condensin | 2223 | 540 |  | 07/25/2023 | 154668 | 6106883 | 07/25/2023
Dettson Industries, Inc. | Bryant | OVLAAB048112-095-RBF* | Federally-Regulated Consumer Product | Non-Weatherized, Non-Condensin | 1724 | 503 |  | 07/25/2023 | 113337 | 10266005 | 07/25/2023
Dettson Industries, Inc. | Bryant | OVL095-CAR* | Federally-Regulated Consumer Product | Non-Weatherized, Non-Condensin | 1724 | 503 |  | 07/25/2023 | 113337 | 6106845 | 07/25/2023
Dettson Industries, Inc. | Bryant | OVLAAB036098-077-RF* | Federally-Regulated Consumer Product | Non-Weatherized, Non-Condensin | 1445 | 484 |  | 07/25/2023 | 98832 | 10265998 | 07/25/2023
Dettson Industries, Inc. | Bryant | OBL098-CAR* | Federally-Regulated Consumer Product | Non-Weatherized, Non-Condensin | 1153 | 464 |  | 07/25/2023 | 98833 | 6106850 | 07/25/2023
Dettson Industries, Inc. | Bryant | OBLAAB048112-095-RF* | Federally-Regulated Consumer Product | Non-Weatherized, Non-Condensin | 1598 | 494 |  | 07/25/2023 | 113138 | 10266002 | 07/25/2023
Dettson Industries, Inc. | Bryant | OVL077-RBF* | Federally-Regulated Consumer Product | Non-Weatherized, Non-Condensin | 1445 | 484 |  | 07/25/2023 | 98832 | 6106835 | 07/25/2023
Dettson Industries, Inc. | Bryant | OBL077-BF* | Federally-Regulated Consumer Product | Non-Weatherized, Non-Condensin | 1153 | 464 |  | 07/25/2023 | 98833 | 6106827 | 07/25/2023
Dettson Industries, Inc. | Bryant | OVLAAB048112-112-BNX* | Federally-Regulated Consumer Product | Non-Weatherized, Non-Condensin | 1724 | 503 |  | 07/25/2023 | 113337 | 10266020 | 07/25/2023
Dettson Industries, Inc. | Bryant | OVL112-CAR* | Federally-Regulated Consumer Product | Non-Weatherized, Non-Condensin | 1724 | 503 |  | 07/25/2023 | 113337 | 6106867 | 07/25/2023
Dettson Industries, Inc. | Bryant | OBLAAB036098-098-RBF* | Federally-Regulated Consumer Product | Non-Weatherized, Non-Condensin | 1153 | 464 |  | 07/25/2023 | 98833 | 10266009 | 07/25/2023
Dettson Industries, Inc. | Bryant | OBL098-BNX* | Federally-Regulated Consumer Product | Non-Weatherized, Non-Condensin | 1153 | 464 |  | 07/25/2023 | 98833 | 6106849 | 07/25/2023
Dettson Industries, Inc. | Bryant | OBL098-BF* | Federally-Regulated Consumer Product | Non-Weatherized, Non-Condensin | 1153 | 464 |  | 07/25/2023 | 98833 | 6106848 | 07/25/2023
Dettson Industries, Inc. | Bryant | OBLAAB060154-126-RBF* | Federally-Regulated Consumer Product | Non-Weatherized, Non-Condensin | 2192 | 538 |  | 07/25/2023 | 154481 | 10266024 | 07/25/2023
Dettson Industries, Inc. | Bryant | OVL126-BNX* | Federally-Regulated Consumer Product | Non-Weatherized, Non-Condensin | 2223 | 540 |  | 07/25/2023 | 154668 | 6106875 | 07/25/2023
Dettson Industries, Inc. | Bryant | OVL112-BNX* | Federally-Regulated Consumer Product | Non-Weatherized, Non-Condensin | 1724 | 503 |  | 07/25/2023 | 113337 | 6106866 | 07/25/2023
Dettson Industries, Inc. | Bryant | OBLAAB048112-112-RF* | Federally-Regulated Consumer Product | Non-Weatherized, Non-Condensin | 1598 | 494 |  | 07/25/2023 | 113138 | 10266018 | 07/25/2023
Dettson Industries, Inc. | Bryant | OBL095-RF* | Federally-Regulated Consumer Product | Non-Weatherized, Non-Condensin | 1598 | 494 |  | 07/25/2023 | 113138 | 6106842 | 07/25/2023
Dettson Industries, Inc. | Bryant | OVLAAB048112-112-BF* | Federally-Regulated Consumer Product | Non-Weatherized, Non-Condensin | 1724 | 503 |  | 07/25/2023 | 113337 | 10266019 | 07/25/2023
Dettson Industries, Inc. | Bryant | OVLAAB036098-098-BNX* | Federally-Regulated Consumer Product | Non-Weatherized, Non-Condensin | 1445 | 484 |  | 07/25/2023 | 98832 | 10266012 | 07/25/2023
Dettson Industries, Inc. | Bryant | OBLAAB036098-098-BF* | Federally-Regulated Consumer Product | Non-Weatherized, Non-Condensin | 1153 | 464 |  | 07/25/2023 | 98833 | 10266007 | 07/25/2023
Dettson Industries, Inc. | Bryant | OVLAAB036098-077-RBF* | Federally-Regulated Consumer Product | Non-Weatherized, Non-Condensin | 1445 | 484 |  | 07/25/2023 | 98832 | 10265997 | 07/25/2023
Dettson Industries, Inc. | Bryant | OVL112-RBF* | Federally-Regulated Consumer Product | Non-Weatherized, Non-Condensin | 1724 | 503 |  | 07/25/2023 | 113337 | 6106868 | 07/25/2023
Dettson Industries, Inc. | Bryant | OVL095-RBF* | Federally-Regulated Consumer Product | Non-Weatherized, Non-Condensin | 1724 | 503 |  | 07/25/2023 | 113337 | 6106846 | 07/25/2023
Dettson Industries, Inc. | Bryant | OBLAAB036098-077-RF* | Federally-Regulated Consumer Product | Non-Weatherized, Non-Condensin | 1153 | 464 |  | 07/25/2023 | 98833 | 10265994 | 07/25/2023
Dettson Industries, Inc. | Bryant | OVL154-RF* | Federally-Regulated Consumer Product | Non-Weatherized, Non-Condensin | 2223 | 540 |  | 07/25/2023 | 154668 | 6106885 | 07/25/2023
Dettson Industries, Inc. | Bryant | OBLAAB048112-112-BF* | Federally-Regulated Consumer Product | Non-Weatherized, Non-Condensin | 1598 | 494 |  | 07/25/2023 | 113138 | 10266015 | 07/25/2023
Dettson Industries, Inc. | Bryant | OBL154-BNX* | Federally-Regulated Consumer Product | Non-Weatherized, Non-Condensin | 2192 | 538 |  | 07/25/2023 | 154481 | 6106880 | 07/25/2023
Dettson Industries, Inc. | Bryant | OVLAAB048112-095-RF* | Federally-Regulated Consumer Product | Non-Weatherized, Non-Condensin | 1724 | 503 |  | 07/25/2023 | 113337 | 10266006 | 07/25/2023
Dettson Industries, Inc. | Bryant | OVL095-BNX* | Federally-Regulated Consumer Product | Non-Weatherized, Non-Condensin | 1724 | 503 |  | 07/25/2023 | 113337 | 6106844 | 07/25/2023
Dettson Industries, Inc. | Bryant | OVLAAB048112-095-BNX* | Federally-Regulated Consumer Product | Non-Weatherized, Non-Condensin | 1724 | 503 |  | 07/25/2023 | 113337 | 10266004 | 07/25/2023
Dettson Industries, Inc. | Bryant | OVL077-CAR* | Federally-Regulated Consumer Product | Non-Weatherized, Non-Condensin | 1445 | 484 |  | 07/25/2023 | 98832 | 6106834 | 07/25/2023
Dettson Industries, Inc. | Bryant | OBL154-RF* | Federally-Regulated Consumer Product | Non-Weatherized, Non-Condensin | 2192 | 538 |  | 07/25/2023 | 154481 | 6106882 | 07/25/2023
Dettson Industries, Inc. | Bryant | OVLAAB060154-154-BNX* | Federally-Regulated Consumer Product | Non-Weatherized, Non-Condensin | 2223 | 540 |  | 07/25/2023 | 154668 | 10266032 | 07/25/2023
Dettson Industries, Inc. | Bryant | OBLAAB048112-095-BNX* | Federally-Regulated Consumer Product | Non-Weatherized, Non-Condensin | 1598 | 494 |  | 07/25/2023 | 113138 | 10266000 | 07/25/2023
Dettson Industries, Inc. | Bryant | OBLAAB036098-098-RF* | Federally-Regulated Consumer Product | Non-Weatherized, Non-Condensin | 1153 | 464 |  | 07/25/2023 | 98833 | 10266010 | 07/25/2023
Dettson Industries, Inc. | Bryant | OBLAAB048112-112-BNX* | Federally-Regulated Consumer Product | Non-Weatherized, Non-Condensin | 1598 | 494 |  | 07/25/2023 | 113138 | 10266016 | 07/25/2023
Dettson Industries, Inc. | Bryant | OVL112-RF* | Federally-Regulated Consumer Product | Non-Weatherized, Non-Condensin | 1724 | 503 |  | 07/25/2023 | 113337 | 6106869 | 07/25/2023
Dettson Industries, Inc. | Bryant | OBLAAB048112-112-RBF* | Federally-Regulated Consumer Product | Non-Weatherized, Non-Condensin | 1598 | 494 |  | 07/25/2023 | 113138 | 10266017 | 07/25/2023
Dettson Industries, Inc. | Bryant | OVLAAB048112-112-RBF* | Federally-Regulated Consumer Product | Non-Weatherized, Non-Condensin | 1724 | 503 |  | 07/25/2023 | 113337 | 10266021 | 07/25/2023
Dettson Industries, Inc. | Bryant | OVL098-CAR* | Federally-Regulated Consumer Product | Non-Weatherized, Non-Condensin | 1445 | 484 |  | 07/25/2023 | 98832 | 6106855 | 07/25/2023
Dettson Industries, Inc. | Bryant | OBL112-RBF* | Federally-Regulated Consumer Product | Non-Weatherized, Non-Condensin | 1598 | 494 |  | 07/25/2023 | 113138 | 6106863 | 07/25/2023
Dettson Industries, Inc. | Bryant | OVL095-RF* | Federally-Regulated Consumer Product | Non-Weatherized, Non-Condensin | 1724 | 503 |  | 07/25/2023 | 113337 | 6106847 | 07/25/2023
Dettson Industries, Inc. | Bryant | OVLAAB036098-077-BNX* | Federally-Regulated Consumer Product | Non-Weatherized, Non-Condensin | 1445 | 484 |  | 07/25/2023 | 98832 | 10265996 | 07/25/2023
Dettson Industries, Inc. | Bryant | OVM095-RF* | Federally-Regulated Consumer Product | Non-Weatherized, Non-Condensin | 1496 | 488 |  | 07/25/2023 | 110066 | 6106786 | 07/25/2023
Dettson Industries, Inc. | Bryant | OBL126-BNX* | Federally-Regulated Consumer Product | Non-Weatherized, Non-Condensin | 2192 | 538 |  | 07/25/2023 | 154481 | 6106872 | 07/25/2023
Dettson Industries, Inc. | Bryant | OBL098-RF* | Federally-Regulated Consumer Product | Non-Weatherized, Non-Condensin | 1153 | 464 |  | 07/25/2023 | 98833 | 6106852 | 07/25/2023
Dettson Industries, Inc. | Bryant | OBLAAB036098-098-BNX* | Federally-Regulated Consumer Product | Non-Weatherized, Non-Condensin | 1153 | 464 |  | 07/25/2023 | 98833 | 10266008 | 07/25/2023
Dettson Industries, Inc. | Bryant | OBLAAB060154-154-RBF* | Federally-Regulated Consumer Product | Non-Weatherized, Non-Condensin | 2192 | 538 |  | 07/25/2023 | 154481 | 10266030 | 07/25/2023
Dettson Industries, Inc. | Bryant | OVL098-RF* | Federally-Regulated Consumer Product | Non-Weatherized, Non-Condensin | 1445 | 484 |  | 07/25/2023 | 98832 | 6106857 | 07/25/2023
Dettson Industries, Inc. | Bryant | OVM095-CAR* | Federally-Regulated Consumer Product | Non-Weatherized, Non-Condensin | 1496 | 488 |  | 07/25/2023 | 110066 | 6106784 | 07/25/2023
Dettson Industries, Inc. | Bryant | OVLAAB060154-126-RF* | Federally-Regulated Consumer Product | Non-Weatherized, Non-Condensin | 2223 | 540 |  | 07/25/2023 | 154668 | 10266028 | 07/25/2023
Dettson Industries, Inc. | Bryant | OVL098-BF* | Federally-Regulated Consumer Product | Non-Weatherized, Non-Condensin | 1445 | 484 |  | 07/25/2023 | 98832 | 6106853 | 07/25/2023
Dettson Industries, Inc. | Bryant | OBL095-CAR* | Federally-Regulated Consumer Product | Non-Weatherized, Non-Condensin | 1598 | 494 |  | 07/25/2023 | 113138 | 6106840 | 07/25/2023
Dettson Industries, Inc. | Bryant | OBLAAB048112-095-BF* | Federally-Regulated Consumer Product | Non-Weatherized, Non-Condensin | 1598 | 494 |  | 07/25/2023 | 113138 | 10265999 | 07/25/2023
Dettson Industries, Inc. | Bryant | OBL077-RF* | Federally-Regulated Consumer Product | Non-Weatherized, Non-Condensin | 1153 | 464 |  | 07/25/2023 | 98833 | 6106831 | 07/25/2023
Dettson Industries, Inc. | Bryant | OVL098-RBF* | Federally-Regulated Consumer Product | Non-Weatherized, Non-Condensin | 1445 | 484 |  | 07/25/2023 | 98832 | 6106856 | 07/25/2023
Dettson Industries, Inc. | Bryant | OVL126-RBF* | Federally-Regulated Consumer Product | Non-Weatherized, Non-Condensin | 2223 | 540 |  | 07/25/2023 | 154668 | 6106876 | 07/25/2023
Dettson Industries, Inc. | Bryant | OBLAAB036098-077-BF* | Federally-Regulated Consumer Product | Non-Weatherized, Non-Condensin | 1153 | 464 |  | 07/25/2023 | 98833 | 10265991 | 07/25/2023
Dettson Industries, Inc. | Bryant | OVLAAB060154-154-RBF* | Federally-Regulated Consumer Product | Non-Weatherized, Non-Condensin | 2223 | 540 |  | 07/25/2023 | 154668 | 10266033 | 07/25/2023
Dettson Industries, Inc. | Bryant | OBLAAB060154-126-RF* | Federally-Regulated Consumer Product | Non-Weatherized, Non-Condensin | 2192 | 538 |  | 07/25/2023 | 154481 | 10266025 | 07/25/2023
Dettson Industries, Inc. | Bryant | OBL077-BNX* | Federally-Regulated Consumer Product | Non-Weatherized, Non-Condensin | 1153 | 464 |  | 07/25/2023 | 98833 | 6106828 | 07/25/2023
Dettson Industries, Inc. | Bryant | OBL095-BF* | Federally-Regulated Consumer Product | Non-Weatherized, Non-Condensin | 1598 | 494 |  | 07/25/2023 | 113138 | 6106838 | 07/25/2023
Dettson Industries, Inc. | Bryant | OBL112-RF* | Federally-Regulated Consumer Product | Non-Weatherized, Non-Condensin | 1598 | 494 |  | 07/25/2023 | 113138 | 6106864 | 07/25/2023
Dettson Industries, Inc. | Bryant | OBL112-CAR* | Federally-Regulated Consumer Product | Non-Weatherized, Non-Condensin | 1598 | 494 |  | 07/25/2023 | 113138 | 6106862 | 07/25/2023
Dettson Industries, Inc. | Bryant | OBL126-RF* | Federally-Regulated Consumer Product | Non-Weatherized, Non-Condensin | 2192 | 538 |  | 07/25/2023 | 154481 | 6106874 | 07/25/2023
Dettson Industries, Inc. | Bryant | OBL154-RBF* | Federally-Regulated Consumer Product | Non-Weatherized, Non-Condensin | 2192 | 538 |  | 07/25/2023 | 154481 | 6106881 | 07/25/2023
Dettson Industries, Inc. | Bryant | OVLAAB048112-112-RF* | Federally-Regulated Consumer Product | Non-Weatherized, Non-Condensin | 1724 | 503 |  | 07/25/2023 | 113337 | 10266022 | 07/25/2023
Dettson Industries, Inc. | Bryant | OVM095-RBF* | Federally-Regulated Consumer Product | Non-Weatherized, Non-Condensin | 1496 | 488 |  | 07/25/2023 | 110066 | 6106785 | 07/25/2023
Dettson Industries, Inc. | Bryant | OVL112-BF* | Federally-Regulated Consumer Product | Non-Weatherized, Non-Condensin | 1724 | 503 |  | 07/25/2023 | 113337 | 6106865 | 07/25/2023
Dettson Industries, Inc. | Bryant | OVLAAB036098-098-BF* | Federally-Regulated Consumer Product | Non-Weatherized, Non-Condensin | 1445 | 484 |  | 07/25/2023 | 98832 | 10266011 | 07/25/2023
Dettson Industries, Inc. | Bryant | OBL112-BNX* | Federally-Regulated Consumer Product | Non-Weatherized, Non-Condensin | 1598 | 494 |  | 07/25/2023 | 113138 | 6106861 | 07/25/2023
Dettson Industries, Inc. | Bryant | OVLAAB036098-077-BF* | Federally-Regulated Consumer Product | Non-Weatherized, Non-Condensin | 1445 | 484 |  | 07/25/2023 | 98832 | 10265995 | 07/25/2023
Dettson Industries, Inc. | Bryant | OBLAAB060154-126-BNX* | Federally-Regulated Consumer Product | Non-Weatherized, Non-Condensin | 2192 | 538 |  | 07/25/2023 | 154481 | 10266023 | 07/25/2023
Dettson Industries, Inc. | Bryant | OBL095-BNX* | Federally-Regulated Consumer Product | Non-Weatherized, Non-Condensin | 1598 | 494 |  | 07/25/2023 | 113138 | 6106839 | 07/25/2023
Dettson Industries, Inc. | Bryant | OVL095-BF* | Federally-Regulated Consumer Product | Non-Weatherized, Non-Condensin | 1724 | 503 |  | 07/25/2023 | 113337 | 6106843 | 07/25/2023
Dettson Industries, Inc. | Bryant | OBL112-BF* | Federally-Regulated Consumer Product | Non-Weatherized, Non-Condensin | 1598 | 494 |  | 07/25/2023 | 113138 | 6106860 | 07/25/2023
Dettson Industries, Inc. | Bryant | OVLAAB048112-095-BF* | Federally-Regulated Consumer Product | Non-Weatherized, Non-Condensin | 1724 | 503 |  | 07/25/2023 | 113337 | 10266003 | 07/25/2023
Dettson Industries, Inc. | Bryant | OVL098-BNX* | Federally-Regulated Consumer Product | Non-Weatherized, Non-Condensin | 1445 | 484 |  | 07/25/2023 | 98832 | 6106854 | 07/25/2023
Dettson Industries, Inc. | Bryant | OVLAAB036098-098-RF* | Federally-Regulated Consumer Product | Non-Weatherized, Non-Condensin | 1445 | 484 |  | 07/25/2023 | 98832 | 10266014 | 07/25/2023
Dettson Industries, Inc. | Bryant | OVLAAB060154-154-RF* | Federally-Regulated Consumer Product | Non-Weatherized, Non-Condensin | 2223 | 540 |  | 07/25/2023 | 154668 | 10266034 | 07/25/2023
Dettson Industries, Inc. | Bryant | OVL077-BF* | Federally-Regulated Consumer Product | Non-Weatherized, Non-Condensin | 1445 | 484 |  | 07/25/2023 | 98832 | 6106832 | 07/25/2023
Dettson Industries, Inc. | Bryant | OBLAAB036098-077-RBF* | Federally-Regulated Consumer Product | Non-Weatherized, Non-Condensin | 1153 | 464 |  | 07/25/2023 | 98833 | 10265993 | 07/25/2023
Dettson Industries, Inc. | Bryant | OBL095-RBF* | Federally-Regulated Consumer Product | Non-Weatherized, Non-Condensin | 1598 | 494 |  | 07/25/2023 | 113138 | 6106841 | 07/25/2023
Dettson Industries, Inc. | Bryant | OBLAAB048112-095-RBF* | Federally-Regulated Consumer Product | Non-Weatherized, Non-Condensin | 1598 | 494 |  | 07/25/2023 | 113138 | 10266001 | 07/25/2023
Dettson Industries, Inc. | Bryant | OBL126-RBF* | Federally-Regulated Consumer Product | Non-Weatherized, Non-Condensin | 2192 | 538 |  | 07/25/2023 | 154481 | 6106873 | 07/25/2023
Dettson Industries, Inc. | Bryant | OVL077-RF* | Federally-Regulated Consumer Product | Non-Weatherized, Non-Condensin | 1445 | 484 |  | 07/25/2023 | 98832 | 6106836 | 07/25/2023
Dettson Industries, Inc. | Bryant | OBLAAB036098-077-BNX* | Federally-Regulated Consumer Product | Non-Weatherized, Non-Condensin | 1153 | 464 |  | 07/25/2023 | 98833 | 10265992 | 07/25/2023
Dettson Industries, Inc. | Bryant | OVM112-RF* | Federally-Regulated Consumer Product | Non-Weatherized, Non-Condensin | 1496 | 488 |  | 07/25/2023 | 110066 | 6106806 | 07/25/2023
Dettson Industries, Inc. | Bryant | OVL126-RF* | Federally-Regulated Consumer Product | Non-Weatherized, Non-Condensin | 2223 | 540 |  | 07/25/2023 | 154668 | 6106877 | 07/25/2023
Dettson Industries, Inc. | Bryant | OVL154-RBF* | Federally-Regulated Consumer Product | Non-Weatherized, Non-Condensin | 2223 | 540 |  | 07/25/2023 | 154668 | 6106884 | 07/25/2023
Dettson Industries, Inc. | Bryant | OBL077-CAR* | Federally-Regulated Consumer Product | Non-Weatherized, Non-Condensin | 1153 | 464 |  | 07/25/2023 | 98833 | 6106829 | 07/25/2023
Dettson Industries, Inc. | Bryant | OBLAAB060154-154-BNX* | Federally-Regulated Consumer Product | Non-Weatherized, Non-Condensin | 2192 | 538 |  | 07/25/2023 | 154481 | 10266029 | 07/25/2023
Dettson Industries, Inc. | Bryant | OBLAAB060154-154-RF* | Federally-Regulated Consumer Product | Non-Weatherized, Non-Condensin | 2192 | 538 |  | 07/25/2023 | 154481 | 10266031 | 07/25/2023
Dettson Industries, Inc. | Bryant | OVL077-BNX* | Federally-Regulated Consumer Product | Non-Weatherized, Non-Condensin | 1445 | 484 |  | 07/25/2023 | 98832 | 6106833 | 07/25/2023
Dettson Industries, Inc. | Bryant | OBL077-RBF* | Federally-Regulated Consumer Product | Non-Weatherized, Non-Condensin | 1153 | 464 |  | 07/25/2023 | 98833 | 6106830 | 07/25/2023
Dettson Industries, Inc. | Bryant | OVLAAB036098-098-RBF* | Federally-Regulated Consumer Product | Non-Weatherized, Non-Condensin | 1445 | 484 |  | 07/25/2023 | 98832 | 10266013 | 07/25/2023
Dettson Industries, Inc. | Bryant | OBM112-CAR* | Federally-Regulated Consumer Product | Non-Weatherized, Non-Condensin | 1602 | 496 | 496 | 07/25/2023 | 109509 | 6106799 | 07/25/2023
Dettson Industries, Inc. | Bryant | OVMAAB042112-112-RF* | Federally-Regulated Consumer Product | Non-Weatherized, Non-Condensin | 1496 | 488 | 488 | 07/25/2023 | 110066 | 10265978 | 07/25/2023
Dettson Industries, Inc. | Bryant | OBM154-RF* | Federally-Regulated Consumer Product | Non-Weatherized, Non-Condensin | 1934 | 519 | 519 | 07/25/2023 | 152309 | 6106819 | 07/25/2023
Dettson Industries, Inc. | Bryant | OVM154-RF* | Federally-Regulated Consumer Product | Non-Weatherized, Non-Condensin | 2172 | 535 | 536 | 07/25/2023 | 152221 | 6106822 | 07/25/2023
Dettson Industries, Inc. | Bryant | OVMAAB060154-154-BNX* | Federally-Regulated Consumer Product | Non-Weatherized, Non-Condensin | 2172 | 535 | 536 | 07/25/2023 | 152221 | 10265988 | 07/25/2023
Dettson Industries, Inc. | Bryant | OBMAAB042112-112-RF* | Federally-Regulated Consumer Product | Non-Weatherized, Non-Condensin | 1602 | 496 | 496 | 07/25/2023 | 109509 | 10265974 | 07/25/2023
Dettson Industries, Inc. | Bryant | OVM154-BNX* | Federally-Regulated Consumer Product | Non-Weatherized, Non-Condensin | 2172 | 535 | 536 | 07/25/2023 | 152221 | 6106820 | 07/25/2023
Dettson Industries, Inc. | Bryant | OVM154-RBF* | Federally-Regulated Consumer Product | Non-Weatherized, Non-Condensin | 2172 | 535 | 536 | 07/25/2023 | 152221 | 6106821 | 07/25/2023
Dettson Industries, Inc. | Bryant | OBM095-RBF* | Federally-Regulated Consumer Product | Non-Weatherized, Non-Condensin | 1602 | 496 | 496 | 07/25/2023 | 109509 | 6106780 | 07/25/2023
Dettson Industries, Inc. | Bryant | OBMAAB060154-126-RF* | Federally-Regulated Consumer Product | Non-Weatherized, Non-Condensin | 1934 | 519 | 519 | 07/25/2023 | 152309 | 10265981 | 07/25/2023
Dettson Industries, Inc. | Bryant | OBMAAB042112-112-RBF* | Federally-Regulated Consumer Product | Non-Weatherized, Non-Condensin | 1602 | 496 | 496 | 07/25/2023 | 109509 | 10265973 | 07/25/2023
Dettson Industries, Inc. | Bryant | OBMAAB042112-112-BNX* | Federally-Regulated Consumer Product | Non-Weatherized, Non-Condensin | 1602 | 496 | 496 | 07/25/2023 | 109509 | 10265972 | 07/25/2023
Dettson Industries, Inc. | Bryant | OBM112-RBF* | Federally-Regulated Consumer Product | Non-Weatherized, Non-Condensin | 1602 | 496 | 496 | 07/25/2023 | 109509 | 6106800 | 07/25/2023
Dettson Industries, Inc. | Bryant | OVMAAB060154-154-RBF* | Federally-Regulated Consumer Product | Non-Weatherized, Non-Condensin | 2172 | 535 | 536 | 07/25/2023 | 152221 | 10265989 | 07/25/2023
Dettson Industries, Inc. | Bryant | OBM112-BF* | Federally-Regulated Consumer Product | Non-Weatherized, Non-Condensin | 1602 | 496 | 496 | 07/25/2023 | 109509 | 6106797 | 07/25/2023
Dettson Industries, Inc. | Bryant | OBMAAB042112-095-RBF* | Federally-Regulated Consumer Product | Non-Weatherized, Non-Condensin | 1602 | 496 | 496 | 07/25/2023 | 109509 | 10265961 | 07/25/2023
Dettson Industries, Inc. | Bryant | OBM126-RBF* | Federally-Regulated Consumer Product | Non-Weatherized, Non-Condensin | 1934 | 519 | 519 | 07/25/2023 | 152309 | 6106810 | 07/25/2023
Dettson Industries, Inc. | Bryant | OVMAAB060154-126-BNX* | Federally-Regulated Consumer Product | Non-Weatherized, Non-Condensin | 2172 | 535 | 536 | 07/25/2023 | 152221 | 10265982 | 07/25/2023
Dettson Industries, Inc. | Bryant | OBMAAB060154-126-BNX* | Federally-Regulated Consumer Product | Non-Weatherized, Non-Condensin | 1934 | 519 | 519 | 07/25/2023 | 152309 | 10265979 | 07/25/2023
Dettson Industries, Inc. | Bryant | OVM126-RBF* | Federally-Regulated Consumer Product | Non-Weatherized, Non-Condensin | 2172 | 535 | 536 | 07/25/2023 | 152221 | 6106813 | 07/25/2023
Dettson Industries, Inc. | Bryant | OVMAAB042112-095-RBF* | Federally-Regulated Consumer Product | Non-Weatherized, Non-Condensin | 1496 | 488 | 488 | 07/25/2023 | 110066 | 10265965 | 07/25/2023
Dettson Industries, Inc. | Bryant | OVM112-BF* | Federally-Regulated Consumer Product | Non-Weatherized, Non-Condensin | 1496 | 488 | 488 | 07/25/2023 | 110066 | 6106802 | 07/25/2023
Dettson Industries, Inc. | Bryant | OBM154-BNX* | Federally-Regulated Consumer Product | Non-Weatherized, Non-Condensin | 1934 | 519 | 519 | 07/25/2023 | 152309 | 6106817 | 07/25/2023
Dettson Industries, Inc. | Bryant | OBMAAB060154-154-RBF* | Federally-Regulated Consumer Product | Non-Weatherized, Non-Condensin | 1934 | 519 | 519 | 07/25/2023 | 152309 | 10265986 | 07/25/2023
Dettson Industries, Inc. | Bryant | OVMAAB060154-126-RF* | Federally-Regulated Consumer Product | Non-Weatherized, Non-Condensin | 2172 | 535 | 536 | 07/25/2023 | 152221 | 10265984 | 07/25/2023
Dettson Industries, Inc. | Bryant | OVMAAB060154-126-RBF* | Federally-Regulated Consumer Product | Non-Weatherized, Non-Condensin | 2172 | 535 | 536 | 07/25/2023 | 152221 | 10265983 | 07/25/2023
Dettson Industries, Inc. | Bryant | OVM095-BF* | Federally-Regulated Consumer Product | Non-Weatherized, Non-Condensin | 1496 | 488 | 488 | 07/25/2023 | 110066 | 6106782 | 07/25/2023
Dettson Industries, Inc. | Bryant | OBM095-BF* | Federally-Regulated Consumer Product | Non-Weatherized, Non-Condensin | 1602 | 496 | 496 | 07/25/2023 | 109509 | 6106777 | 07/25/2023
Dettson Industries, Inc. | Bryant | OBM126-RF* | Federally-Regulated Consumer Product | Non-Weatherized, Non-Condensin | 1934 | 519 | 519 | 07/25/2023 | 152309 | 6106811 | 07/25/2023
Dettson Industries, Inc. | Bryant | OVMAAB042112-095-BNX* | Federally-Regulated Consumer Product | Non-Weatherized, Non-Condensin | 1496 | 488 | 488 | 07/25/2023 | 110066 | 10265964 | 07/25/2023
Dettson Industries, Inc. | Bryant | OVM126-RF* | Federally-Regulated Consumer Product | Non-Weatherized, Non-Condensin | 2172 | 535 | 536 | 07/25/2023 | 152221 | 6106814 | 07/25/2023
Dettson Industries, Inc. | Bryant | OBM095-BNX* | Federally-Regulated Consumer Product | Non-Weatherized, Non-Condensin | 1602 | 496 | 496 | 07/25/2023 | 109509 | 6106778 | 07/25/2023
Dettson Industries, Inc. | Bryant | OBM112-RF* | Federally-Regulated Consumer Product | Non-Weatherized, Non-Condensin | 1602 | 496 | 496 | 07/25/2023 | 109509 | 6106801 | 07/25/2023
Dettson Industries, Inc. | Bryant | OBMAAB060154-154-BNX* | Federally-Regulated Consumer Product | Non-Weatherized, Non-Condensin | 1934 | 519 | 519 | 07/25/2023 | 152309 | 10265985 | 07/25/2023
Dettson Industries, Inc. | Bryant | OVM112-RBF* | Federally-Regulated Consumer Product | Non-Weatherized, Non-Condensin | 1496 | 488 | 488 | 07/25/2023 | 110066 | 6106805 | 07/25/2023
Dettson Industries, Inc. | Bryant | OVMAAB042112-112-RBF* | Federally-Regulated Consumer Product | Non-Weatherized, Non-Condensin | 1496 | 488 | 488 | 07/25/2023 | 110066 | 10265977 | 07/25/2023
Dettson Industries, Inc. | Bryant | OBMAAB060154-126-RBF* | Federally-Regulated Consumer Product | Non-Weatherized, Non-Condensin | 1934 | 519 | 519 | 07/25/2023 | 152309 | 10265980 | 07/25/2023
Dettson Industries, Inc. | Bryant | OVM126-BNX* | Federally-Regulated Consumer Product | Non-Weatherized, Non-Condensin | 2172 | 535 | 536 | 07/25/2023 | 152221 | 6106812 | 07/25/2023
Dettson Industries, Inc. | Bryant | OVMAAB042112-112-BF* | Federally-Regulated Consumer Product | Non-Weatherized, Non-Condensin | 1496 | 488 | 488 | 07/25/2023 | 110066 | 10265975 | 07/25/2023
Dettson Industries, Inc. | Bryant | OVMAAB042112-095-BF* | Federally-Regulated Consumer Product | Non-Weatherized, Non-Condensin | 1496 | 488 | 488 | 07/25/2023 | 110066 | 10265963 | 07/25/2023
Dettson Industries, Inc. | Bryant | OBM126-BNX* | Federally-Regulated Consumer Product | Non-Weatherized, Non-Condensin | 1934 | 519 | 519 | 07/25/2023 | 152309 | 6106809 | 07/25/2023
Dettson Industries, Inc. | Bryant | OVM095-BNX* | Federally-Regulated Consumer Product | Non-Weatherized, Non-Condensin | 1496 | 488 | 488 | 07/25/2023 | 110066 | 6106783 | 07/25/2023
Dettson Industries, Inc. | Bryant | OBMAAB042112-112-BF* | Federally-Regulated Consumer Product | Non-Weatherized, Non-Condensin | 1602 | 496 | 496 | 07/25/2023 | 109509 | 10265971 | 07/25/2023
Dettson Industries, Inc. | Bryant | OVMAAB042112-095-RF* | Federally-Regulated Consumer Product | Non-Weatherized, Non-Condensin | 1496 | 488 | 488 | 07/25/2023 | 110066 | 10265966 | 07/25/2023
Dettson Industries, Inc. | Bryant | OVM112-CAR* | Federally-Regulated Consumer Product | Non-Weatherized, Non-Condensin | 1496 | 488 | 488 | 07/25/2023 | 110066 | 6106804 | 07/25/2023
Dettson Industries, Inc. | Bryant | OVMAAB042112-112-BNX* | Federally-Regulated Consumer Product | Non-Weatherized, Non-Condensin | 1496 | 488 | 488 | 07/25/2023 | 110066 | 10265976 | 07/25/2023
Dettson Industries, Inc. | Bryant | OBMAAB042112-095-RF* | Federally-Regulated Consumer Product | Non-Weatherized, Non-Condensin | 1602 | 496 | 496 | 07/25/2023 | 109509 | 10265962 | 07/25/2023
Dettson Industries, Inc. | Bryant | OBM112-BNX* | Federally-Regulated Consumer Product | Non-Weatherized, Non-Condensin | 1602 | 496 | 496 | 07/25/2023 | 109509 | 6106798 | 07/25/2023
Dettson Industries, Inc. | Bryant | OBMAAB042112-095-BNX* | Federally-Regulated Consumer Product | Non-Weatherized, Non-Condensin | 1602 | 496 | 496 | 07/25/2023 | 109509 | 10265960 | 07/25/2023
Dettson Industries, Inc. | Bryant | OBM154-RBF* | Federally-Regulated Consumer Product | Non-Weatherized, Non-Condensin | 1934 | 519 | 519 | 07/25/2023 | 152309 | 6106818 | 07/25/2023
Dettson Industries, Inc. | Bryant | OBMAAB042112-095-BF* | Federally-Regulated Consumer Product | Non-Weatherized, Non-Condensin | 1602 | 496 | 496 | 07/25/2023 | 109509 | 10265959 | 07/25/2023
Dettson Industries, Inc. | Bryant | OVMAAB060154-154-RF* | Federally-Regulated Consumer Product | Non-Weatherized, Non-Condensin | 2172 | 535 | 536 | 07/25/2023 | 152221 | 10265990 | 07/25/2023
Dettson Industries, Inc. | Bryant | OBM095-CAR* | Federally-Regulated Consumer Product | Non-Weatherized, Non-Condensin | 1602 | 496 | 496 | 07/25/2023 | 109509 | 6106779 | 07/25/2023
Dettson Industries, Inc. | Bryant | OBMAAB060154-154-RF* | Federally-Regulated Consumer Product | Non-Weatherized, Non-Condensin | 1934 | 519 | 519 | 07/25/2023 | 152309 | 10265987 | 07/25/2023
Dettson Industries, Inc. | Bryant | OVM112-BNX* | Federally-Regulated Consumer Product | Non-Weatherized, Non-Condensin | 1496 | 488 | 488 | 07/25/2023 | 110066 | 6106803 | 07/25/2023
Dettson Industries, Inc. | Bryant | OBM095-RF* | Federally-Regulated Consumer Product | Non-Weatherized, Non-Condensin | 1602 | 496 | 496 | 07/25/2023 | 109509 | 6106781 | 07/25/2023
Dettson Industries, Inc. | Arcoaire | OTF189-BF | Federally-Regulated Consumer Product | Non-Weatherized, Non-Condensin | 2279 | 543 |  | 07/25/2023 | 210456 | 201695917 | 07/25/2023
Dettson Industries, Inc. | Arcoaire | OMV112-CAR | Federally-Regulated Consumer Product | Non-Weatherized, Non-Condensin | 1496 | 488 |  | 07/25/2023 | 110066 | 201695683 | 07/25/2023
Dettson Industries, Inc. | Arcoaire | OMF112-BF | Federally-Regulated Consumer Product | Non-Weatherized, Non-Condensin | 1602 | 496 |  | 07/25/2023 | 109509 | 201695620 | 07/25/2023
Dettson Industries, Inc. | Arcoaire | OMF095-BNX | Federally-Regulated Consumer Product | Non-Weatherized, Non-Condensin | 1602 | 496 |  | 07/25/2023 | 109509 | 201695422 | 07/25/2023
Dettson Industries, Inc. | Arcoaire | OLV095-BNX | Federally-Regulated Consumer Product | Non-Weatherized, Non-Condensin | 1724 | 503 |  | 07/25/2023 | 113337 | 201693829 | 07/25/2023
Dettson Industries, Inc. | Arcoaire | OLR154-BNX | Federally-Regulated Consumer Product | Non-Weatherized, Non-Condensin | 2192 | 538 |  | 07/25/2023 | 154481 | 201694180 | 07/25/2023
Dettson Industries, Inc. | Arcoaire | OMV154-RF | Federally-Regulated Consumer Product | Non-Weatherized, Non-Condensin | 2172 | 535 |  | 07/25/2023 | 152221 | 201695863 | 07/25/2023
Dettson Industries, Inc. | Arcoaire | OLV154-RF | Federally-Regulated Consumer Product | Non-Weatherized, Non-Condensin | 2223 | 540 |  | 07/25/2023 | 154668 | 201694225 | 07/25/2023
Dettson Industries, Inc. | Arcoaire | OTF210-BF | Federally-Regulated Consumer Product | Non-Weatherized, Non-Condensin | 2279 | 543 |  | 07/25/2023 | 210456 | 201695935 | 07/25/2023
Dettson Industries, Inc. | Arcoaire | OLR126-BNX | Federally-Regulated Consumer Product | Non-Weatherized, Non-Condensin | 2192 | 538 |  | 07/25/2023 | 154481 | 201694099 | 07/25/2023
Dettson Industries, Inc. | Arcoaire | OMF112-CAR | Federally-Regulated Consumer Product | Non-Weatherized, Non-Condensin | 1602 | 496 |  | 07/25/2023 | 109509 | 201695638 | 07/25/2023
Dettson Industries, Inc. | Arcoaire | OLV098-BNX | Federally-Regulated Consumer Product | Non-Weatherized, Non-Condensin | 1445 | 484 |  | 07/25/2023 | 98832 | 201693919 | 07/25/2023
Dettson Industries, Inc. | Arcoaire | OLR095-BNX | Federally-Regulated Consumer Product | Non-Weatherized, Non-Condensin | 1598 | 494 |  | 07/25/2023 | 113138 | 201693784 | 07/25/2023
Dettson Industries, Inc. | Arcoaire | OLV098-RBF | Federally-Regulated Consumer Product | Non-Weatherized, Non-Condensin | 1445 | 484 |  | 07/25/2023 | 98832 | 201693937 | 07/25/2023
Dettson Industries, Inc. | Arcoaire | OLR112-CAR | Federally-Regulated Consumer Product | Non-Weatherized, Non-Condensin | 1598 | 494 |  | 07/25/2023 | 113138 | 201694000 | 07/25/2023
Dettson Industries, Inc. | Arcoaire | OMV112-BF | Federally-Regulated Consumer Product | Non-Weatherized, Non-Condensin | 1496 | 488 |  | 07/25/2023 | 110066 | 201695665 | 07/25/2023
Dettson Industries, Inc. | Arcoaire | OLV077-CAR | Federally-Regulated Consumer Product | Non-Weatherized, Non-Condensin | 1445 | 484 |  | 07/25/2023 | 98832 | 201693721 | 07/25/2023
Dettson Industries, Inc. | Arcoaire | OLR210-BF | Federally-Regulated Consumer Product | Non-Weatherized, Non-Condensin | 2231 | 540 |  | 07/25/2023 | 209205 | 201694297 | 07/25/2023
Dettson Industries, Inc. | Arcoaire | OLV126-RF | Federally-Regulated Consumer Product | Non-Weatherized, Non-Condensin | 2223 | 540 |  | 07/25/2023 | 154668 | 201694144 | 07/25/2023
Dettson Industries, Inc. | Arcoaire | OMV112-BNX | Federally-Regulated Consumer Product | Non-Weatherized, Non-Condensin | 1496 | 488 |  | 07/25/2023 | 110066 | 201695674 | 07/25/2023
Dettson Industries, Inc. | Arcoaire | OLV098-CAR | Federally-Regulated Consumer Product | Non-Weatherized, Non-Condensin | 1445 | 484 |  | 07/25/2023 | 98832 | 201693928 | 07/25/2023
Dettson Industries, Inc. | Arcoaire | OLR077-BNX | Federally-Regulated Consumer Product | Non-Weatherized, Non-Condensin | 1153 | 464 |  | 07/25/2023 | 98833 | 201693667 | 07/25/2023
Dettson Industries, Inc. | Arcoaire | OMV095-CAR | Federally-Regulated Consumer Product | Non-Weatherized, Non-Condensin | 1496 | 488 |  | 07/25/2023 | 110066 | 201695476 | 07/25/2023
Dettson Industries, Inc. | Arcoaire | OTF168-RF | Federally-Regulated Consumer Product | Non-Weatherized, Non-Condensin | 2279 | 543 |  | 07/25/2023 | 210456 | 201695908 | 07/25/2023
Dettson Industries, Inc. | Arcoaire | OMV095-RBF | Federally-Regulated Consumer Product | Non-Weatherized, Non-Condensin | 1496 | 488 |  | 07/25/2023 | 110066 | 201695485 | 07/25/2023
Dettson Industries, Inc. | Arcoaire | OLV077-BNX | Federally-Regulated Consumer Product | Non-Weatherized, Non-Condensin | 1445 | 484 |  | 07/25/2023 | 98832 | 201693712 | 07/25/2023
Dettson Industries, Inc. | Arcoaire | OMV095-BNX | Federally-Regulated Consumer Product | Non-Weatherized, Non-Condensin | 1496 | 488 |  | 07/25/2023 | 110066 | 201695467 | 07/25/2023
Dettson Industries, Inc. | Arcoaire | OLR098-RBF | Federally-Regulated Consumer Product | Non-Weatherized, Non-Condensin | 1153 | 464 |  | 07/25/2023 | 98833 | 201693892 | 07/25/2023
Dettson Industries, Inc. | Arcoaire | OMV112-RF | Federally-Regulated Consumer Product | Non-Weatherized, Non-Condensin | 1496 | 488 |  | 07/25/2023 | 110066 | 201695701 | 07/25/2023
Dettson Industries, Inc. | Arcoaire | OLV112-CAR | Federally-Regulated Consumer Product | Non-Weatherized, Non-Condensin | 1724 | 503 |  | 07/25/2023 | 113337 | 201694045 | 07/25/2023
Dettson Industries, Inc. | Arcoaire | OLV098-RF | Federally-Regulated Consumer Product | Non-Weatherized, Non-Condensin | 1445 | 484 |  | 07/25/2023 | 98832 | 201693946 | 07/25/2023
Dettson Industries, Inc. | Arcoaire | OLR189-RF | Federally-Regulated Consumer Product | Non-Weatherized, Non-Condensin | 2231 | 540 |  | 07/25/2023 | 209205 | 201694288 | 07/25/2023
Dettson Industries, Inc. | Arcoaire | OLR154-RF | Federally-Regulated Consumer Product | Non-Weatherized, Non-Condensin | 2192 | 538 |  | 07/25/2023 | 154481 | 201694198 | 07/25/2023
Dettson Industries, Inc. | Arcoaire | OMF095-BF | Federally-Regulated Consumer Product | Non-Weatherized, Non-Condensin | 1602 | 496 |  | 07/25/2023 | 109509 | 201695413 | 07/25/2023
Dettson Industries, Inc. | Arcoaire | OLV077-BF | Federally-Regulated Consumer Product | Non-Weatherized, Non-Condensin | 1445 | 484 |  | 07/25/2023 | 98832 | 201693703 | 07/25/2023
Dettson Industries, Inc. | Arcoaire | OLR210-RF | Federally-Regulated Consumer Product | Non-Weatherized, Non-Condensin | 2231 | 540 |  | 07/25/2023 | 209205 | 201694306 | 07/25/2023
Dettson Industries, Inc. | Arcoaire | OLV154-BNX | Federally-Regulated Consumer Product | Non-Weatherized, Non-Condensin | 2223 | 540 |  | 07/25/2023 | 154668 | 201694207 | 07/25/2023
Dettson Industries, Inc. | Arcoaire | OLR126-RBF | Federally-Regulated Consumer Product | Non-Weatherized, Non-Condensin | 2192 | 538 |  | 07/25/2023 | 154481 | 201694108 | 07/25/2023
Dettson Industries, Inc. | Arcoaire | OMF154-RBF | Federally-Regulated Consumer Product | Non-Weatherized, Non-Condensin | 1934 | 519 |  | 07/25/2023 | 152309 | 201695827 | 07/25/2023
Dettson Industries, Inc. | Arcoaire | OMF095-RBF | Federally-Regulated Consumer Product | Non-Weatherized, Non-Condensin | 1602 | 496 |  | 07/25/2023 | 109509 | 201695440 | 07/25/2023
Dettson Industries, Inc. | Arcoaire | OLV126-BNX | Federally-Regulated Consumer Product | Non-Weatherized, Non-Condensin | 2223 | 540 |  | 07/25/2023 | 154668 | 201694126 | 07/25/2023
Dettson Industries, Inc. | Arcoaire | OLV077-RF | Federally-Regulated Consumer Product | Non-Weatherized, Non-Condensin | 1445 | 484 |  | 07/25/2023 | 98832 | 201693739 | 07/25/2023
Dettson Industries, Inc. | Arcoaire | OMF126-BNX | Federally-Regulated Consumer Product | Non-Weatherized, Non-Condensin | 1934 | 519 |  | 07/25/2023 | 152309 | 201695737 | 07/25/2023
Dettson Industries, Inc. | Arcoaire | OMV095-RF | Federally-Regulated Consumer Product | Non-Weatherized, Non-Condensin | 1496 | 488 |  | 07/25/2023 | 110066 | 201695494 | 07/25/2023
Dettson Industries, Inc. | Arcoaire | OLR098-BF | Federally-Regulated Consumer Product | Non-Weatherized, Non-Condensin | 1153 | 464 |  | 07/25/2023 | 98833 | 201693865 | 07/25/2023
Dettson Industries, Inc. | Arcoaire | OLV095-CAR | Federally-Regulated Consumer Product | Non-Weatherized, Non-Condensin | 1724 | 503 |  | 07/25/2023 | 113337 | 201693838 | 07/25/2023
Dettson Industries, Inc. | Arcoaire | OTF210-RF | Federally-Regulated Consumer Product | Non-Weatherized, Non-Condensin | 2279 | 543 |  | 07/25/2023 | 210456 | 201693622 | 07/25/2023
Dettson Industries, Inc. | Arcoaire | OLV095-RF | Federally-Regulated Consumer Product | Non-Weatherized, Non-Condensin | 1724 | 503 |  | 07/25/2023 | 113337 | 201693856 | 07/25/2023
Dettson Industries, Inc. | Arcoaire | OMF126-RF | Federally-Regulated Consumer Product | Non-Weatherized, Non-Condensin | 1934 | 519 |  | 07/25/2023 | 152309 | 201695755 | 07/25/2023
Dettson Industries, Inc. | Arcoaire | OLV095-BF | Federally-Regulated Consumer Product | Non-Weatherized, Non-Condensin | 1724 | 503 |  | 07/25/2023 | 113337 | 201693820 | 07/25/2023
Dettson Industries, Inc. | Arcoaire | OLR126-RF | Federally-Regulated Consumer Product | Non-Weatherized, Non-Condensin | 2192 | 538 |  | 07/25/2023 | 154481 | 201694117 | 07/25/2023
Dettson Industries, Inc. | Arcoaire | OLV095-RBF | Federally-Regulated Consumer Product | Non-Weatherized, Non-Condensin | 1724 | 503 |  | 07/25/2023 | 113337 | 201693847 | 07/25/2023
Dettson Industries, Inc. | Arcoaire | OLR168-RF | Federally-Regulated Consumer Product | Non-Weatherized, Non-Condensin | 2231 | 540 |  | 07/25/2023 | 209205 | 201694270 | 07/25/2023
Dettson Industries, Inc. | Arcoaire | OLR095-RF | Federally-Regulated Consumer Product | Non-Weatherized, Non-Condensin | 1598 | 494 |  | 07/25/2023 | 113138 | 201693811 | 07/25/2023
Dettson Industries, Inc. | Arcoaire | OLR112-BNX | Federally-Regulated Consumer Product | Non-Weatherized, Non-Condensin | 1598 | 494 |  | 07/25/2023 | 113138 | 201693991 | 07/25/2023
Dettson Industries, Inc. | Arcoaire | OLR154-RBF | Federally-Regulated Consumer Product | Non-Weatherized, Non-Condensin | 2192 | 538 |  | 07/25/2023 | 154481 | 201694189 | 07/25/2023
Dettson Industries, Inc. | Arcoaire | OMF154-RF | Federally-Regulated Consumer Product | Non-Weatherized, Non-Condensin | 1934 | 519 |  | 07/25/2023 | 152309 | 201695836 | 07/25/2023
Dettson Industries, Inc. | Arcoaire | OLR098-RF | Federally-Regulated Consumer Product | Non-Weatherized, Non-Condensin | 1153 | 464 |  | 07/25/2023 | 98833 | 201693901 | 07/25/2023
Dettson Industries, Inc. | Arcoaire | OMV126-RF | Federally-Regulated Consumer Product | Non-Weatherized, Non-Condensin | 2172 | 535 |  | 07/25/2023 | 152221 | 201695782 | 07/25/2023
Dettson Industries, Inc. | Arcoaire | OLV098-BF | Federally-Regulated Consumer Product | Non-Weatherized, Non-Condensin | 1445 | 484 |  | 07/25/2023 | 98832 | 201693910 | 07/25/2023
Dettson Industries, Inc. | Arcoaire | OTF189-RF | Federally-Regulated Consumer Product | Non-Weatherized, Non-Condensin | 2279 | 543 |  | 07/25/2023 | 210456 | 201695926 | 07/25/2023
Dettson Industries, Inc. | Arcoaire | OLR168-BF | Federally-Regulated Consumer Product | Non-Weatherized, Non-Condensin | 2231 | 540 |  | 07/25/2023 | 209205 | 201694261 | 07/25/2023
Dettson Industries, Inc. | Arcoaire | OLR098-CAR | Federally-Regulated Consumer Product | Non-Weatherized, Non-Condensin | 1153 | 464 |  | 07/25/2023 | 98833 | 201693883 | 07/25/2023
Dettson Industries, Inc. | Arcoaire | OLV154-RBF | Federally-Regulated Consumer Product | Non-Weatherized, Non-Condensin | 2223 | 540 |  | 07/25/2023 | 154668 | 201694216 | 07/25/2023
Dettson Industries, Inc. | Arcoaire | OMF126-RBF | Federally-Regulated Consumer Product | Non-Weatherized, Non-Condensin | 1934 | 519 |  | 07/25/2023 | 152309 | 201695746 | 07/25/2023
Dettson Industries, Inc. | Arcoaire | OLR112-BF | Federally-Regulated Consumer Product | Non-Weatherized, Non-Condensin | 1598 | 494 |  | 07/25/2023 | 113138 | 201693982 | 07/25/2023
Dettson Industries, Inc. | Arcoaire | OLV126-RBF | Federally-Regulated Consumer Product | Non-Weatherized, Non-Condensin | 2223 | 540 |  | 07/25/2023 | 154668 | 201694135 | 07/25/2023
Dettson Industries, Inc. | Arcoaire | OMV126-BNX | Federally-Regulated Consumer Product | Non-Weatherized, Non-Condensin | 2172 | 535 |  | 07/25/2023 | 152221 | 201695764 | 07/25/2023
Dettson Industries, Inc. | Arcoaire | OLR077-CAR | Federally-Regulated Consumer Product | Non-Weatherized, Non-Condensin | 1153 | 464 |  | 07/25/2023 | 98833 | 201693676 | 07/25/2023
Dettson Industries, Inc. | Arcoaire | OLR077-BF | Federally-Regulated Consumer Product | Non-Weatherized, Non-Condensin | 1153 | 464 |  | 07/25/2023 | 98833 | 201693658 | 07/25/2023
Dettson Industries, Inc. | Arcoaire | OLV112-RBF | Federally-Regulated Consumer Product | Non-Weatherized, Non-Condensin | 1724 | 503 |  | 07/25/2023 | 113337 | 201694054 | 07/25/2023
Dettson Industries, Inc. | Arcoaire | OLR095-BF | Federally-Regulated Consumer Product | Non-Weatherized, Non-Condensin | 1598 | 494 |  | 07/25/2023 | 113138 | 201693775 | 07/25/2023
Dettson Industries, Inc. | Arcoaire | OLV112-RF | Federally-Regulated Consumer Product | Non-Weatherized, Non-Condensin | 1724 | 503 |  | 07/25/2023 | 113337 | 201694063 | 07/25/2023
Dettson Industries, Inc. | Arcoaire | OLR077-RBF | Federally-Regulated Consumer Product | Non-Weatherized, Non-Condensin | 1153 | 464 |  | 07/25/2023 | 98833 | 201693685 | 07/25/2023
Dettson Industries, Inc. | Arcoaire | OMV154-RBF | Federally-Regulated Consumer Product | Non-Weatherized, Non-Condensin | 2172 | 535 |  | 07/25/2023 | 152221 | 201695854 | 07/25/2023
Dettson Industries, Inc. | Arcoaire | OMV126-RBF | Federally-Regulated Consumer Product | Non-Weatherized, Non-Condensin | 2172 | 535 |  | 07/25/2023 | 152221 | 201695773 | 07/25/2023
Dettson Industries, Inc. | Arcoaire | OTF168-BF | Federally-Regulated Consumer Product | Non-Weatherized, Non-Condensin | 2279 | 543 |  | 07/25/2023 | 210456 | 201695899 | 07/25/2023
Dettson Industries, Inc. | Arcoaire | OLR095-RBF | Federally-Regulated Consumer Product | Non-Weatherized, Non-Condensin | 1598 | 494 |  | 07/25/2023 | 113138 | 201693802 | 07/25/2023
Dettson Industries, Inc. | Arcoaire | OMF095-CAR | Federally-Regulated Consumer Product | Non-Weatherized, Non-Condensin | 1602 | 496 |  | 07/25/2023 | 109509 | 201695431 | 07/25/2023
Dettson Industries, Inc. | Arcoaire | OLV077-RBF | Federally-Regulated Consumer Product | Non-Weatherized, Non-Condensin | 1445 | 484 |  | 07/25/2023 | 98832 | 201693730 | 07/25/2023
Dettson Industries, Inc. | Arcoaire | OLR189-BF | Federally-Regulated Consumer Product | Non-Weatherized, Non-Condensin | 2231 | 540 |  | 07/25/2023 | 209205 | 201694279 | 07/25/2023
Dettson Industries, Inc. | Arcoaire | OLR112-RBF | Federally-Regulated Consumer Product | Non-Weatherized, Non-Condensin | 1598 | 494 |  | 07/25/2023 | 113138 | 201694009 | 07/25/2023
Dettson Industries, Inc. | Arcoaire | OLR098-BNX | Federally-Regulated Consumer Product | Non-Weatherized, Non-Condensin | 1153 | 464 |  | 07/25/2023 | 98833 | 201693874 | 07/25/2023
Dettson Industries, Inc. | Arcoaire | OLR095-CAR | Federally-Regulated Consumer Product | Non-Weatherized, Non-Condensin | 1598 | 494 |  | 07/25/2023 | 113138 | 201693793 | 07/25/2023
Dettson Industries, Inc. | Arcoaire | OMV095-BF | Federally-Regulated Consumer Product | Non-Weatherized, Non-Condensin | 1496 | 488 |  | 07/25/2023 | 110066 | 201695458 | 07/25/2023
Dettson Industries, Inc. | Arcoaire | OMF112-RF | Federally-Regulated Consumer Product | Non-Weatherized, Non-Condensin | 1602 | 496 |  | 07/25/2023 | 109509 | 201695656 | 07/25/2023
Dettson Industries, Inc. | Arcoaire | OMF112-RBF | Federally-Regulated Consumer Product | Non-Weatherized, Non-Condensin | 1602 | 496 |  | 07/25/2023 | 109509 | 201695647 | 07/25/2023
Dettson Industries, Inc. | Arcoaire | OMF095-RF | Federally-Regulated Consumer Product | Non-Weatherized, Non-Condensin | 1602 | 496 |  | 07/25/2023 | 109509 | 201695449 | 07/25/2023
Dettson Industries, Inc. | Arcoaire | OLR112-RF | Federally-Regulated Consumer Product | Non-Weatherized, Non-Condensin | 1598 | 494 |  | 07/25/2023 | 113138 | 201694018 | 07/25/2023
Dettson Industries, Inc. | Arcoaire | OMV154-BNX | Federally-Regulated Consumer Product | Non-Weatherized, Non-Condensin | 2172 | 535 |  | 07/25/2023 | 152221 | 201695845 | 07/25/2023
Dettson Industries, Inc. | Arcoaire | OMF154-BNX | Federally-Regulated Consumer Product | Non-Weatherized, Non-Condensin | 1934 | 519 |  | 07/25/2023 | 152309 | 201695818 | 07/25/2023
Dettson Industries, Inc. | Arcoaire | OMF112-BNX | Federally-Regulated Consumer Product | Non-Weatherized, Non-Condensin | 1602 | 496 |  | 07/25/2023 | 109509 | 201695629 | 07/25/2023
Dettson Industries, Inc. | Arcoaire | OLV112-BF | Federally-Regulated Consumer Product | Non-Weatherized, Non-Condensin | 1724 | 503 |  | 07/25/2023 | 113337 | 201694027 | 07/25/2023
Dettson Industries, Inc. | Arcoaire | OMV112-RBF | Federally-Regulated Consumer Product | Non-Weatherized, Non-Condensin | 1496 | 488 |  | 07/25/2023 | 110066 | 201695692 | 07/25/2023
Dettson Industries, Inc. | Arcoaire | OLR077-RF | Federally-Regulated Consumer Product | Non-Weatherized, Non-Condensin | 1153 | 464 |  | 07/25/2023 | 98833 | 201693694 | 07/25/2023
Dettson Industries, Inc. | Arcoaire | OLV112-BNX | Federally-Regulated Consumer Product | Non-Weatherized, Non-Condensin | 1724 | 503 |  | 07/25/2023 | 113337 | 201694036 | 07/25/2023
Dettson Industries, Inc. | Comfortmaker | OLR077-RF | Federally-Regulated Consumer Product | Non-Weatherized, Non-Condensin | 1153 | 464 |  | 07/25/2023 | 98833 | 201693701 | 07/25/2023
Dettson Industries, Inc. | Comfortmaker | OLR168-BF | Federally-Regulated Consumer Product | Non-Weatherized, Non-Condensin | 2231 | 540 |  | 07/25/2023 | 209205 | 201694268 | 07/25/2023
Dettson Industries, Inc. | Comfortmaker | OLR154-RF | Federally-Regulated Consumer Product | Non-Weatherized, Non-Condensin | 2192 | 538 |  | 07/25/2023 | 154481 | 201694205 | 07/25/2023
Dettson Industries, Inc. | Comfortmaker | OLV126-BNX | Federally-Regulated Consumer Product | Non-Weatherized, Non-Condensin | 2223 | 540 |  | 07/25/2023 | 154668 | 201694133 | 07/25/2023
Dettson Industries, Inc. | Comfortmaker | OTF189-BF | Federally-Regulated Consumer Product | Non-Weatherized, Non-Condensin | 2279 | 543 |  | 07/25/2023 | 210456 | 201695924 | 07/25/2023
Dettson Industries, Inc. | Comfortmaker | OMV126-RBF | Federally-Regulated Consumer Product | Non-Weatherized, Non-Condensin | 2172 | 535 |  | 07/25/2023 | 152221 | 201695780 | 07/25/2023
Dettson Industries, Inc. | Comfortmaker | OLV154-BNX | Federally-Regulated Consumer Product | Non-Weatherized, Non-Condensin | 2223 | 540 |  | 07/25/2023 | 154668 | 201694214 | 07/25/2023
Dettson Industries, Inc. | Comfortmaker | OTF168-BF | Federally-Regulated Consumer Product | Non-Weatherized, Non-Condensin | 2279 | 543 |  | 07/25/2023 | 210456 | 201695906 | 07/25/2023
Dettson Industries, Inc. | Comfortmaker | OMV095-CAR | Federally-Regulated Consumer Product | Non-Weatherized, Non-Condensin | 1496 | 488 |  | 07/25/2023 | 110066 | 201695483 | 07/25/2023
Dettson Industries, Inc. | Comfortmaker | OLV112-BNX | Federally-Regulated Consumer Product | Non-Weatherized, Non-Condensin | 1724 | 503 |  | 07/25/2023 | 113337 | 201694043 | 07/25/2023
Dettson Industries, Inc. | Comfortmaker | OLV112-BF | Federally-Regulated Consumer Product | Non-Weatherized, Non-Condensin | 1724 | 503 |  | 07/25/2023 | 113337 | 201694034 | 07/25/2023
Dettson Industries, Inc. | Comfortmaker | OMF095-RBF | Federally-Regulated Consumer Product | Non-Weatherized, Non-Condensin | 1602 | 496 |  | 07/25/2023 | 109509 | 201695447 | 07/25/2023
Dettson Industries, Inc. | Comfortmaker | OMF112-RBF | Federally-Regulated Consumer Product | Non-Weatherized, Non-Condensin | 1602 | 496 |  | 07/25/2023 | 109509 | 201695654 | 07/25/2023
Dettson Industries, Inc. | Comfortmaker | OLR126-RF | Federally-Regulated Consumer Product | Non-Weatherized, Non-Condensin | 2192 | 538 |  | 07/25/2023 | 154481 | 201694124 | 07/25/2023
Dettson Industries, Inc. | Comfortmaker | OMV154-RBF | Federally-Regulated Consumer Product | Non-Weatherized, Non-Condensin | 2172 | 535 |  | 07/25/2023 | 152221 | 201695861 | 07/25/2023
Dettson Industries, Inc. | Comfortmaker | OLR210-RF | Federally-Regulated Consumer Product | Non-Weatherized, Non-Condensin | 2231 | 540 |  | 07/25/2023 | 209205 | 201694313 | 07/25/2023
Dettson Industries, Inc. | Comfortmaker | OLV095-RF | Federally-Regulated Consumer Product | Non-Weatherized, Non-Condensin | 1724 | 503 |  | 07/25/2023 | 113337 | 201693863 | 07/25/2023
Dettson Industries, Inc. | Comfortmaker | OLR098-CAR | Federally-Regulated Consumer Product | Non-Weatherized, Non-Condensin | 1153 | 464 |  | 07/25/2023 | 98833 | 201693890 | 07/25/2023
Dettson Industries, Inc. | Comfortmaker | OMV126-BNX | Federally-Regulated Consumer Product | Non-Weatherized, Non-Condensin | 2172 | 535 |  | 07/25/2023 | 152221 | 201695771 | 07/25/2023
Dettson Industries, Inc. | Comfortmaker | OLR112-BF | Federally-Regulated Consumer Product | Non-Weatherized, Non-Condensin | 1598 | 494 |  | 07/25/2023 | 113138 | 201693989 | 07/25/2023
Dettson Industries, Inc. | Comfortmaker | OLR095-CAR | Federally-Regulated Consumer Product | Non-Weatherized, Non-Condensin | 1598 | 494 |  | 07/25/2023 | 113138 | 201693800 | 07/25/2023
Dettson Industries, Inc. | Comfortmaker | OMF154-RF | Federally-Regulated Consumer Product | Non-Weatherized, Non-Condensin | 1934 | 519 |  | 07/25/2023 | 152309 | 201695843 | 07/25/2023
Dettson Industries, Inc. | Comfortmaker | OTF210-BF | Federally-Regulated Consumer Product | Non-Weatherized, Non-Condensin | 2279 | 543 |  | 07/25/2023 | 210456 | 201695942 | 07/25/2023
Dettson Industries, Inc. | Comfortmaker | OLR095-BF | Federally-Regulated Consumer Product | Non-Weatherized, Non-Condensin | 1598 | 494 |  | 07/25/2023 | 113138 | 201693782 | 07/25/2023
Dettson Industries, Inc. | Comfortmaker | OLR189-BF | Federally-Regulated Consumer Product | Non-Weatherized, Non-Condensin | 2231 | 540 |  | 07/25/2023 | 209205 | 201694286 | 07/25/2023
Dettson Industries, Inc. | Comfortmaker | OLR077-RBF | Federally-Regulated Consumer Product | Non-Weatherized, Non-Condensin | 1153 | 464 |  | 07/25/2023 | 98833 | 201693692 | 07/25/2023
Dettson Industries, Inc. | Comfortmaker | OLV112-RF | Federally-Regulated Consumer Product | Non-Weatherized, Non-Condensin | 1724 | 503 |  | 07/25/2023 | 113337 | 201694070 | 07/25/2023
Dettson Industries, Inc. | Comfortmaker | OLR077-BF | Federally-Regulated Consumer Product | Non-Weatherized, Non-Condensin | 1153 | 464 |  | 07/25/2023 | 98833 | 201693665 | 07/25/2023
Dettson Industries, Inc. | Comfortmaker | OMV112-RBF | Federally-Regulated Consumer Product | Non-Weatherized, Non-Condensin | 1496 | 488 |  | 07/25/2023 | 110066 | 201695699 | 07/25/2023
Dettson Industries, Inc. | Comfortmaker | OLR098-BNX | Federally-Regulated Consumer Product | Non-Weatherized, Non-Condensin | 1153 | 464 |  | 07/25/2023 | 98833 | 201693881 | 07/25/2023
Dettson Industries, Inc. | Comfortmaker | OLV112-RBF | Federally-Regulated Consumer Product | Non-Weatherized, Non-Condensin | 1724 | 503 |  | 07/25/2023 | 113337 | 201694061 | 07/25/2023
Dettson Industries, Inc. | Comfortmaker | OLR095-RF | Federally-Regulated Consumer Product | Non-Weatherized, Non-Condensin | 1598 | 494 |  | 07/25/2023 | 113138 | 201693818 | 07/25/2023
Dettson Industries, Inc. | Comfortmaker | OLV126-RBF | Federally-Regulated Consumer Product | Non-Weatherized, Non-Condensin | 2223 | 540 |  | 07/25/2023 | 154668 | 201694142 | 07/25/2023
Dettson Industries, Inc. | Comfortmaker | OLR154-RBF | Federally-Regulated Consumer Product | Non-Weatherized, Non-Condensin | 2192 | 538 |  | 07/25/2023 | 154481 | 201694196 | 07/25/2023
Dettson Industries, Inc. | Comfortmaker | OMF112-BF | Federally-Regulated Consumer Product | Non-Weatherized, Non-Condensin | 1602 | 496 |  | 07/25/2023 | 109509 | 201695627 | 07/25/2023
Dettson Industries, Inc. | Comfortmaker | OLV095-CAR | Federally-Regulated Consumer Product | Non-Weatherized, Non-Condensin | 1724 | 503 |  | 07/25/2023 | 113337 | 201693845 | 07/25/2023
Dettson Industries, Inc. | Comfortmaker | OLR126-RBF | Federally-Regulated Consumer Product | Non-Weatherized, Non-Condensin | 2192 | 538 |  | 07/25/2023 | 154481 | 201694115 | 07/25/2023
Dettson Industries, Inc. | Comfortmaker | OTF189-RF | Federally-Regulated Consumer Product | Non-Weatherized, Non-Condensin | 2279 | 543 |  | 07/25/2023 | 210456 | 201695933 | 07/25/2023
Dettson Industries, Inc. | Comfortmaker | OMF112-BNX | Federally-Regulated Consumer Product | Non-Weatherized, Non-Condensin | 1602 | 496 |  | 07/25/2023 | 109509 | 201695636 | 07/25/2023
Dettson Industries, Inc. | Comfortmaker | OLV098-RF | Federally-Regulated Consumer Product | Non-Weatherized, Non-Condensin | 1445 | 484 |  | 07/25/2023 | 98832 | 201693953 | 07/25/2023
Dettson Industries, Inc. | Comfortmaker | OLV095-BNX | Federally-Regulated Consumer Product | Non-Weatherized, Non-Condensin | 1724 | 503 |  | 07/25/2023 | 113337 | 201693836 | 07/25/2023
Dettson Industries, Inc. | Comfortmaker | OLR077-BNX | Federally-Regulated Consumer Product | Non-Weatherized, Non-Condensin | 1153 | 464 |  | 07/25/2023 | 98833 | 201693674 | 07/25/2023
Dettson Industries, Inc. | Comfortmaker | OLR112-RF | Federally-Regulated Consumer Product | Non-Weatherized, Non-Condensin | 1598 | 494 |  | 07/25/2023 | 113138 | 201694025 | 07/25/2023
Dettson Industries, Inc. | Comfortmaker | OMF126-BNX | Federally-Regulated Consumer Product | Non-Weatherized, Non-Condensin | 1934 | 519 |  | 07/25/2023 | 152309 | 201695744 | 07/25/2023
Dettson Industries, Inc. | Comfortmaker | OMF112-RF | Federally-Regulated Consumer Product | Non-Weatherized, Non-Condensin | 1602 | 496 |  | 07/25/2023 | 109509 | 201695663 | 07/25/2023
Dettson Industries, Inc. | Comfortmaker | OMF095-BF | Federally-Regulated Consumer Product | Non-Weatherized, Non-Condensin | 1602 | 496 |  | 07/25/2023 | 109509 | 201695420 | 07/25/2023
Dettson Industries, Inc. | Comfortmaker | OLV154-RBF | Federally-Regulated Consumer Product | Non-Weatherized, Non-Condensin | 2223 | 540 |  | 07/25/2023 | 154668 | 201694223 | 07/25/2023
Dettson Industries, Inc. | Comfortmaker | OLR112-RBF | Federally-Regulated Consumer Product | Non-Weatherized, Non-Condensin | 1598 | 494 |  | 07/25/2023 | 113138 | 201694016 | 07/25/2023
Dettson Industries, Inc. | Comfortmaker | OLR210-BF | Federally-Regulated Consumer Product | Non-Weatherized, Non-Condensin | 2231 | 540 |  | 07/25/2023 | 209205 | 201694304 | 07/25/2023
Dettson Industries, Inc. | Comfortmaker | OLR095-RBF | Federally-Regulated Consumer Product | Non-Weatherized, Non-Condensin | 1598 | 494 |  | 07/25/2023 | 113138 | 201693809 | 07/25/2023
Dettson Industries, Inc. | Comfortmaker | OLV077-BF | Federally-Regulated Consumer Product | Non-Weatherized, Non-Condensin | 1445 | 484 |  | 07/25/2023 | 98832 | 201693710 | 07/25/2023
Dettson Industries, Inc. | Comfortmaker | OMV112-BF | Federally-Regulated Consumer Product | Non-Weatherized, Non-Condensin | 1496 | 488 |  | 07/25/2023 | 110066 | 201695672 | 07/25/2023
Dettson Industries, Inc. | Comfortmaker | OLR154-BNX | Federally-Regulated Consumer Product | Non-Weatherized, Non-Condensin | 2192 | 538 |  | 07/25/2023 | 154481 | 201694187 | 07/25/2023
Dettson Industries, Inc. | Comfortmaker | OLR098-RBF | Federally-Regulated Consumer Product | Non-Weatherized, Non-Condensin | 1153 | 464 |  | 07/25/2023 | 98833 | 201693899 | 07/25/2023
Dettson Industries, Inc. | Comfortmaker | OMV112-RF | Federally-Regulated Consumer Product | Non-Weatherized, Non-Condensin | 1496 | 488 |  | 07/25/2023 | 110066 | 201695708 | 07/25/2023
Dettson Industries, Inc. | Comfortmaker | OMF154-BNX | Federally-Regulated Consumer Product | Non-Weatherized, Non-Condensin | 1934 | 519 |  | 07/25/2023 | 152309 | 201695825 | 07/25/2023
Dettson Industries, Inc. | Comfortmaker | OLR126-BNX | Federally-Regulated Consumer Product | Non-Weatherized, Non-Condensin | 2192 | 538 |  | 07/25/2023 | 154481 | 201694106 | 07/25/2023
Dettson Industries, Inc. | Comfortmaker | OLV077-BNX | Federally-Regulated Consumer Product | Non-Weatherized, Non-Condensin | 1445 | 484 |  | 07/25/2023 | 98832 | 201693719 | 07/25/2023
Dettson Industries, Inc. | Comfortmaker | OLV095-RBF | Federally-Regulated Consumer Product | Non-Weatherized, Non-Condensin | 1724 | 503 |  | 07/25/2023 | 113337 | 201693854 | 07/25/2023
Dettson Industries, Inc. | Comfortmaker | OTF168-RF | Federally-Regulated Consumer Product | Non-Weatherized, Non-Condensin | 2279 | 543 |  | 07/25/2023 | 210456 | 201695915 | 07/25/2023
Dettson Industries, Inc. | Comfortmaker | OLV112-CAR | Federally-Regulated Consumer Product | Non-Weatherized, Non-Condensin | 1724 | 503 |  | 07/25/2023 | 113337 | 201694052 | 07/25/2023
Dettson Industries, Inc. | Comfortmaker | OLR112-BNX | Federally-Regulated Consumer Product | Non-Weatherized, Non-Condensin | 1598 | 494 |  | 07/25/2023 | 113138 | 201693998 | 07/25/2023
Dettson Industries, Inc. | Comfortmaker | OMV095-BNX | Federally-Regulated Consumer Product | Non-Weatherized, Non-Condensin | 1496 | 488 |  | 07/25/2023 | 110066 | 201695474 | 07/25/2023
Dettson Industries, Inc. | Comfortmaker | OLR095-BNX | Federally-Regulated Consumer Product | Non-Weatherized, Non-Condensin | 1598 | 494 |  | 07/25/2023 | 113138 | 201693791 | 07/25/2023
Dettson Industries, Inc. | Comfortmaker | OLV098-BNX | Federally-Regulated Consumer Product | Non-Weatherized, Non-Condensin | 1445 | 484 |  | 07/25/2023 | 98832 | 201693926 | 07/25/2023
Dettson Industries, Inc. | Comfortmaker | OLR098-RF | Federally-Regulated Consumer Product | Non-Weatherized, Non-Condensin | 1153 | 464 |  | 07/25/2023 | 98833 | 201693908 | 07/25/2023
Dettson Industries, Inc. | Comfortmaker | OMV095-RBF | Federally-Regulated Consumer Product | Non-Weatherized, Non-Condensin | 1496 | 488 |  | 07/25/2023 | 110066 | 201695492 | 07/25/2023
Dettson Industries, Inc. | Comfortmaker | OTF210-RF | Federally-Regulated Consumer Product | Non-Weatherized, Non-Condensin | 2279 | 543 |  | 07/25/2023 | 210456 | 201693629 | 07/25/2023
Dettson Industries, Inc. | Comfortmaker | OMF095-CAR | Federally-Regulated Consumer Product | Non-Weatherized, Non-Condensin | 1602 | 496 |  | 07/25/2023 | 109509 | 201695438 | 07/25/2023
Dettson Industries, Inc. | Comfortmaker | OMF095-RF | Federally-Regulated Consumer Product | Non-Weatherized, Non-Condensin | 1602 | 496 |  | 07/25/2023 | 109509 | 201695456 | 07/25/2023
Dettson Industries, Inc. | Comfortmaker | OMV112-BNX | Federally-Regulated Consumer Product | Non-Weatherized, Non-Condensin | 1496 | 488 |  | 07/25/2023 | 110066 | 201695681 | 07/25/2023
Dettson Industries, Inc. | Comfortmaker | OMF095-BNX | Federally-Regulated Consumer Product | Non-Weatherized, Non-Condensin | 1602 | 496 |  | 07/25/2023 | 109509 | 201695429 | 07/25/2023
Dettson Industries, Inc. | Comfortmaker | OMF126-RBF | Federally-Regulated Consumer Product | Non-Weatherized, Non-Condensin | 1934 | 519 |  | 07/25/2023 | 152309 | 201695753 | 07/25/2023
Dettson Industries, Inc. | Comfortmaker | OMV095-BF | Federally-Regulated Consumer Product | Non-Weatherized, Non-Condensin | 1496 | 488 |  | 07/25/2023 | 110066 | 201695465 | 07/25/2023
Dettson Industries, Inc. | Comfortmaker | OMV154-RF | Federally-Regulated Consumer Product | Non-Weatherized, Non-Condensin | 2172 | 535 |  | 07/25/2023 | 152221 | 201695870 | 07/25/2023
Dettson Industries, Inc. | Comfortmaker | OLR168-RF | Federally-Regulated Consumer Product | Non-Weatherized, Non-Condensin | 2231 | 540 |  | 07/25/2023 | 209205 | 201694277 | 07/25/2023
Dettson Industries, Inc. | Comfortmaker | OMF126-RF | Federally-Regulated Consumer Product | Non-Weatherized, Non-Condensin | 1934 | 519 |  | 07/25/2023 | 152309 | 201695762 | 07/25/2023
Dettson Industries, Inc. | Comfortmaker | OLV098-RBF | Federally-Regulated Consumer Product | Non-Weatherized, Non-Condensin | 1445 | 484 |  | 07/25/2023 | 98832 | 201693944 | 07/25/2023
Dettson Industries, Inc. | Comfortmaker | OMF154-RBF | Federally-Regulated Consumer Product | Non-Weatherized, Non-Condensin | 1934 | 519 |  | 07/25/2023 | 152309 | 201695834 | 07/25/2023
Dettson Industries, Inc. | Comfortmaker | OLV077-CAR | Federally-Regulated Consumer Product | Non-Weatherized, Non-Condensin | 1445 | 484 |  | 07/25/2023 | 98832 | 201693728 | 07/25/2023
Dettson Industries, Inc. | Comfortmaker | OMV126-RF | Federally-Regulated Consumer Product | Non-Weatherized, Non-Condensin | 2172 | 535 |  | 07/25/2023 | 152221 | 201695789 | 07/25/2023
Dettson Industries, Inc. | Comfortmaker | OLV154-RF | Federally-Regulated Consumer Product | Non-Weatherized, Non-Condensin | 2223 | 540 |  | 07/25/2023 | 154668 | 201694232 | 07/25/2023
Dettson Industries, Inc. | Comfortmaker | OMV154-BNX | Federally-Regulated Consumer Product | Non-Weatherized, Non-Condensin | 2172 | 535 |  | 07/25/2023 | 152221 | 201695852 | 07/25/2023
Dettson Industries, Inc. | Comfortmaker | OLV095-BF | Federally-Regulated Consumer Product | Non-Weatherized, Non-Condensin | 1724 | 503 |  | 07/25/2023 | 113337 | 201693827 | 07/25/2023
Dettson Industries, Inc. | Comfortmaker | OLR112-CAR | Federally-Regulated Consumer Product | Non-Weatherized, Non-Condensin | 1598 | 494 |  | 07/25/2023 | 113138 | 201694007 | 07/25/2023
Dettson Industries, Inc. | Comfortmaker | OLR098-BF | Federally-Regulated Consumer Product | Non-Weatherized, Non-Condensin | 1153 | 464 |  | 07/25/2023 | 98833 | 201693872 | 07/25/2023
Dettson Industries, Inc. | Comfortmaker | OMF112-CAR | Federally-Regulated Consumer Product | Non-Weatherized, Non-Condensin | 1602 | 496 |  | 07/25/2023 | 109509 | 201695645 | 07/25/2023
Dettson Industries, Inc. | Comfortmaker | OLR189-RF | Federally-Regulated Consumer Product | Non-Weatherized, Non-Condensin | 2231 | 540 |  | 07/25/2023 | 209205 | 201694295 | 07/25/2023
Dettson Industries, Inc. | Comfortmaker | OLV077-RBF | Federally-Regulated Consumer Product | Non-Weatherized, Non-Condensin | 1445 | 484 |  | 07/25/2023 | 98832 | 201693737 | 07/25/2023
Dettson Industries, Inc. | Comfortmaker | OMV095-RF | Federally-Regulated Consumer Product | Non-Weatherized, Non-Condensin | 1496 | 488 |  | 07/25/2023 | 110066 | 201695501 | 07/25/2023
Dettson Industries, Inc. | Comfortmaker | OLV126-RF | Federally-Regulated Consumer Product | Non-Weatherized, Non-Condensin | 2223 | 540 |  | 07/25/2023 | 154668 | 201694151 | 07/25/2023
Dettson Industries, Inc. | Comfortmaker | OLV077-RF | Federally-Regulated Consumer Product | Non-Weatherized, Non-Condensin | 1445 | 484 |  | 07/25/2023 | 98832 | 201693746 | 07/25/2023
Dettson Industries, Inc. | Comfortmaker | OLV098-CAR | Federally-Regulated Consumer Product | Non-Weatherized, Non-Condensin | 1445 | 484 |  | 07/25/2023 | 98832 | 201693935 | 07/25/2023
Dettson Industries, Inc. | Comfortmaker | OMV112-CAR | Federally-Regulated Consumer Product | Non-Weatherized, Non-Condensin | 1496 | 488 |  | 07/25/2023 | 110066 | 201695690 | 07/25/2023
Dettson Industries, Inc. | Comfortmaker | OLR077-CAR | Federally-Regulated Consumer Product | Non-Weatherized, Non-Condensin | 1153 | 464 |  | 07/25/2023 | 98833 | 201693683 | 07/25/2023
Dettson Industries, Inc. | Comfortmaker | OLV098-BF | Federally-Regulated Consumer Product | Non-Weatherized, Non-Condensin | 1445 | 484 |  | 07/25/2023 | 98832 | 201693917 | 07/25/2023
Dettson Industries, Inc. | Day & Night | OLR154-RBF | Federally-Regulated Consumer Product | Non-Weatherized, Non-Condensin | 2192 | 538 |  | 07/25/2023 | 154481 | 201694193 | 07/25/2023
Dettson Industries, Inc. | Day & Night | OLR126-BNX | Federally-Regulated Consumer Product | Non-Weatherized, Non-Condensin | 2192 | 538 |  | 07/25/2023 | 154481 | 201694103 | 07/25/2023
Dettson Industries, Inc. | Day & Night | OLV095-BNX | Federally-Regulated Consumer Product | Non-Weatherized, Non-Condensin | 1724 | 503 |  | 07/25/2023 | 113337 | 201693833 | 07/25/2023
Dettson Industries, Inc. | Day & Night | OLR189-BF | Federally-Regulated Consumer Product | Non-Weatherized, Non-Condensin | 2231 | 540 |  | 07/25/2023 | 209205 | 201694283 | 07/25/2023
Dettson Industries, Inc. | Day & Night | OLV112-CAR | Federally-Regulated Consumer Product | Non-Weatherized, Non-Condensin | 1724 | 503 |  | 07/25/2023 | 113337 | 201694049 | 07/25/2023
Dettson Industries, Inc. | Day & Night | OLR077-BNX | Federally-Regulated Consumer Product | Non-Weatherized, Non-Condensin | 1153 | 464 |  | 07/25/2023 | 98833 | 201693671 | 07/25/2023
Dettson Industries, Inc. | Day & Night | OMF112-BNX | Federally-Regulated Consumer Product | Non-Weatherized, Non-Condensin | 1602 | 496 |  | 07/25/2023 | 109509 | 201695633 | 07/25/2023
Dettson Industries, Inc. | Day & Night | OMV095-CAR | Federally-Regulated Consumer Product | Non-Weatherized, Non-Condensin | 1496 | 488 |  | 07/25/2023 | 110066 | 201695480 | 07/25/2023
Dettson Industries, Inc. | Day & Night | OMF095-BF | Federally-Regulated Consumer Product | Non-Weatherized, Non-Condensin | 1602 | 496 |  | 07/25/2023 | 109509 | 201695417 | 07/25/2023
Dettson Industries, Inc. | Day & Night | OLV154-RBF | Federally-Regulated Consumer Product | Non-Weatherized, Non-Condensin | 2223 | 540 |  | 07/25/2023 | 154668 | 201694220 | 07/25/2023
Dettson Industries, Inc. | Day & Night | OLV112-BF | Federally-Regulated Consumer Product | Non-Weatherized, Non-Condensin | 1724 | 503 |  | 07/25/2023 | 113337 | 201694031 | 07/25/2023
Dettson Industries, Inc. | Day & Night | OMF154-RF | Federally-Regulated Consumer Product | Non-Weatherized, Non-Condensin | 1934 | 519 |  | 07/25/2023 | 152309 | 201695840 | 07/25/2023
Dettson Industries, Inc. | Day & Night | OMV112-RBF | Federally-Regulated Consumer Product | Non-Weatherized, Non-Condensin | 1496 | 488 |  | 07/25/2023 | 110066 | 201695696 | 07/25/2023
Dettson Industries, Inc. | Day & Night | OMF126-BNX | Federally-Regulated Consumer Product | Non-Weatherized, Non-Condensin | 1934 | 519 |  | 07/25/2023 | 152309 | 201695741 | 07/25/2023
Dettson Industries, Inc. | Day & Night | OMF095-RBF | Federally-Regulated Consumer Product | Non-Weatherized, Non-Condensin | 1602 | 496 |  | 07/25/2023 | 109509 | 201695444 | 07/25/2023
Dettson Industries, Inc. | Day & Night | OMF095-RF | Federally-Regulated Consumer Product | Non-Weatherized, Non-Condensin | 1602 | 496 |  | 07/25/2023 | 109509 | 201695453 | 07/25/2023
Dettson Industries, Inc. | Day & Night | OLR095-RBF | Federally-Regulated Consumer Product | Non-Weatherized, Non-Condensin | 1598 | 494 |  | 07/25/2023 | 113138 | 201693806 | 07/25/2023
Dettson Industries, Inc. | Day & Night | OLR112-CAR | Federally-Regulated Consumer Product | Non-Weatherized, Non-Condensin | 1598 | 494 |  | 07/25/2023 | 113138 | 201694004 | 07/25/2023
Dettson Industries, Inc. | Day & Night | OLR189-RF | Federally-Regulated Consumer Product | Non-Weatherized, Non-Condensin | 2231 | 540 |  | 07/25/2023 | 209205 | 201694292 | 07/25/2023
Dettson Industries, Inc. | Day & Night | OMF126-RBF | Federally-Regulated Consumer Product | Non-Weatherized, Non-Condensin | 1934 | 519 |  | 07/25/2023 | 152309 | 201695750 | 07/25/2023
Dettson Industries, Inc. | Day & Night | OMF112-RF | Federally-Regulated Consumer Product | Non-Weatherized, Non-Condensin | 1602 | 496 |  | 07/25/2023 | 109509 | 201695660 | 07/25/2023
Dettson Industries, Inc. | Day & Night | OLV095-BF | Federally-Regulated Consumer Product | Non-Weatherized, Non-Condensin | 1724 | 503 |  | 07/25/2023 | 113337 | 201693824 | 07/25/2023
Dettson Industries, Inc. | Day & Night | OMF154-RBF | Federally-Regulated Consumer Product | Non-Weatherized, Non-Condensin | 1934 | 519 |  | 07/25/2023 | 152309 | 201695831 | 07/25/2023
Dettson Industries, Inc. | Day & Night | OMV112-RF | Federally-Regulated Consumer Product | Non-Weatherized, Non-Condensin | 1496 | 488 |  | 07/25/2023 | 110066 | 201695705 | 07/25/2023
Dettson Industries, Inc. | Day & Night | OLV112-BNX | Federally-Regulated Consumer Product | Non-Weatherized, Non-Condensin | 1724 | 503 |  | 07/25/2023 | 113337 | 201694040 | 07/25/2023
Dettson Industries, Inc. | Day & Night | OLV077-BF | Federally-Regulated Consumer Product | Non-Weatherized, Non-Condensin | 1445 | 484 |  | 07/25/2023 | 98832 | 201693707 | 07/25/2023
Dettson Industries, Inc. | Day & Night | OLR095-RF | Federally-Regulated Consumer Product | Non-Weatherized, Non-Condensin | 1598 | 494 |  | 07/25/2023 | 113138 | 201693815 | 07/25/2023
Dettson Industries, Inc. | Day & Night | OMV154-RBF | Federally-Regulated Consumer Product | Non-Weatherized, Non-Condensin | 2172 | 535 |  | 07/25/2023 | 152221 | 201695858 | 07/25/2023
Dettson Industries, Inc. | Day & Night | OMV154-RF | Federally-Regulated Consumer Product | Non-Weatherized, Non-Condensin | 2172 | 535 |  | 07/25/2023 | 152221 | 201695867 | 07/25/2023
Dettson Industries, Inc. | Day & Night | OMV154-BNX | Federally-Regulated Consumer Product | Non-Weatherized, Non-Condensin | 2172 | 535 |  | 07/25/2023 | 152221 | 201695849 | 07/25/2023
Dettson Industries, Inc. | Day & Night | OLR168-BF | Federally-Regulated Consumer Product | Non-Weatherized, Non-Condensin | 2231 | 540 |  | 07/25/2023 | 209205 | 201694265 | 07/25/2023
Dettson Industries, Inc. | Day & Night | OLR154-RF | Federally-Regulated Consumer Product | Non-Weatherized, Non-Condensin | 2192 | 538 |  | 07/25/2023 | 154481 | 201694202 | 07/25/2023
Dettson Industries, Inc. | Day & Night | OLV126-BNX | Federally-Regulated Consumer Product | Non-Weatherized, Non-Condensin | 2223 | 540 |  | 07/25/2023 | 154668 | 201694130 | 07/25/2023
Dettson Industries, Inc. | Day & Night | OMF112-CAR | Federally-Regulated Consumer Product | Non-Weatherized, Non-Condensin | 1602 | 496 |  | 07/25/2023 | 109509 | 201695642 | 07/25/2023
Dettson Industries, Inc. | Day & Night | OLV112-RF | Federally-Regulated Consumer Product | Non-Weatherized, Non-Condensin | 1724 | 503 |  | 07/25/2023 | 113337 | 201694067 | 07/25/2023
Dettson Industries, Inc. | Day & Night | OLR112-RF | Federally-Regulated Consumer Product | Non-Weatherized, Non-Condensin | 1598 | 494 |  | 07/25/2023 | 113138 | 201694022 | 07/25/2023
Dettson Industries, Inc. | Day & Night | OTF189-RF | Federally-Regulated Consumer Product | Non-Weatherized, Non-Condensin | 2279 | 543 |  | 07/25/2023 | 210456 | 201695930 | 07/25/2023
Dettson Industries, Inc. | Day & Night | OLV077-BNX | Federally-Regulated Consumer Product | Non-Weatherized, Non-Condensin | 1445 | 484 |  | 07/25/2023 | 98832 | 201693716 | 07/25/2023
Dettson Industries, Inc. | Day & Night | OMV095-RBF | Federally-Regulated Consumer Product | Non-Weatherized, Non-Condensin | 1496 | 488 |  | 07/25/2023 | 110066 | 201695489 | 07/25/2023
Dettson Industries, Inc. | Day & Night | OMV126-RBF | Federally-Regulated Consumer Product | Non-Weatherized, Non-Condensin | 2172 | 535 |  | 07/25/2023 | 152221 | 201695777 | 07/25/2023
Dettson Industries, Inc. | Day & Night | OLV095-RF | Federally-Regulated Consumer Product | Non-Weatherized, Non-Condensin | 1724 | 503 |  | 07/25/2023 | 113337 | 201693860 | 07/25/2023
Dettson Industries, Inc. | Day & Night | OLR098-RBF | Federally-Regulated Consumer Product | Non-Weatherized, Non-Condensin | 1153 | 464 |  | 07/25/2023 | 98833 | 201693896 | 07/25/2023
Dettson Industries, Inc. | Day & Night | OLV095-CAR | Federally-Regulated Consumer Product | Non-Weatherized, Non-Condensin | 1724 | 503 |  | 07/25/2023 | 113337 | 201693842 | 07/25/2023
Dettson Industries, Inc. | Day & Night | OLR112-RBF | Federally-Regulated Consumer Product | Non-Weatherized, Non-Condensin | 1598 | 494 |  | 07/25/2023 | 113138 | 201694013 | 07/25/2023
Dettson Industries, Inc. | Day & Night | OLR095-BNX | Federally-Regulated Consumer Product | Non-Weatherized, Non-Condensin | 1598 | 494 |  | 07/25/2023 | 113138 | 201693788 | 07/25/2023
Dettson Industries, Inc. | Day & Night | OLR077-RBF | Federally-Regulated Consumer Product | Non-Weatherized, Non-Condensin | 1153 | 464 |  | 07/25/2023 | 98833 | 201693689 | 07/25/2023
Dettson Industries, Inc. | Day & Night | OLV098-CAR | Federally-Regulated Consumer Product | Non-Weatherized, Non-Condensin | 1445 | 484 |  | 07/25/2023 | 98832 | 201693932 | 07/25/2023
Dettson Industries, Inc. | Day & Night | OLV098-RF | Federally-Regulated Consumer Product | Non-Weatherized, Non-Condensin | 1445 | 484 |  | 07/25/2023 | 98832 | 201693950 | 07/25/2023
Dettson Industries, Inc. | Day & Night | OLR095-BF | Federally-Regulated Consumer Product | Non-Weatherized, Non-Condensin | 1598 | 494 |  | 07/25/2023 | 113138 | 201693779 | 07/25/2023
Dettson Industries, Inc. | Day & Night | OMV112-BF | Federally-Regulated Consumer Product | Non-Weatherized, Non-Condensin | 1496 | 488 |  | 07/25/2023 | 110066 | 201695669 | 07/25/2023
Dettson Industries, Inc. | Day & Night | OLV126-RBF | Federally-Regulated Consumer Product | Non-Weatherized, Non-Condensin | 2223 | 540 |  | 07/25/2023 | 154668 | 201694139 | 07/25/2023
Dettson Industries, Inc. | Day & Night | OLV098-BNX | Federally-Regulated Consumer Product | Non-Weatherized, Non-Condensin | 1445 | 484 |  | 07/25/2023 | 98832 | 201693923 | 07/25/2023
Dettson Industries, Inc. | Day & Night | OLV077-RF | Federally-Regulated Consumer Product | Non-Weatherized, Non-Condensin | 1445 | 484 |  | 07/25/2023 | 98832 | 201693743 | 07/25/2023
Dettson Industries, Inc. | Day & Night | OTF210-BF | Federally-Regulated Consumer Product | Non-Weatherized, Non-Condensin | 2279 | 543 |  | 07/25/2023 | 210456 | 201695939 | 07/25/2023
Dettson Industries, Inc. | Day & Night | OLR210-RF | Federally-Regulated Consumer Product | Non-Weatherized, Non-Condensin | 2231 | 540 |  | 07/25/2023 | 209205 | 201694310 | 07/25/2023
Dettson Industries, Inc. | Day & Night | OLV077-CAR | Federally-Regulated Consumer Product | Non-Weatherized, Non-Condensin | 1445 | 484 |  | 07/25/2023 | 98832 | 201693725 | 07/25/2023
Dettson Industries, Inc. | Day & Night | OLV077-RBF | Federally-Regulated Consumer Product | Non-Weatherized, Non-Condensin | 1445 | 484 |  | 07/25/2023 | 98832 | 201693734 | 07/25/2023
Dettson Industries, Inc. | Day & Night | OLR077-RF | Federally-Regulated Consumer Product | Non-Weatherized, Non-Condensin | 1153 | 464 |  | 07/25/2023 | 98833 | 201693698 | 07/25/2023
Dettson Industries, Inc. | Day & Night | OMF095-CAR | Federally-Regulated Consumer Product | Non-Weatherized, Non-Condensin | 1602 | 496 |  | 07/25/2023 | 109509 | 201695435 | 07/25/2023
Dettson Industries, Inc. | Day & Night | OMV126-RF | Federally-Regulated Consumer Product | Non-Weatherized, Non-Condensin | 2172 | 535 |  | 07/25/2023 | 152221 | 201695786 | 07/25/2023
Dettson Industries, Inc. | Day & Night | OLR210-BF | Federally-Regulated Consumer Product | Non-Weatherized, Non-Condensin | 2231 | 540 |  | 07/25/2023 | 209205 | 201694301 | 07/25/2023
Dettson Industries, Inc. | Day & Night | OMF112-RBF | Federally-Regulated Consumer Product | Non-Weatherized, Non-Condensin | 1602 | 496 |  | 07/25/2023 | 109509 | 201695651 | 07/25/2023
Dettson Industries, Inc. | Day & Night | OLR098-BF | Federally-Regulated Consumer Product | Non-Weatherized, Non-Condensin | 1153 | 464 |  | 07/25/2023 | 98833 | 201693869 | 07/25/2023
Dettson Industries, Inc. | Day & Night | OLR168-RF | Federally-Regulated Consumer Product | Non-Weatherized, Non-Condensin | 2231 | 540 |  | 07/25/2023 | 209205 | 201694274 | 07/25/2023
Dettson Industries, Inc. | Day & Night | OLV154-BNX | Federally-Regulated Consumer Product | Non-Weatherized, Non-Condensin | 2223 | 540 |  | 07/25/2023 | 154668 | 201694211 | 07/25/2023
Dettson Industries, Inc. | Day & Night | OLV095-RBF | Federally-Regulated Consumer Product | Non-Weatherized, Non-Condensin | 1724 | 503 |  | 07/25/2023 | 113337 | 201693851 | 07/25/2023
Dettson Industries, Inc. | Day & Night | OMF112-BF | Federally-Regulated Consumer Product | Non-Weatherized, Non-Condensin | 1602 | 496 |  | 07/25/2023 | 109509 | 201695624 | 07/25/2023
Dettson Industries, Inc. | Day & Night | OTF210-RF | Federally-Regulated Consumer Product | Non-Weatherized, Non-Condensin | 2279 | 543 |  | 07/25/2023 | 210456 | 201693626 | 07/25/2023
Dettson Industries, Inc. | Day & Night | OLR112-BNX | Federally-Regulated Consumer Product | Non-Weatherized, Non-Condensin | 1598 | 494 |  | 07/25/2023 | 113138 | 201693995 | 07/25/2023
Dettson Industries, Inc. | Day & Night | OLR126-RF | Federally-Regulated Consumer Product | Non-Weatherized, Non-Condensin | 2192 | 538 |  | 07/25/2023 | 154481 | 201694121 | 07/25/2023
Dettson Industries, Inc. | Day & Night | OMF095-BNX | Federally-Regulated Consumer Product | Non-Weatherized, Non-Condensin | 1602 | 496 |  | 07/25/2023 | 109509 | 201695426 | 07/25/2023
Dettson Industries, Inc. | Day & Night | OLV112-RBF | Federally-Regulated Consumer Product | Non-Weatherized, Non-Condensin | 1724 | 503 |  | 07/25/2023 | 113337 | 201694058 | 07/25/2023
Dettson Industries, Inc. | Day & Night | OMF126-RF | Federally-Regulated Consumer Product | Non-Weatherized, Non-Condensin | 1934 | 519 |  | 07/25/2023 | 152309 | 201695759 | 07/25/2023
Dettson Industries, Inc. | Day & Night | OMF154-BNX | Federally-Regulated Consumer Product | Non-Weatherized, Non-Condensin | 1934 | 519 |  | 07/25/2023 | 152309 | 201695822 | 07/25/2023
Dettson Industries, Inc. | Day & Night | OMV112-CAR | Federally-Regulated Consumer Product | Non-Weatherized, Non-Condensin | 1496 | 488 |  | 07/25/2023 | 110066 | 201695687 | 07/25/2023
Dettson Industries, Inc. | Day & Night | OLV154-RF | Federally-Regulated Consumer Product | Non-Weatherized, Non-Condensin | 2223 | 540 |  | 07/25/2023 | 154668 | 201694229 | 07/25/2023
Dettson Industries, Inc. | Day & Night | OLR098-CAR | Federally-Regulated Consumer Product | Non-Weatherized, Non-Condensin | 1153 | 464 |  | 07/25/2023 | 98833 | 201693887 | 07/25/2023
Dettson Industries, Inc. | Day & Night | OMV095-BF | Federally-Regulated Consumer Product | Non-Weatherized, Non-Condensin | 1496 | 488 |  | 07/25/2023 | 110066 | 201695462 | 07/25/2023
Dettson Industries, Inc. | Day & Night | OLR112-BF | Federally-Regulated Consumer Product | Non-Weatherized, Non-Condensin | 1598 | 494 |  | 07/25/2023 | 113138 | 201693986 | 07/25/2023
Dettson Industries, Inc. | Day & Night | OLR098-BNX | Federally-Regulated Consumer Product | Non-Weatherized, Non-Condensin | 1153 | 464 |  | 07/25/2023 | 98833 | 201693878 | 07/25/2023
Dettson Industries, Inc. | Day & Night | OMV126-BNX | Federally-Regulated Consumer Product | Non-Weatherized, Non-Condensin | 2172 | 535 |  | 07/25/2023 | 152221 | 201695768 | 07/25/2023
Dettson Industries, Inc. | Day & Night | OLR126-RBF | Federally-Regulated Consumer Product | Non-Weatherized, Non-Condensin | 2192 | 538 |  | 07/25/2023 | 154481 | 201694112 | 07/25/2023
Dettson Industries, Inc. | Day & Night | OLR098-RF | Federally-Regulated Consumer Product | Non-Weatherized, Non-Condensin | 1153 | 464 |  | 07/25/2023 | 98833 | 201693905 | 07/25/2023
Dettson Industries, Inc. | Day & Night | OMV095-BNX | Federally-Regulated Consumer Product | Non-Weatherized, Non-Condensin | 1496 | 488 |  | 07/25/2023 | 110066 | 201695471 | 07/25/2023
Dettson Industries, Inc. | Day & Night | OLV098-RBF | Federally-Regulated Consumer Product | Non-Weatherized, Non-Condensin | 1445 | 484 |  | 07/25/2023 | 98832 | 201693941 | 07/25/2023
Dettson Industries, Inc. | Day & Night | OLR077-BF | Federally-Regulated Consumer Product | Non-Weatherized, Non-Condensin | 1153 | 464 |  | 07/25/2023 | 98833 | 201693662 | 07/25/2023
Dettson Industries, Inc. | Day & Night | OTF168-BF | Federally-Regulated Consumer Product | Non-Weatherized, Non-Condensin | 2279 | 543 |  | 07/25/2023 | 210456 | 201695903 | 07/25/2023
Dettson Industries, Inc. | Day & Night | OMV095-RF | Federally-Regulated Consumer Product | Non-Weatherized, Non-Condensin | 1496 | 488 |  | 07/25/2023 | 110066 | 201695498 | 07/25/2023
Dettson Industries, Inc. | Day & Night | OLV098-BF | Federally-Regulated Consumer Product | Non-Weatherized, Non-Condensin | 1445 | 484 |  | 07/25/2023 | 98832 | 201693914 | 07/25/2023
Dettson Industries, Inc. | Day & Night | OLR095-CAR | Federally-Regulated Consumer Product | Non-Weatherized, Non-Condensin | 1598 | 494 |  | 07/25/2023 | 113138 | 201693797 | 07/25/2023
Dettson Industries, Inc. | Day & Night | OTF189-BF | Federally-Regulated Consumer Product | Non-Weatherized, Non-Condensin | 2279 | 543 |  | 07/25/2023 | 210456 | 201695921 | 07/25/2023
Dettson Industries, Inc. | Day & Night | OMV112-BNX | Federally-Regulated Consumer Product | Non-Weatherized, Non-Condensin | 1496 | 488 |  | 07/25/2023 | 110066 | 201695678 | 07/25/2023
Dettson Industries, Inc. | Day & Night | OLV126-RF | Federally-Regulated Consumer Product | Non-Weatherized, Non-Condensin | 2223 | 540 |  | 07/25/2023 | 154668 | 201694148 | 07/25/2023
Dettson Industries, Inc. | Day & Night | OLR154-BNX | Federally-Regulated Consumer Product | Non-Weatherized, Non-Condensin | 2192 | 538 |  | 07/25/2023 | 154481 | 201694184 | 07/25/2023
Dettson Industries, Inc. | Day & Night | OTF168-RF | Federally-Regulated Consumer Product | Non-Weatherized, Non-Condensin | 2279 | 543 |  | 07/25/2023 | 210456 | 201695912 | 07/25/2023
Dettson Industries, Inc. | Day & Night | OLR077-CAR | Federally-Regulated Consumer Product | Non-Weatherized, Non-Condensin | 1153 | 464 |  | 07/25/2023 | 98833 | 201693680 | 07/25/2023
Dettson Industries, Inc. | Heil | OTF210-BF | Federally-Regulated Consumer Product | Non-Weatherized, Non-Condensin | 2279 | 543 |  | 07/25/2023 | 210456 | 201695938 | 07/25/2023
Dettson Industries, Inc. | Heil | OMF095-CAR | Federally-Regulated Consumer Product | Non-Weatherized, Non-Condensin | 1602 | 496 |  | 07/25/2023 | 109509 | 201695434 | 07/25/2023
Dettson Industries, Inc. | Heil | OMF095-RF | Federally-Regulated Consumer Product | Non-Weatherized, Non-Condensin | 1602 | 496 |  | 07/25/2023 | 109509 | 201695452 | 07/25/2023
Dettson Industries, Inc. | Heil | OLR126-RBF | Federally-Regulated Consumer Product | Non-Weatherized, Non-Condensin | 2192 | 538 |  | 07/25/2023 | 154481 | 201694111 | 07/25/2023
Dettson Industries, Inc. | Heil | OMF095-RBF | Federally-Regulated Consumer Product | Non-Weatherized, Non-Condensin | 1602 | 496 |  | 07/25/2023 | 109509 | 201695443 | 07/25/2023
Dettson Industries, Inc. | Heil | OLR112-RF | Federally-Regulated Consumer Product | Non-Weatherized, Non-Condensin | 1598 | 494 |  | 07/25/2023 | 113138 | 201694021 | 07/25/2023
Dettson Industries, Inc. | Heil | OMV112-BF | Federally-Regulated Consumer Product | Non-Weatherized, Non-Condensin | 1496 | 488 |  | 07/25/2023 | 110066 | 201695668 | 07/25/2023
Dettson Industries, Inc. | Heil | OMF112-RBF | Federally-Regulated Consumer Product | Non-Weatherized, Non-Condensin | 1602 | 496 |  | 07/25/2023 | 109509 | 201695650 | 07/25/2023
Dettson Industries, Inc. | Heil | OLR210-RF | Federally-Regulated Consumer Product | Non-Weatherized, Non-Condensin | 2231 | 540 |  | 07/25/2023 | 209205 | 201694309 | 07/25/2023
Dettson Industries, Inc. | Heil | OMV095-BNX | Federally-Regulated Consumer Product | Non-Weatherized, Non-Condensin | 1496 | 488 |  | 07/25/2023 | 110066 | 201695470 | 07/25/2023
Dettson Industries, Inc. | Heil | OLV112-BNX | Federally-Regulated Consumer Product | Non-Weatherized, Non-Condensin | 1724 | 503 |  | 07/25/2023 | 113337 | 201694039 | 07/25/2023
Dettson Industries, Inc. | Heil | OLV098-RF | Federally-Regulated Consumer Product | Non-Weatherized, Non-Condensin | 1445 | 484 |  | 07/25/2023 | 98832 | 201693949 | 07/25/2023
Dettson Industries, Inc. | Heil | OLR189-BF | Federally-Regulated Consumer Product | Non-Weatherized, Non-Condensin | 2231 | 540 |  | 07/25/2023 | 209205 | 201694282 | 07/25/2023
Dettson Industries, Inc. | Heil | OLV077-BNX | Federally-Regulated Consumer Product | Non-Weatherized, Non-Condensin | 1445 | 484 |  | 07/25/2023 | 98832 | 201693715 | 07/25/2023
Dettson Industries, Inc. | Heil | OTF189-BF | Federally-Regulated Consumer Product | Non-Weatherized, Non-Condensin | 2279 | 543 |  | 07/25/2023 | 210456 | 201695920 | 07/25/2023
Dettson Industries, Inc. | Heil | OMF112-BF | Federally-Regulated Consumer Product | Non-Weatherized, Non-Condensin | 1602 | 496 |  | 07/25/2023 | 109509 | 201695623 | 07/25/2023
Dettson Industries, Inc. | Heil | OLV098-CAR | Federally-Regulated Consumer Product | Non-Weatherized, Non-Condensin | 1445 | 484 |  | 07/25/2023 | 98832 | 201693931 | 07/25/2023
Dettson Industries, Inc. | Heil | OLR126-BNX | Federally-Regulated Consumer Product | Non-Weatherized, Non-Condensin | 2192 | 538 |  | 07/25/2023 | 154481 | 201694102 | 07/25/2023
Dettson Industries, Inc. | Heil | OLR112-RBF | Federally-Regulated Consumer Product | Non-Weatherized, Non-Condensin | 1598 | 494 |  | 07/25/2023 | 113138 | 201694012 | 07/25/2023
Dettson Industries, Inc. | Heil | OLR168-RF | Federally-Regulated Consumer Product | Non-Weatherized, Non-Condensin | 2231 | 540 |  | 07/25/2023 | 209205 | 201694273 | 07/25/2023
Dettson Industries, Inc. | Heil | OMV154-BNX | Federally-Regulated Consumer Product | Non-Weatherized, Non-Condensin | 2172 | 535 |  | 07/25/2023 | 152221 | 201695848 | 07/25/2023
Dettson Industries, Inc. | Heil | OMV126-BNX | Federally-Regulated Consumer Product | Non-Weatherized, Non-Condensin | 2172 | 535 |  | 07/25/2023 | 152221 | 201695767 | 07/25/2023
Dettson Industries, Inc. | Heil | OLV077-RF | Federally-Regulated Consumer Product | Non-Weatherized, Non-Condensin | 1445 | 484 |  | 07/25/2023 | 98832 | 201693742 | 07/25/2023
Dettson Industries, Inc. | Heil | OLR095-CAR | Federally-Regulated Consumer Product | Non-Weatherized, Non-Condensin | 1598 | 494 |  | 07/25/2023 | 113138 | 201693796 | 07/25/2023
Dettson Industries, Inc. | Heil | OLV098-BF | Federally-Regulated Consumer Product | Non-Weatherized, Non-Condensin | 1445 | 484 |  | 07/25/2023 | 98832 | 201693913 | 07/25/2023
Dettson Industries, Inc. | Heil | OMV154-RBF | Federally-Regulated Consumer Product | Non-Weatherized, Non-Condensin | 2172 | 535 |  | 07/25/2023 | 152221 | 201695857 | 07/25/2023
Dettson Industries, Inc. | Heil | OLV077-BF | Federally-Regulated Consumer Product | Non-Weatherized, Non-Condensin | 1445 | 484 |  | 07/25/2023 | 98832 | 201693706 | 07/25/2023
Dettson Industries, Inc. | Heil | OMV112-RF | Federally-Regulated Consumer Product | Non-Weatherized, Non-Condensin | 1496 | 488 |  | 07/25/2023 | 110066 | 201695704 | 07/25/2023
Dettson Industries, Inc. | Heil | OLR154-RF | Federally-Regulated Consumer Product | Non-Weatherized, Non-Condensin | 2192 | 538 |  | 07/25/2023 | 154481 | 201694201 | 07/25/2023
Dettson Industries, Inc. | Heil | OLR098-CAR | Federally-Regulated Consumer Product | Non-Weatherized, Non-Condensin | 1153 | 464 |  | 07/25/2023 | 98833 | 201693886 | 07/25/2023
Dettson Industries, Inc. | Heil | OLV095-CAR | Federally-Regulated Consumer Product | Non-Weatherized, Non-Condensin | 1724 | 503 |  | 07/25/2023 | 113337 | 201693841 | 07/25/2023
Dettson Industries, Inc. | Heil | OLR077-RBF | Federally-Regulated Consumer Product | Non-Weatherized, Non-Condensin | 1153 | 464 |  | 07/25/2023 | 98833 | 201693688 | 07/25/2023
Dettson Industries, Inc. | Heil | OLV095-RBF | Federally-Regulated Consumer Product | Non-Weatherized, Non-Condensin | 1724 | 503 |  | 07/25/2023 | 113337 | 201693850 | 07/25/2023
Dettson Industries, Inc. | Heil | OLR095-RBF | Federally-Regulated Consumer Product | Non-Weatherized, Non-Condensin | 1598 | 494 |  | 07/25/2023 | 113138 | 201693805 | 07/25/2023
Dettson Industries, Inc. | Heil | OLR112-CAR | Federally-Regulated Consumer Product | Non-Weatherized, Non-Condensin | 1598 | 494 |  | 07/25/2023 | 113138 | 201694003 | 07/25/2023
Dettson Industries, Inc. | Heil | OLV077-RBF | Federally-Regulated Consumer Product | Non-Weatherized, Non-Condensin | 1445 | 484 |  | 07/25/2023 | 98832 | 201693733 | 07/25/2023
Dettson Industries, Inc. | Heil | OMV095-BF | Federally-Regulated Consumer Product | Non-Weatherized, Non-Condensin | 1496 | 488 |  | 07/25/2023 | 110066 | 201695461 | 07/25/2023
Dettson Industries, Inc. | Heil | OMF126-RBF | Federally-Regulated Consumer Product | Non-Weatherized, Non-Condensin | 1934 | 519 |  | 07/25/2023 | 152309 | 201695749 | 07/25/2023
Dettson Industries, Inc. | Heil | OMF126-RF | Federally-Regulated Consumer Product | Non-Weatherized, Non-Condensin | 1934 | 519 |  | 07/25/2023 | 152309 | 201695758 | 07/25/2023
Dettson Industries, Inc. | Heil | OTF210-RF | Federally-Regulated Consumer Product | Non-Weatherized, Non-Condensin | 2279 | 543 |  | 07/25/2023 | 210456 | 201693625 | 07/25/2023
Dettson Industries, Inc. | Heil | OLV154-RBF | Federally-Regulated Consumer Product | Non-Weatherized, Non-Condensin | 2223 | 540 |  | 07/25/2023 | 154668 | 201694219 | 07/25/2023
Dettson Industries, Inc. | Heil | OLV095-RF | Federally-Regulated Consumer Product | Non-Weatherized, Non-Condensin | 1724 | 503 |  | 07/25/2023 | 113337 | 201693859 | 07/25/2023
Dettson Industries, Inc. | Heil | OLV095-BF | Federally-Regulated Consumer Product | Non-Weatherized, Non-Condensin | 1724 | 503 |  | 07/25/2023 | 113337 | 201693823 | 07/25/2023
Dettson Industries, Inc. | Heil | OLR077-CAR | Federally-Regulated Consumer Product | Non-Weatherized, Non-Condensin | 1153 | 464 |  | 07/25/2023 | 98833 | 201693679 | 07/25/2023
Dettson Industries, Inc. | Heil | OLR112-BNX | Federally-Regulated Consumer Product | Non-Weatherized, Non-Condensin | 1598 | 494 |  | 07/25/2023 | 113138 | 201693994 | 07/25/2023
Dettson Industries, Inc. | Heil | OMF095-BNX | Federally-Regulated Consumer Product | Non-Weatherized, Non-Condensin | 1602 | 496 |  | 07/25/2023 | 109509 | 201695425 | 07/25/2023
Dettson Industries, Inc. | Heil | OMF154-RBF | Federally-Regulated Consumer Product | Non-Weatherized, Non-Condensin | 1934 | 519 |  | 07/25/2023 | 152309 | 201695830 | 07/25/2023
Dettson Industries, Inc. | Heil | OLV154-BNX | Federally-Regulated Consumer Product | Non-Weatherized, Non-Condensin | 2223 | 540 |  | 07/25/2023 | 154668 | 201694210 | 07/25/2023
Dettson Industries, Inc. | Heil | OLV098-BNX | Federally-Regulated Consumer Product | Non-Weatherized, Non-Condensin | 1445 | 484 |  | 07/25/2023 | 98832 | 201693922 | 07/25/2023
Dettson Industries, Inc. | Heil | OMV095-CAR | Federally-Regulated Consumer Product | Non-Weatherized, Non-Condensin | 1496 | 488 |  | 07/25/2023 | 110066 | 201695479 | 07/25/2023
Dettson Industries, Inc. | Heil | OLV095-BNX | Federally-Regulated Consumer Product | Non-Weatherized, Non-Condensin | 1724 | 503 |  | 07/25/2023 | 113337 | 201693832 | 07/25/2023
Dettson Industries, Inc. | Heil | OLR168-BF | Federally-Regulated Consumer Product | Non-Weatherized, Non-Condensin | 2231 | 540 |  | 07/25/2023 | 209205 | 201694264 | 07/25/2023
Dettson Industries, Inc. | Heil | OLV126-BNX | Federally-Regulated Consumer Product | Non-Weatherized, Non-Condensin | 2223 | 540 |  | 07/25/2023 | 154668 | 201694129 | 07/25/2023
Dettson Industries, Inc. | Heil | OMV112-BNX | Federally-Regulated Consumer Product | Non-Weatherized, Non-Condensin | 1496 | 488 |  | 07/25/2023 | 110066 | 201695677 | 07/25/2023
Dettson Industries, Inc. | Heil | OLR189-RF | Federally-Regulated Consumer Product | Non-Weatherized, Non-Condensin | 2231 | 540 |  | 07/25/2023 | 209205 | 201694291 | 07/25/2023
Dettson Industries, Inc. | Heil | OMV112-RBF | Federally-Regulated Consumer Product | Non-Weatherized, Non-Condensin | 1496 | 488 |  | 07/25/2023 | 110066 | 201695695 | 07/25/2023
Dettson Industries, Inc. | Heil | OLV098-RBF | Federally-Regulated Consumer Product | Non-Weatherized, Non-Condensin | 1445 | 484 |  | 07/25/2023 | 98832 | 201693940 | 07/25/2023
Dettson Industries, Inc. | Heil | OLR077-BF | Federally-Regulated Consumer Product | Non-Weatherized, Non-Condensin | 1153 | 464 |  | 07/25/2023 | 98833 | 201693661 | 07/25/2023
Dettson Industries, Inc. | Heil | OLR210-BF | Federally-Regulated Consumer Product | Non-Weatherized, Non-Condensin | 2231 | 540 |  | 07/25/2023 | 209205 | 201694300 | 07/25/2023
Dettson Industries, Inc. | Heil | OLR098-BF | Federally-Regulated Consumer Product | Non-Weatherized, Non-Condensin | 1153 | 464 |  | 07/25/2023 | 98833 | 201693868 | 07/25/2023
Dettson Industries, Inc. | Heil | OMF095-BF | Federally-Regulated Consumer Product | Non-Weatherized, Non-Condensin | 1602 | 496 |  | 07/25/2023 | 109509 | 201695416 | 07/25/2023
Dettson Industries, Inc. | Heil | OTF168-BF | Federally-Regulated Consumer Product | Non-Weatherized, Non-Condensin | 2279 | 543 |  | 07/25/2023 | 210456 | 201695902 | 07/25/2023
Dettson Industries, Inc. | Heil | OMV126-RF | Federally-Regulated Consumer Product | Non-Weatherized, Non-Condensin | 2172 | 535 |  | 07/25/2023 | 152221 | 201695785 | 07/25/2023
Dettson Industries, Inc. | Heil | OLV077-CAR | Federally-Regulated Consumer Product | Non-Weatherized, Non-Condensin | 1445 | 484 |  | 07/25/2023 | 98832 | 201693724 | 07/25/2023
Dettson Industries, Inc. | Heil | OMF126-BNX | Federally-Regulated Consumer Product | Non-Weatherized, Non-Condensin | 1934 | 519 |  | 07/25/2023 | 152309 | 201695740 | 07/25/2023
Dettson Industries, Inc. | Heil | OLR095-BNX | Federally-Regulated Consumer Product | Non-Weatherized, Non-Condensin | 1598 | 494 |  | 07/25/2023 | 113138 | 201693787 | 07/25/2023
Dettson Industries, Inc. | Heil | OTF189-RF | Federally-Regulated Consumer Product | Non-Weatherized, Non-Condensin | 2279 | 543 |  | 07/25/2023 | 210456 | 201695929 | 07/25/2023
Dettson Industries, Inc. | Heil | OLR077-RF | Federally-Regulated Consumer Product | Non-Weatherized, Non-Condensin | 1153 | 464 |  | 07/25/2023 | 98833 | 201693697 | 07/25/2023
Dettson Industries, Inc. | Heil | OLR154-RBF | Federally-Regulated Consumer Product | Non-Weatherized, Non-Condensin | 2192 | 538 |  | 07/25/2023 | 154481 | 201694192 | 07/25/2023
Dettson Industries, Inc. | Heil | OMV112-CAR | Federally-Regulated Consumer Product | Non-Weatherized, Non-Condensin | 1496 | 488 |  | 07/25/2023 | 110066 | 201695686 | 07/25/2023
Dettson Industries, Inc. | Heil | OLR098-RF | Federally-Regulated Consumer Product | Non-Weatherized, Non-Condensin | 1153 | 464 |  | 07/25/2023 | 98833 | 201693904 | 07/25/2023
Dettson Industries, Inc. | Heil | OTF168-RF | Federally-Regulated Consumer Product | Non-Weatherized, Non-Condensin | 2279 | 543 |  | 07/25/2023 | 210456 | 201695911 | 07/25/2023
Dettson Industries, Inc. | Heil | OLR098-RBF | Federally-Regulated Consumer Product | Non-Weatherized, Non-Condensin | 1153 | 464 |  | 07/25/2023 | 98833 | 201693895 | 07/25/2023
Dettson Industries, Inc. | Heil | OLV126-RBF | Federally-Regulated Consumer Product | Non-Weatherized, Non-Condensin | 2223 | 540 |  | 07/25/2023 | 154668 | 201694138 | 07/25/2023
Dettson Industries, Inc. | Heil | OMV095-RF | Federally-Regulated Consumer Product | Non-Weatherized, Non-Condensin | 1496 | 488 |  | 07/25/2023 | 110066 | 201695497 | 07/25/2023
Dettson Industries, Inc. | Heil | OMF112-CAR | Federally-Regulated Consumer Product | Non-Weatherized, Non-Condensin | 1602 | 496 |  | 07/25/2023 | 109509 | 201695641 | 07/25/2023
Dettson Industries, Inc. | Heil | OLR095-BF | Federally-Regulated Consumer Product | Non-Weatherized, Non-Condensin | 1598 | 494 |  | 07/25/2023 | 113138 | 201693778 | 07/25/2023
Dettson Industries, Inc. | Heil | OLR098-BNX | Federally-Regulated Consumer Product | Non-Weatherized, Non-Condensin | 1153 | 464 |  | 07/25/2023 | 98833 | 201693877 | 07/25/2023
Dettson Industries, Inc. | Heil | OMF154-BNX | Federally-Regulated Consumer Product | Non-Weatherized, Non-Condensin | 1934 | 519 |  | 07/25/2023 | 152309 | 201695821 | 07/25/2023
Dettson Industries, Inc. | Heil | OLV126-RF | Federally-Regulated Consumer Product | Non-Weatherized, Non-Condensin | 2223 | 540 |  | 07/25/2023 | 154668 | 201694147 | 07/25/2023
Dettson Industries, Inc. | Heil | OLV154-RF | Federally-Regulated Consumer Product | Non-Weatherized, Non-Condensin | 2223 | 540 |  | 07/25/2023 | 154668 | 201694228 | 07/25/2023
Dettson Industries, Inc. | Heil | OLR095-RF | Federally-Regulated Consumer Product | Non-Weatherized, Non-Condensin | 1598 | 494 |  | 07/25/2023 | 113138 | 201693814 | 07/25/2023
Dettson Industries, Inc. | Heil | OLV112-RBF | Federally-Regulated Consumer Product | Non-Weatherized, Non-Condensin | 1724 | 503 |  | 07/25/2023 | 113337 | 201694057 | 07/25/2023
Dettson Industries, Inc. | Heil | OMF112-BNX | Federally-Regulated Consumer Product | Non-Weatherized, Non-Condensin | 1602 | 496 |  | 07/25/2023 | 109509 | 201695632 | 07/25/2023
Dettson Industries, Inc. | Heil | OMF112-RF | Federally-Regulated Consumer Product | Non-Weatherized, Non-Condensin | 1602 | 496 |  | 07/25/2023 | 109509 | 201695659 | 07/25/2023
Dettson Industries, Inc. | Heil | OMF154-RF | Federally-Regulated Consumer Product | Non-Weatherized, Non-Condensin | 1934 | 519 |  | 07/25/2023 | 152309 | 201695839 | 07/25/2023
Dettson Industries, Inc. | Heil | OLR112-BF | Federally-Regulated Consumer Product | Non-Weatherized, Non-Condensin | 1598 | 494 |  | 07/25/2023 | 113138 | 201693985 | 07/25/2023
Dettson Industries, Inc. | Heil | OLV112-BF | Federally-Regulated Consumer Product | Non-Weatherized, Non-Condensin | 1724 | 503 |  | 07/25/2023 | 113337 | 201694030 | 07/25/2023
Dettson Industries, Inc. | Heil | OLR154-BNX | Federally-Regulated Consumer Product | Non-Weatherized, Non-Condensin | 2192 | 538 |  | 07/25/2023 | 154481 | 201694183 | 07/25/2023
Dettson Industries, Inc. | Heil | OMV095-RBF | Federally-Regulated Consumer Product | Non-Weatherized, Non-Condensin | 1496 | 488 |  | 07/25/2023 | 110066 | 201695488 | 07/25/2023
Dettson Industries, Inc. | Heil | OLR126-RF | Federally-Regulated Consumer Product | Non-Weatherized, Non-Condensin | 2192 | 538 |  | 07/25/2023 | 154481 | 201694120 | 07/25/2023
Dettson Industries, Inc. | Heil | OLV112-CAR | Federally-Regulated Consumer Product | Non-Weatherized, Non-Condensin | 1724 | 503 |  | 07/25/2023 | 113337 | 201694048 | 07/25/2023
Dettson Industries, Inc. | Heil | OLV112-RF | Federally-Regulated Consumer Product | Non-Weatherized, Non-Condensin | 1724 | 503 |  | 07/25/2023 | 113337 | 201694066 | 07/25/2023
Dettson Industries, Inc. | Heil | OMV154-RF | Federally-Regulated Consumer Product | Non-Weatherized, Non-Condensin | 2172 | 535 |  | 07/25/2023 | 152221 | 201695866 | 07/25/2023
Dettson Industries, Inc. | Heil | OMV126-RBF | Federally-Regulated Consumer Product | Non-Weatherized, Non-Condensin | 2172 | 535 |  | 07/25/2023 | 152221 | 201695776 | 07/25/2023
Dettson Industries, Inc. | Heil | OLR077-BNX | Federally-Regulated Consumer Product | Non-Weatherized, Non-Condensin | 1153 | 464 |  | 07/25/2023 | 98833 | 201693670 | 07/25/2023
Dettson Industries, Inc. | Airquest | OLV098-RF | Federally-Regulated Consumer Product | Non-Weatherized, Non-Condensin | 1445 | 484 |  | 07/25/2023 | 98832 | 201693951 | 07/25/2023
Dettson Industries, Inc. | Airquest | OMF095-RF | Federally-Regulated Consumer Product | Non-Weatherized, Non-Condensin | 1602 | 496 |  | 07/25/2023 | 109509 | 201695454 | 07/25/2023
Dettson Industries, Inc. | Airquest | OTF210-RF | Federally-Regulated Consumer Product | Non-Weatherized, Non-Condensin | 2279 | 543 |  | 07/25/2023 | 210456 | 201693627 | 07/25/2023
Dettson Industries, Inc. | Airquest | OMF126-RF | Federally-Regulated Consumer Product | Non-Weatherized, Non-Condensin | 1934 | 519 |  | 07/25/2023 | 152309 | 201695760 | 07/25/2023
Dettson Industries, Inc. | Airquest | OLR154-BNX | Federally-Regulated Consumer Product | Non-Weatherized, Non-Condensin | 2192 | 538 |  | 07/25/2023 | 154481 | 201694185 | 07/25/2023
Dettson Industries, Inc. | Airquest | OMV095-BNX | Federally-Regulated Consumer Product | Non-Weatherized, Non-Condensin | 1496 | 488 |  | 07/25/2023 | 110066 | 201695472 | 07/25/2023
Dettson Industries, Inc. | Airquest | OTF168-BF | Federally-Regulated Consumer Product | Non-Weatherized, Non-Condensin | 2279 | 543 |  | 07/25/2023 | 210456 | 201695904 | 07/25/2023
Dettson Industries, Inc. | Airquest | OLV095-BF | Federally-Regulated Consumer Product | Non-Weatherized, Non-Condensin | 1724 | 503 |  | 07/25/2023 | 113337 | 201693825 | 07/25/2023
Dettson Industries, Inc. | Airquest | OLR077-BNX | Federally-Regulated Consumer Product | Non-Weatherized, Non-Condensin | 1153 | 464 |  | 07/25/2023 | 98833 | 201693672 | 07/25/2023
Dettson Industries, Inc. | Airquest | OMF112-RF | Federally-Regulated Consumer Product | Non-Weatherized, Non-Condensin | 1602 | 496 |  | 07/25/2023 | 109509 | 201695661 | 07/25/2023
Dettson Industries, Inc. | Airquest | OLR098-RF | Federally-Regulated Consumer Product | Non-Weatherized, Non-Condensin | 1153 | 464 |  | 07/25/2023 | 98833 | 201693906 | 07/25/2023
Dettson Industries, Inc. | Airquest | OLR168-BF | Federally-Regulated Consumer Product | Non-Weatherized, Non-Condensin | 2231 | 540 |  | 07/25/2023 | 209205 | 201694266 | 07/25/2023
Dettson Industries, Inc. | Airquest | OLV098-RBF | Federally-Regulated Consumer Product | Non-Weatherized, Non-Condensin | 1445 | 484 |  | 07/25/2023 | 98832 | 201693942 | 07/25/2023
Dettson Industries, Inc. | Airquest | OLR095-BF | Federally-Regulated Consumer Product | Non-Weatherized, Non-Condensin | 1598 | 494 |  | 07/25/2023 | 113138 | 201693780 | 07/25/2023
Dettson Industries, Inc. | Airquest | OLR154-RF | Federally-Regulated Consumer Product | Non-Weatherized, Non-Condensin | 2192 | 538 |  | 07/25/2023 | 154481 | 201694203 | 07/25/2023
Dettson Industries, Inc. | Airquest | OMV095-CAR | Federally-Regulated Consumer Product | Non-Weatherized, Non-Condensin | 1496 | 488 |  | 07/25/2023 | 110066 | 201695481 | 07/25/2023
Dettson Industries, Inc. | Airquest | OMF126-RBF | Federally-Regulated Consumer Product | Non-Weatherized, Non-Condensin | 1934 | 519 |  | 07/25/2023 | 152309 | 201695751 | 07/25/2023
Dettson Industries, Inc. | Airquest | OMF112-CAR | Federally-Regulated Consumer Product | Non-Weatherized, Non-Condensin | 1602 | 496 |  | 07/25/2023 | 109509 | 201695643 | 07/25/2023
Dettson Industries, Inc. | Airquest | OLV154-RBF | Federally-Regulated Consumer Product | Non-Weatherized, Non-Condensin | 2223 | 540 |  | 07/25/2023 | 154668 | 201694221 | 07/25/2023
Dettson Industries, Inc. | Airquest | OMV112-BF | Federally-Regulated Consumer Product | Non-Weatherized, Non-Condensin | 1496 | 488 |  | 07/25/2023 | 110066 | 201695670 | 07/25/2023
Dettson Industries, Inc. | Airquest | OLV077-RF | Federally-Regulated Consumer Product | Non-Weatherized, Non-Condensin | 1445 | 484 |  | 07/25/2023 | 98832 | 201693744 | 07/25/2023
Dettson Industries, Inc. | Airquest | OMF095-CAR | Federally-Regulated Consumer Product | Non-Weatherized, Non-Condensin | 1602 | 496 |  | 07/25/2023 | 109509 | 201695436 | 07/25/2023
Dettson Industries, Inc. | Airquest | OLV126-RBF | Federally-Regulated Consumer Product | Non-Weatherized, Non-Condensin | 2223 | 540 |  | 07/25/2023 | 154668 | 201694140 | 07/25/2023
Dettson Industries, Inc. | Airquest | OLR077-RBF | Federally-Regulated Consumer Product | Non-Weatherized, Non-Condensin | 1153 | 464 |  | 07/25/2023 | 98833 | 201693690 | 07/25/2023
Dettson Industries, Inc. | Airquest | OLV095-CAR | Federally-Regulated Consumer Product | Non-Weatherized, Non-Condensin | 1724 | 503 |  | 07/25/2023 | 113337 | 201693843 | 07/25/2023
Dettson Industries, Inc. | Airquest | OLR098-BF | Federally-Regulated Consumer Product | Non-Weatherized, Non-Condensin | 1153 | 464 |  | 07/25/2023 | 98833 | 201693870 | 07/25/2023
Dettson Industries, Inc. | Airquest | OTF189-BF | Federally-Regulated Consumer Product | Non-Weatherized, Non-Condensin | 2279 | 543 |  | 07/25/2023 | 210456 | 201695922 | 07/25/2023
Dettson Industries, Inc. | Airquest | OMV095-BF | Federally-Regulated Consumer Product | Non-Weatherized, Non-Condensin | 1496 | 488 |  | 07/25/2023 | 110066 | 201695463 | 07/25/2023
Dettson Industries, Inc. | Airquest | OLV112-RBF | Federally-Regulated Consumer Product | Non-Weatherized, Non-Condensin | 1724 | 503 |  | 07/25/2023 | 113337 | 201694059 | 07/25/2023
Dettson Industries, Inc. | Airquest | OMF095-RBF | Federally-Regulated Consumer Product | Non-Weatherized, Non-Condensin | 1602 | 496 |  | 07/25/2023 | 109509 | 201695445 | 07/25/2023
Dettson Industries, Inc. | Airquest | OLR077-BF | Federally-Regulated Consumer Product | Non-Weatherized, Non-Condensin | 1153 | 464 |  | 07/25/2023 | 98833 | 201693663 | 07/25/2023
Dettson Industries, Inc. | Airquest | OLV077-BF | Federally-Regulated Consumer Product | Non-Weatherized, Non-Condensin | 1445 | 484 |  | 07/25/2023 | 98832 | 201693708 | 07/25/2023
Dettson Industries, Inc. | Airquest | OTF210-BF | Federally-Regulated Consumer Product | Non-Weatherized, Non-Condensin | 2279 | 543 |  | 07/25/2023 | 210456 | 201695940 | 07/25/2023
Dettson Industries, Inc. | Airquest | OMV112-BNX | Federally-Regulated Consumer Product | Non-Weatherized, Non-Condensin | 1496 | 488 |  | 07/25/2023 | 110066 | 201695679 | 07/25/2023
Dettson Industries, Inc. | Airquest | OLR095-CAR | Federally-Regulated Consumer Product | Non-Weatherized, Non-Condensin | 1598 | 494 |  | 07/25/2023 | 113138 | 201693798 | 07/25/2023
Dettson Industries, Inc. | Airquest | OMV126-BNX | Federally-Regulated Consumer Product | Non-Weatherized, Non-Condensin | 2172 | 535 |  | 07/25/2023 | 152221 | 201695769 | 07/25/2023
Dettson Industries, Inc. | Airquest | OLR095-BNX | Federally-Regulated Consumer Product | Non-Weatherized, Non-Condensin | 1598 | 494 |  | 07/25/2023 | 113138 | 201693789 | 07/25/2023
Dettson Industries, Inc. | Airquest | OLV077-CAR | Federally-Regulated Consumer Product | Non-Weatherized, Non-Condensin | 1445 | 484 |  | 07/25/2023 | 98832 | 201693726 | 07/25/2023
Dettson Industries, Inc. | Airquest | OMF154-RF | Federally-Regulated Consumer Product | Non-Weatherized, Non-Condensin | 1934 | 519 |  | 07/25/2023 | 152309 | 201695841 | 07/25/2023
Dettson Industries, Inc. | Airquest | OMF154-RBF | Federally-Regulated Consumer Product | Non-Weatherized, Non-Condensin | 1934 | 519 |  | 07/25/2023 | 152309 | 201695832 | 07/25/2023
Dettson Industries, Inc. | Airquest | OMV126-RBF | Federally-Regulated Consumer Product | Non-Weatherized, Non-Condensin | 2172 | 535 |  | 07/25/2023 | 152221 | 201695778 | 07/25/2023
Dettson Industries, Inc. | Airquest | OLV077-BNX | Federally-Regulated Consumer Product | Non-Weatherized, Non-Condensin | 1445 | 484 |  | 07/25/2023 | 98832 | 201693717 | 07/25/2023
Dettson Industries, Inc. | Airquest | OMF095-BF | Federally-Regulated Consumer Product | Non-Weatherized, Non-Condensin | 1602 | 496 |  | 07/25/2023 | 109509 | 201695418 | 07/25/2023
Dettson Industries, Inc. | Airquest | OLR077-CAR | Federally-Regulated Consumer Product | Non-Weatherized, Non-Condensin | 1153 | 464 |  | 07/25/2023 | 98833 | 201693681 | 07/25/2023
Dettson Industries, Inc. | Airquest | OLR112-CAR | Federally-Regulated Consumer Product | Non-Weatherized, Non-Condensin | 1598 | 494 |  | 07/25/2023 | 113138 | 201694005 | 07/25/2023
Dettson Industries, Inc. | Airquest | OMV154-BNX | Federally-Regulated Consumer Product | Non-Weatherized, Non-Condensin | 2172 | 535 |  | 07/25/2023 | 152221 | 201695850 | 07/25/2023
Dettson Industries, Inc. | Airquest | OLR098-RBF | Federally-Regulated Consumer Product | Non-Weatherized, Non-Condensin | 1153 | 464 |  | 07/25/2023 | 98833 | 201693897 | 07/25/2023
Dettson Industries, Inc. | Airquest | OLV098-BF | Federally-Regulated Consumer Product | Non-Weatherized, Non-Condensin | 1445 | 484 |  | 07/25/2023 | 98832 | 201693915 | 07/25/2023
Dettson Industries, Inc. | Airquest | OLV095-BNX | Federally-Regulated Consumer Product | Non-Weatherized, Non-Condensin | 1724 | 503 |  | 07/25/2023 | 113337 | 201693834 | 07/25/2023
Dettson Industries, Inc. | Airquest | OMV112-CAR | Federally-Regulated Consumer Product | Non-Weatherized, Non-Condensin | 1496 | 488 |  | 07/25/2023 | 110066 | 201695688 | 07/25/2023
Dettson Industries, Inc. | Airquest | OLV126-RF | Federally-Regulated Consumer Product | Non-Weatherized, Non-Condensin | 2223 | 540 |  | 07/25/2023 | 154668 | 201694149 | 07/25/2023
Dettson Industries, Inc. | Airquest | OLR112-BF | Federally-Regulated Consumer Product | Non-Weatherized, Non-Condensin | 1598 | 494 |  | 07/25/2023 | 113138 | 201693987 | 07/25/2023
Dettson Industries, Inc. | Airquest | OLR095-RF | Federally-Regulated Consumer Product | Non-Weatherized, Non-Condensin | 1598 | 494 |  | 07/25/2023 | 113138 | 201693816 | 07/25/2023
Dettson Industries, Inc. | Airquest | OLR112-BNX | Federally-Regulated Consumer Product | Non-Weatherized, Non-Condensin | 1598 | 494 |  | 07/25/2023 | 113138 | 201693996 | 07/25/2023
Dettson Industries, Inc. | Airquest | OLV098-BNX | Federally-Regulated Consumer Product | Non-Weatherized, Non-Condensin | 1445 | 484 |  | 07/25/2023 | 98832 | 201693924 | 07/25/2023
Dettson Industries, Inc. | Airquest | OLR098-CAR | Federally-Regulated Consumer Product | Non-Weatherized, Non-Condensin | 1153 | 464 |  | 07/25/2023 | 98833 | 201693888 | 07/25/2023
Dettson Industries, Inc. | Airquest | OLV112-CAR | Federally-Regulated Consumer Product | Non-Weatherized, Non-Condensin | 1724 | 503 |  | 07/25/2023 | 113337 | 201694050 | 07/25/2023
Dettson Industries, Inc. | Airquest | OLR210-RF | Federally-Regulated Consumer Product | Non-Weatherized, Non-Condensin | 2231 | 540 |  | 07/25/2023 | 209205 | 201694311 | 07/25/2023
Dettson Industries, Inc. | Airquest | OLR077-RF | Federally-Regulated Consumer Product | Non-Weatherized, Non-Condensin | 1153 | 464 |  | 07/25/2023 | 98833 | 201693699 | 07/25/2023
Dettson Industries, Inc. | Airquest | OMF112-RBF | Federally-Regulated Consumer Product | Non-Weatherized, Non-Condensin | 1602 | 496 |  | 07/25/2023 | 109509 | 201695652 | 07/25/2023
Dettson Industries, Inc. | Airquest | OLV154-RF | Federally-Regulated Consumer Product | Non-Weatherized, Non-Condensin | 2223 | 540 |  | 07/25/2023 | 154668 | 201694230 | 07/25/2023
Dettson Industries, Inc. | Airquest | OTF189-RF | Federally-Regulated Consumer Product | Non-Weatherized, Non-Condensin | 2279 | 543 |  | 07/25/2023 | 210456 | 201695931 | 07/25/2023
Dettson Industries, Inc. | Airquest | OLV112-RF | Federally-Regulated Consumer Product | Non-Weatherized, Non-Condensin | 1724 | 503 |  | 07/25/2023 | 113337 | 201694068 | 07/25/2023
Dettson Industries, Inc. | Airquest | OMF095-BNX | Federally-Regulated Consumer Product | Non-Weatherized, Non-Condensin | 1602 | 496 |  | 07/25/2023 | 109509 | 201695427 | 07/25/2023
Dettson Industries, Inc. | Airquest | OLV095-RF | Federally-Regulated Consumer Product | Non-Weatherized, Non-Condensin | 1724 | 503 |  | 07/25/2023 | 113337 | 201693861 | 07/25/2023
Dettson Industries, Inc. | Airquest | OLR126-BNX | Federally-Regulated Consumer Product | Non-Weatherized, Non-Condensin | 2192 | 538 |  | 07/25/2023 | 154481 | 201694104 | 07/25/2023
Dettson Industries, Inc. | Airquest | OLV112-BF | Federally-Regulated Consumer Product | Non-Weatherized, Non-Condensin | 1724 | 503 |  | 07/25/2023 | 113337 | 201694032 | 07/25/2023
Dettson Industries, Inc. | Airquest | OMV154-RF | Federally-Regulated Consumer Product | Non-Weatherized, Non-Condensin | 2172 | 535 |  | 07/25/2023 | 152221 | 201695868 | 07/25/2023
Dettson Industries, Inc. | Airquest | OLV095-RBF | Federally-Regulated Consumer Product | Non-Weatherized, Non-Condensin | 1724 | 503 |  | 07/25/2023 | 113337 | 201693852 | 07/25/2023
Dettson Industries, Inc. | Airquest | OTF168-RF | Federally-Regulated Consumer Product | Non-Weatherized, Non-Condensin | 2279 | 543 |  | 07/25/2023 | 210456 | 201695913 | 07/25/2023
Dettson Industries, Inc. | Airquest | OLR126-RBF | Federally-Regulated Consumer Product | Non-Weatherized, Non-Condensin | 2192 | 538 |  | 07/25/2023 | 154481 | 201694113 | 07/25/2023
Dettson Industries, Inc. | Airquest | OLR154-RBF | Federally-Regulated Consumer Product | Non-Weatherized, Non-Condensin | 2192 | 538 |  | 07/25/2023 | 154481 | 201694194 | 07/25/2023
Dettson Industries, Inc. | Airquest | OLR189-BF | Federally-Regulated Consumer Product | Non-Weatherized, Non-Condensin | 2231 | 540 |  | 07/25/2023 | 209205 | 201694284 | 07/25/2023
Dettson Industries, Inc. | Airquest | OMV126-RF | Federally-Regulated Consumer Product | Non-Weatherized, Non-Condensin | 2172 | 535 |  | 07/25/2023 | 152221 | 201695787 | 07/25/2023
Dettson Industries, Inc. | Airquest | OLV154-BNX | Federally-Regulated Consumer Product | Non-Weatherized, Non-Condensin | 2223 | 540 |  | 07/25/2023 | 154668 | 201694212 | 07/25/2023
Dettson Industries, Inc. | Airquest | OLR210-BF | Federally-Regulated Consumer Product | Non-Weatherized, Non-Condensin | 2231 | 540 |  | 07/25/2023 | 209205 | 201694302 | 07/25/2023
Dettson Industries, Inc. | Airquest | OLR112-RF | Federally-Regulated Consumer Product | Non-Weatherized, Non-Condensin | 1598 | 494 |  | 07/25/2023 | 113138 | 201694023 | 07/25/2023
Dettson Industries, Inc. | Airquest | OMV095-RF | Federally-Regulated Consumer Product | Non-Weatherized, Non-Condensin | 1496 | 488 |  | 07/25/2023 | 110066 | 201695499 | 07/25/2023
Dettson Industries, Inc. | Airquest | OLR168-RF | Federally-Regulated Consumer Product | Non-Weatherized, Non-Condensin | 2231 | 540 |  | 07/25/2023 | 209205 | 201694275 | 07/25/2023
Dettson Industries, Inc. | Airquest | OMF154-BNX | Federally-Regulated Consumer Product | Non-Weatherized, Non-Condensin | 1934 | 519 |  | 07/25/2023 | 152309 | 201695823 | 07/25/2023
Dettson Industries, Inc. | Airquest | OMV095-RBF | Federally-Regulated Consumer Product | Non-Weatherized, Non-Condensin | 1496 | 488 |  | 07/25/2023 | 110066 | 201695490 | 07/25/2023
Dettson Industries, Inc. | Airquest | OLR095-RBF | Federally-Regulated Consumer Product | Non-Weatherized, Non-Condensin | 1598 | 494 |  | 07/25/2023 | 113138 | 201693807 | 07/25/2023
Dettson Industries, Inc. | Airquest | OLV098-CAR | Federally-Regulated Consumer Product | Non-Weatherized, Non-Condensin | 1445 | 484 |  | 07/25/2023 | 98832 | 201693933 | 07/25/2023
Dettson Industries, Inc. | Airquest | OLR189-RF | Federally-Regulated Consumer Product | Non-Weatherized, Non-Condensin | 2231 | 540 |  | 07/25/2023 | 209205 | 201694293 | 07/25/2023
Dettson Industries, Inc. | Airquest | OLR126-RF | Federally-Regulated Consumer Product | Non-Weatherized, Non-Condensin | 2192 | 538 |  | 07/25/2023 | 154481 | 201694122 | 07/25/2023
Dettson Industries, Inc. | Airquest | OLV077-RBF | Federally-Regulated Consumer Product | Non-Weatherized, Non-Condensin | 1445 | 484 |  | 07/25/2023 | 98832 | 201693735 | 07/25/2023
Dettson Industries, Inc. | Airquest | OLV126-BNX | Federally-Regulated Consumer Product | Non-Weatherized, Non-Condensin | 2223 | 540 |  | 07/25/2023 | 154668 | 201694131 | 07/25/2023
Dettson Industries, Inc. | Airquest | OMV154-RBF | Federally-Regulated Consumer Product | Non-Weatherized, Non-Condensin | 2172 | 535 |  | 07/25/2023 | 152221 | 201695859 | 07/25/2023
Dettson Industries, Inc. | Airquest | OLV112-BNX | Federally-Regulated Consumer Product | Non-Weatherized, Non-Condensin | 1724 | 503 |  | 07/25/2023 | 113337 | 201694041 | 07/25/2023
Dettson Industries, Inc. | Airquest | OLR112-RBF | Federally-Regulated Consumer Product | Non-Weatherized, Non-Condensin | 1598 | 494 |  | 07/25/2023 | 113138 | 201694014 | 07/25/2023
Dettson Industries, Inc. | Airquest | OMF112-BNX | Federally-Regulated Consumer Product | Non-Weatherized, Non-Condensin | 1602 | 496 |  | 07/25/2023 | 109509 | 201695634 | 07/25/2023
Dettson Industries, Inc. | Airquest | OMF126-BNX | Federally-Regulated Consumer Product | Non-Weatherized, Non-Condensin | 1934 | 519 |  | 07/25/2023 | 152309 | 201695742 | 07/25/2023
Dettson Industries, Inc. | Airquest | OLR098-BNX | Federally-Regulated Consumer Product | Non-Weatherized, Non-Condensin | 1153 | 464 |  | 07/25/2023 | 98833 | 201693879 | 07/25/2023
Dettson Industries, Inc. | Airquest | OMV112-RBF | Federally-Regulated Consumer Product | Non-Weatherized, Non-Condensin | 1496 | 488 |  | 07/25/2023 | 110066 | 201695697 | 07/25/2023
Dettson Industries, Inc. | Airquest | OMV112-RF | Federally-Regulated Consumer Product | Non-Weatherized, Non-Condensin | 1496 | 488 |  | 07/25/2023 | 110066 | 201695706 | 07/25/2023
Dettson Industries, Inc. | Airquest | OMF112-BF | Federally-Regulated Consumer Product | Non-Weatherized, Non-Condensin | 1602 | 496 |  | 07/25/2023 | 109509 | 201695625 | 07/25/2023
Dettson Industries, Inc. | Williamson-Thermoflo | PMP-210-DD-S2-RB135 | Federally-Regulated Consumer Product | Non-Weatherized, Non-Condensin | 2279 | 543 |  | 07/25/2023 | 210456 | 204483192 | 07/25/2023
Dettson Industries, Inc. | Williamson-Thermoflo | PMP-095-VS-RBF | Federally-Regulated Consumer Product | Non-Weatherized, Non-Condensin | 1496 | 488 |  | 07/25/2023 | 110066 | 7043338 | 07/25/2023
Dettson Industries, Inc. | Williamson-Thermoflo | PLB-095-VS-BNX | Federally-Regulated Consumer Product | Non-Weatherized, Non-Condensin | 1724 | 503 |  | 07/25/2023 | 113337 | 7043376 | 07/25/2023
Dettson Industries, Inc. | Williamson-Thermoflo | PLB-098-VS-BF | Federally-Regulated Consumer Product | Non-Weatherized, Non-Condensin | 1445 | 484 |  | 07/25/2023 | 98832 | 7043385 | 07/25/2023
Dettson Industries, Inc. | Williamson-Thermoflo | PLB-098-DD-CAR | Federally-Regulated Consumer Product | Non-Weatherized, Non-Condensin | 1153 | 464 |  | 07/25/2023 | 98833 | 7043382 | 07/25/2023
Dettson Industries, Inc. | Williamson-Thermoflo | PLB-112-VS-BF | Federally-Regulated Consumer Product | Non-Weatherized, Non-Condensin | 1724 | 503 |  | 07/25/2023 | 113337 | 7043395 | 07/25/2023
Dettson Industries, Inc. | Williamson-Thermoflo | PLB-168-RF | Federally-Regulated Consumer Product | Non-Weatherized, Non-Condensin | 2231 | 540 |  | 07/25/2023 | 209205 | 8581454 | 07/25/2023
Dettson Industries, Inc. | Williamson-Thermoflo | PLB-189-BF | Federally-Regulated Consumer Product | Non-Weatherized, Non-Condensin | 2231 | 540 |  | 07/25/2023 | 209205 | 8581455 | 07/25/2023
Dettson Industries, Inc. | Williamson-Thermoflo | PLB-077-DD-BF | Federally-Regulated Consumer Product | Non-Weatherized, Non-Condensin | 1153 | 464 |  | 07/25/2023 | 98833 | 7043360 | 07/25/2023
Dettson Industries, Inc. | Williamson-Thermoflo | PLB-112-DD-BNX | Federally-Regulated Consumer Product | Non-Weatherized, Non-Condensin | 1598 | 494 |  | 07/25/2023 | 113138 | 7043391 | 07/25/2023
Dettson Industries, Inc. | Williamson-Thermoflo | PLB-077-VS-CAR | Federally-Regulated Consumer Product | Non-Weatherized, Non-Condensin | 1445 | 484 |  | 07/25/2023 | 98832 | 7043367 | 07/25/2023
Dettson Industries, Inc. | Williamson-Thermoflo | PLB-112-VS-RF | Federally-Regulated Consumer Product | Non-Weatherized, Non-Condensin | 1724 | 503 |  | 07/25/2023 | 113337 | 7043399 | 07/25/2023
Dettson Industries, Inc. | Williamson-Thermoflo | PLB-095-DD-RF | Federally-Regulated Consumer Product | Non-Weatherized, Non-Condensin | 1598 | 494 |  | 07/25/2023 | 113138 | 7043374 | 07/25/2023
Dettson Industries, Inc. | Williamson-Thermoflo | PMP-112-VS-CAR | Federally-Regulated Consumer Product | Non-Weatherized, Non-Condensin | 1496 | 488 |  | 07/25/2023 | 110066 | 7043357 | 07/25/2023
Dettson Industries, Inc. | Williamson-Thermoflo | PMP-095-VS-RF | Federally-Regulated Consumer Product | Non-Weatherized, Non-Condensin | 1496 | 488 |  | 07/25/2023 | 110066 | 7043339 | 07/25/2023
Dettson Industries, Inc. | Williamson-Thermoflo | PMP-095-DD-CAR | Federally-Regulated Consumer Product | Non-Weatherized, Non-Condensin | 1602 | 496 |  | 07/25/2023 | 109509 | 7043332 | 07/25/2023
Dettson Industries, Inc. | Williamson-Thermoflo | PMP-112-VS-RF | Federally-Regulated Consumer Product | Non-Weatherized, Non-Condensin | 1496 | 488 |  | 07/25/2023 | 110066 | 7043359 | 07/25/2023
Dettson Industries, Inc. | Williamson-Thermoflo | PLB-095-DD-CAR | Federally-Regulated Consumer Product | Non-Weatherized, Non-Condensin | 1598 | 494 |  | 07/25/2023 | 113138 | 7043372 | 07/25/2023
Dettson Industries, Inc. | Williamson-Thermoflo | PMP-112-DD-BNX | Federally-Regulated Consumer Product | Non-Weatherized, Non-Condensin | 1602 | 496 |  | 07/25/2023 | 109509 | 7043351 | 07/25/2023
Dettson Industries, Inc. | Williamson-Thermoflo | PLB-112-VS-BNX | Federally-Regulated Consumer Product | Non-Weatherized, Non-Condensin | 1724 | 503 |  | 07/25/2023 | 113337 | 7043396 | 07/25/2023
Dettson Industries, Inc. | Williamson-Thermoflo | PMP-210-DD-S2-AF120 | Federally-Regulated Consumer Product | Non-Weatherized, Non-Condensin | 2279 | 543 |  | 07/25/2023 | 210456 | 204483188 | 07/25/2023
Dettson Industries, Inc. | Williamson-Thermoflo | PMP-095-VS-BF | Federally-Regulated Consumer Product | Non-Weatherized, Non-Condensin | 1496 | 488 |  | 07/25/2023 | 110066 | 7043335 | 07/25/2023
Dettson Industries, Inc. | Williamson-Thermoflo | PLB-112-DD-BF | Federally-Regulated Consumer Product | Non-Weatherized, Non-Condensin | 1598 | 494 |  | 07/25/2023 | 113138 | 7043390 | 07/25/2023
Dettson Industries, Inc. | Williamson-Thermoflo | PLB-210-RF | Federally-Regulated Consumer Product | Non-Weatherized, Non-Condensin | 2231 | 540 |  | 07/25/2023 | 209205 | 8581458 | 07/25/2023
Dettson Industries, Inc. | Williamson-Thermoflo | PMP-210-DD-S2-RB120 | Federally-Regulated Consumer Product | Non-Weatherized, Non-Condensin | 2279 | 543 |  | 07/25/2023 | 210456 | 204483190 | 07/25/2023
Dettson Industries, Inc. | Williamson-Thermoflo | PLB-077-DD-RBF | Federally-Regulated Consumer Product | Non-Weatherized, Non-Condensin | 1153 | 464 |  | 07/25/2023 | 98833 | 7043363 | 07/25/2023
Dettson Industries, Inc. | Williamson-Thermoflo | PLB-098-VS-BNX | Federally-Regulated Consumer Product | Non-Weatherized, Non-Condensin | 1445 | 484 |  | 07/25/2023 | 98832 | 7043386 | 07/25/2023
Dettson Industries, Inc. | Williamson-Thermoflo | PLB-095-VS-RF | Federally-Regulated Consumer Product | Non-Weatherized, Non-Condensin | 1724 | 503 |  | 07/25/2023 | 113337 | 7043379 | 07/25/2023
Dettson Industries, Inc. | Williamson-Thermoflo | PMP-112-DD-BF | Federally-Regulated Consumer Product | Non-Weatherized, Non-Condensin | 1602 | 496 |  | 07/25/2023 | 109509 | 7043350 | 07/25/2023
Dettson Industries, Inc. | Williamson-Thermoflo | PMP-095-DD-RBF | Federally-Regulated Consumer Product | Non-Weatherized, Non-Condensin | 1602 | 496 |  | 07/25/2023 | 109509 | 7043333 | 07/25/2023
Dettson Industries, Inc. | Williamson-Thermoflo | PMP-112-DD-RBF | Federally-Regulated Consumer Product | Non-Weatherized, Non-Condensin | 1602 | 496 |  | 07/25/2023 | 109509 | 7043353 | 07/25/2023
Dettson Industries, Inc. | Williamson-Thermoflo | PLB-077-DD-RF | Federally-Regulated Consumer Product | Non-Weatherized, Non-Condensin | 1153 | 464 |  | 07/25/2023 | 98833 | 7043364 | 07/25/2023
Dettson Industries, Inc. | Williamson-Thermoflo | PLB-098-VS-RF | Federally-Regulated Consumer Product | Non-Weatherized, Non-Condensin | 1445 | 484 |  | 07/25/2023 | 98832 | 7043389 | 07/25/2023
Dettson Industries, Inc. | Williamson-Thermoflo | PLB-210-BF | Federally-Regulated Consumer Product | Non-Weatherized, Non-Condensin | 2231 | 540 |  | 07/25/2023 | 209205 | 8581457 | 07/25/2023
Dettson Industries, Inc. | Williamson-Thermoflo | PMP-210-DD-S2-RB150 | Federally-Regulated Consumer Product | Non-Weatherized, Non-Condensin | 2279 | 543 |  | 07/25/2023 | 210456 | 204483193 | 07/25/2023
Dettson Industries, Inc. | Williamson-Thermoflo | PLB-168-BF | Federally-Regulated Consumer Product | Non-Weatherized, Non-Condensin | 2231 | 540 |  | 07/25/2023 | 209205 | 8581453 | 07/25/2023
Dettson Industries, Inc. | Williamson-Thermoflo | PLB-095-DD-BF | Federally-Regulated Consumer Product | Non-Weatherized, Non-Condensin | 1598 | 494 |  | 07/25/2023 | 113138 | 7043370 | 07/25/2023
Dettson Industries, Inc. | Williamson-Thermoflo | PLB-077-VS-RBF | Federally-Regulated Consumer Product | Non-Weatherized, Non-Condensin | 1445 | 484 |  | 07/25/2023 | 98832 | 7043368 | 07/25/2023
Dettson Industries, Inc. | Williamson-Thermoflo | PMP-112-DD-RF | Federally-Regulated Consumer Product | Non-Weatherized, Non-Condensin | 1602 | 496 |  | 07/25/2023 | 109509 | 7043354 | 07/25/2023
Dettson Industries, Inc. | Williamson-Thermoflo | PLB-098-DD-BNX | Federally-Regulated Consumer Product | Non-Weatherized, Non-Condensin | 1153 | 464 |  | 07/25/2023 | 98833 | 7043381 | 07/25/2023
Dettson Industries, Inc. | Williamson-Thermoflo | PMP-112-VS-BNX | Federally-Regulated Consumer Product | Non-Weatherized, Non-Condensin | 1496 | 488 |  | 07/25/2023 | 110066 | 7043356 | 07/25/2023
Dettson Industries, Inc. | Williamson-Thermoflo | PMP-210-DD-S2-AF135 | Federally-Regulated Consumer Product | Non-Weatherized, Non-Condensin | 2279 | 543 |  | 07/25/2023 | 210456 | 204483191 | 07/25/2023
Dettson Industries, Inc. | Williamson-Thermoflo | PLB-095-VS-CAR | Federally-Regulated Consumer Product | Non-Weatherized, Non-Condensin | 1724 | 503 |  | 07/25/2023 | 113337 | 7043377 | 07/25/2023
Dettson Industries, Inc. | Williamson-Thermoflo | PLB-077-VS-BF | Federally-Regulated Consumer Product | Non-Weatherized, Non-Condensin | 1445 | 484 |  | 07/25/2023 | 98832 | 7043365 | 07/25/2023
Dettson Industries, Inc. | Williamson-Thermoflo | PLB-112-DD-RBF | Federally-Regulated Consumer Product | Non-Weatherized, Non-Condensin | 1598 | 494 |  | 07/25/2023 | 113138 | 7043393 | 07/25/2023
Dettson Industries, Inc. | Williamson-Thermoflo | PLB-112-VS-CAR | Federally-Regulated Consumer Product | Non-Weatherized, Non-Condensin | 1724 | 503 |  | 07/25/2023 | 113337 | 7043397 | 07/25/2023
Dettson Industries, Inc. | Williamson-Thermoflo | PMP-095-VS-BNX | Federally-Regulated Consumer Product | Non-Weatherized, Non-Condensin | 1496 | 488 |  | 07/25/2023 | 110066 | 7043336 | 07/25/2023
Dettson Industries, Inc. | Williamson-Thermoflo | PMP-112-VS-BF | Federally-Regulated Consumer Product | Non-Weatherized, Non-Condensin | 1496 | 488 |  | 07/25/2023 | 110066 | 7043355 | 07/25/2023
Dettson Industries, Inc. | Williamson-Thermoflo | PLB-098-VS-RBF | Federally-Regulated Consumer Product | Non-Weatherized, Non-Condensin | 1445 | 484 |  | 07/25/2023 | 98832 | 7043388 | 07/25/2023
Dettson Industries, Inc. | Williamson-Thermoflo | PLB-095-VS-BF | Federally-Regulated Consumer Product | Non-Weatherized, Non-Condensin | 1724 | 503 |  | 07/25/2023 | 113337 | 7043375 | 07/25/2023
Dettson Industries, Inc. | Williamson-Thermoflo | PLB-098-DD-BF | Federally-Regulated Consumer Product | Non-Weatherized, Non-Condensin | 1153 | 464 |  | 07/25/2023 | 98833 | 7043380 | 07/25/2023
Dettson Industries, Inc. | Williamson-Thermoflo | PLB-098-VS-CAR | Federally-Regulated Consumer Product | Non-Weatherized, Non-Condensin | 1445 | 484 |  | 07/25/2023 | 98832 | 7043387 | 07/25/2023
Dettson Industries, Inc. | Williamson-Thermoflo | PMP-095-DD-RF | Federally-Regulated Consumer Product | Non-Weatherized, Non-Condensin | 1602 | 496 |  | 07/25/2023 | 109509 | 7043334 | 07/25/2023
Dettson Industries, Inc. | Williamson-Thermoflo | PMP-112-VS-RBF | Federally-Regulated Consumer Product | Non-Weatherized, Non-Condensin | 1496 | 488 |  | 07/25/2023 | 110066 | 7043358 | 07/25/2023
Dettson Industries, Inc. | Williamson-Thermoflo | PLB-077-VS-BNX | Federally-Regulated Consumer Product | Non-Weatherized, Non-Condensin | 1445 | 484 |  | 07/25/2023 | 98832 | 7043366 | 07/25/2023
Dettson Industries, Inc. | Williamson-Thermoflo | PLB-077-DD-CAR | Federally-Regulated Consumer Product | Non-Weatherized, Non-Condensin | 1153 | 464 |  | 07/25/2023 | 98833 | 7043362 | 07/25/2023
Dettson Industries, Inc. | Williamson-Thermoflo | PLB-112-DD-RF | Federally-Regulated Consumer Product | Non-Weatherized, Non-Condensin | 1598 | 494 |  | 07/25/2023 | 113138 | 7043394 | 07/25/2023
Dettson Industries, Inc. | Williamson-Thermoflo | PLB-098-DD-RBF | Federally-Regulated Consumer Product | Non-Weatherized, Non-Condensin | 1153 | 464 |  | 07/25/2023 | 98833 | 7043383 | 07/25/2023
Dettson Industries, Inc. | Williamson-Thermoflo | PMP-095-DD-BNX | Federally-Regulated Consumer Product | Non-Weatherized, Non-Condensin | 1602 | 496 |  | 07/25/2023 | 109509 | 7043331 | 07/25/2023
Dettson Industries, Inc. | Williamson-Thermoflo | PMP-095-DD-BF | Federally-Regulated Consumer Product | Non-Weatherized, Non-Condensin | 1602 | 496 |  | 07/25/2023 | 109509 | 7043330 | 07/25/2023
Dettson Industries, Inc. | Williamson-Thermoflo | PLB-095-DD-BNX | Federally-Regulated Consumer Product | Non-Weatherized, Non-Condensin | 1598 | 494 |  | 07/25/2023 | 113138 | 7043371 | 07/25/2023
Dettson Industries, Inc. | Williamson-Thermoflo | PLB-095-VS-RBF | Federally-Regulated Consumer Product | Non-Weatherized, Non-Condensin | 1724 | 503 |  | 07/25/2023 | 113337 | 7043378 | 07/25/2023
Dettson Industries, Inc. | Williamson-Thermoflo | PLB-098-DD-RF | Federally-Regulated Consumer Product | Non-Weatherized, Non-Condensin | 1153 | 464 |  | 07/25/2023 | 98833 | 7043384 | 07/25/2023
Dettson Industries, Inc. | Williamson-Thermoflo | PLB-112-DD-CAR | Federally-Regulated Consumer Product | Non-Weatherized, Non-Condensin | 1598 | 494 |  | 07/25/2023 | 113138 | 7043392 | 07/25/2023
Dettson Industries, Inc. | Williamson-Thermoflo | PLB-112-VS-RBF | Federally-Regulated Consumer Product | Non-Weatherized, Non-Condensin | 1724 | 503 |  | 07/25/2023 | 113337 | 7043398 | 07/25/2023
Dettson Industries, Inc. | Williamson-Thermoflo | PLB-189-RF | Federally-Regulated Consumer Product | Non-Weatherized, Non-Condensin | 2231 | 540 |  | 07/25/2023 | 209205 | 8581456 | 07/25/2023
Dettson Industries, Inc. | Williamson-Thermoflo | PLB-095-DD-RBF | Federally-Regulated Consumer Product | Non-Weatherized, Non-Condensin | 1598 | 494 |  | 07/25/2023 | 113138 | 7043373 | 07/25/2023
Dettson Industries, Inc. | Williamson-Thermoflo | PMP-210-DD-S2-AF150 | Federally-Regulated Consumer Product | Non-Weatherized, Non-Condensin | 2279 | 543 |  | 07/25/2023 | 210456 | 204483905 | 07/25/2023
Dettson Industries, Inc. | Williamson-Thermoflo | PMP-112-DD-CAR | Federally-Regulated Consumer Product | Non-Weatherized, Non-Condensin | 1602 | 496 |  | 07/25/2023 | 109509 | 7043352 | 07/25/2023
Dettson Industries, Inc. | Williamson-Thermoflo | PMP-095-VS-CAR | Federally-Regulated Consumer Product | Non-Weatherized, Non-Condensin | 1496 | 488 |  | 07/25/2023 | 110066 | 7043337 | 07/25/2023
Dettson Industries, Inc. | Williamson-Thermoflo | PLB-077-VS-RF | Federally-Regulated Consumer Product | Non-Weatherized, Non-Condensin | 1445 | 484 |  | 07/25/2023 | 98832 | 7043369 | 07/25/2023
Dettson Industries, Inc. | Williamson-Thermoflo | PLB-077-DD-BNX | Federally-Regulated Consumer Product | Non-Weatherized, Non-Condensin | 1153 | 464 |  | 07/25/2023 | 98833 | 7043361 | 07/25/2023
Dettson Industries, Inc. | Carrier | OVLAAB048112-095-RBF | Federally-Regulated Consumer Product | Non-Weatherized, Non-Condensin | 1724 | 503 |  | 07/25/2023 | 113337 | 10260231 | 07/25/2023
Dettson Industries, Inc. | Carrier | OBL095-BNX | Federally-Regulated Consumer Product | Non-Weatherized, Non-Condensin | 1598 | 494 |  | 07/25/2023 | 113138 | 5939703 | 07/25/2023
Dettson Industries, Inc. | Carrier | OVLAAB036098-077-RBF | Federally-Regulated Consumer Product | Non-Weatherized, Non-Condensin | 1445 | 484 |  | 07/25/2023 | 98832 | 10260223 | 07/25/2023
Dettson Industries, Inc. | Carrier | OBLAAB060154-154-RBF | Federally-Regulated Consumer Product | Non-Weatherized, Non-Condensin | 2192 | 538 |  | 07/25/2023 | 154481 | 10260256 | 07/25/2023
Dettson Industries, Inc. | Carrier | OBLAAB060154-126-BNX | Federally-Regulated Consumer Product | Non-Weatherized, Non-Condensin | 2192 | 538 |  | 07/25/2023 | 154481 | 10260249 | 07/25/2023
Dettson Industries, Inc. | Carrier | OBLAAB036098-077-RF | Federally-Regulated Consumer Product | Non-Weatherized, Non-Condensin | 1153 | 464 |  | 07/25/2023 | 98833 | 10260220 | 07/25/2023
Dettson Industries, Inc. | Carrier | OBLAAB048112-095-BNX | Federally-Regulated Consumer Product | Non-Weatherized, Non-Condensin | 1598 | 494 |  | 07/25/2023 | 113138 | 10260226 | 07/25/2023
Dettson Industries, Inc. | Carrier | OVL112-BNX | Federally-Regulated Consumer Product | Non-Weatherized, Non-Condensin | 1724 | 503 |  | 07/25/2023 | 113337 | 5939731 | 07/25/2023
Dettson Industries, Inc. | Carrier | OBL154-RBF | Federally-Regulated Consumer Product | Non-Weatherized, Non-Condensin | 2192 | 538 |  | 07/25/2023 | 154481 | 5939748 | 07/25/2023
Dettson Industries, Inc. | Carrier | OVL126-BNX | Federally-Regulated Consumer Product | Non-Weatherized, Non-Condensin | 2223 | 540 |  | 07/25/2023 | 154668 | 5939741 | 07/25/2023
Dettson Industries, Inc. | Carrier | OVL098-BF | Federally-Regulated Consumer Product | Non-Weatherized, Non-Condensin | 1445 | 484 |  | 07/25/2023 | 98832 | 5939717 | 07/25/2023
Dettson Industries, Inc. | Carrier | OVLAAB048112-112-RBF | Federally-Regulated Consumer Product | Non-Weatherized, Non-Condensin | 1724 | 503 |  | 07/25/2023 | 113337 | 10260247 | 07/25/2023
Dettson Industries, Inc. | Carrier | OBL154-BNX | Federally-Regulated Consumer Product | Non-Weatherized, Non-Condensin | 2192 | 538 |  | 07/25/2023 | 154481 | 5939747 | 07/25/2023
Dettson Industries, Inc. | Carrier | OVL077-RF | Federally-Regulated Consumer Product | Non-Weatherized, Non-Condensin | 1445 | 484 |  | 07/25/2023 | 98832 | 5939698 | 07/25/2023
Dettson Industries, Inc. | Carrier | OVL112-BF | Federally-Regulated Consumer Product | Non-Weatherized, Non-Condensin | 1724 | 503 |  | 07/25/2023 | 113337 | 5939730 | 07/25/2023
Dettson Industries, Inc. | Carrier | OBLAAB060154-154-RF | Federally-Regulated Consumer Product | Non-Weatherized, Non-Condensin | 2192 | 538 |  | 07/25/2023 | 154481 | 10260257 | 07/25/2023
Dettson Industries, Inc. | Carrier | OBL112-BNX | Federally-Regulated Consumer Product | Non-Weatherized, Non-Condensin | 1598 | 494 |  | 07/25/2023 | 113138 | 5939726 | 07/25/2023
Dettson Industries, Inc. | Carrier | OVLAAB036098-077-RF | Federally-Regulated Consumer Product | Non-Weatherized, Non-Condensin | 1445 | 484 |  | 07/25/2023 | 98832 | 10260224 | 07/25/2023
Dettson Industries, Inc. | Carrier | OBL098-BF | Federally-Regulated Consumer Product | Non-Weatherized, Non-Condensin | 1153 | 464 |  | 07/25/2023 | 98833 | 5939712 | 07/25/2023
Dettson Industries, Inc. | Carrier | OVLAAB048112-112-BNX | Federally-Regulated Consumer Product | Non-Weatherized, Non-Condensin | 1724 | 503 |  | 07/25/2023 | 113337 | 10260246 | 07/25/2023
Dettson Industries, Inc. | Carrier | OBL077-RBF | Federally-Regulated Consumer Product | Non-Weatherized, Non-Condensin | 1153 | 464 |  | 07/25/2023 | 98833 | 5939692 | 07/25/2023
Dettson Industries, Inc. | Carrier | OVLAAB036098-098-BNX | Federally-Regulated Consumer Product | Non-Weatherized, Non-Condensin | 1445 | 484 |  | 07/25/2023 | 98832 | 10260238 | 07/25/2023
Dettson Industries, Inc. | Carrier | OBL112-RF | Federally-Regulated Consumer Product | Non-Weatherized, Non-Condensin | 1598 | 494 |  | 07/25/2023 | 113138 | 5939729 | 07/25/2023
Dettson Industries, Inc. | Carrier | OBM112-BNX | Federally-Regulated Consumer Product | Non-Weatherized, Non-Condensin | 1602 | 496 |  | 07/25/2023 | 109509 | 5939656 | 07/25/2023
Dettson Industries, Inc. | Carrier | OBL095-RBF | Federally-Regulated Consumer Product | Non-Weatherized, Non-Condensin | 1598 | 494 |  | 07/25/2023 | 113138 | 5939705 | 07/25/2023
Dettson Industries, Inc. | Carrier | OVL077-RBF | Federally-Regulated Consumer Product | Non-Weatherized, Non-Condensin | 1445 | 484 |  | 07/25/2023 | 98832 | 5939697 | 07/25/2023
Dettson Industries, Inc. | Carrier | OVL095-RF | Federally-Regulated Consumer Product | Non-Weatherized, Non-Condensin | 1724 | 503 |  | 07/25/2023 | 113337 | 5939711 | 07/25/2023
Dettson Industries, Inc. | Carrier | OVL098-RBF | Federally-Regulated Consumer Product | Non-Weatherized, Non-Condensin | 1445 | 484 |  | 07/25/2023 | 98832 | 5939720 | 07/25/2023
Dettson Industries, Inc. | Carrier | OBL112-BF | Federally-Regulated Consumer Product | Non-Weatherized, Non-Condensin | 1598 | 494 |  | 07/25/2023 | 113138 | 5939725 | 07/25/2023
Dettson Industries, Inc. | Carrier | OBL112-CAR | Federally-Regulated Consumer Product | Non-Weatherized, Non-Condensin | 1598 | 494 |  | 07/25/2023 | 113138 | 5939727 | 07/25/2023
Dettson Industries, Inc. | Carrier | OBLAAB048112-112-RBF | Federally-Regulated Consumer Product | Non-Weatherized, Non-Condensin | 1598 | 494 |  | 07/25/2023 | 113138 | 10260243 | 07/25/2023
Dettson Industries, Inc. | Carrier | OBLAAB036098-098-RF | Federally-Regulated Consumer Product | Non-Weatherized, Non-Condensin | 1153 | 464 |  | 07/25/2023 | 98833 | 10260236 | 07/25/2023
Dettson Industries, Inc. | Carrier | OVL095-CAR | Federally-Regulated Consumer Product | Non-Weatherized, Non-Condensin | 1724 | 503 |  | 07/25/2023 | 113337 | 5939709 | 07/25/2023
Dettson Industries, Inc. | Carrier | OVLAAB048112-095-RF | Federally-Regulated Consumer Product | Non-Weatherized, Non-Condensin | 1724 | 503 |  | 07/25/2023 | 113337 | 10260232 | 07/25/2023
Dettson Industries, Inc. | Carrier | OBLAAB048112-112-RF | Federally-Regulated Consumer Product | Non-Weatherized, Non-Condensin | 1598 | 494 |  | 07/25/2023 | 113138 | 10260244 | 07/25/2023
Dettson Industries, Inc. | Carrier | OVL077-BF | Federally-Regulated Consumer Product | Non-Weatherized, Non-Condensin | 1445 | 484 |  | 07/25/2023 | 98832 | 5939694 | 07/25/2023
Dettson Industries, Inc. | Carrier | OBLAAB060154-126-RBF | Federally-Regulated Consumer Product | Non-Weatherized, Non-Condensin | 2192 | 538 |  | 07/25/2023 | 154481 | 10260250 | 07/25/2023
Dettson Industries, Inc. | Carrier | OBL126-RBF | Federally-Regulated Consumer Product | Non-Weatherized, Non-Condensin | 2192 | 538 |  | 07/25/2023 | 154481 | 5939739 | 07/25/2023
Dettson Industries, Inc. | Carrier | OVLAAB048112-112-BF | Federally-Regulated Consumer Product | Non-Weatherized, Non-Condensin | 1724 | 503 |  | 07/25/2023 | 113337 | 10260245 | 07/25/2023
Dettson Industries, Inc. | Carrier | OVLAAB036098-098-BF | Federally-Regulated Consumer Product | Non-Weatherized, Non-Condensin | 1445 | 484 |  | 07/25/2023 | 98832 | 10260237 | 07/25/2023
Dettson Industries, Inc. | Carrier | OVL098-CAR | Federally-Regulated Consumer Product | Non-Weatherized, Non-Condensin | 1445 | 484 |  | 07/25/2023 | 98832 | 5939719 | 07/25/2023
Dettson Industries, Inc. | Carrier | OVL126-RBF | Federally-Regulated Consumer Product | Non-Weatherized, Non-Condensin | 2223 | 540 |  | 07/25/2023 | 154668 | 5939742 | 07/25/2023
Dettson Industries, Inc. | Carrier | OVLAAB060154-126-BNX | Federally-Regulated Consumer Product | Non-Weatherized, Non-Condensin | 2223 | 540 |  | 07/25/2023 | 154668 | 10260252 | 07/25/2023
Dettson Industries, Inc. | Carrier | OBLAAB036098-077-BF | Federally-Regulated Consumer Product | Non-Weatherized, Non-Condensin | 1153 | 464 |  | 07/25/2023 | 98833 | 10260217 | 07/25/2023
Dettson Industries, Inc. | Carrier | OVLAAB036098-098-RF | Federally-Regulated Consumer Product | Non-Weatherized, Non-Condensin | 1445 | 484 |  | 07/25/2023 | 98832 | 10260240 | 07/25/2023
Dettson Industries, Inc. | Carrier | OVLAAB048112-095-BNX | Federally-Regulated Consumer Product | Non-Weatherized, Non-Condensin | 1724 | 503 |  | 07/25/2023 | 113337 | 10260230 | 07/25/2023
Dettson Industries, Inc. | Carrier | OBL077-BF | Federally-Regulated Consumer Product | Non-Weatherized, Non-Condensin | 1153 | 464 |  | 07/25/2023 | 98833 | 5939689 | 07/25/2023
Dettson Industries, Inc. | Carrier | OBL112-RBF | Federally-Regulated Consumer Product | Non-Weatherized, Non-Condensin | 1598 | 494 |  | 07/25/2023 | 113138 | 5939728 | 07/25/2023
Dettson Industries, Inc. | Carrier | OVL095-RBF | Federally-Regulated Consumer Product | Non-Weatherized, Non-Condensin | 1724 | 503 |  | 07/25/2023 | 113337 | 5939710 | 07/25/2023
Dettson Industries, Inc. | Carrier | OVL126-RF | Federally-Regulated Consumer Product | Non-Weatherized, Non-Condensin | 2223 | 540 |  | 07/25/2023 | 154668 | 5939743 | 07/25/2023
Dettson Industries, Inc. | Carrier | OVL112-RF | Federally-Regulated Consumer Product | Non-Weatherized, Non-Condensin | 1724 | 503 |  | 07/25/2023 | 113337 | 5939734 | 07/25/2023
Dettson Industries, Inc. | Carrier | OVLAAB060154-154-BNX | Federally-Regulated Consumer Product | Non-Weatherized, Non-Condensin | 2223 | 540 |  | 07/25/2023 | 154668 | 10260258 | 07/25/2023
Dettson Industries, Inc. | Carrier | OVL077-CAR | Federally-Regulated Consumer Product | Non-Weatherized, Non-Condensin | 1445 | 484 |  | 07/25/2023 | 98832 | 5939696 | 07/25/2023
Dettson Industries, Inc. | Carrier | OBLAAB036098-098-BNX | Federally-Regulated Consumer Product | Non-Weatherized, Non-Condensin | 1153 | 464 |  | 07/25/2023 | 98833 | 10260234 | 07/25/2023
Dettson Industries, Inc. | Carrier | OVLAAB048112-095-BF | Federally-Regulated Consumer Product | Non-Weatherized, Non-Condensin | 1724 | 503 |  | 07/25/2023 | 113337 | 10260229 | 07/25/2023
Dettson Industries, Inc. | Carrier | OVLAAB036098-077-BF | Federally-Regulated Consumer Product | Non-Weatherized, Non-Condensin | 1445 | 484 |  | 07/25/2023 | 98832 | 10260221 | 07/25/2023
Dettson Industries, Inc. | Carrier | OVLAAB048112-112-RF | Federally-Regulated Consumer Product | Non-Weatherized, Non-Condensin | 1724 | 503 |  | 07/25/2023 | 113337 | 10260248 | 07/25/2023
Dettson Industries, Inc. | Carrier | OBL095-RF | Federally-Regulated Consumer Product | Non-Weatherized, Non-Condensin | 1598 | 494 |  | 07/25/2023 | 113138 | 5939706 | 07/25/2023
Dettson Industries, Inc. | Carrier | OBLAAB036098-077-BNX | Federally-Regulated Consumer Product | Non-Weatherized, Non-Condensin | 1153 | 464 |  | 07/25/2023 | 98833 | 10260218 | 07/25/2023
Dettson Industries, Inc. | Carrier | OVLAAB060154-154-RBF | Federally-Regulated Consumer Product | Non-Weatherized, Non-Condensin | 2223 | 540 |  | 07/25/2023 | 154668 | 10260259 | 07/25/2023
Dettson Industries, Inc. | Carrier | OBL154-RF | Federally-Regulated Consumer Product | Non-Weatherized, Non-Condensin | 2192 | 538 |  | 07/25/2023 | 154481 | 5939749 | 07/25/2023
Dettson Industries, Inc. | Carrier | OVL154-BNX | Federally-Regulated Consumer Product | Non-Weatherized, Non-Condensin | 2223 | 540 |  | 07/25/2023 | 154668 | 5939750 | 07/25/2023
Dettson Industries, Inc. | Carrier | OBM112-CAR | Federally-Regulated Consumer Product | Non-Weatherized, Non-Condensin | 1602 | 496 |  | 07/25/2023 | 109509 | 5939657 | 07/25/2023
Dettson Industries, Inc. | Carrier | OVL112-CAR | Federally-Regulated Consumer Product | Non-Weatherized, Non-Condensin | 1724 | 503 |  | 07/25/2023 | 113337 | 5939732 | 07/25/2023
Dettson Industries, Inc. | Carrier | OBL098-BNX | Federally-Regulated Consumer Product | Non-Weatherized, Non-Condensin | 1153 | 464 |  | 07/25/2023 | 98833 | 5939713 | 07/25/2023
Dettson Industries, Inc. | Carrier | OBL095-BF | Federally-Regulated Consumer Product | Non-Weatherized, Non-Condensin | 1598 | 494 |  | 07/25/2023 | 113138 | 5939702 | 07/25/2023
Dettson Industries, Inc. | Carrier | OVLAAB036098-098-RBF | Federally-Regulated Consumer Product | Non-Weatherized, Non-Condensin | 1445 | 484 |  | 07/25/2023 | 98832 | 10260239 | 07/25/2023
Dettson Industries, Inc. | Carrier | OBL098-RBF | Federally-Regulated Consumer Product | Non-Weatherized, Non-Condensin | 1153 | 464 |  | 07/25/2023 | 98833 | 5939715 | 07/25/2023
Dettson Industries, Inc. | Carrier | OBLAAB048112-095-BF | Federally-Regulated Consumer Product | Non-Weatherized, Non-Condensin | 1598 | 494 |  | 07/25/2023 | 113138 | 10260225 | 07/25/2023
Dettson Industries, Inc. | Carrier | OVLAAB036098-077-BNX | Federally-Regulated Consumer Product | Non-Weatherized, Non-Condensin | 1445 | 484 |  | 07/25/2023 | 98832 | 10260222 | 07/25/2023
Dettson Industries, Inc. | Carrier | OBL098-RF | Federally-Regulated Consumer Product | Non-Weatherized, Non-Condensin | 1153 | 464 |  | 07/25/2023 | 98833 | 5939716 | 07/25/2023
Dettson Industries, Inc. | Carrier | OBLAAB036098-098-RBF | Federally-Regulated Consumer Product | Non-Weatherized, Non-Condensin | 1153 | 464 |  | 07/25/2023 | 98833 | 10260235 | 07/25/2023
Dettson Industries, Inc. | Carrier | OBL077-RF | Federally-Regulated Consumer Product | Non-Weatherized, Non-Condensin | 1153 | 464 |  | 07/25/2023 | 98833 | 5939693 | 07/25/2023
Dettson Industries, Inc. | Carrier | OVL154-RF | Federally-Regulated Consumer Product | Non-Weatherized, Non-Condensin | 2223 | 540 |  | 07/25/2023 | 154668 | 5939752 | 07/25/2023
Dettson Industries, Inc. | Carrier | OBL095-CAR | Federally-Regulated Consumer Product | Non-Weatherized, Non-Condensin | 1598 | 494 |  | 07/25/2023 | 113138 | 5939704 | 07/25/2023
Dettson Industries, Inc. | Carrier | OVLAAB060154-126-RF | Federally-Regulated Consumer Product | Non-Weatherized, Non-Condensin | 2223 | 540 |  | 07/25/2023 | 154668 | 10260254 | 07/25/2023
Dettson Industries, Inc. | Carrier | OBM112-RBF | Federally-Regulated Consumer Product | Non-Weatherized, Non-Condensin | 1602 | 496 |  | 07/25/2023 | 109509 | 5939658 | 07/25/2023
Dettson Industries, Inc. | Carrier | OBL126-BNX | Federally-Regulated Consumer Product | Non-Weatherized, Non-Condensin | 2192 | 538 |  | 07/25/2023 | 154481 | 5939738 | 07/25/2023
Dettson Industries, Inc. | Carrier | OVL095-BNX | Federally-Regulated Consumer Product | Non-Weatherized, Non-Condensin | 1724 | 503 |  | 07/25/2023 | 113337 | 5939708 | 07/25/2023
Dettson Industries, Inc. | Carrier | OVL095-BF | Federally-Regulated Consumer Product | Non-Weatherized, Non-Condensin | 1724 | 503 |  | 07/25/2023 | 113337 | 5939707 | 07/25/2023
Dettson Industries, Inc. | Carrier | OVL077-BNX | Federally-Regulated Consumer Product | Non-Weatherized, Non-Condensin | 1445 | 484 |  | 07/25/2023 | 98832 | 5939695 | 07/25/2023
Dettson Industries, Inc. | Carrier | OBLAAB048112-095-RBF | Federally-Regulated Consumer Product | Non-Weatherized, Non-Condensin | 1598 | 494 |  | 07/25/2023 | 113138 | 10260227 | 07/25/2023
Dettson Industries, Inc. | Carrier | OVL154-RBF | Federally-Regulated Consumer Product | Non-Weatherized, Non-Condensin | 2223 | 540 |  | 07/25/2023 | 154668 | 5939751 | 07/25/2023
Dettson Industries, Inc. | Carrier | OVL098-BNX | Federally-Regulated Consumer Product | Non-Weatherized, Non-Condensin | 1445 | 484 |  | 07/25/2023 | 98832 | 5939718 | 07/25/2023
Dettson Industries, Inc. | Carrier | OBLAAB048112-112-BF | Federally-Regulated Consumer Product | Non-Weatherized, Non-Condensin | 1598 | 494 |  | 07/25/2023 | 113138 | 10260241 | 07/25/2023
Dettson Industries, Inc. | Carrier | OBLAAB036098-077-RBF | Federally-Regulated Consumer Product | Non-Weatherized, Non-Condensin | 1153 | 464 |  | 07/25/2023 | 98833 | 10260219 | 07/25/2023
Dettson Industries, Inc. | Carrier | OVLAAB060154-154-RF | Federally-Regulated Consumer Product | Non-Weatherized, Non-Condensin | 2223 | 540 |  | 07/25/2023 | 154668 | 10260260 | 07/25/2023
Dettson Industries, Inc. | Carrier | OBL098-CAR | Federally-Regulated Consumer Product | Non-Weatherized, Non-Condensin | 1153 | 464 |  | 07/25/2023 | 98833 | 5939714 | 07/25/2023
Dettson Industries, Inc. | Carrier | OBLAAB036098-098-BF | Federally-Regulated Consumer Product | Non-Weatherized, Non-Condensin | 1153 | 464 |  | 07/25/2023 | 98833 | 10260233 | 07/25/2023
Dettson Industries, Inc. | Carrier | OBLAAB048112-112-BNX | Federally-Regulated Consumer Product | Non-Weatherized, Non-Condensin | 1598 | 494 |  | 07/25/2023 | 113138 | 10260242 | 07/25/2023
Dettson Industries, Inc. | Carrier | OBL077-CAR | Federally-Regulated Consumer Product | Non-Weatherized, Non-Condensin | 1153 | 464 |  | 07/25/2023 | 98833 | 5939691 | 07/25/2023
Dettson Industries, Inc. | Carrier | OVLAAB060154-126-RBF | Federally-Regulated Consumer Product | Non-Weatherized, Non-Condensin | 2223 | 540 |  | 07/25/2023 | 154668 | 10260253 | 07/25/2023
Dettson Industries, Inc. | Carrier | OVL112-RBF | Federally-Regulated Consumer Product | Non-Weatherized, Non-Condensin | 1724 | 503 |  | 07/25/2023 | 113337 | 5939733 | 07/25/2023
Dettson Industries, Inc. | Carrier | OBLAAB060154-154-BNX | Federally-Regulated Consumer Product | Non-Weatherized, Non-Condensin | 2192 | 538 |  | 07/25/2023 | 154481 | 10260255 | 07/25/2023
Dettson Industries, Inc. | Carrier | OVL098-RF | Federally-Regulated Consumer Product | Non-Weatherized, Non-Condensin | 1445 | 484 |  | 07/25/2023 | 98832 | 5939721 | 07/25/2023
Dettson Industries, Inc. | Carrier | OBM112-RF | Federally-Regulated Consumer Product | Non-Weatherized, Non-Condensin | 1602 | 496 |  | 07/25/2023 | 109509 | 5939659 | 07/25/2023
Dettson Industries, Inc. | Carrier | OBL126-RF | Federally-Regulated Consumer Product | Non-Weatherized, Non-Condensin | 2192 | 538 |  | 07/25/2023 | 154481 | 5939740 | 07/25/2023
Dettson Industries, Inc. | Carrier | OBL077-BNX | Federally-Regulated Consumer Product | Non-Weatherized, Non-Condensin | 1153 | 464 |  | 07/25/2023 | 98833 | 5939690 | 07/25/2023
Dettson Industries, Inc. | Carrier | OBLAAB048112-095-RF | Federally-Regulated Consumer Product | Non-Weatherized, Non-Condensin | 1598 | 494 |  | 07/25/2023 | 113138 | 10260228 | 07/25/2023
Dettson Industries, Inc. | Carrier | OBLAAB060154-126-RF | Federally-Regulated Consumer Product | Non-Weatherized, Non-Condensin | 2192 | 538 |  | 07/25/2023 | 154481 | 10260251 | 07/25/2023
Dettson Industries, Inc. | Tempstar | OLV077-RF | Federally-Regulated Consumer Product | Non-Weatherized, Non-Condensin | 1445 | 484 |  | 07/25/2023 | 98832 | 201693738 | 07/25/2023
Dettson Industries, Inc. | Tempstar | OLR112-RBF | Federally-Regulated Consumer Product | Non-Weatherized, Non-Condensin | 1598 | 494 |  | 07/25/2023 | 113138 | 201694008 | 07/25/2023
Dettson Industries, Inc. | Tempstar | OLR154-RBF | Federally-Regulated Consumer Product | Non-Weatherized, Non-Condensin | 2192 | 538 |  | 07/25/2023 | 154481 | 201694188 | 07/25/2023
Dettson Industries, Inc. | Tempstar | OLV098-CAR | Federally-Regulated Consumer Product | Non-Weatherized, Non-Condensin | 1445 | 484 |  | 07/25/2023 | 98832 | 201693927 | 07/25/2023
Dettson Industries, Inc. | Tempstar | OMF095-RBF | Federally-Regulated Consumer Product | Non-Weatherized, Non-Condensin | 1602 | 496 |  | 07/25/2023 | 109509 | 201695439 | 07/25/2023
Dettson Industries, Inc. | Tempstar | OMF095-BF | Federally-Regulated Consumer Product | Non-Weatherized, Non-Condensin | 1602 | 496 |  | 07/25/2023 | 109509 | 201695412 | 07/25/2023
Dettson Industries, Inc. | Tempstar | OTF210-RF | Federally-Regulated Consumer Product | Non-Weatherized, Non-Condensin | 2279 | 543 |  | 07/25/2023 | 210456 | 201693621 | 07/25/2023
Dettson Industries, Inc. | Tempstar | OMF112-RF | Federally-Regulated Consumer Product | Non-Weatherized, Non-Condensin | 1602 | 496 |  | 07/25/2023 | 109509 | 201695655 | 07/25/2023
Dettson Industries, Inc. | Tempstar | OMV095-BF | Federally-Regulated Consumer Product | Non-Weatherized, Non-Condensin | 1496 | 488 |  | 07/25/2023 | 110066 | 201695457 | 07/25/2023
Dettson Industries, Inc. | Tempstar | OLV077-BNX | Federally-Regulated Consumer Product | Non-Weatherized, Non-Condensin | 1445 | 484 |  | 07/25/2023 | 98832 | 201693711 | 07/25/2023
Dettson Industries, Inc. | Tempstar | OMV154-BNX | Federally-Regulated Consumer Product | Non-Weatherized, Non-Condensin | 2172 | 535 |  | 07/25/2023 | 152221 | 201695844 | 07/25/2023
Dettson Industries, Inc. | Tempstar | OLV154-BNX | Federally-Regulated Consumer Product | Non-Weatherized, Non-Condensin | 2223 | 540 |  | 07/25/2023 | 154668 | 201694206 | 07/25/2023
Dettson Industries, Inc. | Tempstar | OLR077-BF | Federally-Regulated Consumer Product | Non-Weatherized, Non-Condensin | 1153 | 464 |  | 07/25/2023 | 98833 | 201693657 | 07/25/2023
Dettson Industries, Inc. | Tempstar | OLR098-RBF | Federally-Regulated Consumer Product | Non-Weatherized, Non-Condensin | 1153 | 464 |  | 07/25/2023 | 98833 | 201693891 | 07/25/2023
Dettson Industries, Inc. | Tempstar | OLR095-CAR | Federally-Regulated Consumer Product | Non-Weatherized, Non-Condensin | 1598 | 494 |  | 07/25/2023 | 113138 | 201693792 | 07/25/2023
Dettson Industries, Inc. | Tempstar | OMF154-BNX | Federally-Regulated Consumer Product | Non-Weatherized, Non-Condensin | 1934 | 519 |  | 07/25/2023 | 152309 | 201695817 | 07/25/2023
Dettson Industries, Inc. | Tempstar | OLV098-BF | Federally-Regulated Consumer Product | Non-Weatherized, Non-Condensin | 1445 | 484 |  | 07/25/2023 | 98832 | 201693909 | 07/25/2023
Dettson Industries, Inc. | Tempstar | OLV126-RBF | Federally-Regulated Consumer Product | Non-Weatherized, Non-Condensin | 2223 | 540 |  | 07/25/2023 | 154668 | 201694134 | 07/25/2023
Dettson Industries, Inc. | Tempstar | OMF095-BNX | Federally-Regulated Consumer Product | Non-Weatherized, Non-Condensin | 1602 | 496 |  | 07/25/2023 | 109509 | 201695421 | 07/25/2023
Dettson Industries, Inc. | Tempstar | OLR126-RF | Federally-Regulated Consumer Product | Non-Weatherized, Non-Condensin | 2192 | 538 |  | 07/25/2023 | 154481 | 201694116 | 07/25/2023
Dettson Industries, Inc. | Tempstar | OMV154-RBF | Federally-Regulated Consumer Product | Non-Weatherized, Non-Condensin | 2172 | 535 |  | 07/25/2023 | 152221 | 201695853 | 07/25/2023
Dettson Industries, Inc. | Tempstar | OTF168-BF | Federally-Regulated Consumer Product | Non-Weatherized, Non-Condensin | 2279 | 543 |  | 07/25/2023 | 210456 | 201695898 | 07/25/2023
Dettson Industries, Inc. | Tempstar | OLR077-BNX | Federally-Regulated Consumer Product | Non-Weatherized, Non-Condensin | 1153 | 464 |  | 07/25/2023 | 98833 | 201693666 | 07/25/2023
Dettson Industries, Inc. | Tempstar | OLR189-RF | Federally-Regulated Consumer Product | Non-Weatherized, Non-Condensin | 2231 | 540 |  | 07/25/2023 | 209205 | 201694287 | 07/25/2023
Dettson Industries, Inc. | Tempstar | OMV112-BNX | Federally-Regulated Consumer Product | Non-Weatherized, Non-Condensin | 1496 | 488 |  | 07/25/2023 | 110066 | 201695673 | 07/25/2023
Dettson Industries, Inc. | Tempstar | OMF126-RBF | Federally-Regulated Consumer Product | Non-Weatherized, Non-Condensin | 1934 | 519 |  | 07/25/2023 | 152309 | 201695745 | 07/25/2023
Dettson Industries, Inc. | Tempstar | OMV095-RF | Federally-Regulated Consumer Product | Non-Weatherized, Non-Condensin | 1496 | 488 |  | 07/25/2023 | 110066 | 201695493 | 07/25/2023
Dettson Industries, Inc. | Tempstar | OLV077-RBF | Federally-Regulated Consumer Product | Non-Weatherized, Non-Condensin | 1445 | 484 |  | 07/25/2023 | 98832 | 201693729 | 07/25/2023
Dettson Industries, Inc. | Tempstar | OLV126-BNX | Federally-Regulated Consumer Product | Non-Weatherized, Non-Condensin | 2223 | 540 |  | 07/25/2023 | 154668 | 201694125 | 07/25/2023
Dettson Industries, Inc. | Tempstar | OLV112-BF | Federally-Regulated Consumer Product | Non-Weatherized, Non-Condensin | 1724 | 503 |  | 07/25/2023 | 113337 | 201694026 | 07/25/2023
Dettson Industries, Inc. | Tempstar | OMV095-CAR | Federally-Regulated Consumer Product | Non-Weatherized, Non-Condensin | 1496 | 488 |  | 07/25/2023 | 110066 | 201695475 | 07/25/2023
Dettson Industries, Inc. | Tempstar | OMF112-BF | Federally-Regulated Consumer Product | Non-Weatherized, Non-Condensin | 1602 | 496 |  | 07/25/2023 | 109509 | 201695619 | 07/25/2023
Dettson Industries, Inc. | Tempstar | OLR189-BF | Federally-Regulated Consumer Product | Non-Weatherized, Non-Condensin | 2231 | 540 |  | 07/25/2023 | 209205 | 201694278 | 07/25/2023
Dettson Industries, Inc. | Tempstar | OLV095-CAR | Federally-Regulated Consumer Product | Non-Weatherized, Non-Condensin | 1724 | 503 |  | 07/25/2023 | 113337 | 201693837 | 07/25/2023
Dettson Industries, Inc. | Tempstar | OMF095-CAR | Federally-Regulated Consumer Product | Non-Weatherized, Non-Condensin | 1602 | 496 |  | 07/25/2023 | 109509 | 201695430 | 07/25/2023
Dettson Industries, Inc. | Tempstar | OLR112-BNX | Federally-Regulated Consumer Product | Non-Weatherized, Non-Condensin | 1598 | 494 |  | 07/25/2023 | 113138 | 201693990 | 07/25/2023
Dettson Industries, Inc. | Tempstar | OLR210-RF | Federally-Regulated Consumer Product | Non-Weatherized, Non-Condensin | 2231 | 540 |  | 07/25/2023 | 209205 | 201694305 | 07/25/2023
Dettson Industries, Inc. | Tempstar | OMV154-RF | Federally-Regulated Consumer Product | Non-Weatherized, Non-Condensin | 2172 | 535 |  | 07/25/2023 | 152221 | 201695862 | 07/25/2023
Dettson Industries, Inc. | Tempstar | OLR112-BF | Federally-Regulated Consumer Product | Non-Weatherized, Non-Condensin | 1598 | 494 |  | 07/25/2023 | 113138 | 201693981 | 07/25/2023
Dettson Industries, Inc. | Tempstar | OLR098-RF | Federally-Regulated Consumer Product | Non-Weatherized, Non-Condensin | 1153 | 464 |  | 07/25/2023 | 98833 | 201693900 | 07/25/2023
Dettson Industries, Inc. | Tempstar | OLV154-RF | Federally-Regulated Consumer Product | Non-Weatherized, Non-Condensin | 2223 | 540 |  | 07/25/2023 | 154668 | 201694224 | 07/25/2023
Dettson Industries, Inc. | Tempstar | OLR098-BF | Federally-Regulated Consumer Product | Non-Weatherized, Non-Condensin | 1153 | 464 |  | 07/25/2023 | 98833 | 201693864 | 07/25/2023
Dettson Industries, Inc. | Tempstar | OMF126-BNX | Federally-Regulated Consumer Product | Non-Weatherized, Non-Condensin | 1934 | 519 |  | 07/25/2023 | 152309 | 201695736 | 07/25/2023
Dettson Industries, Inc. | Tempstar | OLR095-BF | Federally-Regulated Consumer Product | Non-Weatherized, Non-Condensin | 1598 | 494 |  | 07/25/2023 | 113138 | 201693774 | 07/25/2023
Dettson Industries, Inc. | Tempstar | OLR210-BF | Federally-Regulated Consumer Product | Non-Weatherized, Non-Condensin | 2231 | 540 |  | 07/25/2023 | 209205 | 201694296 | 07/25/2023
Dettson Industries, Inc. | Tempstar | OMV112-RBF | Federally-Regulated Consumer Product | Non-Weatherized, Non-Condensin | 1496 | 488 |  | 07/25/2023 | 110066 | 201695691 | 07/25/2023
Dettson Industries, Inc. | Tempstar | OLV154-RBF | Federally-Regulated Consumer Product | Non-Weatherized, Non-Condensin | 2223 | 540 |  | 07/25/2023 | 154668 | 201694215 | 07/25/2023
Dettson Industries, Inc. | Tempstar | OLR112-RF | Federally-Regulated Consumer Product | Non-Weatherized, Non-Condensin | 1598 | 494 |  | 07/25/2023 | 113138 | 201694017 | 07/25/2023
Dettson Industries, Inc. | Tempstar | OMF112-RBF | Federally-Regulated Consumer Product | Non-Weatherized, Non-Condensin | 1602 | 496 |  | 07/25/2023 | 109509 | 201695646 | 07/25/2023
Dettson Industries, Inc. | Tempstar | OLV112-RBF | Federally-Regulated Consumer Product | Non-Weatherized, Non-Condensin | 1724 | 503 |  | 07/25/2023 | 113337 | 201694053 | 07/25/2023
Dettson Industries, Inc. | Tempstar | OMF112-CAR | Federally-Regulated Consumer Product | Non-Weatherized, Non-Condensin | 1602 | 496 |  | 07/25/2023 | 109509 | 201695637 | 07/25/2023
Dettson Industries, Inc. | Tempstar | OLR098-BNX | Federally-Regulated Consumer Product | Non-Weatherized, Non-Condensin | 1153 | 464 |  | 07/25/2023 | 98833 | 201693873 | 07/25/2023
Dettson Industries, Inc. | Tempstar | OTF189-RF | Federally-Regulated Consumer Product | Non-Weatherized, Non-Condensin | 2279 | 543 |  | 07/25/2023 | 210456 | 201695925 | 07/25/2023
Dettson Industries, Inc. | Tempstar | OMV126-BNX | Federally-Regulated Consumer Product | Non-Weatherized, Non-Condensin | 2172 | 535 |  | 07/25/2023 | 152221 | 201695763 | 07/25/2023
Dettson Industries, Inc. | Tempstar | OMF112-BNX | Federally-Regulated Consumer Product | Non-Weatherized, Non-Condensin | 1602 | 496 |  | 07/25/2023 | 109509 | 201695628 | 07/25/2023
Dettson Industries, Inc. | Tempstar | OLV095-BF | Federally-Regulated Consumer Product | Non-Weatherized, Non-Condensin | 1724 | 503 |  | 07/25/2023 | 113337 | 201693819 | 07/25/2023
Dettson Industries, Inc. | Tempstar | OLR168-BF | Federally-Regulated Consumer Product | Non-Weatherized, Non-Condensin | 2231 | 540 |  | 07/25/2023 | 209205 | 201694260 | 07/25/2023
Dettson Industries, Inc. | Tempstar | OMV112-CAR | Federally-Regulated Consumer Product | Non-Weatherized, Non-Condensin | 1496 | 488 |  | 07/25/2023 | 110066 | 201695682 | 07/25/2023
Dettson Industries, Inc. | Tempstar | OLR098-CAR | Federally-Regulated Consumer Product | Non-Weatherized, Non-Condensin | 1153 | 464 |  | 07/25/2023 | 98833 | 201693882 | 07/25/2023
Dettson Industries, Inc. | Tempstar | OMV095-RBF | Federally-Regulated Consumer Product | Non-Weatherized, Non-Condensin | 1496 | 488 |  | 07/25/2023 | 110066 | 201695484 | 07/25/2023
Dettson Industries, Inc. | Tempstar | OLR077-CAR | Federally-Regulated Consumer Product | Non-Weatherized, Non-Condensin | 1153 | 464 |  | 07/25/2023 | 98833 | 201693675 | 07/25/2023
Dettson Industries, Inc. | Tempstar | OLV098-BNX | Federally-Regulated Consumer Product | Non-Weatherized, Non-Condensin | 1445 | 484 |  | 07/25/2023 | 98832 | 201693918 | 07/25/2023
Dettson Industries, Inc. | Tempstar | OLR168-RF | Federally-Regulated Consumer Product | Non-Weatherized, Non-Condensin | 2231 | 540 |  | 07/25/2023 | 209205 | 201694269 | 07/25/2023
Dettson Industries, Inc. | Tempstar | OTF210-BF | Federally-Regulated Consumer Product | Non-Weatherized, Non-Condensin | 2279 | 543 |  | 07/25/2023 | 210456 | 201695934 | 07/25/2023
Dettson Industries, Inc. | Tempstar | OLR095-RF | Federally-Regulated Consumer Product | Non-Weatherized, Non-Condensin | 1598 | 494 |  | 07/25/2023 | 113138 | 201693810 | 07/25/2023
Dettson Industries, Inc. | Tempstar | OLR112-CAR | Federally-Regulated Consumer Product | Non-Weatherized, Non-Condensin | 1598 | 494 |  | 07/25/2023 | 113138 | 201693999 | 07/25/2023
Dettson Industries, Inc. | Tempstar | OMF154-RBF | Federally-Regulated Consumer Product | Non-Weatherized, Non-Condensin | 1934 | 519 |  | 07/25/2023 | 152309 | 201695826 | 07/25/2023
Dettson Industries, Inc. | Tempstar | OLV112-BNX | Federally-Regulated Consumer Product | Non-Weatherized, Non-Condensin | 1724 | 503 |  | 07/25/2023 | 113337 | 201694035 | 07/25/2023
Dettson Industries, Inc. | Tempstar | OLR154-RF | Federally-Regulated Consumer Product | Non-Weatherized, Non-Condensin | 2192 | 538 |  | 07/25/2023 | 154481 | 201694197 | 07/25/2023
Dettson Industries, Inc. | Tempstar | OLV112-RF | Federally-Regulated Consumer Product | Non-Weatherized, Non-Condensin | 1724 | 503 |  | 07/25/2023 | 113337 | 201694062 | 07/25/2023
Dettson Industries, Inc. | Tempstar | OLV095-RF | Federally-Regulated Consumer Product | Non-Weatherized, Non-Condensin | 1724 | 503 |  | 07/25/2023 | 113337 | 201693855 | 07/25/2023
Dettson Industries, Inc. | Tempstar | OMF126-RF | Federally-Regulated Consumer Product | Non-Weatherized, Non-Condensin | 1934 | 519 |  | 07/25/2023 | 152309 | 201695754 | 07/25/2023
Dettson Industries, Inc. | Tempstar | OLV095-RBF | Federally-Regulated Consumer Product | Non-Weatherized, Non-Condensin | 1724 | 503 |  | 07/25/2023 | 113337 | 201693846 | 07/25/2023
Dettson Industries, Inc. | Tempstar | OLV095-BNX | Federally-Regulated Consumer Product | Non-Weatherized, Non-Condensin | 1724 | 503 |  | 07/25/2023 | 113337 | 201693828 | 07/25/2023
Dettson Industries, Inc. | Tempstar | OLR095-BNX | Federally-Regulated Consumer Product | Non-Weatherized, Non-Condensin | 1598 | 494 |  | 07/25/2023 | 113138 | 201693783 | 07/25/2023
Dettson Industries, Inc. | Tempstar | OLV098-RBF | Federally-Regulated Consumer Product | Non-Weatherized, Non-Condensin | 1445 | 484 |  | 07/25/2023 | 98832 | 201693936 | 07/25/2023
Dettson Industries, Inc. | Tempstar | OLV077-CAR | Federally-Regulated Consumer Product | Non-Weatherized, Non-Condensin | 1445 | 484 |  | 07/25/2023 | 98832 | 201693720 | 07/25/2023
Dettson Industries, Inc. | Tempstar | OLR095-RBF | Federally-Regulated Consumer Product | Non-Weatherized, Non-Condensin | 1598 | 494 |  | 07/25/2023 | 113138 | 201693801 | 07/25/2023
Dettson Industries, Inc. | Tempstar | OTF168-RF | Federally-Regulated Consumer Product | Non-Weatherized, Non-Condensin | 2279 | 543 |  | 07/25/2023 | 210456 | 201695907 | 07/25/2023
Dettson Industries, Inc. | Tempstar | OLV112-CAR | Federally-Regulated Consumer Product | Non-Weatherized, Non-Condensin | 1724 | 503 |  | 07/25/2023 | 113337 | 201694044 | 07/25/2023
Dettson Industries, Inc. | Tempstar | OMV126-RBF | Federally-Regulated Consumer Product | Non-Weatherized, Non-Condensin | 2172 | 535 |  | 07/25/2023 | 152221 | 201695772 | 07/25/2023
Dettson Industries, Inc. | Tempstar | OMV126-RF | Federally-Regulated Consumer Product | Non-Weatherized, Non-Condensin | 2172 | 535 |  | 07/25/2023 | 152221 | 201695781 | 07/25/2023
Dettson Industries, Inc. | Tempstar | OMF154-RF | Federally-Regulated Consumer Product | Non-Weatherized, Non-Condensin | 1934 | 519 |  | 07/25/2023 | 152309 | 201695835 | 07/25/2023
Dettson Industries, Inc. | Tempstar | OMV095-BNX | Federally-Regulated Consumer Product | Non-Weatherized, Non-Condensin | 1496 | 488 |  | 07/25/2023 | 110066 | 201695466 | 07/25/2023
Dettson Industries, Inc. | Tempstar | OMV112-BF | Federally-Regulated Consumer Product | Non-Weatherized, Non-Condensin | 1496 | 488 |  | 07/25/2023 | 110066 | 201695664 | 07/25/2023
Dettson Industries, Inc. | Tempstar | OMV112-RF | Federally-Regulated Consumer Product | Non-Weatherized, Non-Condensin | 1496 | 488 |  | 07/25/2023 | 110066 | 201695700 | 07/25/2023
Dettson Industries, Inc. | Tempstar | OLR077-RF | Federally-Regulated Consumer Product | Non-Weatherized, Non-Condensin | 1153 | 464 |  | 07/25/2023 | 98833 | 201693693 | 07/25/2023
Dettson Industries, Inc. | Tempstar | OTF189-BF | Federally-Regulated Consumer Product | Non-Weatherized, Non-Condensin | 2279 | 543 |  | 07/25/2023 | 210456 | 201695916 | 07/25/2023
Dettson Industries, Inc. | Tempstar | OLR154-BNX | Federally-Regulated Consumer Product | Non-Weatherized, Non-Condensin | 2192 | 538 |  | 07/25/2023 | 154481 | 201694179 | 07/25/2023
Dettson Industries, Inc. | Tempstar | OLV126-RF | Federally-Regulated Consumer Product | Non-Weatherized, Non-Condensin | 2223 | 540 |  | 07/25/2023 | 154668 | 201694143 | 07/25/2023
Dettson Industries, Inc. | Tempstar | OLR126-RBF | Federally-Regulated Consumer Product | Non-Weatherized, Non-Condensin | 2192 | 538 |  | 07/25/2023 | 154481 | 201694107 | 07/25/2023
Dettson Industries, Inc. | Tempstar | OLR126-BNX | Federally-Regulated Consumer Product | Non-Weatherized, Non-Condensin | 2192 | 538 |  | 07/25/2023 | 154481 | 201694098 | 07/25/2023
Dettson Industries, Inc. | Tempstar | OLV077-BF | Federally-Regulated Consumer Product | Non-Weatherized, Non-Condensin | 1445 | 484 |  | 07/25/2023 | 98832 | 201693702 | 07/25/2023
Dettson Industries, Inc. | Tempstar | OLV098-RF | Federally-Regulated Consumer Product | Non-Weatherized, Non-Condensin | 1445 | 484 |  | 07/25/2023 | 98832 | 201693945 | 07/25/2023
Dettson Industries, Inc. | Tempstar | OMF095-RF | Federally-Regulated Consumer Product | Non-Weatherized, Non-Condensin | 1602 | 496 |  | 07/25/2023 | 109509 | 201695448 | 07/25/2023
Dettson Industries, Inc. | Tempstar | OLR077-RBF | Federally-Regulated Consumer Product | Non-Weatherized, Non-Condensin | 1153 | 464 |  | 07/25/2023 | 98833 | 201693684 | 07/25/2023
Dettson Industries, Inc. | Keeprite | OMF126-RBF | Federally-Regulated Consumer Product | Non-Weatherized, Non-Condensin | 1934 | 519 |  | 07/25/2023 | 152309 | 201695752 | 07/25/2023
Dettson Industries, Inc. | Keeprite | OMV095-RBF | Federally-Regulated Consumer Product | Non-Weatherized, Non-Condensin | 1496 | 488 |  | 07/25/2023 | 110066 | 201695491 | 07/25/2023
Dettson Industries, Inc. | Keeprite | OLR095-RF | Federally-Regulated Consumer Product | Non-Weatherized, Non-Condensin | 1598 | 494 |  | 07/25/2023 | 113138 | 201693817 | 07/25/2023
Dettson Industries, Inc. | Keeprite | OMF154-RBF | Federally-Regulated Consumer Product | Non-Weatherized, Non-Condensin | 1934 | 519 |  | 07/25/2023 | 152309 | 201695833 | 07/25/2023
Dettson Industries, Inc. | Keeprite | OLR126-RF | Federally-Regulated Consumer Product | Non-Weatherized, Non-Condensin | 2192 | 538 |  | 07/25/2023 | 154481 | 201694123 | 07/25/2023
Dettson Industries, Inc. | Keeprite | OLR210-BF | Federally-Regulated Consumer Product | Non-Weatherized, Non-Condensin | 2231 | 540 |  | 07/25/2023 | 209205 | 201694303 | 07/25/2023
Dettson Industries, Inc. | Keeprite | OLV077-BNX | Federally-Regulated Consumer Product | Non-Weatherized, Non-Condensin | 1445 | 484 |  | 07/25/2023 | 98832 | 201693718 | 07/25/2023
Dettson Industries, Inc. | Keeprite | OMF095-BNX | Federally-Regulated Consumer Product | Non-Weatherized, Non-Condensin | 1602 | 496 |  | 07/25/2023 | 109509 | 201695428 | 07/25/2023
Dettson Industries, Inc. | Keeprite | OLR098-BNX | Federally-Regulated Consumer Product | Non-Weatherized, Non-Condensin | 1153 | 464 |  | 07/25/2023 | 98833 | 201693880 | 07/25/2023
Dettson Industries, Inc. | Keeprite | OLV126-RBF | Federally-Regulated Consumer Product | Non-Weatherized, Non-Condensin | 2223 | 540 |  | 07/25/2023 | 154668 | 201694141 | 07/25/2023
Dettson Industries, Inc. | Keeprite | OLV126-RF | Federally-Regulated Consumer Product | Non-Weatherized, Non-Condensin | 2223 | 540 |  | 07/25/2023 | 154668 | 201694150 | 07/25/2023
Dettson Industries, Inc. | Keeprite | OMF112-RF | Federally-Regulated Consumer Product | Non-Weatherized, Non-Condensin | 1602 | 496 |  | 07/25/2023 | 109509 | 201695662 | 07/25/2023
Dettson Industries, Inc. | Keeprite | OTF189-RF | Federally-Regulated Consumer Product | Non-Weatherized, Non-Condensin | 2279 | 543 |  | 07/25/2023 | 210456 | 201695932 | 07/25/2023
Dettson Industries, Inc. | Keeprite | OLV095-RBF | Federally-Regulated Consumer Product | Non-Weatherized, Non-Condensin | 1724 | 503 |  | 07/25/2023 | 113337 | 201693853 | 07/25/2023
Dettson Industries, Inc. | Keeprite | OMV095-RF | Federally-Regulated Consumer Product | Non-Weatherized, Non-Condensin | 1496 | 488 |  | 07/25/2023 | 110066 | 201695500 | 07/25/2023
Dettson Industries, Inc. | Keeprite | OLV098-CAR | Federally-Regulated Consumer Product | Non-Weatherized, Non-Condensin | 1445 | 484 |  | 07/25/2023 | 98832 | 201693934 | 07/25/2023
Dettson Industries, Inc. | Keeprite | OTF189-BF | Federally-Regulated Consumer Product | Non-Weatherized, Non-Condensin | 2279 | 543 |  | 07/25/2023 | 210456 | 201695923 | 07/25/2023
Dettson Industries, Inc. | Keeprite | OLV098-BNX | Federally-Regulated Consumer Product | Non-Weatherized, Non-Condensin | 1445 | 484 |  | 07/25/2023 | 98832 | 201693925 | 07/25/2023
Dettson Industries, Inc. | Keeprite | OMV095-CAR | Federally-Regulated Consumer Product | Non-Weatherized, Non-Condensin | 1496 | 488 |  | 07/25/2023 | 110066 | 201695482 | 07/25/2023
Dettson Industries, Inc. | Keeprite | OLV126-BNX | Federally-Regulated Consumer Product | Non-Weatherized, Non-Condensin | 2223 | 540 |  | 07/25/2023 | 154668 | 201694132 | 07/25/2023
Dettson Industries, Inc. | Keeprite | OMV112-BNX | Federally-Regulated Consumer Product | Non-Weatherized, Non-Condensin | 1496 | 488 |  | 07/25/2023 | 110066 | 201695680 | 07/25/2023
Dettson Industries, Inc. | Keeprite | OMV154-RBF | Federally-Regulated Consumer Product | Non-Weatherized, Non-Condensin | 2172 | 535 |  | 07/25/2023 | 152221 | 201695860 | 07/25/2023
Dettson Industries, Inc. | Keeprite | OLR077-RF | Federally-Regulated Consumer Product | Non-Weatherized, Non-Condensin | 1153 | 464 |  | 07/25/2023 | 98833 | 201693700 | 07/25/2023
Dettson Industries, Inc. | Keeprite | OLR077-RBF | Federally-Regulated Consumer Product | Non-Weatherized, Non-Condensin | 1153 | 464 |  | 07/25/2023 | 98833 | 201693691 | 07/25/2023
Dettson Industries, Inc. | Keeprite | OMV126-RBF | Federally-Regulated Consumer Product | Non-Weatherized, Non-Condensin | 2172 | 535 |  | 07/25/2023 | 152221 | 201695779 | 07/25/2023
Dettson Industries, Inc. | Keeprite | OTF168-RF | Federally-Regulated Consumer Product | Non-Weatherized, Non-Condensin | 2279 | 543 |  | 07/25/2023 | 210456 | 201695914 | 07/25/2023
Dettson Industries, Inc. | Keeprite | OLR168-RF | Federally-Regulated Consumer Product | Non-Weatherized, Non-Condensin | 2231 | 540 |  | 07/25/2023 | 209205 | 201694276 | 07/25/2023
Dettson Industries, Inc. | Keeprite | OLR154-RF | Federally-Regulated Consumer Product | Non-Weatherized, Non-Condensin | 2192 | 538 |  | 07/25/2023 | 154481 | 201694204 | 07/25/2023
Dettson Industries, Inc. | Keeprite | OLR112-RBF | Federally-Regulated Consumer Product | Non-Weatherized, Non-Condensin | 1598 | 494 |  | 07/25/2023 | 113138 | 201694015 | 07/25/2023
Dettson Industries, Inc. | Keeprite | OLR112-BNX | Federally-Regulated Consumer Product | Non-Weatherized, Non-Condensin | 1598 | 494 |  | 07/25/2023 | 113138 | 201693997 | 07/25/2023
Dettson Industries, Inc. | Keeprite | OLV154-RBF | Federally-Regulated Consumer Product | Non-Weatherized, Non-Condensin | 2223 | 540 |  | 07/25/2023 | 154668 | 201694222 | 07/25/2023
Dettson Industries, Inc. | Keeprite | OTF168-BF | Federally-Regulated Consumer Product | Non-Weatherized, Non-Condensin | 2279 | 543 |  | 07/25/2023 | 210456 | 201695905 | 07/25/2023
Dettson Industries, Inc. | Keeprite | OLR112-BF | Federally-Regulated Consumer Product | Non-Weatherized, Non-Condensin | 1598 | 494 |  | 07/25/2023 | 113138 | 201693988 | 07/25/2023
Dettson Industries, Inc. | Keeprite | OLV095-BNX | Federally-Regulated Consumer Product | Non-Weatherized, Non-Condensin | 1724 | 503 |  | 07/25/2023 | 113337 | 201693835 | 07/25/2023
Dettson Industries, Inc. | Keeprite | OMV154-BNX | Federally-Regulated Consumer Product | Non-Weatherized, Non-Condensin | 2172 | 535 |  | 07/25/2023 | 152221 | 201695851 | 07/25/2023
Dettson Industries, Inc. | Keeprite | OLR112-CAR | Federally-Regulated Consumer Product | Non-Weatherized, Non-Condensin | 1598 | 494 |  | 07/25/2023 | 113138 | 201694006 | 07/25/2023
Dettson Industries, Inc. | Keeprite | OLV112-RBF | Federally-Regulated Consumer Product | Non-Weatherized, Non-Condensin | 1724 | 503 |  | 07/25/2023 | 113337 | 201694060 | 07/25/2023
Dettson Industries, Inc. | Keeprite | OLR077-BF | Federally-Regulated Consumer Product | Non-Weatherized, Non-Condensin | 1153 | 464 |  | 07/25/2023 | 98833 | 201693664 | 07/25/2023
Dettson Industries, Inc. | Keeprite | OMV126-RF | Federally-Regulated Consumer Product | Non-Weatherized, Non-Condensin | 2172 | 535 |  | 07/25/2023 | 152221 | 201695788 | 07/25/2023
Dettson Industries, Inc. | Keeprite | OMF112-RBF | Federally-Regulated Consumer Product | Non-Weatherized, Non-Condensin | 1602 | 496 |  | 07/25/2023 | 109509 | 201695653 | 07/25/2023
Dettson Industries, Inc. | Keeprite | OLR077-CAR | Federally-Regulated Consumer Product | Non-Weatherized, Non-Condensin | 1153 | 464 |  | 07/25/2023 | 98833 | 201693682 | 07/25/2023
Dettson Industries, Inc. | Keeprite | OMF112-CAR | Federally-Regulated Consumer Product | Non-Weatherized, Non-Condensin | 1602 | 496 |  | 07/25/2023 | 109509 | 201695644 | 07/25/2023
Dettson Industries, Inc. | Keeprite | OLV098-BF | Federally-Regulated Consumer Product | Non-Weatherized, Non-Condensin | 1445 | 484 |  | 07/25/2023 | 98832 | 201693916 | 07/25/2023
Dettson Industries, Inc. | Keeprite | OMV112-BF | Federally-Regulated Consumer Product | Non-Weatherized, Non-Condensin | 1496 | 488 |  | 07/25/2023 | 110066 | 201695671 | 07/25/2023
Dettson Industries, Inc. | Keeprite | OLV112-CAR | Federally-Regulated Consumer Product | Non-Weatherized, Non-Condensin | 1724 | 503 |  | 07/25/2023 | 113337 | 201694051 | 07/25/2023
Dettson Industries, Inc. | Keeprite | OMF095-RF | Federally-Regulated Consumer Product | Non-Weatherized, Non-Condensin | 1602 | 496 |  | 07/25/2023 | 109509 | 201695455 | 07/25/2023
Dettson Industries, Inc. | Keeprite | OLR095-BF | Federally-Regulated Consumer Product | Non-Weatherized, Non-Condensin | 1598 | 494 |  | 07/25/2023 | 113138 | 201693781 | 07/25/2023
Dettson Industries, Inc. | Keeprite | OLV077-RF | Federally-Regulated Consumer Product | Non-Weatherized, Non-Condensin | 1445 | 484 |  | 07/25/2023 | 98832 | 201693745 | 07/25/2023
Dettson Industries, Inc. | Keeprite | OMF126-BNX | Federally-Regulated Consumer Product | Non-Weatherized, Non-Condensin | 1934 | 519 |  | 07/25/2023 | 152309 | 201695743 | 07/25/2023
Dettson Industries, Inc. | Keeprite | OMV095-BNX | Federally-Regulated Consumer Product | Non-Weatherized, Non-Condensin | 1496 | 488 |  | 07/25/2023 | 110066 | 201695473 | 07/25/2023
Dettson Industries, Inc. | Keeprite | OMF154-RF | Federally-Regulated Consumer Product | Non-Weatherized, Non-Condensin | 1934 | 519 |  | 07/25/2023 | 152309 | 201695842 | 07/25/2023
Dettson Industries, Inc. | Keeprite | OLR210-RF | Federally-Regulated Consumer Product | Non-Weatherized, Non-Condensin | 2231 | 540 |  | 07/25/2023 | 209205 | 201694312 | 07/25/2023
Dettson Industries, Inc. | Keeprite | OLR168-BF | Federally-Regulated Consumer Product | Non-Weatherized, Non-Condensin | 2231 | 540 |  | 07/25/2023 | 209205 | 201694267 | 07/25/2023
Dettson Industries, Inc. | Keeprite | OLV095-CAR | Federally-Regulated Consumer Product | Non-Weatherized, Non-Condensin | 1724 | 503 |  | 07/25/2023 | 113337 | 201693844 | 07/25/2023
Dettson Industries, Inc. | Keeprite | OLV112-BNX | Federally-Regulated Consumer Product | Non-Weatherized, Non-Condensin | 1724 | 503 |  | 07/25/2023 | 113337 | 201694042 | 07/25/2023
Dettson Industries, Inc. | Keeprite | OLR095-BNX | Federally-Regulated Consumer Product | Non-Weatherized, Non-Condensin | 1598 | 494 |  | 07/25/2023 | 113138 | 201693790 | 07/25/2023
Dettson Industries, Inc. | Keeprite | OLV098-RBF | Federally-Regulated Consumer Product | Non-Weatherized, Non-Condensin | 1445 | 484 |  | 07/25/2023 | 98832 | 201693943 | 07/25/2023
Dettson Industries, Inc. | Keeprite | OLR098-BF | Federally-Regulated Consumer Product | Non-Weatherized, Non-Condensin | 1153 | 464 |  | 07/25/2023 | 98833 | 201693871 | 07/25/2023
Dettson Industries, Inc. | Keeprite | OTF210-RF | Federally-Regulated Consumer Product | Non-Weatherized, Non-Condensin | 2279 | 543 |  | 07/25/2023 | 210456 | 201693628 | 07/25/2023
Dettson Industries, Inc. | Keeprite | OLR154-BNX | Federally-Regulated Consumer Product | Non-Weatherized, Non-Condensin | 2192 | 538 |  | 07/25/2023 | 154481 | 201694186 | 07/25/2023
Dettson Industries, Inc. | Keeprite | OLV112-RF | Federally-Regulated Consumer Product | Non-Weatherized, Non-Condensin | 1724 | 503 |  | 07/25/2023 | 113337 | 201694069 | 07/25/2023
Dettson Industries, Inc. | Keeprite | OMF112-BNX | Federally-Regulated Consumer Product | Non-Weatherized, Non-Condensin | 1602 | 496 |  | 07/25/2023 | 109509 | 201695635 | 07/25/2023
Dettson Industries, Inc. | Keeprite | OTF210-BF | Federally-Regulated Consumer Product | Non-Weatherized, Non-Condensin | 2279 | 543 |  | 07/25/2023 | 210456 | 201695941 | 07/25/2023
Dettson Industries, Inc. | Keeprite | OLV154-BNX | Federally-Regulated Consumer Product | Non-Weatherized, Non-Condensin | 2223 | 540 |  | 07/25/2023 | 154668 | 201694213 | 07/25/2023
Dettson Industries, Inc. | Keeprite | OLR098-RBF | Federally-Regulated Consumer Product | Non-Weatherized, Non-Condensin | 1153 | 464 |  | 07/25/2023 | 98833 | 201693898 | 07/25/2023
Dettson Industries, Inc. | Keeprite | OLV095-RF | Federally-Regulated Consumer Product | Non-Weatherized, Non-Condensin | 1724 | 503 |  | 07/25/2023 | 113337 | 201693862 | 07/25/2023
Dettson Industries, Inc. | Keeprite | OMF095-CAR | Federally-Regulated Consumer Product | Non-Weatherized, Non-Condensin | 1602 | 496 |  | 07/25/2023 | 109509 | 201695437 | 07/25/2023
Dettson Industries, Inc. | Keeprite | OMV112-RBF | Federally-Regulated Consumer Product | Non-Weatherized, Non-Condensin | 1496 | 488 |  | 07/25/2023 | 110066 | 201695698 | 07/25/2023
Dettson Industries, Inc. | Keeprite | OLV077-RBF | Federally-Regulated Consumer Product | Non-Weatherized, Non-Condensin | 1445 | 484 |  | 07/25/2023 | 98832 | 201693736 | 07/25/2023
Dettson Industries, Inc. | Keeprite | OMF112-BF | Federally-Regulated Consumer Product | Non-Weatherized, Non-Condensin | 1602 | 496 |  | 07/25/2023 | 109509 | 201695626 | 07/25/2023
Dettson Industries, Inc. | Keeprite | OMV126-BNX | Federally-Regulated Consumer Product | Non-Weatherized, Non-Condensin | 2172 | 535 |  | 07/25/2023 | 152221 | 201695770 | 07/25/2023
Dettson Industries, Inc. | Keeprite | OLR077-BNX | Federally-Regulated Consumer Product | Non-Weatherized, Non-Condensin | 1153 | 464 |  | 07/25/2023 | 98833 | 201693673 | 07/25/2023
Dettson Industries, Inc. | Keeprite | OLV154-RF | Federally-Regulated Consumer Product | Non-Weatherized, Non-Condensin | 2223 | 540 |  | 07/25/2023 | 154668 | 201694231 | 07/25/2023
Dettson Industries, Inc. | Keeprite | OLV077-BF | Federally-Regulated Consumer Product | Non-Weatherized, Non-Condensin | 1445 | 484 |  | 07/25/2023 | 98832 | 201693709 | 07/25/2023
Dettson Industries, Inc. | Keeprite | OLR189-BF | Federally-Regulated Consumer Product | Non-Weatherized, Non-Condensin | 2231 | 540 |  | 07/25/2023 | 209205 | 201694285 | 07/25/2023
Dettson Industries, Inc. | Keeprite | OLV095-BF | Federally-Regulated Consumer Product | Non-Weatherized, Non-Condensin | 1724 | 503 |  | 07/25/2023 | 113337 | 201693826 | 07/25/2023
Dettson Industries, Inc. | Keeprite | OLR098-CAR | Federally-Regulated Consumer Product | Non-Weatherized, Non-Condensin | 1153 | 464 |  | 07/25/2023 | 98833 | 201693889 | 07/25/2023
Dettson Industries, Inc. | Keeprite | OLR095-RBF | Federally-Regulated Consumer Product | Non-Weatherized, Non-Condensin | 1598 | 494 |  | 07/25/2023 | 113138 | 201693808 | 07/25/2023
Dettson Industries, Inc. | Keeprite | OLV112-BF | Federally-Regulated Consumer Product | Non-Weatherized, Non-Condensin | 1724 | 503 |  | 07/25/2023 | 113337 | 201694033 | 07/25/2023
Dettson Industries, Inc. | Keeprite | OLR095-CAR | Federally-Regulated Consumer Product | Non-Weatherized, Non-Condensin | 1598 | 494 |  | 07/25/2023 | 113138 | 201693799 | 07/25/2023
Dettson Industries, Inc. | Keeprite | OMF126-RF | Federally-Regulated Consumer Product | Non-Weatherized, Non-Condensin | 1934 | 519 |  | 07/25/2023 | 152309 | 201695761 | 07/25/2023
Dettson Industries, Inc. | Keeprite | OLR098-RF | Federally-Regulated Consumer Product | Non-Weatherized, Non-Condensin | 1153 | 464 |  | 07/25/2023 | 98833 | 201693907 | 07/25/2023
Dettson Industries, Inc. | Keeprite | OMF095-RBF | Federally-Regulated Consumer Product | Non-Weatherized, Non-Condensin | 1602 | 496 |  | 07/25/2023 | 109509 | 201695446 | 07/25/2023
Dettson Industries, Inc. | Keeprite | OLR154-RBF | Federally-Regulated Consumer Product | Non-Weatherized, Non-Condensin | 2192 | 538 |  | 07/25/2023 | 154481 | 201694195 | 07/25/2023
Dettson Industries, Inc. | Keeprite | OLR126-BNX | Federally-Regulated Consumer Product | Non-Weatherized, Non-Condensin | 2192 | 538 |  | 07/25/2023 | 154481 | 201694105 | 07/25/2023
Dettson Industries, Inc. | Keeprite | OMV154-RF | Federally-Regulated Consumer Product | Non-Weatherized, Non-Condensin | 2172 | 535 |  | 07/25/2023 | 152221 | 201695869 | 07/25/2023
Dettson Industries, Inc. | Keeprite | OMV112-RF | Federally-Regulated Consumer Product | Non-Weatherized, Non-Condensin | 1496 | 488 |  | 07/25/2023 | 110066 | 201695707 | 07/25/2023
Dettson Industries, Inc. | Keeprite | OLV077-CAR | Federally-Regulated Consumer Product | Non-Weatherized, Non-Condensin | 1445 | 484 |  | 07/25/2023 | 98832 | 201693727 | 07/25/2023
Dettson Industries, Inc. | Keeprite | OMF154-BNX | Federally-Regulated Consumer Product | Non-Weatherized, Non-Condensin | 1934 | 519 |  | 07/25/2023 | 152309 | 201695824 | 07/25/2023
Dettson Industries, Inc. | Keeprite | OLV098-RF | Federally-Regulated Consumer Product | Non-Weatherized, Non-Condensin | 1445 | 484 |  | 07/25/2023 | 98832 | 201693952 | 07/25/2023
Dettson Industries, Inc. | Keeprite | OMV112-CAR | Federally-Regulated Consumer Product | Non-Weatherized, Non-Condensin | 1496 | 488 |  | 07/25/2023 | 110066 | 201695689 | 07/25/2023
Dettson Industries, Inc. | Keeprite | OLR189-RF | Federally-Regulated Consumer Product | Non-Weatherized, Non-Condensin | 2231 | 540 |  | 07/25/2023 | 209205 | 201694294 | 07/25/2023
Dettson Industries, Inc. | Keeprite | OLR112-RF | Federally-Regulated Consumer Product | Non-Weatherized, Non-Condensin | 1598 | 494 |  | 07/25/2023 | 113138 | 201694024 | 07/25/2023
Dettson Industries, Inc. | Keeprite | OLR126-RBF | Federally-Regulated Consumer Product | Non-Weatherized, Non-Condensin | 2192 | 538 |  | 07/25/2023 | 154481 | 201694114 | 07/25/2023
Dettson Industries, Inc. | Keeprite | OMV095-BF | Federally-Regulated Consumer Product | Non-Weatherized, Non-Condensin | 1496 | 488 |  | 07/25/2023 | 110066 | 201695464 | 07/25/2023
Dettson Industries, Inc. | Keeprite | OMF095-BF | Federally-Regulated Consumer Product | Non-Weatherized, Non-Condensin | 1602 | 496 |  | 07/25/2023 | 109509 | 201695419 | 07/25/2023
Dettson Industries, Inc. | Carrier | OBMAAB060154-154-RF | Federally-Regulated Consumer Product | Non-Weatherized, Non-Condensin | 1934 | 519 |  | 07/25/2023 | 152309 | 10260213 | 07/25/2023
Dettson Industries, Inc. | Carrier | OVM095-RF | Federally-Regulated Consumer Product | Non-Weatherized, Non-Condensin | 1496 | 488 |  | 07/25/2023 | 110066 | 5939641 | 07/25/2023
Dettson Industries, Inc. | Carrier | OVM112-RF | Federally-Regulated Consumer Product | Non-Weatherized, Non-Condensin | 1496 | 488 |  | 07/25/2023 | 110066 | 5939664 | 07/25/2023
Dettson Industries, Inc. | Carrier | OBM126-RF | Federally-Regulated Consumer Product | Non-Weatherized, Non-Condensin | 1934 | 519 |  | 07/25/2023 | 152309 | 5939670 | 07/25/2023
Dettson Industries, Inc. | Carrier | OVM154-BNX | Federally-Regulated Consumer Product | Non-Weatherized, Non-Condensin | 2172 | 535 |  | 07/25/2023 | 152221 | 5939680 | 07/25/2023
Dettson Industries, Inc. | Carrier | OVM112-CAR | Federally-Regulated Consumer Product | Non-Weatherized, Non-Condensin | 1496 | 488 |  | 07/25/2023 | 110066 | 5939662 | 07/25/2023
Dettson Industries, Inc. | Carrier | OBM095-CAR | Federally-Regulated Consumer Product | Non-Weatherized, Non-Condensin | 1602 | 496 |  | 07/25/2023 | 109509 | 5939634 | 07/25/2023
Dettson Industries, Inc. | Carrier | OVM154-RBF | Federally-Regulated Consumer Product | Non-Weatherized, Non-Condensin | 2172 | 535 |  | 07/25/2023 | 152221 | 5939681 | 07/25/2023
Dettson Industries, Inc. | Carrier | OVMAAB060154-154-RBF | Federally-Regulated Consumer Product | Non-Weatherized, Non-Condensin | 2172 | 535 |  | 07/25/2023 | 152221 | 10260215 | 07/25/2023
Dettson Industries, Inc. | Carrier | OBMAAB042112-112-BNX | Federally-Regulated Consumer Product | Non-Weatherized, Non-Condensin | 1602 | 496 |  | 07/25/2023 | 109509 | 10260198 | 07/25/2023
Dettson Industries, Inc. | Carrier | OBMAAB042112-112-RF | Federally-Regulated Consumer Product | Non-Weatherized, Non-Condensin | 1602 | 496 |  | 07/25/2023 | 109509 | 10260200 | 07/25/2023
Dettson Industries, Inc. | Carrier | OBMAAB042112-112-BF | Federally-Regulated Consumer Product | Non-Weatherized, Non-Condensin | 1602 | 496 |  | 07/25/2023 | 109509 | 10260197 | 07/25/2023
Dettson Industries, Inc. | Carrier | OVM095-BF | Federally-Regulated Consumer Product | Non-Weatherized, Non-Condensin | 1496 | 488 |  | 07/25/2023 | 110066 | 5939637 | 07/25/2023
Dettson Industries, Inc. | Carrier | OVMAAB060154-126-RBF | Federally-Regulated Consumer Product | Non-Weatherized, Non-Condensin | 2172 | 535 |  | 07/25/2023 | 152221 | 10260209 | 07/25/2023
Dettson Industries, Inc. | Carrier | OBM095-RF | Federally-Regulated Consumer Product | Non-Weatherized, Non-Condensin | 1602 | 496 |  | 07/25/2023 | 109509 | 5939636 | 07/25/2023
Dettson Industries, Inc. | Carrier | OBMAAB060154-126-BNX | Federally-Regulated Consumer Product | Non-Weatherized, Non-Condensin | 1934 | 519 |  | 07/25/2023 | 152309 | 10260205 | 07/25/2023
Dettson Industries, Inc. | Carrier | OVM112-BNX | Federally-Regulated Consumer Product | Non-Weatherized, Non-Condensin | 1496 | 488 |  | 07/25/2023 | 110066 | 5939661 | 07/25/2023
Dettson Industries, Inc. | Carrier | OBM154-BNX | Federally-Regulated Consumer Product | Non-Weatherized, Non-Condensin | 1934 | 519 |  | 07/25/2023 | 152309 | 5939677 | 07/25/2023
Dettson Industries, Inc. | Carrier | OVMAAB042112-112-RBF | Federally-Regulated Consumer Product | Non-Weatherized, Non-Condensin | 1496 | 488 |  | 07/25/2023 | 110066 | 10260203 | 07/25/2023
Dettson Industries, Inc. | Carrier | OVMAAB060154-154-BNX | Federally-Regulated Consumer Product | Non-Weatherized, Non-Condensin | 2172 | 535 |  | 07/25/2023 | 152221 | 10260214 | 07/25/2023
Dettson Industries, Inc. | Carrier | OBMAAB060154-126-RBF | Federally-Regulated Consumer Product | Non-Weatherized, Non-Condensin | 1934 | 519 |  | 07/25/2023 | 152309 | 10260206 | 07/25/2023
Dettson Industries, Inc. | Carrier | OVM126-RBF | Federally-Regulated Consumer Product | Non-Weatherized, Non-Condensin | 2172 | 535 |  | 07/25/2023 | 152221 | 5939672 | 07/25/2023
Dettson Industries, Inc. | Carrier | OBMAAB042112-095-BNX | Federally-Regulated Consumer Product | Non-Weatherized, Non-Condensin | 1602 | 496 |  | 07/25/2023 | 109509 | 10260186 | 07/25/2023
Dettson Industries, Inc. | Carrier | OBM095-BF | Federally-Regulated Consumer Product | Non-Weatherized, Non-Condensin | 1602 | 496 |  | 07/25/2023 | 109509 | 5939632 | 07/25/2023
Dettson Industries, Inc. | Carrier | OBM095-BNX | Federally-Regulated Consumer Product | Non-Weatherized, Non-Condensin | 1602 | 496 |  | 07/25/2023 | 109509 | 5939633 | 07/25/2023
Dettson Industries, Inc. | Carrier | OBM095-RBF | Federally-Regulated Consumer Product | Non-Weatherized, Non-Condensin | 1602 | 496 |  | 07/25/2023 | 109509 | 5939635 | 07/25/2023
Dettson Industries, Inc. | Carrier | OBMAAB042112-095-BF | Federally-Regulated Consumer Product | Non-Weatherized, Non-Condensin | 1602 | 496 |  | 07/25/2023 | 109509 | 10260185 | 07/25/2023
Dettson Industries, Inc. | Carrier | OBMAAB060154-154-BNX | Federally-Regulated Consumer Product | Non-Weatherized, Non-Condensin | 1934 | 519 |  | 07/25/2023 | 152309 | 10260211 | 07/25/2023
Dettson Industries, Inc. | Carrier | OVM126-RF | Federally-Regulated Consumer Product | Non-Weatherized, Non-Condensin | 2172 | 535 |  | 07/25/2023 | 152221 | 5939673 | 07/25/2023
Dettson Industries, Inc. | Carrier | OVMAAB060154-126-RF | Federally-Regulated Consumer Product | Non-Weatherized, Non-Condensin | 2172 | 535 |  | 07/25/2023 | 152221 | 10260210 | 07/25/2023
Dettson Industries, Inc. | Carrier | OBMAAB060154-154-RBF | Federally-Regulated Consumer Product | Non-Weatherized, Non-Condensin | 1934 | 519 |  | 07/25/2023 | 152309 | 10260212 | 07/25/2023
Dettson Industries, Inc. | Carrier | OVM112-BF | Federally-Regulated Consumer Product | Non-Weatherized, Non-Condensin | 1496 | 488 |  | 07/25/2023 | 110066 | 5939660 | 07/25/2023
Dettson Industries, Inc. | Carrier | OVMAAB042112-112-BF | Federally-Regulated Consumer Product | Non-Weatherized, Non-Condensin | 1496 | 488 |  | 07/25/2023 | 110066 | 10260201 | 07/25/2023
Dettson Industries, Inc. | Carrier | OVMAAB042112-095-BNX | Federally-Regulated Consumer Product | Non-Weatherized, Non-Condensin | 1496 | 488 |  | 07/25/2023 | 110066 | 10260190 | 07/25/2023
Dettson Industries, Inc. | Carrier | OVMAAB060154-154-RF | Federally-Regulated Consumer Product | Non-Weatherized, Non-Condensin | 2172 | 535 |  | 07/25/2023 | 152221 | 10260216 | 07/25/2023
Dettson Industries, Inc. | Carrier | OBMAAB042112-095-RBF | Federally-Regulated Consumer Product | Non-Weatherized, Non-Condensin | 1602 | 496 |  | 07/25/2023 | 109509 | 10260187 | 07/25/2023
Dettson Industries, Inc. | Carrier | OBM154-RF | Federally-Regulated Consumer Product | Non-Weatherized, Non-Condensin | 1934 | 519 |  | 07/25/2023 | 152309 | 5939679 | 07/25/2023
Dettson Industries, Inc. | Carrier | OVM126-BNX | Federally-Regulated Consumer Product | Non-Weatherized, Non-Condensin | 2172 | 535 |  | 07/25/2023 | 152221 | 5939671 | 07/25/2023
Dettson Industries, Inc. | Carrier | OBMAAB042112-112-RBF | Federally-Regulated Consumer Product | Non-Weatherized, Non-Condensin | 1602 | 496 |  | 07/25/2023 | 109509 | 10260199 | 07/25/2023
Dettson Industries, Inc. | Carrier | OBMAAB060154-126-RF | Federally-Regulated Consumer Product | Non-Weatherized, Non-Condensin | 1934 | 519 |  | 07/25/2023 | 152309 | 10260207 | 07/25/2023
Dettson Industries, Inc. | Carrier | OVMAAB042112-112-RF | Federally-Regulated Consumer Product | Non-Weatherized, Non-Condensin | 1496 | 488 |  | 07/25/2023 | 110066 | 10260204 | 07/25/2023
Dettson Industries, Inc. | Carrier | OVM112-RBF | Federally-Regulated Consumer Product | Non-Weatherized, Non-Condensin | 1496 | 488 |  | 07/25/2023 | 110066 | 5939663 | 07/25/2023
Dettson Industries, Inc. | Carrier | OVM095-RBF | Federally-Regulated Consumer Product | Non-Weatherized, Non-Condensin | 1496 | 488 |  | 07/25/2023 | 110066 | 5939640 | 07/25/2023
Dettson Industries, Inc. | Carrier | OVMAAB042112-095-RBF | Federally-Regulated Consumer Product | Non-Weatherized, Non-Condensin | 1496 | 488 |  | 07/25/2023 | 110066 | 10260191 | 07/25/2023
Dettson Industries, Inc. | Carrier | OVM095-CAR | Federally-Regulated Consumer Product | Non-Weatherized, Non-Condensin | 1496 | 488 |  | 07/25/2023 | 110066 | 5939639 | 07/25/2023
Dettson Industries, Inc. | Carrier | OVMAAB042112-095-RF | Federally-Regulated Consumer Product | Non-Weatherized, Non-Condensin | 1496 | 488 |  | 07/25/2023 | 110066 | 10260192 | 07/25/2023
Dettson Industries, Inc. | Carrier | OVMAAB060154-126-BNX | Federally-Regulated Consumer Product | Non-Weatherized, Non-Condensin | 2172 | 535 |  | 07/25/2023 | 152221 | 10260208 | 07/25/2023
Dettson Industries, Inc. | Carrier | OBM126-BNX | Federally-Regulated Consumer Product | Non-Weatherized, Non-Condensin | 1934 | 519 |  | 07/25/2023 | 152309 | 5939668 | 07/25/2023
Dettson Industries, Inc. | Carrier | OVM095-BNX | Federally-Regulated Consumer Product | Non-Weatherized, Non-Condensin | 1496 | 488 |  | 07/25/2023 | 110066 | 5939638 | 07/25/2023
Dettson Industries, Inc. | Carrier | OVM154-RF | Federally-Regulated Consumer Product | Non-Weatherized, Non-Condensin | 2172 | 535 |  | 07/25/2023 | 152221 | 5939682 | 07/25/2023
Dettson Industries, Inc. | Carrier | OVMAAB042112-112-BNX | Federally-Regulated Consumer Product | Non-Weatherized, Non-Condensin | 1496 | 488 |  | 07/25/2023 | 110066 | 10260202 | 07/25/2023
Dettson Industries, Inc. | Carrier | OBMAAB042112-095-RF | Federally-Regulated Consumer Product | Non-Weatherized, Non-Condensin | 1602 | 496 |  | 07/25/2023 | 109509 | 10260188 | 07/25/2023
Dettson Industries, Inc. | Carrier | OBM112-BF | Federally-Regulated Consumer Product | Non-Weatherized, Non-Condensin | 1602 | 496 |  | 07/25/2023 | 109509 | 5939655 | 07/25/2023
Dettson Industries, Inc. | Carrier | OBM126-RBF | Federally-Regulated Consumer Product | Non-Weatherized, Non-Condensin | 1934 | 519 |  | 07/25/2023 | 152309 | 5939669 | 07/25/2023
Dettson Industries, Inc. | Carrier | OBM154-RBF | Federally-Regulated Consumer Product | Non-Weatherized, Non-Condensin | 1934 | 519 |  | 07/25/2023 | 152309 | 5939678 | 07/25/2023
Dettson Industries, Inc. | Carrier | OVMAAB042112-095-BF | Federally-Regulated Consumer Product | Non-Weatherized, Non-Condensin | 1496 | 488 |  | 07/25/2023 | 110066 | 10260189 | 07/25/2023
Carrier Corp. - Indianapolis | Keeprite | G96VTN0601412B*D | Federally-Regulated Consumer Product | Non-Weatherized, Condensing Ga | 1193 | 234 |  | 06/30/2023 | 39230 | 212595071 | 07/28/2023
Carrier Corp. - Indianapolis | Keeprite | G96VTN0601412B | Federally-Regulated Consumer Product | Non-Weatherized, Condensing Ga | 1193 | 234 |  | 06/30/2023 | 39230 | 212595063 | 07/28/2023
Carrier Corp. - Indianapolis | Arcoaire | F96VTN0601412B | Federally-Regulated Consumer Product | Non-Weatherized, Condensing Ga | 1193 | 234 |  | 06/30/2023 | 39230 | 212595046 | 07/28/2023
Carrier Corp. - Indianapolis | Arcoaire | F96VTN0601412B*D | Federally-Regulated Consumer Product | Non-Weatherized, Condensing Ga | 1193 | 234 |  | 06/30/2023 | 39230 | 212595049 | 07/28/2023
Carrier Corp. - Indianapolis | Heil | G96VTN0601412B*D | Federally-Regulated Consumer Product | Non-Weatherized, Condensing Ga | 1193 | 234 |  | 06/30/2023 | 39230 | 212595068 | 07/28/2023
Carrier Corp. - Indianapolis | Heil | G96VTN0601412B | Federally-Regulated Consumer Product | Non-Weatherized, Condensing Ga | 1193 | 234 |  | 06/30/2023 | 39230 | 212595061 | 07/28/2023
Carrier Corp. - Indianapolis | Bryant | 926TC36060V14*D | Federally-Regulated Consumer Product | Non-Weatherized, Condensing Ga | 1193 | 234 |  | 06/30/2023 | 39230 | 212595043 | 07/28/2023
Carrier Corp. - Indianapolis | Bryant | 926TC36060V14 | Federally-Regulated Consumer Product | Non-Weatherized, Condensing Ga | 1193 | 234 |  | 06/30/2023 | 39230 | 212595042 | 07/28/2023
Carrier Corp. - Indianapolis | ICP Commercial | G96VTN0601412B*D | Federally-Regulated Consumer Product | Non-Weatherized, Condensing Ga | 1193 | 234 |  | 06/30/2023 | 39230 | 212595069 | 07/28/2023
Carrier Corp. - Indianapolis | ICP Commercial | G96VTN0601412B | Federally-Regulated Consumer Product | Non-Weatherized, Condensing Ga | 1193 | 234 |  | 06/30/2023 | 39230 | 212595062 | 07/28/2023
Carrier Corp. - Indianapolis | Carrier | 59TP6C060V14--12*D | Federally-Regulated Consumer Product | Non-Weatherized, Condensing Ga | 1193 | 234 | 247 | 06/30/2023 | 39230 | 212595035 | 07/28/2023
Carrier Corp. - Indianapolis | Carrier | 59TP6C060V14--12 | Federally-Regulated Consumer Product | Non-Weatherized, Condensing Ga | 1193 | 234 | 247 | 06/30/2023 | 39230 | 212595034 | 07/28/2023
Carrier Corp. - Indianapolis | Keeprite | G96VTN0601412B*D | Federally-Regulated Consumer Product | Non-Weatherized, Condensing Ga | 1193 | 247 |  | 07/28/2023 | 39230 | 212595071 | 07/28/2023
Carrier Corp. - Indianapolis | Keeprite | G96VTN0601412B | Federally-Regulated Consumer Product | Non-Weatherized, Condensing Ga | 1193 | 247 |  | 07/28/2023 | 39230 | 212595063 | 07/28/2023
Carrier Corp. - Indianapolis | Day & Night | G96VTN0601412B | Federally-Regulated Consumer Product | Non-Weatherized, Condensing Ga | 1193 | 234 |  | 06/30/2023 | 39230 | 212595060 | 07/28/2023
Carrier Corp. - Indianapolis | Day & Night | G96VTN0601412B*D | Federally-Regulated Consumer Product | Non-Weatherized, Condensing Ga | 1193 | 234 |  | 06/30/2023 | 39230 | 212595067 | 07/28/2023
Carrier Corp. - Indianapolis | Arcoaire | F96VTN0601412B | Federally-Regulated Consumer Product | Non-Weatherized, Condensing Ga | 1193 | 247 |  | 07/28/2023 | 39230 | 212595046 | 07/28/2023
Carrier Corp. - Indianapolis | Arcoaire | F96VTN0601412B*D | Federally-Regulated Consumer Product | Non-Weatherized, Condensing Ga | 1193 | 247 |  | 07/28/2023 | 39230 | 212595049 | 07/28/2023
Carrier Corp. - Indianapolis | Heil | G96VTN0601412B*D | Federally-Regulated Consumer Product | Non-Weatherized, Condensing Ga | 1193 | 247 |  | 07/28/2023 | 39230 | 212595068 | 07/28/2023
Carrier Corp. - Indianapolis | Heil | G96VTN0601412B | Federally-Regulated Consumer Product | Non-Weatherized, Condensing Ga | 1193 | 247 |  | 07/28/2023 | 39230 | 212595061 | 07/28/2023
Carrier Corp. - Indianapolis | Bryant | 926TC36060V14*D | Federally-Regulated Consumer Product | Non-Weatherized, Condensing Ga | 1193 | 247 |  | 07/28/2023 | 39230 | 212595043 | 07/28/2023
Carrier Corp. - Indianapolis | Bryant | 926TC36060V14 | Federally-Regulated Consumer Product | Non-Weatherized, Condensing Ga | 1193 | 247 |  | 07/28/2023 | 39230 | 212595042 | 07/28/2023
Carrier Corp. - Indianapolis | Kenmore | F96VTN0601412B | Federally-Regulated Consumer Product | Non-Weatherized, Condensing Ga | 1193 | 234 |  | 06/30/2023 | 39230 | 212595047 | 07/28/2023
Carrier Corp. - Indianapolis | Kenmore | G96VTN0601412B*D | Federally-Regulated Consumer Product | Non-Weatherized, Condensing Ga | 1193 | 234 |  | 06/30/2023 | 39230 | 212595070 | 07/28/2023
Carrier Corp. - Indianapolis | Kenmore | F96VTN0601412B*D | Federally-Regulated Consumer Product | Non-Weatherized, Condensing Ga | 1193 | 234 |  | 06/30/2023 | 39230 | 212595050 | 07/28/2023
Carrier Corp. - Indianapolis | Kenmore | G96VTN0601412B | Federally-Regulated Consumer Product | Non-Weatherized, Condensing Ga | 1193 | 234 |  | 06/30/2023 | 39230 | 212595064 | 07/28/2023
Carrier Corp. - Indianapolis | Airquest | G96VTN0601412B*D | Federally-Regulated Consumer Product | Non-Weatherized, Condensing Ga | 1193 | 234 |  | 06/30/2023 | 39230 | 212595065 | 07/28/2023
Carrier Corp. - Indianapolis | Airquest | G96VTN0601412B | Federally-Regulated Consumer Product | Non-Weatherized, Condensing Ga | 1193 | 234 |  | 06/30/2023 | 39230 | 212595058 | 07/28/2023
Carrier Corp. - Indianapolis | Tempstar | F96VTN0601412B | Federally-Regulated Consumer Product | Non-Weatherized, Condensing Ga | 1193 | 234 |  | 06/30/2023 | 39230 | 212595048 | 07/28/2023
Carrier Corp. - Indianapolis | Tempstar | F96VTN0601412B*D | Federally-Regulated Consumer Product | Non-Weatherized, Condensing Ga | 1193 | 234 |  | 06/30/2023 | 39230 | 212595051 | 07/28/2023
Carrier Corp. - Indianapolis | WEATHERMAKER | PG96VTAB36060A*D | Federally-Regulated Consumer Product | Non-Weatherized, Condensing Ga | 1193 | 234 |  | 06/30/2023 | 39230 | 212595127 | 07/28/2023
Carrier Corp. - Indianapolis | WEATHERMAKER | PG96VTAB36060A | Federally-Regulated Consumer Product | Non-Weatherized, Condensing Ga | 1193 | 234 |  | 06/30/2023 | 39230 | 212595125 | 07/28/2023
Carrier Corp. - Indianapolis | Comfortmaker | G96VTN0601412B | Federally-Regulated Consumer Product | Non-Weatherized, Condensing Ga | 1193 | 234 |  | 06/30/2023 | 39230 | 212595059 | 07/28/2023
Carrier Corp. - Indianapolis | Comfortmaker | G96VTN0601412B*D | Federally-Regulated Consumer Product | Non-Weatherized, Condensing Ga | 1193 | 234 |  | 06/30/2023 | 39230 | 212595066 | 07/28/2023
Carrier Corp. - Indianapolis | Payne | PG96VTAB36060A*D | Federally-Regulated Consumer Product | Non-Weatherized, Condensing Ga | 1193 | 234 |  | 06/30/2023 | 39230 | 212595126 | 07/28/2023
Carrier Corp. - Indianapolis | Payne | PG96VTAB36060A | Federally-Regulated Consumer Product | Non-Weatherized, Condensing Ga | 1193 | 234 |  | 06/30/2023 | 39230 | 212595124 | 07/28/2023
Carrier Corp. - Indianapolis | ICP Commercial | G96VTN0601412B*D | Federally-Regulated Consumer Product | Non-Weatherized, Condensing Ga | 1193 | 247 |  | 07/28/2023 | 39230 | 212595069 | 07/28/2023
Carrier Corp. - Indianapolis | ICP Commercial | G96VTN0601412B | Federally-Regulated Consumer Product | Non-Weatherized, Condensing Ga | 1193 | 247 |  | 07/28/2023 | 39230 | 212595062 | 07/28/2023
Carrier Corp. - Indianapolis | Carrier | 59TP6C060V14--12*D | Federally-Regulated Consumer Product | Non-Weatherized, Condensing Ga | 1193 | 247 |  | 07/28/2023 | 39230 | 212595035 | 07/28/2023
Carrier Corp. - Indianapolis | Carrier | 59TP6C060V14--12 | Federally-Regulated Consumer Product | Non-Weatherized, Condensing Ga | 1193 | 247 |  | 07/28/2023 | 39230 | 212595034 | 07/28/2023
Carrier Corp. - Indianapolis | Day & Night | G96VTN0601412B | Federally-Regulated Consumer Product | Non-Weatherized, Condensing Ga | 1193 | 247 |  | 07/28/2023 | 39230 | 212595060 | 07/28/2023
Carrier Corp. - Indianapolis | Day & Night | G96VTN0601412B*D | Federally-Regulated Consumer Product | Non-Weatherized, Condensing Ga | 1193 | 247 |  | 07/28/2023 | 39230 | 212595067 | 07/28/2023
Carrier Corp. - Indianapolis | Kenmore | F96VTN0601412B | Federally-Regulated Consumer Product | Non-Weatherized, Condensing Ga | 1193 | 247 |  | 07/28/2023 | 39230 | 212595047 | 07/28/2023
Carrier Corp. - Indianapolis | Kenmore | G96VTN0601412B*D | Federally-Regulated Consumer Product | Non-Weatherized, Condensing Ga | 1193 | 247 |  | 07/28/2023 | 39230 | 212595070 | 07/28/2023
Carrier Corp. - Indianapolis | Kenmore | F96VTN0601412B*D | Federally-Regulated Consumer Product | Non-Weatherized, Condensing Ga | 1193 | 247 |  | 07/28/2023 | 39230 | 212595050 | 07/28/2023
Carrier Corp. - Indianapolis | Kenmore | G96VTN0601412B | Federally-Regulated Consumer Product | Non-Weatherized, Condensing Ga | 1193 | 247 |  | 07/28/2023 | 39230 | 212595064 | 07/28/2023
Carrier Corp. - Indianapolis | Airquest | G96VTN0601412B*D | Federally-Regulated Consumer Product | Non-Weatherized, Condensing Ga | 1193 | 247 |  | 07/28/2023 | 39230 | 212595065 | 07/28/2023
Carrier Corp. - Indianapolis | Airquest | G96VTN0601412B | Federally-Regulated Consumer Product | Non-Weatherized, Condensing Ga | 1193 | 247 |  | 07/28/2023 | 39230 | 212595058 | 07/28/2023
Carrier Corp. - Indianapolis | Tempstar | F96VTN0601412B | Federally-Regulated Consumer Product | Non-Weatherized, Condensing Ga | 1193 | 247 |  | 07/28/2023 | 39230 | 212595048 | 07/28/2023
Carrier Corp. - Indianapolis | Tempstar | F96VTN0601412B*D | Federally-Regulated Consumer Product | Non-Weatherized, Condensing Ga | 1193 | 247 |  | 07/28/2023 | 39230 | 212595051 | 07/28/2023
Carrier Corp. - Indianapolis | WEATHERMAKER | PG96VTAB36060A*D | Federally-Regulated Consumer Product | Non-Weatherized, Condensing Ga | 1193 | 247 |  | 07/28/2023 | 39230 | 212595127 | 07/28/2023
Carrier Corp. - Indianapolis | WEATHERMAKER | PG96VTAB36060A | Federally-Regulated Consumer Product | Non-Weatherized, Condensing Ga | 1193 | 247 |  | 07/28/2023 | 39230 | 212595125 | 07/28/2023
Carrier Corp. - Indianapolis | Comfortmaker | G96VTN0601412B | Federally-Regulated Consumer Product | Non-Weatherized, Condensing Ga | 1193 | 247 |  | 07/28/2023 | 39230 | 212595059 | 07/28/2023
Carrier Corp. - Indianapolis | Comfortmaker | G96VTN0601412B*D | Federally-Regulated Consumer Product | Non-Weatherized, Condensing Ga | 1193 | 247 |  | 07/28/2023 | 39230 | 212595066 | 07/28/2023
Carrier Corp. - Indianapolis | Payne | PG96VTAB36060A*D | Federally-Regulated Consumer Product | Non-Weatherized, Condensing Ga | 1193 | 247 |  | 07/28/2023 | 39230 | 212595126 | 07/28/2023
Carrier Corp. - Indianapolis | Payne | PG96VTAB36060A | Federally-Regulated Consumer Product | Non-Weatherized, Condensing Ga | 1193 | 247 |  | 07/28/2023 | 39230 | 212595124 | 07/28/2023
Carrier Corp. - Indianapolis | Kenmore | F96VTN0601412B | Federally-Regulated Consumer Product | Non-Weatherized, Condensing Ga | 1193 | 247 |  | 07/28/2023 | 39230 | 212595047 | 07/28/2023
Carrier Corp. - Indianapolis | Kenmore | G96VTN0601412B*D | Federally-Regulated Consumer Product | Non-Weatherized, Condensing Ga | 1193 | 247 |  | 07/28/2023 | 39230 | 212595070 | 07/28/2023
Carrier Corp. - Indianapolis | Kenmore | F96VTN0601412B*D | Federally-Regulated Consumer Product | Non-Weatherized, Condensing Ga | 1193 | 247 |  | 07/28/2023 | 39230 | 212595050 | 07/28/2023
Carrier Corp. - Indianapolis | Kenmore | G96VTN0601412B | Federally-Regulated Consumer Product | Non-Weatherized, Condensing Ga | 1193 | 247 |  | 07/28/2023 | 39230 | 212595064 | 07/28/2023
Carrier Corp. - Indianapolis | Keeprite | G96VTN0601412B*D | Federally-Regulated Consumer Product | Non-Weatherized, Condensing Ga | 1193 | 247 |  | 07/28/2023 | 39230 | 212595071 | 07/28/2023
Carrier Corp. - Indianapolis | Keeprite | G96VTN0601412B | Federally-Regulated Consumer Product | Non-Weatherized, Condensing Ga | 1193 | 247 |  | 07/28/2023 | 39230 | 212595063 | 07/28/2023
Carrier Corp. - Indianapolis | Tempstar | F96VTN0601412B | Federally-Regulated Consumer Product | Non-Weatherized, Condensing Ga | 1193 | 247 |  | 07/28/2023 | 39230 | 212595048 | 07/28/2023
Carrier Corp. - Indianapolis | Tempstar | F96VTN0601412B*D | Federally-Regulated Consumer Product | Non-Weatherized, Condensing Ga | 1193 | 247 |  | 07/28/2023 | 39230 | 212595051 | 07/28/2023
Carrier Corp. - Indianapolis | Day & Night | G96VTN0601412B | Federally-Regulated Consumer Product | Non-Weatherized, Condensing Ga | 1193 | 247 |  | 07/28/2023 | 39230 | 212595060 | 07/28/2023
Carrier Corp. - Indianapolis | Day & Night | G96VTN0601412B*D | Federally-Regulated Consumer Product | Non-Weatherized, Condensing Ga | 1193 | 247 |  | 07/28/2023 | 39230 | 212595067 | 07/28/2023
Carrier Corp. - Indianapolis | Airquest | G96VTN0601412B*D | Federally-Regulated Consumer Product | Non-Weatherized, Condensing Ga | 1193 | 247 |  | 07/28/2023 | 39230 | 212595065 | 07/28/2023
Carrier Corp. - Indianapolis | Airquest | G96VTN0601412B | Federally-Regulated Consumer Product | Non-Weatherized, Condensing Ga | 1193 | 247 |  | 07/28/2023 | 39230 | 212595058 | 07/28/2023
Carrier Corp. - Indianapolis | Carrier | 59TP6C060V14--12*D | Federally-Regulated Consumer Product | Non-Weatherized, Condensing Ga | 1193 | 247 |  | 07/28/2023 | 39230 | 212595035 | 07/28/2023
Carrier Corp. - Indianapolis | Carrier | 59TP6C060V14--12 | Federally-Regulated Consumer Product | Non-Weatherized, Condensing Ga | 1193 | 247 |  | 07/28/2023 | 39230 | 212595034 | 07/28/2023
Carrier Corp. - Indianapolis | Comfortmaker | G96VTN0601412B | Federally-Regulated Consumer Product | Non-Weatherized, Condensing Ga | 1193 | 247 |  | 07/28/2023 | 39230 | 212595059 | 07/28/2023
Carrier Corp. - Indianapolis | Comfortmaker | G96VTN0601412B*D | Federally-Regulated Consumer Product | Non-Weatherized, Condensing Ga | 1193 | 247 |  | 07/28/2023 | 39230 | 212595066 | 07/28/2023
Carrier Corp. - Indianapolis | Bryant | 926TC36060V14*D | Federally-Regulated Consumer Product | Non-Weatherized, Condensing Ga | 1193 | 247 |  | 07/28/2023 | 39230 | 212595043 | 07/28/2023
Carrier Corp. - Indianapolis | Bryant | 926TC36060V14 | Federally-Regulated Consumer Product | Non-Weatherized, Condensing Ga | 1193 | 247 |  | 07/28/2023 | 39230 | 212595042 | 07/28/2023
Carrier Corp. - Indianapolis | Arcoaire | F96VTN0601412B | Federally-Regulated Consumer Product | Non-Weatherized, Condensing Ga | 1193 | 247 |  | 07/28/2023 | 39230 | 212595046 | 07/28/2023
Carrier Corp. - Indianapolis | Arcoaire | F96VTN0601412B*D | Federally-Regulated Consumer Product | Non-Weatherized, Condensing Ga | 1193 | 247 |  | 07/28/2023 | 39230 | 212595049 | 07/28/2023
Carrier Corp. - Indianapolis | WEATHERMAKER | PG96VTAB36060A*D | Federally-Regulated Consumer Product | Non-Weatherized, Condensing Ga | 1193 | 247 |  | 07/28/2023 | 39230 | 212595127 | 07/28/2023
Carrier Corp. - Indianapolis | WEATHERMAKER | PG96VTAB36060A | Federally-Regulated Consumer Product | Non-Weatherized, Condensing Ga | 1193 | 247 |  | 07/28/2023 | 39230 | 212595125 | 07/28/2023
Carrier Corp. - Indianapolis | ICP Commercial | G96VTN0601412B*D | Federally-Regulated Consumer Product | Non-Weatherized, Condensing Ga | 1193 | 247 |  | 07/28/2023 | 39230 | 212595069 | 07/28/2023
Carrier Corp. - Indianapolis | ICP Commercial | G96VTN0601412B | Federally-Regulated Consumer Product | Non-Weatherized, Condensing Ga | 1193 | 247 |  | 07/28/2023 | 39230 | 212595062 | 07/28/2023
Carrier Corp. - Indianapolis | Payne | PG96VTAB36060A*D | Federally-Regulated Consumer Product | Non-Weatherized, Condensing Ga | 1193 | 247 |  | 07/28/2023 | 39230 | 212595126 | 07/28/2023
Carrier Corp. - Indianapolis | Payne | PG96VTAB36060A | Federally-Regulated Consumer Product | Non-Weatherized, Condensing Ga | 1193 | 247 |  | 07/28/2023 | 39230 | 212595124 | 07/28/2023
Carrier Corp. - Indianapolis | Heil | G96VTN0601412B*D | Federally-Regulated Consumer Product | Non-Weatherized, Condensing Ga | 1193 | 247 |  | 07/28/2023 | 39230 | 212595068 | 07/28/2023
Carrier Corp. - Indianapolis | Heil | G96VTN0601412B | Federally-Regulated Consumer Product | Non-Weatherized, Condensing Ga | 1193 | 247 |  | 07/28/2023 | 39230 | 212595061 | 07/28/2023
Rheem Sales Company, Inc. | Weatherking | W96VA1002521MSA | Federally-Regulated Consumer Product | Non-Weatherized, Condensing Ga | 1858 | 277 |  | 06/22/2023 | 68679 | 6715491 | 08/01/2023
Rheem Sales Company, Inc. | Weatherking | W96VA0702317MSA | Federally-Regulated Consumer Product | Non-Weatherized, Condensing Ga | 1290 | 252 |  | 06/22/2023 | 48940 | 6715489 | 08/01/2023
Rheem Sales Company, Inc. | Weatherking | RGEA15030AJV061AB | Federally-Regulated Consumer Product | Weatherized Non-Condensing Gas | 1402 | 261 |  | 05/26/2023 | 80658 | 203404528 | 08/01/2023
Rheem Sales Company, Inc. | Weatherking | W96VA0852521MSB | Federally-Regulated Consumer Product | Non-Weatherized, Condensing Ga | 1947 | 281 |  | 06/22/2023 | 58053 | 7086391 | 08/01/2023
Rheem Sales Company, Inc. | Weatherking | W96VA0602317MSA | Federally-Regulated Consumer Product | Non-Weatherized, Condensing Ga | 1372 | 255 |  | 06/22/2023 | 37932 | 6715488 | 08/01/2023
Rheem Sales Company, Inc. | Weatherking | RGEA14036AJT061AC | Federally-Regulated Consumer Product | Weatherized Non-Condensing Gas | 1430 | 262 |  | 05/26/2023 | 99665 | 206606613 | 08/01/2023
Rheem Sales Company, Inc. | Weatherking | RGEA14036AJT101AC | Federally-Regulated Consumer Product | Weatherized Non-Condensing Gas | 1430 | 262 |  | 05/26/2023 | 99665 | 206606631 | 08/01/2023
Rheem Sales Company, Inc. | Weatherking | RGEA14030AJT061AC | Federally-Regulated Consumer Product | Weatherized Non-Condensing Gas | 1147 | 249 |  | 05/26/2023 | 79965 | 206606595 | 08/01/2023
Rheem Sales Company, Inc. | Weatherking | RGEA14030AJT08XAC | Federally-Regulated Consumer Product | Weatherized Non-Condensing Gas | 1147 | 249 |  | 05/26/2023 | 79965 | 206606609 | 08/01/2023
Rheem Sales Company, Inc. | Weatherking | RGEA14048AJT08XAB | Federally-Regulated Consumer Product | Weatherized Non-Condensing Gas | 1809 | 279 |  | 05/26/2023 | 99189 | 203404492 | 08/01/2023
Rheem Sales Company, Inc. | Weatherking | W96VA0702521MSA | Federally-Regulated Consumer Product | Non-Weatherized, Condensing Ga | 1923 | 280 |  | 06/22/2023 | 49235 | 206342107 | 08/01/2023
Rheem Sales Company, Inc. | RUSSELL | RGEA14030AJT061AC | Federally-Regulated Consumer Product | Weatherized Non-Condensing Gas | 1147 | 249 |  | 05/26/2023 | 79965 | 206606596 | 08/01/2023
Rheem Sales Company, Inc. | RUSSELL | RGEA14036AJT061AC | Federally-Regulated Consumer Product | Weatherized Non-Condensing Gas | 1430 | 262 |  | 05/26/2023 | 99665 | 206606614 | 08/01/2023
Rheem Sales Company, Inc. | RUSSELL | RGEA14036AJT101AC | Federally-Regulated Consumer Product | Weatherized Non-Condensing Gas | 1430 | 262 |  | 05/26/2023 | 99665 | 206606632 | 08/01/2023
Rheem Sales Company, Inc. | RUSSELL | RGEA14042AJT08UAA | Federally-Regulated Consumer Product | Weatherized Non-Condensing Gas | 1635 | 271 |  | 05/26/2023 | 80943 | 205965559 | 08/01/2023
Rheem Sales Company, Inc. | RUSSELL | RGEA14030AJT08XAC | Federally-Regulated Consumer Product | Weatherized Non-Condensing Gas | 1147 | 249 |  | 05/25/2023 | 79965 | 206606610 | 08/01/2023
Rheem Sales Company, Inc. | RUSSELL | RGEA14048AJT10UAA | Federally-Regulated Consumer Product | Weatherized Non-Condensing Gas | 1832 | 280 |  | 05/26/2023 | 100370 | 205965558 | 08/01/2023
Rheem Sales Company, Inc. | Thermal Zone | TZ80MSV100C50UA | Federally-Regulated Consumer Product | Non-Weatherized, Non-Condensin | 2054 | 272 |  | 05/25/2023 | 98467 | 205354995 | 08/01/2023
Rheem Sales Company, Inc. | Thermal Zone | TZ80MSV070B40UA | Federally-Regulated Consumer Product | Non-Weatherized, Non-Condensin | 1550 | 250 | 250 | 06/22/2023 | 70502 | 205354994 | 08/01/2023
Rheem Sales Company, Inc. | Thermal Zone | TZ80MSV050B40UA | Federally-Regulated Consumer Product | Non-Weatherized, Non-Condensin | 1298 | 234 | 239 | 06/22/2023 | 50335 | 205354993 | 08/01/2023
Rheem Sales Company, Inc. | Thermal Zone | TZ95MSX060B30C | Federally-Regulated Consumer Product | Non-Weatherized, Condensing Ga | 1156 | 246 | 246 | 06/22/2023 | 55624 | 8934612 | 08/01/2023
Rheem Sales Company, Inc. | Thermal Zone | RGEA14036AJT061AC | Federally-Regulated Consumer Product | Weatherized Non-Condensing Gas | 1430 | 262 | 262 | 05/26/2023 | 99665 | 206606718 | 08/01/2023
Rheem Sales Company, Inc. | Thermal Zone | TZ96MDV085C50B | Federally-Regulated Consumer Product | Non-Weatherized, Condensing Ga | 1947 | 281 | 281 | 06/20/2023 | 58053 | 7502138 | 08/01/2023
Rheem Sales Company, Inc. | Thermal Zone | RGEA14036AJT101AC | Federally-Regulated Consumer Product | Weatherized Non-Condensing Gas | 1430 | 262 | 262 | 05/26/2023 | 99665 | 206606722 | 08/01/2023
Rheem Sales Company, Inc. | Thermal Zone | TZ95MSX115D50C | Federally-Regulated Consumer Product | Non-Weatherized, Condensing Ga | 2041 | 285 | 285 | 06/22/2023 | 111488 | 8934628 | 08/01/2023
Rheem Sales Company, Inc. | Thermal Zone | RGEA14030AJT08XAC | Federally-Regulated Consumer Product | Weatherized Non-Condensing Gas | 1147 | 249 | 249 | 05/26/2023 | 79965 | 206606717 | 08/01/2023
Rheem Sales Company, Inc. | Thermal Zone | RGEA14042AJT08UAA | Federally-Regulated Consumer Product | Weatherized Non-Condensing Gas | 1635 | 271 | 271 | 05/26/2023 | 80943 | 205965603 | 08/01/2023
Rheem Sales Company, Inc. | Thermal Zone | TZ95MSX085C50C | Federally-Regulated Consumer Product | Non-Weatherized, Condensing Ga | 1929 | 280 | 280 | 06/22/2023 | 84515 | 8934620 | 08/01/2023
Rheem Sales Company, Inc. | Thermal Zone | TZ95MSX100C50C | Federally-Regulated Consumer Product | Non-Weatherized, Condensing Ga | 2066 | 286 | 286 | 06/20/2023 | 98023 | 8934624 | 08/01/2023
Rheem Sales Company, Inc. | Thermal Zone | TZ96MDV070B30A | Federally-Regulated Consumer Product | Non-Weatherized, Condensing Ga | 1290 | 252 | 252 | 06/22/2023 | 48940 | 7502137 | 08/01/2023
Rheem Sales Company, Inc. | Thermal Zone | RGEA14048AJT10UAA | Federally-Regulated Consumer Product | Weatherized Non-Condensing Gas | 1832 | 280 | 280 | 05/26/2023 | 100370 | 205965602 | 08/01/2023
Rheem Sales Company, Inc. | Thermal Zone | RGEA14030AJT061AC | Federally-Regulated Consumer Product | Weatherized Non-Condensing Gas | 1147 | 249 | 249 | 05/26/2023 | 79965 | 206606714 | 08/01/2023
Rheem Sales Company, Inc. | Thermal Zone | TZ96MDV060B30A | Federally-Regulated Consumer Product | Non-Weatherized, Condensing Ga | 1372 | 255 | 255 | 06/22/2023 | 37932 | 7502136 | 08/01/2023
Rheem Sales Company, Inc. | Thermal Zone | TZ96MDV100C50A | Federally-Regulated Consumer Product | Non-Weatherized, Condensing Ga | 1858 | 277 | 277 | 06/22/2023 | 68679 | 7502139 | 08/01/2023
Rheem Sales Company, Inc. | CLIMATEMASTER | RGEA14036AJT101AC | Federally-Regulated Consumer Product | Weatherized Non-Condensing Gas | 1430 | 262 |  | 05/26/2023 | 99665 | 206606668 | 08/01/2023
Rheem Sales Company, Inc. | CLIMATEMASTER | RGECZR048AJT07**A | Federally-Regulated Consumer Product | Weatherized Non-Condensing Gas | 1873 | 167 |  | 05/26/2023 | 52596 | 205785560 | 08/01/2023
Rheem Sales Company, Inc. | CLIMATEMASTER | RGEA14048AJT08XAB | Federally-Regulated Consumer Product | Weatherized Non-Condensing Gas | 1809 | 279 |  | 05/26/2023 | 99189 | 205785515 | 08/01/2023
Rheem Sales Company, Inc. | CLIMATEMASTER | RGECZR060AJT12**A | Federally-Regulated Consumer Product | Weatherized Non-Condensing Gas | 2183 | 266 |  | 05/26/2023 | 83968 | 205785563 | 08/01/2023
Rheem Sales Company, Inc. | CLIMATEMASTER | RGEA15042BJV081AA | Federally-Regulated Consumer Product | Weatherized Non-Condensing Gas | 1375 | 260 |  | 05/26/2023 | 101119 | 205785534 | 08/01/2023
Rheem Sales Company, Inc. | CLIMATEMASTER | RGECZR048AJT12**A | Federally-Regulated Consumer Product | Weatherized Non-Condensing Gas | 1902 | 259 |  | 05/26/2023 | 84032 | 205785561 | 08/01/2023
Rheem Sales Company, Inc. | CLIMATEMASTER | RGEA14048AJT10UAA | Federally-Regulated Consumer Product | Weatherized Non-Condensing Gas | 1832 | 280 |  | 05/26/2023 | 100370 | 205965568 | 08/01/2023
Rheem Sales Company, Inc. | CLIMATEMASTER | RGEA14042AJT08UAA | Federally-Regulated Consumer Product | Weatherized Non-Condensing Gas | 1635 | 271 |  | 05/26/2023 | 80943 | 205965569 | 08/01/2023
Rheem Sales Company, Inc. | CLIMATEMASTER | RGEA14030AJT061AC | Federally-Regulated Consumer Product | Weatherized Non-Condensing Gas | 1147 | 249 |  | 05/26/2023 | 79965 | 206606660 | 08/01/2023
Rheem Sales Company, Inc. | CLIMATEMASTER | RGEA14036AJT061AC | Federally-Regulated Consumer Product | Weatherized Non-Condensing Gas | 1430 | 262 |  | 05/26/2023 | 99665 | 206606664 | 08/01/2023
Rheem Sales Company, Inc. | CLIMATEMASTER | RGECZR036AJT07**A | Federally-Regulated Consumer Product | Weatherized Non-Condensing Gas | 1475 | 165 |  | 05/26/2023 | 53157 | 205785558 | 08/01/2023
Rheem Sales Company, Inc. | CLIMATEMASTER | RGECZR060AJT07**A | Federally-Regulated Consumer Product | Weatherized Non-Condensing Gas | 2336 | 182 |  | 05/26/2023 | 52310 | 205785562 | 08/01/2023
Rheem Sales Company, Inc. | CLIMATEMASTER | RGEA16060AJV102AB | Federally-Regulated Consumer Product | Weatherized Non-Condensing Gas | 2330 | 280 |  | 05/26/2023 | 75239 | 205785556 | 08/01/2023
Rheem Sales Company, Inc. | CLIMATEMASTER | RGECZR036AJT10**A | Federally-Regulated Consumer Product | Weatherized Non-Condensing Gas | 1576 | 218 |  | 05/26/2023 | 100764 | 205785559 | 08/01/2023
Rheem Sales Company, Inc. | CLIMATEMASTER | RGEA15030AJV061AB | Federally-Regulated Consumer Product | Weatherized Non-Condensing Gas | 1402 | 261 |  | 05/26/2023 | 80658 | 205785524 | 08/01/2023
Rheem Sales Company, Inc. | CLIMATEMASTER | RGEA14030AJT08XAC | Federally-Regulated Consumer Product | Weatherized Non-Condensing Gas | 1147 | 249 |  | 05/26/2023 | 79965 | 206606663 | 08/01/2023
Rheem Sales Company, Inc. | CLIMATEMASTER | RGEA14036AJT101AC | Federally-Regulated Consumer Product | Weatherized Non-Condensing Gas | 1430 | 262 |  | 05/26/2023 | 99665 | 206606668 | 08/01/2023
Rheem Sales Company, Inc. | CLIMATEMASTER | RGECZR048AJT07**A | Federally-Regulated Consumer Product | Weatherized Non-Condensing Gas | 1873 | 167 |  | 05/26/2023 | 52596 | 205785560 | 08/01/2023
Rheem Sales Company, Inc. | CLIMATEMASTER | RGEA14048AJT08XAB | Federally-Regulated Consumer Product | Weatherized Non-Condensing Gas | 1809 | 279 |  | 05/26/2023 | 99189 | 205785515 | 08/01/2023
Rheem Sales Company, Inc. | CLIMATEMASTER | RGECZR060AJT12**A | Federally-Regulated Consumer Product | Weatherized Non-Condensing Gas | 2183 | 266 |  | 05/26/2023 | 83968 | 205785563 | 08/01/2023
Rheem Sales Company, Inc. | CLIMATEMASTER | RGEA15042BJV081AA | Federally-Regulated Consumer Product | Weatherized Non-Condensing Gas | 1375 | 260 |  | 05/26/2023 | 101119 | 205785534 | 08/01/2023
Rheem Sales Company, Inc. | CLIMATEMASTER | RGECZR048AJT12**A | Federally-Regulated Consumer Product | Weatherized Non-Condensing Gas | 1902 | 259 |  | 05/26/2023 | 84032 | 205785561 | 08/01/2023
Rheem Sales Company, Inc. | Fujitsu | RGEA14048AJT10UAA | Federally-Regulated Consumer Product | Weatherized Non-Condensing Gas | 1832 | 280 |  | 05/26/2023 | 100370 | 205965582 | 08/01/2023
Rheem Sales Company, Inc. | Fujitsu | FF100215LT80M | Federally-Regulated Consumer Product | Non-Weatherized, Non-Condensin | 1905 | 266 | 266 | 06/22/2023 | 70000 | 10515038 | 08/01/2023
Rheem Sales Company, Inc. | Fujitsu | RGECZR048AJT07**A | Federally-Regulated Consumer Product | Weatherized Non-Condensing Gas | 1873 | 167 |  | 05/26/2023 | 52596 | 205785669 | 08/01/2023
Rheem Sales Company, Inc. | Fujitsu | RGECZR060AJT07**A | Federally-Regulated Consumer Product | Weatherized Non-Condensing Gas | 2336 | 182 |  | 05/26/2023 | 52310 | 205785671 | 08/01/2023
Rheem Sales Company, Inc. | Fujitsu | RGEA15030AJV061AB | Federally-Regulated Consumer Product | Weatherized Non-Condensing Gas | 1402 | 261 |  | 05/26/2023 | 80658 | 204117048 | 08/01/2023
Rheem Sales Company, Inc. | Fujitsu | FF70173LT96M | Federally-Regulated Consumer Product | Non-Weatherized, Condensing Ga | 1290 | 252 | 252 | 06/22/2023 | 48940 | 10515135 | 08/01/2023
Rheem Sales Company, Inc. | Fujitsu | RGEA14030AJT08XAC | Federally-Regulated Consumer Product | Weatherized Non-Condensing Gas | 1147 | 249 |  | 05/26/2023 | 79965 | 206606681 | 08/01/2023
Rheem Sales Company, Inc. | Fujitsu | FF85215LT96M | Federally-Regulated Consumer Product | Non-Weatherized, Condensing Ga | 1947 | 281 | 281 | 06/22/2023 | 58053 | 10515074 | 08/01/2023
Rheem Sales Company, Inc. | Fujitsu | RGEA14048AJT08XAB | Federally-Regulated Consumer Product | Weatherized Non-Condensing Gas | 1809 | 279 |  | 05/26/2023 | 99189 | 204117039 | 08/01/2023
Rheem Sales Company, Inc. | Fujitsu | RGEA14036AJT061AC | Federally-Regulated Consumer Product | Weatherized Non-Condensing Gas | 1430 | 262 |  | 05/26/2023 | 99665 | 206606682 | 08/01/2023
Rheem Sales Company, Inc. | Fujitsu | RGEA14030AJT061AC | Federally-Regulated Consumer Product | Weatherized Non-Condensing Gas | 1147 | 249 |  | 05/26/2023 | 79965 | 206606678 | 08/01/2023
Rheem Sales Company, Inc. | Fujitsu | FF75173LT80M | Federally-Regulated Consumer Product | Non-Weatherized, Non-Condensin | 1458 | 246 | 246 | 05/26/2023 | 52564 | 10515034 | 08/01/2023
Rheem Sales Company, Inc. | Fujitsu | RGEA14042AJT08UAA | Federally-Regulated Consumer Product | Weatherized Non-Condensing Gas | 1635 | 271 |  | 05/26/2023 | 80943 | 205965583 | 08/01/2023
Rheem Sales Company, Inc. | Fujitsu | FF100215LT80Y | Federally-Regulated Consumer Product | Non-Weatherized, Non-Condensin | 2291 | 283 | 283 | 06/22/2023 | 70210 | 10515091 | 08/01/2023
Rheem Sales Company, Inc. | Fujitsu | FF75214LT80M | Federally-Regulated Consumer Product | Non-Weatherized, Non-Condensin | 1718 | 258 | 258 | 06/22/2023 | 52500 | 10515036 | 08/01/2023
Rheem Sales Company, Inc. | Fujitsu | RGEA14036AJT101AC | Federally-Regulated Consumer Product | Weatherized Non-Condensing Gas | 1430 | 262 |  | 05/26/2023 | 99665 | 206606686 | 08/01/2023
Rheem Sales Company, Inc. | Fujitsu | RGECZR060AJT12**A | Federally-Regulated Consumer Product | Weatherized Non-Condensing Gas | 2183 | 266 |  | 05/26/2023 | 83968 | 205785672 | 08/01/2023
Rheem Sales Company, Inc. | Fujitsu | RGEA14048AJT10UAA | Federally-Regulated Consumer Product | Weatherized Non-Condensing Gas | 1832 | 280 |  | 05/26/2023 | 100370 | 205965582 | 08/01/2023
Rheem Sales Company, Inc. | Fujitsu | FF100215LT80M | Federally-Regulated Consumer Product | Non-Weatherized, Non-Condensin | 1905 | 266 | 266 | 06/22/2023 | 70000 | 10515038 | 08/01/2023
Rheem Sales Company, Inc. | Fujitsu | RGECZR048AJT07**A | Federally-Regulated Consumer Product | Weatherized Non-Condensing Gas | 1873 | 167 |  | 05/26/2023 | 52596 | 205785669 | 08/01/2023
Rheem Sales Company, Inc. | Fujitsu | RGECZR060AJT07**A | Federally-Regulated Consumer Product | Weatherized Non-Condensing Gas | 2336 | 182 |  | 05/26/2023 | 52310 | 205785671 | 08/01/2023
Rheem Sales Company, Inc. | Fujitsu | RGEA15030AJV061AB | Federally-Regulated Consumer Product | Weatherized Non-Condensing Gas | 1402 | 261 |  | 05/26/2023 | 80658 | 204117048 | 08/01/2023
Rheem Sales Company, Inc. | Fujitsu | FF70173LT96M | Federally-Regulated Consumer Product | Non-Weatherized, Condensing Ga | 1290 | 252 | 252 | 06/22/2023 | 48940 | 10515135 | 08/01/2023
Rheem Sales Company, Inc. | Fujitsu | RGEA14030AJT08XAC | Federally-Regulated Consumer Product | Weatherized Non-Condensing Gas | 1147 | 249 |  | 05/26/2023 | 79965 | 206606681 | 08/01/2023
Rheem Sales Company, Inc. | Fujitsu | FF85215LT96M | Federally-Regulated Consumer Product | Non-Weatherized, Condensing Ga | 1947 | 281 | 281 | 06/22/2023 | 58053 | 10515074 | 08/01/2023
Rheem Sales Company, Inc. | Fujitsu | RGEA14048AJT08XAB | Federally-Regulated Consumer Product | Weatherized Non-Condensing Gas | 1809 | 279 |  | 05/26/2023 | 99189 | 204117039 | 08/01/2023
Rheem Sales Company, Inc. | Fujitsu | RGEA14036AJT061AC | Federally-Regulated Consumer Product | Weatherized Non-Condensing Gas | 1430 | 262 |  | 05/26/2023 | 99665 | 206606682 | 08/01/2023
Rheem Sales Company, Inc. | Fujitsu | RGEA14030AJT061AC | Federally-Regulated Consumer Product | Weatherized Non-Condensing Gas | 1147 | 249 |  | 05/26/2023 | 79965 | 206606678 | 08/01/2023
Rheem Sales Company, Inc. | Fujitsu | FF75173LT80M | Federally-Regulated Consumer Product | Non-Weatherized, Non-Condensin | 1458 | 246 | 246 | 05/26/2023 | 52564 | 10515034 | 08/01/2023
Rheem Sales Company, Inc. | Fujitsu | RGEA14042AJT08UAA | Federally-Regulated Consumer Product | Weatherized Non-Condensing Gas | 1635 | 271 |  | 05/26/2023 | 80943 | 205965583 | 08/01/2023
Rheem Sales Company, Inc. | Fujitsu | FF100215LT80Y | Federally-Regulated Consumer Product | Non-Weatherized, Non-Condensin | 2291 | 283 | 283 | 06/22/2023 | 70210 | 10515091 | 08/01/2023
Rheem Sales Company, Inc. | Fujitsu | FF75214LT80M | Federally-Regulated Consumer Product | Non-Weatherized, Non-Condensin | 1718 | 258 | 258 | 06/22/2023 | 52500 | 10515036 | 08/01/2023
Rheem Sales Company, Inc. | Fujitsu | RGECZR060AJT12**A | Federally-Regulated Consumer Product | Weatherized Non-Condensing Gas | 2183 | 266 |  | 05/26/2023 | 83968 | 205785672 | 08/01/2023
Rheem Sales Company, Inc. | Sure | RGECZR036AJT07**A | Federally-Regulated Consumer Product | Weatherized Non-Condensing Gas | 1475 | 165 |  | 05/26/2023 | 53157 | 203473663 | 08/01/2023
Rheem Sales Company, Inc. | Sure | S95TC1151524MSA | Federally-Regulated Consumer Product | Non-Weatherized, Condensing Ga | 2041 | 285 | 285 | 06/22/2023 | 111488 | 8934627 | 08/01/2023
Rheem Sales Company, Inc. | Sure | S95TC1001521MSA | Federally-Regulated Consumer Product | Non-Weatherized, Condensing Ga | 2066 | 286 | 286 | 06/22/2023 | 98023 | 8934623 | 08/01/2023
Rheem Sales Company, Inc. | Sure | RGECZR036AJT10**A | Federally-Regulated Consumer Product | Weatherized Non-Condensing Gas | 1576 | 218 |  | 05/26/2023 | 100764 | 203473665 | 08/01/2023
Rheem Sales Company, Inc. | Sure | RGECZR048AJT12**A | Federally-Regulated Consumer Product | Weatherized Non-Condensing Gas | 1902 | 259 |  | 05/26/2023 | 84032 | 203473669 | 08/01/2023
Rheem Sales Company, Inc. | Sure | S96VA0852521MSB | Federally-Regulated Consumer Product | Non-Weatherized, Condensing Ga | 1947 | 281 | 281 | 06/22/2023 | 58053 | 7086389 | 08/01/2023
Rheem Sales Company, Inc. | Sure | RGEA15030AJV061AB | Federally-Regulated Consumer Product | Weatherized Non-Condensing Gas | 1402 | 261 |  | 05/26/2023 | 80658 | 203404527 | 08/01/2023
Rheem Sales Company, Inc. | Sure | RGEA14048AJT08XAB | Federally-Regulated Consumer Product | Weatherized Non-Condensing Gas | 1809 | 279 |  | 05/26/2023 | 99189 | 203404491 | 08/01/2023
Rheem Sales Company, Inc. | Sure | S95TC0851521MSA | Federally-Regulated Consumer Product | Non-Weatherized, Condensing Ga | 1929 | 280 | 280 | 06/22/2023 | 84515 | 8934619 | 08/01/2023
Rheem Sales Company, Inc. | Sure | RGEA14042AJT08UAA | Federally-Regulated Consumer Product | Weatherized Non-Condensing Gas | 1635 | 271 |  | 05/26/2023 | 80943 | 205965548 | 08/01/2023
Rheem Sales Company, Inc. | Sure | RGEA14036AJT061AC | Federally-Regulated Consumer Product | Weatherized Non-Condensing Gas | 1430 | 262 |  | 05/26/2023 | 99665 | 206606612 | 08/01/2023
Rheem Sales Company, Inc. | Sure | RGECZR060AJT07**A | Federally-Regulated Consumer Product | Weatherized Non-Condensing Gas | 2336 | 182 |  | 05/26/2023 | 52310 | 203473671 | 08/01/2023
Rheem Sales Company, Inc. | Sure | S95TC0401317MSA | Federally-Regulated Consumer Product | Non-Weatherized, Condensing Ga | 1107 | 244 | 244 | 06/22/2023 | 41877 | 8934607 | 08/01/2023
Rheem Sales Company, Inc. | Sure | RGECZR048AJT07**A | Federally-Regulated Consumer Product | Weatherized Non-Condensing Gas | 1873 | 167 |  | 05/26/2023 | 52596 | 203473667 | 08/01/2023
Rheem Sales Company, Inc. | Sure | RGEA14030AJT061AC | Federally-Regulated Consumer Product | Weatherized Non-Condensing Gas | 1147 | 249 |  | 05/26/2023 | 79965 | 206606594 | 08/01/2023
Rheem Sales Company, Inc. | Sure | RGEA14048AJT10UAA | Federally-Regulated Consumer Product | Weatherized Non-Condensing Gas | 1832 | 280 |  | 05/26/2023 | 100370 | 205965547 | 08/01/2023
Rheem Sales Company, Inc. | Sure | S95TC0701317MSA | Federally-Regulated Consumer Product | Non-Weatherized, Condensing Ga | 1362 | 255 | 255 | 06/22/2023 | 69960 | 8934615 | 08/01/2023
Rheem Sales Company, Inc. | Sure | S95TC0601317MSA | Federally-Regulated Consumer Product | Non-Weatherized, Condensing Ga | 1156 | 246 | 246 | 06/22/2023 | 55624 | 8934611 | 08/01/2023
Rheem Sales Company, Inc. | Sure | RGEA14036AJT101AC | Federally-Regulated Consumer Product | Weatherized Non-Condensing Gas | 1430 | 262 |  | 05/26/2023 | 99665 | 206606630 | 08/01/2023
Rheem Sales Company, Inc. | Sure | S96VA1002521MSA | Federally-Regulated Consumer Product | Non-Weatherized, Condensing Ga | 1858 | 277 | 277 | 06/22/2023 | 68679 | 6488192 | 08/01/2023
Rheem Sales Company, Inc. | Sure | S96VA0602317MSA | Federally-Regulated Consumer Product | Non-Weatherized, Condensing Ga | 1372 | 255 | 255 | 06/22/2023 | 37932 | 6488189 | 08/01/2023
Rheem Sales Company, Inc. | Sure | RGEA14030AJT08XAC | Federally-Regulated Consumer Product | Weatherized Non-Condensing Gas | 1147 | 249 |  | 05/26/2023 | 79965 | 206606608 | 08/01/2023
Rheem Sales Company, Inc. | Sure | RGECZR060AJT12**A | Federally-Regulated Consumer Product | Weatherized Non-Condensing Gas | 2183 | 266 |  | 05/26/2023 | 83968 | 203473673 | 08/01/2023
Rheem Sales Company, Inc. | Ruud | RGECZR048AJT12**A | Federally-Regulated Consumer Product | Weatherized Non-Condensing Gas | 1902 | 259 |  | 05/26/2023 | 84032 | 203473668 | 08/01/2023
Rheem Sales Company, Inc. | Ruud | RGEA14048AJT08XAB | Federally-Regulated Consumer Product | Weatherized Non-Condensing Gas | 1809 | 279 | 279 | 05/26/2023 | 99189 | 203404490 | 08/01/2023
Rheem Sales Company, Inc. | Ruud | U97VA070M317KSA | Federally-Regulated Consumer Product | Non-Weatherized, Condensing Ga | 1282 | 251 | 251 | 06/22/2023 | 28494 | 9990393 | 08/01/2023
Rheem Sales Company, Inc. | Ruud | RGEA14036AJT101AC | Federally-Regulated Consumer Product | Weatherized Non-Condensing Gas | 1430 | 262 |  | 05/26/2023 | 99665 | 206606629 | 08/01/2023
Rheem Sales Company, Inc. | Ruud | U97VA115M524KSA | Federally-Regulated Consumer Product | Non-Weatherized, Condensing Ga | 1959 | 281 | 281 | 06/22/2023 | 44459 | 9990395 | 08/01/2023
Rheem Sales Company, Inc. | Ruud | RGEA14030AJT061AC | Federally-Regulated Consumer Product | Weatherized Non-Condensing Gas | 1147 | 249 |  | 05/26/2023 | 79965 | 206606593 | 08/01/2023
Rheem Sales Company, Inc. | Ruud | RGEA15030AJV061AB | Federally-Regulated Consumer Product | Weatherized Non-Condensing Gas | 1402 | 261 | 261 | 05/26/2023 | 80658 | 203404526 | 08/01/2023
Rheem Sales Company, Inc. | Ruud | RGECZR060AJT07**A | Federally-Regulated Consumer Product | Weatherized Non-Condensing Gas | 2336 | 182 |  | 05/26/2023 | 52310 | 203473670 | 08/01/2023
Rheem Sales Company, Inc. | Ruud | U97VA060M317KSA | Federally-Regulated Consumer Product | Non-Weatherized, Condensing Ga | 1327 | 253 | 253 | 06/22/2023 | 22218 | 9990392 | 08/01/2023
Rheem Sales Company, Inc. | Ruud | RGECZR060AJT12**A | Federally-Regulated Consumer Product | Weatherized Non-Condensing Gas | 2183 | 266 |  | 05/26/2023 | 83968 | 203473672 | 08/01/2023
Rheem Sales Company, Inc. | Ruud | RGEA16060AJV102AB | Federally-Regulated Consumer Product | Weatherized Non-Condensing Gas | 2330 | 280 |  | 05/26/2023 | 76171 | 203404634 | 08/01/2023
Rheem Sales Company, Inc. | Ruud | RGEA14036AJT061AC | Federally-Regulated Consumer Product | Weatherized Non-Condensing Gas | 1430 | 262 |  | 05/26/2023 | 99665 | 206606611 | 08/01/2023
Rheem Sales Company, Inc. | Ruud | RGECZR036AJT07**A | Federally-Regulated Consumer Product | Weatherized Non-Condensing Gas | 1475 | 165 |  | 05/26/2023 | 53157 | 203473662 | 08/01/2023
Rheem Sales Company, Inc. | Ruud | RGECZR036AJT10**A | Federally-Regulated Consumer Product | Weatherized Non-Condensing Gas | 1576 | 218 |  | 05/26/2023 | 100764 | 203473664 | 08/01/2023
Rheem Sales Company, Inc. | Ruud | RGEA14030AJT08XAC | Federally-Regulated Consumer Product | Weatherized Non-Condensing Gas | 1147 | 249 |  | 05/26/2023 | 79965 | 206606607 | 08/01/2023
Rheem Sales Company, Inc. | Ruud | U97VA085M521KSA | Federally-Regulated Consumer Product | Non-Weatherized, Condensing Ga | 2138 | 289 | 289 | 06/22/2023 | 33549 | 9989447 | 08/01/2023
Rheem Sales Company, Inc. | Ruud | RGECZR048AJT07**A | Federally-Regulated Consumer Product | Weatherized Non-Condensing Gas | 1873 | 167 |  | 05/26/2023 | 52596 | 203473666 | 08/01/2023
Rheem Sales Company, Inc. | Ruud | U97VA100M521KSA | Federally-Regulated Consumer Product | Non-Weatherized, Condensing Ga | 1990 | 282 | 283 | 06/22/2023 | 39222 | 9989448 | 08/01/2023
Rheem Sales Company, Inc. | Ruud | RGEA14042AJT08UAA | Federally-Regulated Consumer Product | Weatherized Non-Condensing Gas | 1635 | 271 |  | 05/26/2023 | 80943 | 205965538 | 08/01/2023
Rheem Sales Company, Inc. | Ruud | RGEA14048AJT10UAA | Federally-Regulated Consumer Product | Weatherized Non-Condensing Gas | 1832 | 280 |  | 05/26/2023 | 100370 | 205965537 | 08/01/2023
Rheem Sales Company, Inc. | Friedrich | RGECZR060AJT12**A | Federally-Regulated Consumer Product | Weatherized Non-Condensing Gas | 2183 | 266 |  | 05/26/2023 | 83968 | 212361624 | 08/01/2023
Rheem Sales Company, Inc. | Friedrich | RGECZR036AJT10**A | Federally-Regulated Consumer Product | Weatherized Non-Condensing Gas | 1576 | 218 |  | 05/26/2023 | 100764 | 212361620 | 08/01/2023
Rheem Sales Company, Inc. | Friedrich | RGECZR048AJT07**A | Federally-Regulated Consumer Product | Weatherized Non-Condensing Gas | 1873 | 167 |  | 05/26/2023 | 52596 | 212361621 | 08/01/2023
Rheem Sales Company, Inc. | Friedrich | RGECZR036AJT07**A | Federally-Regulated Consumer Product | Weatherized Non-Condensing Gas | 1475 | 165 |  | 05/26/2023 | 53157 | 212361619 | 08/01/2023
Rheem Sales Company, Inc. | Friedrich | RGECZR048AJT12**A | Federally-Regulated Consumer Product | Weatherized Non-Condensing Gas | 1902 | 259 |  | 05/26/2023 | 84032 | 212361622 | 08/01/2023
Rheem Sales Company, Inc. | Friedrich | RGECZR060AJT07**A | Federally-Regulated Consumer Product | Weatherized Non-Condensing Gas | 2336 | 182 |  | 05/26/2023 | 52310 | 212361623 | 08/01/2023
Rheem Sales Company, Inc. | Mainline | ML801VA050417MUA | Federally-Regulated Consumer Product | Non-Weatherized, Non-Condensin | 1298 | 234 | 239 | 06/22/2023 | 50335 | 205354990 | 08/01/2023
Rheem Sales Company, Inc. | Mainline | ML801VA100521MUA | Federally-Regulated Consumer Product | Non-Weatherized, Non-Condensin | 2054 | 272 |  | 05/25/2023 | 98467 | 205354992 | 08/01/2023
Rheem Sales Company, Inc. | Mainline | ML801VA070417MUA | Federally-Regulated Consumer Product | Non-Weatherized, Non-Condensin | 1550 | 250 | 250 | 06/22/2023 | 70502 | 205354991 | 08/01/2023
Rheem Sales Company, Inc. | Mainline | RGECZR060AJT12**A | Federally-Regulated Consumer Product | Weatherized Non-Condensing Gas | 2183 | 266 |  | 05/26/2023 | 83968 | 205785652 | 08/01/2023
Rheem Sales Company, Inc. | Mainline | RGECZR048AJT12**A | Federally-Regulated Consumer Product | Weatherized Non-Condensing Gas | 1902 | 259 |  | 05/26/2023 | 84032 | 205785650 | 08/01/2023
Rheem Sales Company, Inc. | Mainline | RGECZR036AJT10**A | Federally-Regulated Consumer Product | Weatherized Non-Condensing Gas | 1576 | 218 |  | 05/26/2023 | 100764 | 205785648 | 08/01/2023
Rheem Sales Company, Inc. | Mainline | RGECZR060AJT07**A | Federally-Regulated Consumer Product | Weatherized Non-Condensing Gas | 2336 | 182 |  | 05/26/2023 | 52310 | 205785651 | 08/01/2023
Rheem Sales Company, Inc. | Mainline | RGEA14030AJT061AC | Federally-Regulated Consumer Product | Weatherized Non-Condensing Gas | 1147 | 249 |  | 05/26/2023 | 79965 | 206606696 | 08/01/2023
Rheem Sales Company, Inc. | Mainline | RGEA15042BJV081AA | Federally-Regulated Consumer Product | Weatherized Non-Condensing Gas | 1375 | 260 |  | 05/26/2023 | 101119 | 205724698 | 08/01/2023
Rheem Sales Company, Inc. | Mainline | RGECZR048AJT07**A | Federally-Regulated Consumer Product | Weatherized Non-Condensing Gas | 1873 | 167 |  | 05/26/2023 | 52596 | 205785649 | 08/01/2023
Rheem Sales Company, Inc. | Mainline | RGEA15030AJV061AB | Federally-Regulated Consumer Product | Weatherized Non-Condensing Gas | 1402 | 261 |  | 05/26/2023 | 80658 | 204117096 | 08/01/2023
Rheem Sales Company, Inc. | Mainline | RGEA16060AJV102AB | Federally-Regulated Consumer Product | Weatherized Non-Condensing Gas | 2330 | 280 |  | 05/26/2023 | 75239 | 205785645 | 08/01/2023
Rheem Sales Company, Inc. | Mainline | RGEA14048AJT08XAB | Federally-Regulated Consumer Product | Weatherized Non-Condensing Gas | 1809 | 279 |  | 05/26/2023 | 99189 | 204117087 | 08/01/2023
Rheem Sales Company, Inc. | Mainline | RGECZR036AJT07**A | Federally-Regulated Consumer Product | Weatherized Non-Condensing Gas | 1475 | 165 |  | 05/26/2023 | 53157 | 205785647 | 08/01/2023
Rheem Sales Company, Inc. | Mainline | RGEA14030AJT08XAC | Federally-Regulated Consumer Product | Weatherized Non-Condensing Gas | 1147 | 249 |  | 05/26/2023 | 79965 | 206606699 | 08/01/2023
Rheem Sales Company, Inc. | Mainline | RGEA14042AJT08UAA | Federally-Regulated Consumer Product | Weatherized Non-Condensing Gas | 1635 | 271 |  | 05/26/2023 | 80943 | 205965593 | 08/01/2023
Rheem Sales Company, Inc. | Mainline | RGEA14048AJT10UAA | Federally-Regulated Consumer Product | Weatherized Non-Condensing Gas | 1832 | 280 |  | 05/26/2023 | 100370 | 205965592 | 08/01/2023
Rheem Sales Company, Inc. | Mainline | RGEA14036AJT061AC | Federally-Regulated Consumer Product | Weatherized Non-Condensing Gas | 1430 | 262 |  | 05/26/2023 | 99665 | 206606700 | 08/01/2023
Rheem Sales Company, Inc. | Mainline | RGEA14036AJT101AC | Federally-Regulated Consumer Product | Weatherized Non-Condensing Gas | 1430 | 262 |  | 05/26/2023 | 99665 | 206606704 | 08/01/2023
Rheem Sales Company, Inc. | Rheem | RGEA14042AJT08UAA | Federally-Regulated Consumer Product | Weatherized Non-Condensing Gas | 1635 | 271 |  | 05/26/2023 | 80943 | 205962905 | 08/01/2023
Rheem Sales Company, Inc. | Rheem | RGEA14030AJT08XAC | Federally-Regulated Consumer Product | Weatherized Non-Condensing Gas | 1147 | 249 |  | 05/26/2023 | 79965 | 206606606 | 08/01/2023
Rheem Sales Company, Inc. | Rheem | RGECZR060AJT12**A | Federally-Regulated Consumer Product | Weatherized Non-Condensing Gas | 2183 | 266 |  | 05/26/2023 | 83968 | 203473619 | 08/01/2023
Rheem Sales Company, Inc. | Rheem | RGEA14036AJT101AC | Federally-Regulated Consumer Product | Weatherized Non-Condensing Gas | 1430 | 262 |  | 05/26/2023 | 99665 | 206606416 | 08/01/2023
Rheem Sales Company, Inc. | Rheem | RGECZR048AJT07**A | Federally-Regulated Consumer Product | Weatherized Non-Condensing Gas | 1873 | 167 |  | 05/26/2023 | 52596 | 203473616 | 08/01/2023
Rheem Sales Company, Inc. | Rheem | RGECZR036AJT07**A | Federally-Regulated Consumer Product | Weatherized Non-Condensing Gas | 1475 | 165 |  | 05/26/2023 | 53157 | 203473614 | 08/01/2023
Rheem Sales Company, Inc. | Rheem | RGECZR048AJT12**A | Federally-Regulated Consumer Product | Weatherized Non-Condensing Gas | 1902 | 259 |  | 05/26/2023 | 84032 | 203473617 | 08/01/2023
Rheem Sales Company, Inc. | Rheem | RGEA14048AJT08XAB | Federally-Regulated Consumer Product | Weatherized Non-Condensing Gas | 1809 | 279 | 279 | 05/26/2023 | 99189 | 203404489 | 08/01/2023
Rheem Sales Company, Inc. | Rheem | RGEA14030AJT061AC | Federally-Regulated Consumer Product | Weatherized Non-Condensing Gas | 1147 | 249 |  | 05/26/2023 | 79965 | 206606412 | 08/01/2023
Rheem Sales Company, Inc. | Rheem | RGECZR036AJT10**A | Federally-Regulated Consumer Product | Weatherized Non-Condensing Gas | 1576 | 218 |  | 05/26/2023 | 100764 | 203473615 | 08/01/2023
Rheem Sales Company, Inc. | Rheem | RGEA14036AJT061AC | Federally-Regulated Consumer Product | Weatherized Non-Condensing Gas | 1430 | 262 |  | 05/26/2023 | 99665 | 206606414 | 08/01/2023
Rheem Sales Company, Inc. | Rheem | RGEA16060AJV102AB | Federally-Regulated Consumer Product | Weatherized Non-Condensing Gas | 2330 | 280 |  | 05/26/2023 | 75239 | 203404633 | 08/01/2023
Rheem Sales Company, Inc. | Rheem | RGEA14048AJT10UAA | Federally-Regulated Consumer Product | Weatherized Non-Condensing Gas | 1832 | 280 |  | 05/26/2023 | 100370 | 205962904 | 08/01/2023
Rheem Sales Company, Inc. | Rheem | RGEA15030AJV061AB | Federally-Regulated Consumer Product | Weatherized Non-Condensing Gas | 1402 | 261 | 261 | 05/26/2023 | 80658 | 203404525 | 08/01/2023
Rheem Sales Company, Inc. | Rheem | RGECZR060AJT07**A | Federally-Regulated Consumer Product | Weatherized Non-Condensing Gas | 2336 | 182 |  | 05/26/2023 | 52310 | 203473618 | 08/01/2023
Rheem Sales Company, Inc. | Friedrich | FR801V1255A24DZSCAP | Federally-Regulated Consumer Product | Non-Weatherized, Non-Condensin | 2075 | 273 | 273 | 07/25/2023 | 124289 | 213112770 | 08/03/2023
Rheem Sales Company, Inc. | Friedrich | FR951T1005A21M4 | Federally-Regulated Consumer Product | Non-Weatherized, Condensing Ga | 2066 | 286 | 286 | 07/25/2023 | 98023 | 213112741 | 08/03/2023
Rheem Sales Company, Inc. | Friedrich | FR951V0705A21M4 | Federally-Regulated Consumer Product | Non-Weatherized, Condensing Ga | 1835 | 248 | 276 | 07/25/2023 | 69808 | 213112761 | 08/03/2023
Rheem Sales Company, Inc. | Friedrich | FR801V0503A14DZSCAP | Federally-Regulated Consumer Product | Non-Weatherized, Non-Condensin | 1295 | 239 | 239 | 07/25/2023 | 51119 | 213112767 | 08/03/2023
Rheem Sales Company, Inc. | Friedrich | FR801T0703A17UHU | Federally-Regulated Consumer Product | Non-Weatherized, Non-Condensin | 1189 | 234 | 234 | 07/25/2023 | 70542 | 213112731 | 08/03/2023
Rheem Sales Company, Inc. | Friedrich | FR802V0504A17UHNCAP | Federally-Regulated Consumer Product | Non-Weatherized, Non-Condensin | 1712 | 257 | 257 | 07/25/2023 | 34534 | 213112796 | 08/03/2023
Rheem Sales Company, Inc. | Friedrich | FR802V0504A17UHSCAP | Federally-Regulated Consumer Product | Non-Weatherized, Non-Condensin | 1712 | 257 | 257 | 07/25/2023 | 34534 | 213112791 | 08/03/2023
Rheem Sales Company, Inc. | Friedrich | FR801T0504A17UHSNAP | Federally-Regulated Consumer Product | Non-Weatherized, Non-Condensin | 1517 | 249 | 249 | 07/25/2023 | 50545 | 213112789 | 08/03/2023
Rheem Sales Company, Inc. | Friedrich | FR801T0503A17UHU | Federally-Regulated Consumer Product | Non-Weatherized, Non-Condensin | 1165 | 233 | 233 | 07/25/2023 | 49157 | 213112729 | 08/03/2023
Rheem Sales Company, Inc. | Friedrich | FR951V0855A21M4 | Federally-Regulated Consumer Product | Non-Weatherized, Condensing Ga | 1851 | 246 | 276 | 07/25/2023 | 84247 | 213112763 | 08/03/2023
Rheem Sales Company, Inc. | Friedrich | FR921V0705A21M4 | Federally-Regulated Consumer Product | Non-Weatherized, Condensing Ga | 1835 | 248 | 276 | 07/25/2023 | 69808 | 213112755 | 08/03/2023
Rheem Sales Company, Inc. | Friedrich | FR801V1005A21DZNCAP | Federally-Regulated Consumer Product | Non-Weatherized, Non-Condensin | 2095 | 257 | 274 | 07/25/2023 | 100302 | 213112771 | 08/03/2023
Rheem Sales Company, Inc. | Friedrich | FR921V0855A21M4 | Federally-Regulated Consumer Product | Non-Weatherized, Condensing Ga | 1851 | 246 | 276 | 07/25/2023 | 84247 | 213112756 | 08/03/2023
Rheem Sales Company, Inc. | Friedrich | FR802V0503A14DZSCAP | Federally-Regulated Consumer Product | Non-Weatherized, Non-Condensin | 1250 | 237 | 237 | 07/25/2023 | 34844 | 213112790 | 08/03/2023
Rheem Sales Company, Inc. | Friedrich | FR801V1255A24UH | Federally-Regulated Consumer Product | Non-Weatherized, Non-Condensin | 2076 | 258 | 273 | 07/25/2023 | 124802 | 213112752 | 08/03/2023
Rheem Sales Company, Inc. | Friedrich | FR802V0755A21DZNCAP | Federally-Regulated Consumer Product | Non-Weatherized, Non-Condensin | 2041 | 272 | 272 | 07/25/2023 | 52592 | 213112786 | 08/03/2023
Rheem Sales Company, Inc. | Friedrich | FR801V0754A17DZNCAP | Federally-Regulated Consumer Product | Non-Weatherized, Non-Condensin | 1680 | 255 | 256 | 07/25/2023 | 76001 | 213112776 | 08/03/2023
Rheem Sales Company, Inc. | Friedrich | FR801T1005A21UHU | Federally-Regulated Consumer Product | Non-Weatherized, Non-Condensin | 2096 | 274 | 274 | 07/25/2023 | 100583 | 213112734 | 08/03/2023
Rheem Sales Company, Inc. | Friedrich | FR801V0503A14UH | Federally-Regulated Consumer Product | Non-Weatherized, Non-Condensin | 1308 | 184 | 240 | 07/25/2023 | 50472 | 213112749 | 08/03/2023
Rheem Sales Company, Inc. | Friedrich | FR802V0754A17DZNCAP | Federally-Regulated Consumer Product | Non-Weatherized, Non-Condensin | 1628 | 254 | 254 | 07/25/2023 | 52707 | 213112785 | 08/03/2023
Rheem Sales Company, Inc. | Friedrich | FR921T0603A17M4 | Federally-Regulated Consumer Product | Non-Weatherized, Condensing Ga | 1156 | 246 | 246 | 07/25/2023 | 55624 | 213112742 | 08/03/2023
Rheem Sales Company, Inc. | Friedrich | FR802V1005A21DZNCAP | Federally-Regulated Consumer Product | Non-Weatherized, Non-Condensin | 2120 | 275 | 275 | 07/25/2023 | 69817 | 213112797 | 08/03/2023
Rheem Sales Company, Inc. | Friedrich | FR921V1155A24M4 | Federally-Regulated Consumer Product | Non-Weatherized, Condensing Ga | 2137 | 231 | 289 | 07/25/2023 | 111605 | 213112759 | 08/03/2023
Rheem Sales Company, Inc. | Friedrich | FR802V1005A21DZSCAP | Federally-Regulated Consumer Product | Non-Weatherized, Non-Condensin | 2120 | 275 | 275 | 07/25/2023 | 69817 | 213112792 | 08/03/2023
Rheem Sales Company, Inc. | Friedrich | FR802V0755A21DZSCAP | Federally-Regulated Consumer Product | Non-Weatherized, Non-Condensin | 2041 | 272 | 272 | 07/25/2023 | 52592 | 213112781 | 08/03/2023
Rheem Sales Company, Inc. | Friedrich | FR951T1155A24M4 | Federally-Regulated Consumer Product | Non-Weatherized, Condensing Ga | 2041 | 285 | 285 | 07/25/2023 | 111488 | 213112736 | 08/03/2023
Rheem Sales Company, Inc. | Friedrich | FR801V0754A17UH | Federally-Regulated Consumer Product | Non-Weatherized, Non-Condensin | 1830 | 223 | 263 | 07/25/2023 | 75693 | 213112750 | 08/03/2023
Rheem Sales Company, Inc. | Friedrich | FR951T0705A21M4 | Federally-Regulated Consumer Product | Non-Weatherized, Condensing Ga | 1983 | 282 | 282 | 07/25/2023 | 70360 | 213112738 | 08/03/2023
Rheem Sales Company, Inc. | Friedrich | FR951V1005A21M4 | Federally-Regulated Consumer Product | Non-Weatherized, Condensing Ga | 2153 | 271 | 290 | 07/25/2023 | 98911 | 213112764 | 08/03/2023
Rheem Sales Company, Inc. | Friedrich | FR921T1005A21M4 | Federally-Regulated Consumer Product | Non-Weatherized, Condensing Ga | 2066 | 286 | 286 | 07/25/2023 | 98023 | 213112746 | 08/03/2023
Rheem Sales Company, Inc. | Friedrich | FR801V0755A21UH | Federally-Regulated Consumer Product | Non-Weatherized, Non-Condensin | 1813 | 235 | 262 | 07/25/2023 | 75573 | 213112751 | 08/03/2023
Rheem Sales Company, Inc. | Friedrich | FR801V0754A17DZSCAP | Federally-Regulated Consumer Product | Non-Weatherized, Non-Condensin | 1680 | 255 | 256 | 07/25/2023 | 76001 | 213112777 | 08/03/2023
Rheem Sales Company, Inc. | Friedrich | FR801T1004A21UHU | Federally-Regulated Consumer Product | Non-Weatherized, Non-Condensin | 1861 | 264 | 264 | 07/25/2023 | 98348 | 213112733 | 08/03/2023
Rheem Sales Company, Inc. | Friedrich | FR802V0754A17DZSCAP | Federally-Regulated Consumer Product | Non-Weatherized, Non-Condensin | 1628 | 254 | 254 | 07/25/2023 | 52707 | 213112780 | 08/03/2023
Rheem Sales Company, Inc. | Friedrich | FR801T0504A17UHNNAP | Federally-Regulated Consumer Product | Non-Weatherized, Non-Condensin | 1517 | 249 | 249 | 07/25/2023 | 50545 | 213112793 | 08/03/2023
Rheem Sales Company, Inc. | Friedrich | FR921V1005A21M4 | Federally-Regulated Consumer Product | Non-Weatherized, Condensing Ga | 2153 | 271 | 290 | 07/25/2023 | 98911 | 213112757 | 08/03/2023
Rheem Sales Company, Inc. | Friedrich | FR801V0755A21DZNCAP | Federally-Regulated Consumer Product | Non-Weatherized, Non-Condensin | 2163 | 277 | 277 | 07/25/2023 | 75029 | 213112775 | 08/03/2023
Rheem Sales Company, Inc. | Friedrich | FR951V0603A17M4 | Federally-Regulated Consumer Product | Non-Weatherized, Condensing Ga | 1356 | 249 | 255 | 07/25/2023 | 56054 | 213112760 | 08/03/2023
Rheem Sales Company, Inc. | Friedrich | FR802V1255A24DZSCAP | Federally-Regulated Consumer Product | Non-Weatherized, Non-Condensin | 2179 | 278 | 278 | 07/25/2023 | 86625 | 213112782 | 08/03/2023
Rheem Sales Company, Inc. | Friedrich | FR801T0504A17UHU | Federally-Regulated Consumer Product | Non-Weatherized, Non-Condensin | 1502 | 248 | 248 | 07/25/2023 | 50342 | 213112730 | 08/03/2023
Rheem Sales Company, Inc. | Friedrich | FR951T0855A21M4 | Federally-Regulated Consumer Product | Non-Weatherized, Condensing Ga | 1929 | 280 | 280 | 07/25/2023 | 84515 | 213112740 | 08/03/2023
Rheem Sales Company, Inc. | Friedrich | FR802V1255A24DZNCAP | Federally-Regulated Consumer Product | Non-Weatherized, Non-Condensin | 2179 | 278 | 278 | 07/25/2023 | 86625 | 213112787 | 08/03/2023
Rheem Sales Company, Inc. | Friedrich | FR801T0704A17UHU | Federally-Regulated Consumer Product | Non-Weatherized, Non-Condensin | 1823 | 262 | 262 | 07/25/2023 | 70109 | 213112732 | 08/03/2023
Rheem Sales Company, Inc. | Friedrich | FR921V0603A17M4 | Federally-Regulated Consumer Product | Non-Weatherized, Condensing Ga | 1356 | 249 | 255 | 07/25/2023 | 56054 | 213112765 | 08/03/2023
Rheem Sales Company, Inc. | Friedrich | FR801V1005A21DZSCAP | Federally-Regulated Consumer Product | Non-Weatherized, Non-Condensin | 2095 | 257 | 274 | 07/25/2023 | 100302 | 213112768 | 08/03/2023
Rheem Sales Company, Inc. | Friedrich | FR801V0755A21DZSCAP | Federally-Regulated Consumer Product | Non-Weatherized, Non-Condensin | 2163 | 277 | 277 | 07/25/2023 | 75029 | 213112774 | 08/03/2023
Rheem Sales Company, Inc. | Friedrich | FR921T0705A21M4 | Federally-Regulated Consumer Product | Non-Weatherized, Condensing Ga | 1983 | 282 | 282 | 07/25/2023 | 70360 | 213112744 | 08/03/2023
Rheem Sales Company, Inc. | Friedrich | FR951T0603A17M4 | Federally-Regulated Consumer Product | Non-Weatherized, Condensing Ga | 1156 | 246 | 246 | 07/25/2023 | 55624 | 213112737 | 08/03/2023
Rheem Sales Company, Inc. | Friedrich | FR951V1155A24M4 | Federally-Regulated Consumer Product | Non-Weatherized, Condensing Ga | 2137 | 231 | 289 | 07/25/2023 | 111605 | 213112754 | 08/03/2023
Rheem Sales Company, Inc. | Friedrich | FR921T1155A24M4 | Federally-Regulated Consumer Product | Non-Weatherized, Condensing Ga | 2041 | 285 | 285 | 07/25/2023 | 111488 | 213112747 | 08/03/2023
Rheem Sales Company, Inc. | Friedrich | FR802V0503A14DZNCAP | Federally-Regulated Consumer Product | Non-Weatherized, Non-Condensin | 1250 | 237 | 237 | 07/25/2023 | 34844 | 213112795 | 08/03/2023
Rheem Sales Company, Inc. | Friedrich | FR801V0504A17UHSCAP | Federally-Regulated Consumer Product | Non-Weatherized, Non-Condensin | 1682 | 256 | 256 | 07/25/2023 | 50501 | 213112779 | 08/03/2023
Rheem Sales Company, Inc. | Friedrich | FR801V1255A24DZNCAP | Federally-Regulated Consumer Product | Non-Weatherized, Non-Condensin | 2075 | 273 | 273 | 07/25/2023 | 124289 | 213112772 | 08/03/2023
Rheem Sales Company, Inc. | Friedrich | FR801V0504A17UHNCAP | Federally-Regulated Consumer Product | Non-Weatherized, Non-Condensin | 1682 | 256 | 256 | 07/25/2023 | 50501 | 213112784 | 08/03/2023
Rheem Sales Company, Inc. | Friedrich | FR921T0855A21M4 | Federally-Regulated Consumer Product | Non-Weatherized, Condensing Ga | 1929 | 280 | 280 | 07/25/2023 | 84515 | 213112745 | 08/03/2023
Rheem Sales Company, Inc. | Friedrich | FR801V0503A14DZNCAP | Federally-Regulated Consumer Product | Non-Weatherized, Non-Condensin | 2163 | 277 | 277 | 07/25/2023 | 51119 | 213112766 | 08/03/2023
Rheem Sales Company, Inc. | Friedrich | FR801V1255A24DZSCAP | Federally-Regulated Consumer Product | Non-Weatherized, Non-Condensin | 2075 | 273 | 273 | 07/25/2023 | 124289 | 213112770 | 08/03/2023
Rheem Sales Company, Inc. | Friedrich | FR951T1005A21M4 | Federally-Regulated Consumer Product | Non-Weatherized, Condensing Ga | 2066 | 286 | 286 | 07/25/2023 | 98023 | 213112741 | 08/03/2023
Rheem Sales Company, Inc. | Friedrich | FR951V0705A21M4 | Federally-Regulated Consumer Product | Non-Weatherized, Condensing Ga | 1835 | 248 | 276 | 07/25/2023 | 69808 | 213112761 | 08/03/2023
Rheem Sales Company, Inc. | Friedrich | FR801V0503A14DZSCAP | Federally-Regulated Consumer Product | Non-Weatherized, Non-Condensin | 1295 | 239 | 239 | 07/25/2023 | 51119 | 213112767 | 08/03/2023
Rheem Sales Company, Inc. | Friedrich | FR801T0703A17UHU | Federally-Regulated Consumer Product | Non-Weatherized, Non-Condensin | 1189 | 234 | 234 | 07/25/2023 | 70542 | 213112731 | 08/03/2023
Rheem Sales Company, Inc. | Friedrich | FR802V0504A17UHNCAP | Federally-Regulated Consumer Product | Non-Weatherized, Non-Condensin | 1712 | 257 | 257 | 07/25/2023 | 34534 | 213112796 | 08/03/2023
Rheem Sales Company, Inc. | Friedrich | FR802V0504A17UHSCAP | Federally-Regulated Consumer Product | Non-Weatherized, Non-Condensin | 1712 | 257 | 257 | 07/25/2023 | 34534 | 213112791 | 08/03/2023
Rheem Sales Company, Inc. | Friedrich | FR801T0504A17UHSNAP | Federally-Regulated Consumer Product | Non-Weatherized, Non-Condensin | 1517 | 249 | 249 | 07/25/2023 | 50545 | 213112789 | 08/03/2023
Rheem Sales Company, Inc. | Friedrich | FR801T0503A17UHU | Federally-Regulated Consumer Product | Non-Weatherized, Non-Condensin | 1165 | 233 | 233 | 07/25/2023 | 49157 | 213112729 | 08/03/2023
Rheem Sales Company, Inc. | Friedrich | FR951V0855A21M4 | Federally-Regulated Consumer Product | Non-Weatherized, Condensing Ga | 1851 | 246 | 276 | 07/25/2023 | 84247 | 213112763 | 08/03/2023
Rheem Sales Company, Inc. | Friedrich | FR921V0705A21M4 | Federally-Regulated Consumer Product | Non-Weatherized, Condensing Ga | 1835 | 248 | 276 | 07/25/2023 | 69808 | 213112755 | 08/03/2023
Rheem Sales Company, Inc. | Friedrich | FR801V1005A21DZNCAP | Federally-Regulated Consumer Product | Non-Weatherized, Non-Condensin | 2095 | 257 | 274 | 07/25/2023 | 100302 | 213112771 | 08/03/2023
Rheem Sales Company, Inc. | Friedrich | FR921V0855A21M4 | Federally-Regulated Consumer Product | Non-Weatherized, Condensing Ga | 1851 | 246 | 276 | 07/25/2023 | 84247 | 213112756 | 08/03/2023
Rheem Sales Company, Inc. | Friedrich | FR802V0503A14DZSCAP | Federally-Regulated Consumer Product | Non-Weatherized, Non-Condensin | 1250 | 237 | 237 | 07/25/2023 | 34844 | 213112790 | 08/03/2023
Rheem Sales Company, Inc. | Friedrich | FR801V1255A24UH | Federally-Regulated Consumer Product | Non-Weatherized, Non-Condensin | 2076 | 258 | 273 | 07/25/2023 | 124802 | 213112752 | 08/03/2023
Rheem Sales Company, Inc. | Friedrich | FR802V0755A21DZNCAP | Federally-Regulated Consumer Product | Non-Weatherized, Non-Condensin | 2041 | 272 | 272 | 07/25/2023 | 52592 | 213112786 | 08/03/2023
Rheem Sales Company, Inc. | Friedrich | FR801V0754A17DZNCAP | Federally-Regulated Consumer Product | Non-Weatherized, Non-Condensin | 1680 | 255 | 256 | 07/25/2023 | 76001 | 213112776 | 08/03/2023
Rheem Sales Company, Inc. | Friedrich | FR801T1005A21UHU | Federally-Regulated Consumer Product | Non-Weatherized, Non-Condensin | 2096 | 274 | 274 | 07/25/2023 | 100583 | 213112734 | 08/03/2023
Rheem Sales Company, Inc. | Friedrich | FR801V0503A14UH | Federally-Regulated Consumer Product | Non-Weatherized, Non-Condensin | 1308 | 184 | 240 | 07/25/2023 | 50472 | 213112749 | 08/03/2023
Rheem Sales Company, Inc. | Friedrich | FR802V0754A17DZNCAP | Federally-Regulated Consumer Product | Non-Weatherized, Non-Condensin | 1628 | 254 | 254 | 07/25/2023 | 52707 | 213112785 | 08/03/2023
Rheem Sales Company, Inc. | Friedrich | FR921T0603A17M4 | Federally-Regulated Consumer Product | Non-Weatherized, Condensing Ga | 1156 | 246 | 246 | 07/25/2023 | 55624 | 213112742 | 08/03/2023
Rheem Sales Company, Inc. | Friedrich | FR802V1005A21DZNCAP | Federally-Regulated Consumer Product | Non-Weatherized, Non-Condensin | 2120 | 275 | 275 | 07/25/2023 | 69817 | 213112797 | 08/03/2023
Rheem Sales Company, Inc. | Friedrich | FR921V1155A24M4 | Federally-Regulated Consumer Product | Non-Weatherized, Condensing Ga | 2137 | 231 | 289 | 08/03/2023 | 111605 | 213112759 | 08/03/2023
Rheem Sales Company, Inc. | Friedrich | FR801V1255A24DZSCAP | Federally-Regulated Consumer Product | Non-Weatherized, Non-Condensin | 2075 | 273 | 273 | 08/03/2023 | 124289 | 213112770 | 08/03/2023
Rheem Sales Company, Inc. | Friedrich | FR951T1005A21M4 | Federally-Regulated Consumer Product | Non-Weatherized, Condensing Ga | 2066 | 286 | 286 | 08/03/2023 | 98023 | 213112741 | 08/03/2023
Rheem Sales Company, Inc. | Friedrich | FR951V0705A21M4 | Federally-Regulated Consumer Product | Non-Weatherized, Condensing Ga | 1835 | 248 | 276 | 08/03/2023 | 69808 | 213112761 | 08/03/2023
Rheem Sales Company, Inc. | Friedrich | FR801V0503A14DZSCAP | Federally-Regulated Consumer Product | Non-Weatherized, Non-Condensin | 1295 | 239 | 239 | 08/03/2023 | 51119 | 213112767 | 08/03/2023
Rheem Sales Company, Inc. | Friedrich | FR801T0703A17UHU | Federally-Regulated Consumer Product | Non-Weatherized, Non-Condensin | 1189 | 234 | 234 | 08/03/2023 | 70542 | 213112731 | 08/03/2023
Rheem Sales Company, Inc. | Friedrich | FR802V0504A17UHNCAP | Federally-Regulated Consumer Product | Non-Weatherized, Non-Condensin | 1712 | 257 | 257 | 08/03/2023 | 34534 | 213112796 | 08/03/2023
Rheem Sales Company, Inc. | Friedrich | FR802V0504A17UHSCAP | Federally-Regulated Consumer Product | Non-Weatherized, Non-Condensin | 1712 | 257 | 257 | 08/03/2023 | 34534 | 213112791 | 08/03/2023
Rheem Sales Company, Inc. | Friedrich | FR801T0504A17UHSNAP | Federally-Regulated Consumer Product | Non-Weatherized, Non-Condensin | 1517 | 249 | 249 | 08/03/2023 | 50545 | 213112789 | 08/03/2023
Rheem Sales Company, Inc. | Friedrich | FR801T0503A17UHU | Federally-Regulated Consumer Product | Non-Weatherized, Non-Condensin | 1165 | 233 | 233 | 08/03/2023 | 49157 | 213112729 | 08/03/2023
Rheem Sales Company, Inc. | Friedrich | FR951V0855A21M4 | Federally-Regulated Consumer Product | Non-Weatherized, Condensing Ga | 1851 | 246 | 276 | 08/03/2023 | 84247 | 213112763 | 08/03/2023
Rheem Sales Company, Inc. | Friedrich | FR921V0705A21M4 | Federally-Regulated Consumer Product | Non-Weatherized, Condensing Ga | 1835 | 248 | 276 | 08/03/2023 | 69808 | 213112755 | 08/03/2023
Rheem Sales Company, Inc. | Friedrich | FR801V1005A21DZNCAP | Federally-Regulated Consumer Product | Non-Weatherized, Non-Condensin | 2095 | 257 | 274 | 08/03/2023 | 100302 | 213112771 | 08/03/2023
Rheem Sales Company, Inc. | Friedrich | FR921V0855A21M4 | Federally-Regulated Consumer Product | Non-Weatherized, Condensing Ga | 1851 | 246 | 276 | 08/03/2023 | 84247 | 213112756 | 08/03/2023
Rheem Sales Company, Inc. | Friedrich | FR802V0503A14DZSCAP | Federally-Regulated Consumer Product | Non-Weatherized, Non-Condensin | 1250 | 237 | 237 | 08/03/2023 | 34844 | 213112790 | 08/03/2023
Rheem Sales Company, Inc. | Friedrich | FR801V1255A24UH | Federally-Regulated Consumer Product | Non-Weatherized, Non-Condensin | 2076 | 258 | 273 | 08/03/2023 | 124802 | 213112752 | 08/03/2023
Rheem Sales Company, Inc. | Friedrich | FR802V0755A21DZNCAP | Federally-Regulated Consumer Product | Non-Weatherized, Non-Condensin | 2041 | 272 | 272 | 08/03/2023 | 52592 | 213112786 | 08/03/2023
Rheem Sales Company, Inc. | Friedrich | FR801V0754A17DZNCAP | Federally-Regulated Consumer Product | Non-Weatherized, Non-Condensin | 1680 | 255 | 256 | 08/03/2023 | 76001 | 213112776 | 08/03/2023
Rheem Sales Company, Inc. | Friedrich | FR801T1005A21UHU | Federally-Regulated Consumer Product | Non-Weatherized, Non-Condensin | 2096 | 274 | 274 | 08/03/2023 | 100583 | 213112734 | 08/03/2023
Rheem Sales Company, Inc. | Friedrich | FR801V0503A14UH | Federally-Regulated Consumer Product | Non-Weatherized, Non-Condensin | 1308 | 184 | 240 | 08/03/2023 | 50472 | 213112749 | 08/03/2023
Rheem Sales Company, Inc. | Friedrich | FR802V0754A17DZNCAP | Federally-Regulated Consumer Product | Non-Weatherized, Non-Condensin | 1628 | 254 | 254 | 08/03/2023 | 52707 | 213112785 | 08/03/2023
Rheem Sales Company, Inc. | Friedrich | FR921T0603A17M4 | Federally-Regulated Consumer Product | Non-Weatherized, Condensing Ga | 1156 | 246 | 246 | 08/03/2023 | 55624 | 213112742 | 08/03/2023
Rheem Sales Company, Inc. | Friedrich | FR802V1005A21DZNCAP | Federally-Regulated Consumer Product | Non-Weatherized, Non-Condensin | 2120 | 275 | 275 | 08/03/2023 | 69817 | 213112797 | 08/03/2023
Rheem Sales Company, Inc. | Friedrich | FR921V1155A24M4 | Federally-Regulated Consumer Product | Non-Weatherized, Condensing Ga | 2137 | 231 | 289 | 08/03/2023 | 111605 | 213112759 | 08/03/2023
Rheem Sales Company, Inc. | Friedrich | FR802V1005A21DZSCAP | Federally-Regulated Consumer Product | Non-Weatherized, Non-Condensin | 2120 | 275 | 275 | 08/03/2023 | 69817 | 213112792 | 08/03/2023
Rheem Sales Company, Inc. | Friedrich | FR802V0755A21DZSCAP | Federally-Regulated Consumer Product | Non-Weatherized, Non-Condensin | 2041 | 272 | 272 | 08/03/2023 | 52592 | 213112781 | 08/03/2023
Rheem Sales Company, Inc. | Friedrich | FR951T1155A24M4 | Federally-Regulated Consumer Product | Non-Weatherized, Condensing Ga | 2041 | 285 | 285 | 08/03/2023 | 111488 | 213112736 | 08/03/2023
Rheem Sales Company, Inc. | Friedrich | FR801V0754A17UH | Federally-Regulated Consumer Product | Non-Weatherized, Non-Condensin | 1830 | 223 | 263 | 08/03/2023 | 75693 | 213112750 | 08/03/2023
Rheem Sales Company, Inc. | Friedrich | FR951T0705A21M4 | Federally-Regulated Consumer Product | Non-Weatherized, Condensing Ga | 1983 | 282 | 282 | 08/03/2023 | 70360 | 213112738 | 08/03/2023
Rheem Sales Company, Inc. | Friedrich | FR951V1005A21M4 | Federally-Regulated Consumer Product | Non-Weatherized, Condensing Ga | 2153 | 271 | 290 | 08/03/2023 | 98911 | 213112764 | 08/03/2023
Rheem Sales Company, Inc. | Friedrich | FR921T1005A21M4 | Federally-Regulated Consumer Product | Non-Weatherized, Condensing Ga | 2066 | 286 | 286 | 08/03/2023 | 98023 | 213112746 | 08/03/2023
Rheem Sales Company, Inc. | Friedrich | FR801V0755A21UH | Federally-Regulated Consumer Product | Non-Weatherized, Non-Condensin | 1813 | 235 | 262 | 08/03/2023 | 75573 | 213112751 | 08/03/2023
Rheem Sales Company, Inc. | Friedrich | FR801V0754A17DZSCAP | Federally-Regulated Consumer Product | Non-Weatherized, Non-Condensin | 1680 | 255 | 256 | 08/03/2023 | 76001 | 213112777 | 08/03/2023
Rheem Sales Company, Inc. | Friedrich | FR801T1004A21UHU | Federally-Regulated Consumer Product | Non-Weatherized, Non-Condensin | 1861 | 264 | 264 | 08/03/2023 | 98348 | 213112733 | 08/03/2023
Rheem Sales Company, Inc. | Friedrich | FR802V0754A17DZSCAP | Federally-Regulated Consumer Product | Non-Weatherized, Non-Condensin | 1628 | 254 | 254 | 08/03/2023 | 52707 | 213112780 | 08/03/2023
Rheem Sales Company, Inc. | Friedrich | FR801T0504A17UHNNAP | Federally-Regulated Consumer Product | Non-Weatherized, Non-Condensin | 1517 | 249 | 249 | 08/03/2023 | 50545 | 213112793 | 08/03/2023
Rheem Sales Company, Inc. | Friedrich | FR921V1005A21M4 | Federally-Regulated Consumer Product | Non-Weatherized, Condensing Ga | 2153 | 271 | 290 | 08/03/2023 | 98911 | 213112757 | 08/03/2023
Rheem Sales Company, Inc. | Friedrich | FR801V0755A21DZNCAP | Federally-Regulated Consumer Product | Non-Weatherized, Non-Condensin | 2163 | 277 | 277 | 08/03/2023 | 75029 | 213112775 | 08/03/2023
Rheem Sales Company, Inc. | Friedrich | FR951V0603A17M4 | Federally-Regulated Consumer Product | Non-Weatherized, Condensing Ga | 1356 | 249 | 255 | 08/03/2023 | 56054 | 213112760 | 08/03/2023
Rheem Sales Company, Inc. | Friedrich | FR802V1255A24DZSCAP | Federally-Regulated Consumer Product | Non-Weatherized, Non-Condensin | 2179 | 278 | 278 | 08/03/2023 | 86625 | 213112782 | 08/03/2023
Rheem Sales Company, Inc. | Friedrich | FR801T0504A17UHU | Federally-Regulated Consumer Product | Non-Weatherized, Non-Condensin | 1502 | 248 | 248 | 08/03/2023 | 50342 | 213112730 | 08/03/2023
Rheem Sales Company, Inc. | Friedrich | FR951T0855A21M4 | Federally-Regulated Consumer Product | Non-Weatherized, Condensing Ga | 1929 | 280 | 280 | 08/03/2023 | 84515 | 213112740 | 08/03/2023
Rheem Sales Company, Inc. | Friedrich | FR802V1255A24DZNCAP | Federally-Regulated Consumer Product | Non-Weatherized, Non-Condensin | 2179 | 278 | 278 | 08/03/2023 | 86625 | 213112787 | 08/03/2023
Rheem Sales Company, Inc. | Friedrich | FR801T0704A17UHU | Federally-Regulated Consumer Product | Non-Weatherized, Non-Condensin | 1823 | 262 | 262 | 08/03/2023 | 70109 | 213112732 | 08/03/2023
Rheem Sales Company, Inc. | Friedrich | FR921V0603A17M4 | Federally-Regulated Consumer Product | Non-Weatherized, Condensing Ga | 1356 | 249 | 255 | 08/03/2023 | 56054 | 213112765 | 08/03/2023
Rheem Sales Company, Inc. | Friedrich | FR801V1005A21DZSCAP | Federally-Regulated Consumer Product | Non-Weatherized, Non-Condensin | 2095 | 257 | 274 | 08/03/2023 | 100302 | 213112768 | 08/03/2023
Rheem Sales Company, Inc. | Friedrich | FR801V0755A21DZSCAP | Federally-Regulated Consumer Product | Non-Weatherized, Non-Condensin | 2163 | 277 | 277 | 08/03/2023 | 75029 | 213112774 | 08/03/2023
Rheem Sales Company, Inc. | Friedrich | FR921T0705A21M4 | Federally-Regulated Consumer Product | Non-Weatherized, Condensing Ga | 1983 | 282 | 282 | 08/03/2023 | 70360 | 213112744 | 08/03/2023
Rheem Sales Company, Inc. | Friedrich | FR951T0603A17M4 | Federally-Regulated Consumer Product | Non-Weatherized, Condensing Ga | 1156 | 246 | 246 | 08/03/2023 | 55624 | 213112737 | 08/03/2023
Rheem Sales Company, Inc. | Friedrich | FR951V1155A24M4 | Federally-Regulated Consumer Product | Non-Weatherized, Condensing Ga | 2137 | 231 | 289 | 08/03/2023 | 111605 | 213112754 | 08/03/2023
Rheem Sales Company, Inc. | Friedrich | FR921T1155A24M4 | Federally-Regulated Consumer Product | Non-Weatherized, Condensing Ga | 2041 | 285 | 285 | 08/03/2023 | 111488 | 213112747 | 08/03/2023
Rheem Sales Company, Inc. | Friedrich | FR802V0503A14DZNCAP | Federally-Regulated Consumer Product | Non-Weatherized, Non-Condensin | 1250 | 237 | 237 | 08/03/2023 | 34844 | 213112795 | 08/03/2023
Rheem Sales Company, Inc. | Friedrich | FR801V0504A17UHSCAP | Federally-Regulated Consumer Product | Non-Weatherized, Non-Condensin | 1682 | 256 | 256 | 08/03/2023 | 50501 | 213112779 | 08/03/2023
Rheem Sales Company, Inc. | Friedrich | FR801V1255A24DZNCAP | Federally-Regulated Consumer Product | Non-Weatherized, Non-Condensin | 2075 | 273 | 273 | 08/03/2023 | 124289 | 213112772 | 08/03/2023
Rheem Sales Company, Inc. | Friedrich | FR801V0504A17UHNCAP | Federally-Regulated Consumer Product | Non-Weatherized, Non-Condensin | 1682 | 256 | 256 | 08/03/2023 | 50501 | 213112784 | 08/03/2023
Rheem Sales Company, Inc. | Friedrich | FR921T0855A21M4 | Federally-Regulated Consumer Product | Non-Weatherized, Condensing Ga | 1929 | 280 | 280 | 08/03/2023 | 84515 | 213112745 | 08/03/2023
Rheem Sales Company, Inc. | Friedrich | FR801V0503A14DZNCAP | Federally-Regulated Consumer Product | Non-Weatherized, Non-Condensin | 2163 | 277 | 277 | 08/03/2023 | 51119 | 213112766 | 08/03/2023
Dettson Industries, Inc. | Williamson-Thermoflo | PLB-098-VS-BF | Federally-Regulated Consumer Product | Non-Weatherized, Non-Condensin | 1445 | 484 |  | 07/25/2023 | 98832 | 7043385 | 08/08/2023
Dettson Industries, Inc. | Williamson-Thermoflo | PLB-098-VS-CAR | Federally-Regulated Consumer Product | Non-Weatherized, Non-Condensin | 1445 | 484 |  | 07/25/2023 | 98832 | 7043387 | 08/08/2023
Dettson Industries, Inc. | Williamson-Thermoflo | PLB-095-VS-RF | Federally-Regulated Consumer Product | Non-Weatherized, Non-Condensin | 1724 | 503 |  | 07/25/2023 | 113337 | 7043379 | 08/08/2023
Dettson Industries, Inc. | Williamson-Thermoflo | PMP-095-VS-RF | Federally-Regulated Consumer Product | Non-Weatherized, Non-Condensin | 1496 | 488 |  | 07/25/2023 | 110066 | 7043339 | 08/08/2023
Dettson Industries, Inc. | Williamson-Thermoflo | PLB-112-VS-BNX | Federally-Regulated Consumer Product | Non-Weatherized, Non-Condensin | 1724 | 503 |  | 07/25/2023 | 113337 | 7043396 | 08/08/2023
Dettson Industries, Inc. | Williamson-Thermoflo | PLB-077-VS-BF | Federally-Regulated Consumer Product | Non-Weatherized, Non-Condensin | 1445 | 484 |  | 07/25/2023 | 98832 | 7043365 | 08/08/2023
Dettson Industries, Inc. | Williamson-Thermoflo | PLB-112-VS-BF | Federally-Regulated Consumer Product | Non-Weatherized, Non-Condensin | 1724 | 503 |  | 07/25/2023 | 113337 | 7043395 | 08/08/2023
Dettson Industries, Inc. | Williamson-Thermoflo | PLB-098-VS-RF | Federally-Regulated Consumer Product | Non-Weatherized, Non-Condensin | 1445 | 484 |  | 07/25/2023 | 98832 | 7043389 | 08/08/2023
Dettson Industries, Inc. | Williamson-Thermoflo | PLB-098-VS-BNX | Federally-Regulated Consumer Product | Non-Weatherized, Non-Condensin | 1445 | 484 |  | 07/25/2023 | 98832 | 7043386 | 08/08/2023
Dettson Industries, Inc. | Williamson-Thermoflo | PMP-095-VS-BF | Federally-Regulated Consumer Product | Non-Weatherized, Non-Condensin | 1496 | 488 |  | 07/25/2023 | 110066 | 7043335 | 08/08/2023
Dettson Industries, Inc. | Williamson-Thermoflo | PMP-112-VS-CAR | Federally-Regulated Consumer Product | Non-Weatherized, Non-Condensin | 1496 | 488 |  | 07/25/2023 | 110066 | 7043357 | 08/08/2023
Dettson Industries, Inc. | Williamson-Thermoflo | PLB-112-VS-CAR | Federally-Regulated Consumer Product | Non-Weatherized, Non-Condensin | 1724 | 503 |  | 07/25/2023 | 113337 | 7043397 | 08/08/2023
Dettson Industries, Inc. | Williamson-Thermoflo | PMP-095-VS-CAR | Federally-Regulated Consumer Product | Non-Weatherized, Non-Condensin | 1496 | 488 |  | 07/25/2023 | 110066 | 7043337 | 08/08/2023
Dettson Industries, Inc. | Williamson-Thermoflo | PMP-112-VS-BNX | Federally-Regulated Consumer Product | Non-Weatherized, Non-Condensin | 1496 | 488 |  | 07/25/2023 | 110066 | 7043356 | 08/08/2023
Dettson Industries, Inc. | Williamson-Thermoflo | PLB-095-VS-CAR | Federally-Regulated Consumer Product | Non-Weatherized, Non-Condensin | 1724 | 503 |  | 07/25/2023 | 113337 | 7043377 | 08/08/2023
Dettson Industries, Inc. | Williamson-Thermoflo | PLB-095-VS-BF | Federally-Regulated Consumer Product | Non-Weatherized, Non-Condensin | 1724 | 503 |  | 07/25/2023 | 113337 | 7043375 | 08/08/2023
Dettson Industries, Inc. | Williamson-Thermoflo | PMP-095-VS-BNX | Federally-Regulated Consumer Product | Non-Weatherized, Non-Condensin | 1496 | 488 |  | 07/25/2023 | 110066 | 7043336 | 08/08/2023
Dettson Industries, Inc. | Williamson-Thermoflo | PLB-077-VS-RF | Federally-Regulated Consumer Product | Non-Weatherized, Non-Condensin | 1445 | 484 |  | 07/25/2023 | 98832 | 7043369 | 08/08/2023
Dettson Industries, Inc. | Williamson-Thermoflo | PLB-095-VS-BNX | Federally-Regulated Consumer Product | Non-Weatherized, Non-Condensin | 1724 | 503 |  | 07/25/2023 | 113337 | 7043376 | 08/08/2023
Dettson Industries, Inc. | Williamson-Thermoflo | PLB-077-VS-BNX | Federally-Regulated Consumer Product | Non-Weatherized, Non-Condensin | 1445 | 484 |  | 07/25/2023 | 98832 | 7043366 | 08/08/2023
Dettson Industries, Inc. | Williamson-Thermoflo | PLB-077-VS-CAR | Federally-Regulated Consumer Product | Non-Weatherized, Non-Condensin | 1445 | 484 |  | 07/25/2023 | 98832 | 7043367 | 08/08/2023
Dettson Industries, Inc. | Williamson-Thermoflo | PMP-112-VS-BF | Federally-Regulated Consumer Product | Non-Weatherized, Non-Condensin | 1496 | 488 |  | 07/25/2023 | 110066 | 7043355 | 08/08/2023
Dettson Industries, Inc. | Williamson-Thermoflo | PLB-112-VS-RF | Federally-Regulated Consumer Product | Non-Weatherized, Non-Condensin | 1724 | 503 |  | 07/25/2023 | 113337 | 7043399 | 08/08/2023
Dettson Industries, Inc. | Williamson-Thermoflo | PMP-112-VS-RF | Federally-Regulated Consumer Product | Non-Weatherized, Non-Condensin | 1496 | 488 |  | 07/25/2023 | 110066 | 7043359 | 08/08/2023
Dettson Industries, Inc. | Williamson-Thermoflo | PLB-098-VS-BF | Federally-Regulated Consumer Product | Non-Weatherized, Non-Condensin | 1445 | 484 |  | 07/25/2023 | 98832 | 7043385 | 08/08/2023
Dettson Industries, Inc. | Williamson-Thermoflo | PLB-098-VS-CAR | Federally-Regulated Consumer Product | Non-Weatherized, Non-Condensin | 1445 | 484 |  | 07/25/2023 | 98832 | 7043387 | 08/08/2023
Dettson Industries, Inc. | Williamson-Thermoflo | PLB-095-VS-RF | Federally-Regulated Consumer Product | Non-Weatherized, Non-Condensin | 1724 | 503 |  | 07/25/2023 | 113337 | 7043379 | 08/08/2023
Dettson Industries, Inc. | Williamson-Thermoflo | PMP-095-VS-RF | Federally-Regulated Consumer Product | Non-Weatherized, Non-Condensin | 1496 | 488 |  | 07/25/2023 | 110066 | 7043339 | 08/08/2023
Dettson Industries, Inc. | Williamson-Thermoflo | PLB-112-VS-BNX | Federally-Regulated Consumer Product | Non-Weatherized, Non-Condensin | 1724 | 503 |  | 07/25/2023 | 113337 | 7043396 | 08/08/2023
Dettson Industries, Inc. | Williamson-Thermoflo | PLB-077-VS-BF | Federally-Regulated Consumer Product | Non-Weatherized, Non-Condensin | 1445 | 484 |  | 07/25/2023 | 98832 | 7043365 | 08/08/2023
Dettson Industries, Inc. | Williamson-Thermoflo | PLB-112-VS-BF | Federally-Regulated Consumer Product | Non-Weatherized, Non-Condensin | 1724 | 503 |  | 07/25/2023 | 113337 | 7043395 | 08/08/2023
Dettson Industries, Inc. | Williamson-Thermoflo | PLB-098-VS-RF | Federally-Regulated Consumer Product | Non-Weatherized, Non-Condensin | 1445 | 484 |  | 07/25/2023 | 98832 | 7043389 | 08/08/2023
Dettson Industries, Inc. | Williamson-Thermoflo | PLB-098-VS-BNX | Federally-Regulated Consumer Product | Non-Weatherized, Non-Condensin | 1445 | 484 |  | 07/25/2023 | 98832 | 7043386 | 08/08/2023
Dettson Industries, Inc. | Williamson-Thermoflo | PMP-095-VS-BF | Federally-Regulated Consumer Product | Non-Weatherized, Non-Condensin | 1496 | 488 |  | 07/25/2023 | 110066 | 7043335 | 08/08/2023
Dettson Industries, Inc. | Williamson-Thermoflo | PMP-112-VS-CAR | Federally-Regulated Consumer Product | Non-Weatherized, Non-Condensin | 1496 | 488 |  | 07/25/2023 | 110066 | 7043357 | 08/08/2023
Dettson Industries, Inc. | Williamson-Thermoflo | PLB-112-VS-CAR | Federally-Regulated Consumer Product | Non-Weatherized, Non-Condensin | 1724 | 503 |  | 07/25/2023 | 113337 | 7043397 | 08/08/2023
Dettson Industries, Inc. | Williamson-Thermoflo | PMP-095-VS-CAR | Federally-Regulated Consumer Product | Non-Weatherized, Non-Condensin | 1496 | 488 |  | 07/25/2023 | 110066 | 7043337 | 08/08/2023
Dettson Industries, Inc. | Williamson-Thermoflo | PMP-112-VS-BNX | Federally-Regulated Consumer Product | Non-Weatherized, Non-Condensin | 1496 | 488 |  | 07/25/2023 | 110066 | 7043356 | 08/08/2023
Dettson Industries, Inc. | Williamson-Thermoflo | PLB-095-VS-CAR | Federally-Regulated Consumer Product | Non-Weatherized, Non-Condensin | 1724 | 503 |  | 07/25/2023 | 113337 | 7043377 | 08/08/2023
Dettson Industries, Inc. | Williamson-Thermoflo | PLB-095-VS-BF | Federally-Regulated Consumer Product | Non-Weatherized, Non-Condensin | 1724 | 503 |  | 07/25/2023 | 113337 | 7043375 | 08/08/2023
Dettson Industries, Inc. | Williamson-Thermoflo | PMP-095-VS-BNX | Federally-Regulated Consumer Product | Non-Weatherized, Non-Condensin | 1496 | 488 |  | 07/25/2023 | 110066 | 7043336 | 08/08/2023
Dettson Industries, Inc. | Williamson-Thermoflo | PLB-077-VS-RF | Federally-Regulated Consumer Product | Non-Weatherized, Non-Condensin | 1445 | 484 |  | 07/25/2023 | 98832 | 7043369 | 08/08/2023
Dettson Industries, Inc. | Williamson-Thermoflo | PLB-095-VS-BNX | Federally-Regulated Consumer Product | Non-Weatherized, Non-Condensin | 1724 | 503 |  | 07/25/2023 | 113337 | 7043376 | 08/08/2023
Dettson Industries, Inc. | Williamson-Thermoflo | PLB-077-VS-BNX | Federally-Regulated Consumer Product | Non-Weatherized, Non-Condensin | 1445 | 484 |  | 07/25/2023 | 98832 | 7043366 | 08/08/2023
Dettson Industries, Inc. | Williamson-Thermoflo | PLB-077-VS-CAR | Federally-Regulated Consumer Product | Non-Weatherized, Non-Condensin | 1445 | 484 |  | 07/25/2023 | 98832 | 7043367 | 08/08/2023
Dettson Industries, Inc. | Williamson-Thermoflo | PMP-112-VS-BF | Federally-Regulated Consumer Product | Non-Weatherized, Non-Condensin | 1496 | 488 |  | 07/25/2023 | 110066 | 7043355 | 08/08/2023
Dettson Industries, Inc. | Williamson-Thermoflo | PLB-112-VS-RF | Federally-Regulated Consumer Product | Non-Weatherized, Non-Condensin | 1724 | 503 |  | 07/25/2023 | 113337 | 7043399 | 08/08/2023
Dettson Industries, Inc. | Williamson-Thermoflo | PMP-112-VS-RF | Federally-Regulated Consumer Product | Non-Weatherized, Non-Condensin | 1496 | 488 | 488 | 08/08/2023 | 110066 | 7043359 | 08/08/2023
Dettson Industries, Inc. | Carrier | OVM154-RF | Federally-Regulated Consumer Product | Non-Weatherized, Non-Condensin | 2172 | 535 |  | 07/25/2023 | 152221 | 5939682 | 08/08/2023
Dettson Industries, Inc. | Carrier | OVL077-BF | Federally-Regulated Consumer Product | Non-Weatherized, Non-Condensin | 1445 | 484 |  | 07/25/2023 | 98832 | 5939694 | 08/08/2023
Dettson Industries, Inc. | Carrier | OVL154-RBF | Federally-Regulated Consumer Product | Non-Weatherized, Non-Condensin | 2223 | 540 |  | 07/25/2023 | 154668 | 5939751 | 08/08/2023
Dettson Industries, Inc. | Carrier | OVM095-RBF | Federally-Regulated Consumer Product | Non-Weatherized, Non-Condensin | 1496 | 488 |  | 07/25/2023 | 110066 | 5939640 | 08/08/2023
Dettson Industries, Inc. | Carrier | OVM112-BNX | Federally-Regulated Consumer Product | Non-Weatherized, Non-Condensin | 1496 | 488 |  | 07/25/2023 | 110066 | 5939661 | 08/08/2023
Dettson Industries, Inc. | Carrier | OVL095-CAR | Federally-Regulated Consumer Product | Non-Weatherized, Non-Condensin | 1724 | 503 |  | 07/25/2023 | 113337 | 5939709 | 08/08/2023
Dettson Industries, Inc. | Carrier | OVM126-RBF | Federally-Regulated Consumer Product | Non-Weatherized, Non-Condensin | 2172 | 535 |  | 07/25/2023 | 152221 | 5939672 | 08/08/2023
Dettson Industries, Inc. | Carrier | OVM095-BNX | Federally-Regulated Consumer Product | Non-Weatherized, Non-Condensin | 1496 | 488 |  | 07/25/2023 | 110066 | 5939638 | 08/08/2023
Dettson Industries, Inc. | Carrier | OVL112-RF | Federally-Regulated Consumer Product | Non-Weatherized, Non-Condensin | 1724 | 503 |  | 07/25/2023 | 113337 | 5939734 | 08/08/2023
Dettson Industries, Inc. | Carrier | OVL098-CAR | Federally-Regulated Consumer Product | Non-Weatherized, Non-Condensin | 1445 | 484 |  | 07/25/2023 | 98832 | 5939719 | 08/08/2023
Dettson Industries, Inc. | Carrier | OVL095-BNX | Federally-Regulated Consumer Product | Non-Weatherized, Non-Condensin | 1724 | 503 |  | 07/25/2023 | 113337 | 5939708 | 08/08/2023
Dettson Industries, Inc. | Carrier | OVL112-RBF | Federally-Regulated Consumer Product | Non-Weatherized, Non-Condensin | 1724 | 503 |  | 07/25/2023 | 113337 | 5939733 | 08/08/2023
Dettson Industries, Inc. | Carrier | OVM112-CAR | Federally-Regulated Consumer Product | Non-Weatherized, Non-Condensin | 1496 | 488 |  | 07/25/2023 | 110066 | 5939662 | 08/08/2023
Dettson Industries, Inc. | Carrier | OVL077-CAR | Federally-Regulated Consumer Product | Non-Weatherized, Non-Condensin | 1445 | 484 |  | 07/25/2023 | 98832 | 5939696 | 08/08/2023
Dettson Industries, Inc. | Carrier | OVL112-BF | Federally-Regulated Consumer Product | Non-Weatherized, Non-Condensin | 1724 | 503 |  | 07/25/2023 | 113337 | 5939730 | 08/08/2023
Dettson Industries, Inc. | Carrier | OVM112-RF | Federally-Regulated Consumer Product | Non-Weatherized, Non-Condensin | 1496 | 488 |  | 07/25/2023 | 110066 | 5939664 | 08/08/2023
Dettson Industries, Inc. | Carrier | OVL095-RF | Federally-Regulated Consumer Product | Non-Weatherized, Non-Condensin | 1724 | 503 |  | 07/25/2023 | 113337 | 5939711 | 08/08/2023
Dettson Industries, Inc. | Carrier | OVM126-BNX | Federally-Regulated Consumer Product | Non-Weatherized, Non-Condensin | 2172 | 535 |  | 07/25/2023 | 152221 | 5939671 | 08/08/2023
Dettson Industries, Inc. | Carrier | OVM112-BF | Federally-Regulated Consumer Product | Non-Weatherized, Non-Condensin | 1496 | 488 |  | 07/25/2023 | 110066 | 5939660 | 08/08/2023
Dettson Industries, Inc. | Carrier | OVL095-RBF | Federally-Regulated Consumer Product | Non-Weatherized, Non-Condensin | 1724 | 503 |  | 07/25/2023 | 113337 | 5939710 | 08/08/2023
Dettson Industries, Inc. | Carrier | OVL112-CAR | Federally-Regulated Consumer Product | Non-Weatherized, Non-Condensin | 1724 | 503 |  | 07/25/2023 | 113337 | 5939732 | 08/08/2023
Dettson Industries, Inc. | Carrier | OVM112-RBF | Federally-Regulated Consumer Product | Non-Weatherized, Non-Condensin | 1496 | 488 |  | 07/25/2023 | 110066 | 5939663 | 08/08/2023
Dettson Industries, Inc. | Carrier | OVL095-BF | Federally-Regulated Consumer Product | Non-Weatherized, Non-Condensin | 1724 | 503 |  | 07/25/2023 | 113337 | 5939707 | 08/08/2023
Dettson Industries, Inc. | Carrier | OVM095-CAR | Federally-Regulated Consumer Product | Non-Weatherized, Non-Condensin | 1496 | 488 |  | 07/25/2023 | 110066 | 5939639 | 08/08/2023
Dettson Industries, Inc. | Carrier | OVL098-BF | Federally-Regulated Consumer Product | Non-Weatherized, Non-Condensin | 1445 | 484 |  | 07/25/2023 | 98832 | 5939717 | 08/08/2023
Dettson Industries, Inc. | Carrier | OVM126-RF | Federally-Regulated Consumer Product | Non-Weatherized, Non-Condensin | 2172 | 535 |  | 07/25/2023 | 152221 | 5939673 | 08/08/2023
Dettson Industries, Inc. | Carrier | OVL098-BNX | Federally-Regulated Consumer Product | Non-Weatherized, Non-Condensin | 1445 | 484 |  | 07/25/2023 | 98832 | 5939718 | 08/08/2023
Dettson Industries, Inc. | Carrier | OVM154-RBF | Federally-Regulated Consumer Product | Non-Weatherized, Non-Condensin | 2172 | 535 |  | 07/25/2023 | 152221 | 5939681 | 08/08/2023
Dettson Industries, Inc. | Carrier | OVL098-RF | Federally-Regulated Consumer Product | Non-Weatherized, Non-Condensin | 1445 | 484 |  | 07/25/2023 | 98832 | 5939721 | 08/08/2023
Dettson Industries, Inc. | Carrier | OVL098-RBF | Federally-Regulated Consumer Product | Non-Weatherized, Non-Condensin | 1445 | 484 |  | 07/25/2023 | 98832 | 5939720 | 08/08/2023
Dettson Industries, Inc. | Carrier | OVM154-BNX | Federally-Regulated Consumer Product | Non-Weatherized, Non-Condensin | 2172 | 535 |  | 07/25/2023 | 152221 | 5939680 | 08/08/2023
Dettson Industries, Inc. | Carrier | OVL154-RF | Federally-Regulated Consumer Product | Non-Weatherized, Non-Condensin | 2223 | 540 |  | 07/25/2023 | 154668 | 5939752 | 08/08/2023
Dettson Industries, Inc. | Carrier | OVL126-BNX | Federally-Regulated Consumer Product | Non-Weatherized, Non-Condensin | 2223 | 540 |  | 07/25/2023 | 154668 | 5939741 | 08/08/2023
Dettson Industries, Inc. | Carrier | OVL077-RF | Federally-Regulated Consumer Product | Non-Weatherized, Non-Condensin | 1445 | 484 |  | 07/25/2023 | 98832 | 5939698 | 08/08/2023
Dettson Industries, Inc. | Carrier | OVL077-RBF | Federally-Regulated Consumer Product | Non-Weatherized, Non-Condensin | 1445 | 484 |  | 07/25/2023 | 98832 | 5939697 | 08/08/2023
Dettson Industries, Inc. | Carrier | OVL077-BNX | Federally-Regulated Consumer Product | Non-Weatherized, Non-Condensin | 1445 | 484 |  | 07/25/2023 | 98832 | 5939695 | 08/08/2023
Dettson Industries, Inc. | Carrier | OVL112-BNX | Federally-Regulated Consumer Product | Non-Weatherized, Non-Condensin | 1724 | 503 |  | 07/25/2023 | 113337 | 5939731 | 08/08/2023
Dettson Industries, Inc. | Carrier | OVM095-RF | Federally-Regulated Consumer Product | Non-Weatherized, Non-Condensin | 1496 | 488 |  | 07/25/2023 | 110066 | 5939641 | 08/08/2023
Dettson Industries, Inc. | Carrier | OVL154-BNX | Federally-Regulated Consumer Product | Non-Weatherized, Non-Condensin | 2223 | 540 |  | 07/25/2023 | 154668 | 5939750 | 08/08/2023
Dettson Industries, Inc. | Carrier | OVM095-BF | Federally-Regulated Consumer Product | Non-Weatherized, Non-Condensin | 1496 | 488 |  | 07/25/2023 | 110066 | 5939637 | 08/08/2023
Dettson Industries, Inc. | Carrier | OVL126-RF | Federally-Regulated Consumer Product | Non-Weatherized, Non-Condensin | 2223 | 540 |  | 07/25/2023 | 154668 | 5939743 | 08/08/2023
Dettson Industries, Inc. | Carrier | OVL126-RBF | Federally-Regulated Consumer Product | Non-Weatherized, Non-Condensin | 2223 | 540 |  | 07/25/2023 | 154668 | 5939742 | 08/08/2023
Dettson Industries, Inc. | Bryant | OVM154-RBF* | Federally-Regulated Consumer Product | Non-Weatherized, Non-Condensin | 2172 | 535 | 536 | 07/25/2023 | 152221 | 6106821 | 08/08/2023
Dettson Industries, Inc. | Bryant | OVL098-CAR* | Federally-Regulated Consumer Product | Non-Weatherized, Non-Condensin | 1445 | 484 |  | 07/25/2023 | 98832 | 6106855 | 08/08/2023
Dettson Industries, Inc. | Bryant | OVM095-BNX* | Federally-Regulated Consumer Product | Non-Weatherized, Non-Condensin | 1496 | 488 | 488 | 07/25/2023 | 110066 | 6106783 | 08/08/2023
Dettson Industries, Inc. | Bryant | OVM112-RBF* | Federally-Regulated Consumer Product | Non-Weatherized, Non-Condensin | 1496 | 488 | 488 | 07/25/2023 | 110066 | 6106805 | 08/08/2023
Dettson Industries, Inc. | Bryant | OVL126-RF* | Federally-Regulated Consumer Product | Non-Weatherized, Non-Condensin | 2223 | 540 |  | 07/25/2023 | 154668 | 6106877 | 08/08/2023
Dettson Industries, Inc. | Bryant | OVM126-BNX* | Federally-Regulated Consumer Product | Non-Weatherized, Non-Condensin | 2172 | 535 | 536 | 07/25/2023 | 152221 | 6106812 | 08/08/2023
Dettson Industries, Inc. | Bryant | OVL098-RF* | Federally-Regulated Consumer Product | Non-Weatherized, Non-Condensin | 1445 | 484 |  | 07/25/2023 | 98832 | 6106857 | 08/08/2023
Dettson Industries, Inc. | Bryant | OVL095-BF* | Federally-Regulated Consumer Product | Non-Weatherized, Non-Condensin | 1724 | 503 |  | 07/25/2023 | 113337 | 6106843 | 08/08/2023
Dettson Industries, Inc. | Bryant | OVL077-BF* | Federally-Regulated Consumer Product | Non-Weatherized, Non-Condensin | 1445 | 484 |  | 07/25/2023 | 98832 | 6106832 | 08/08/2023
Dettson Industries, Inc. | Bryant | OVM112-RF* | Federally-Regulated Consumer Product | Non-Weatherized, Non-Condensin | 1496 | 488 |  | 07/25/2023 | 110066 | 6106806 | 08/08/2023
Dettson Industries, Inc. | Bryant | OVL112-CAR* | Federally-Regulated Consumer Product | Non-Weatherized, Non-Condensin | 1724 | 503 |  | 07/25/2023 | 113337 | 6106867 | 08/08/2023
Dettson Industries, Inc. | Bryant | OVL112-RBF* | Federally-Regulated Consumer Product | Non-Weatherized, Non-Condensin | 1724 | 503 |  | 07/25/2023 | 113337 | 6106868 | 08/08/2023
Dettson Industries, Inc. | Bryant | OVL098-BF* | Federally-Regulated Consumer Product | Non-Weatherized, Non-Condensin | 1445 | 484 |  | 07/25/2023 | 98832 | 6106853 | 08/08/2023
Dettson Industries, Inc. | Bryant | OVL154-BNX* | Federally-Regulated Consumer Product | Non-Weatherized, Non-Condensin | 2223 | 540 |  | 07/25/2023 | 154668 | 6106883 | 08/08/2023
Dettson Industries, Inc. | Bryant | OVL154-RBF* | Federally-Regulated Consumer Product | Non-Weatherized, Non-Condensin | 2223 | 540 |  | 07/25/2023 | 154668 | 6106884 | 08/08/2023
Dettson Industries, Inc. | Bryant | OVL095-RF* | Federally-Regulated Consumer Product | Non-Weatherized, Non-Condensin | 1724 | 503 |  | 07/25/2023 | 113337 | 6106847 | 08/08/2023
Dettson Industries, Inc. | Bryant | OVL095-RBF* | Federally-Regulated Consumer Product | Non-Weatherized, Non-Condensin | 1724 | 503 |  | 07/25/2023 | 113337 | 6106846 | 08/08/2023
Dettson Industries, Inc. | Bryant | OVL112-RF* | Federally-Regulated Consumer Product | Non-Weatherized, Non-Condensin | 1724 | 503 |  | 07/25/2023 | 113337 | 6106869 | 08/08/2023
Dettson Industries, Inc. | Bryant | OVM126-RF* | Federally-Regulated Consumer Product | Non-Weatherized, Non-Condensin | 2172 | 535 | 536 | 07/25/2023 | 152221 | 6106814 | 08/08/2023
Dettson Industries, Inc. | Bryant | OVL126-BNX* | Federally-Regulated Consumer Product | Non-Weatherized, Non-Condensin | 2223 | 540 |  | 07/25/2023 | 154668 | 6106875 | 08/08/2023
Dettson Industries, Inc. | Bryant | OVL154-RF* | Federally-Regulated Consumer Product | Non-Weatherized, Non-Condensin | 2223 | 540 |  | 07/25/2023 | 154668 | 6106885 | 08/08/2023
Dettson Industries, Inc. | Bryant | OVL126-RBF* | Federally-Regulated Consumer Product | Non-Weatherized, Non-Condensin | 2223 | 540 |  | 07/25/2023 | 154668 | 6106876 | 08/08/2023
Dettson Industries, Inc. | Bryant | OVM095-CAR* | Federally-Regulated Consumer Product | Non-Weatherized, Non-Condensin | 1496 | 488 |  | 07/25/2023 | 110066 | 6106784 | 08/08/2023
Dettson Industries, Inc. | Bryant | OVM112-CAR* | Federally-Regulated Consumer Product | Non-Weatherized, Non-Condensin | 1496 | 488 | 488 | 07/25/2023 | 110066 | 6106804 | 08/08/2023
Dettson Industries, Inc. | Bryant | OVM095-RBF* | Federally-Regulated Consumer Product | Non-Weatherized, Non-Condensin | 1496 | 488 |  | 07/25/2023 | 110066 | 6106785 | 08/08/2023
Dettson Industries, Inc. | Bryant | OVM095-BF* | Federally-Regulated Consumer Product | Non-Weatherized, Non-Condensin | 1496 | 488 | 488 | 07/25/2023 | 110066 | 6106782 | 08/08/2023
Dettson Industries, Inc. | Bryant | OVL112-BNX* | Federally-Regulated Consumer Product | Non-Weatherized, Non-Condensin | 1724 | 503 |  | 07/25/2023 | 113337 | 6106866 | 08/08/2023
Dettson Industries, Inc. | Bryant | OVM154-BNX* | Federally-Regulated Consumer Product | Non-Weatherized, Non-Condensin | 2172 | 535 | 536 | 07/25/2023 | 152221 | 6106820 | 08/08/2023
Dettson Industries, Inc. | Bryant | OVM126-RBF* | Federally-Regulated Consumer Product | Non-Weatherized, Non-Condensin | 2172 | 535 | 536 | 07/25/2023 | 152221 | 6106813 | 08/08/2023
Dettson Industries, Inc. | Bryant | OVM154-RF* | Federally-Regulated Consumer Product | Non-Weatherized, Non-Condensin | 2172 | 535 | 536 | 07/25/2023 | 152221 | 6106822 | 08/08/2023
Dettson Industries, Inc. | Bryant | OVL077-RBF* | Federally-Regulated Consumer Product | Non-Weatherized, Non-Condensin | 1445 | 484 |  | 07/25/2023 | 98832 | 6106835 | 08/08/2023
Dettson Industries, Inc. | Bryant | OVL077-CAR* | Federally-Regulated Consumer Product | Non-Weatherized, Non-Condensin | 1445 | 484 |  | 07/25/2023 | 98832 | 6106834 | 08/08/2023
Dettson Industries, Inc. | Bryant | OVM112-BF* | Federally-Regulated Consumer Product | Non-Weatherized, Non-Condensin | 1496 | 488 | 488 | 07/25/2023 | 110066 | 6106802 | 08/08/2023
Dettson Industries, Inc. | Bryant | OVL098-RBF* | Federally-Regulated Consumer Product | Non-Weatherized, Non-Condensin | 1445 | 484 |  | 07/25/2023 | 98832 | 6106856 | 08/08/2023
Dettson Industries, Inc. | Bryant | OVL077-BNX* | Federally-Regulated Consumer Product | Non-Weatherized, Non-Condensin | 1445 | 484 |  | 07/25/2023 | 98832 | 6106833 | 08/08/2023
Dettson Industries, Inc. | Bryant | OVL077-RF* | Federally-Regulated Consumer Product | Non-Weatherized, Non-Condensin | 1445 | 484 |  | 07/25/2023 | 98832 | 6106836 | 08/08/2023
Dettson Industries, Inc. | Bryant | OVL098-BNX* | Federally-Regulated Consumer Product | Non-Weatherized, Non-Condensin | 1445 | 484 |  | 07/25/2023 | 98832 | 6106854 | 08/08/2023
Dettson Industries, Inc. | Bryant | OVM112-BNX* | Federally-Regulated Consumer Product | Non-Weatherized, Non-Condensin | 1496 | 488 | 488 | 07/25/2023 | 110066 | 6106803 | 08/08/2023
Dettson Industries, Inc. | Bryant | OVM095-RF* | Federally-Regulated Consumer Product | Non-Weatherized, Non-Condensin | 1496 | 488 |  | 07/25/2023 | 110066 | 6106786 | 08/08/2023
Dettson Industries, Inc. | Bryant | OVL095-CAR* | Federally-Regulated Consumer Product | Non-Weatherized, Non-Condensin | 1724 | 503 |  | 07/25/2023 | 113337 | 6106845 | 08/08/2023
Dettson Industries, Inc. | Bryant | OVL112-BF* | Federally-Regulated Consumer Product | Non-Weatherized, Non-Condensin | 1724 | 503 |  | 07/25/2023 | 113337 | 6106865 | 08/08/2023
Dettson Industries, Inc. | Carrier | OVM154-RF | Federally-Regulated Consumer Product | Non-Weatherized, Non-Condensin | 2172 | 535 |  | 08/08/2023 | 152221 | 5939682 | 08/08/2023
Dettson Industries, Inc. | Carrier | OVL077-BF | Federally-Regulated Consumer Product | Non-Weatherized, Non-Condensin | 1445 | 484 |  | 08/08/2023 | 98832 | 5939694 | 08/08/2023
Dettson Industries, Inc. | Carrier | OVL154-RBF | Federally-Regulated Consumer Product | Non-Weatherized, Non-Condensin | 2223 | 540 |  | 08/08/2023 | 154668 | 5939751 | 08/08/2023
Dettson Industries, Inc. | Carrier | OVM095-RBF | Federally-Regulated Consumer Product | Non-Weatherized, Non-Condensin | 1496 | 488 |  | 08/08/2023 | 110066 | 5939640 | 08/08/2023
Dettson Industries, Inc. | Carrier | OVM112-BNX | Federally-Regulated Consumer Product | Non-Weatherized, Non-Condensin | 1496 | 488 |  | 08/08/2023 | 110066 | 5939661 | 08/08/2023
Dettson Industries, Inc. | Carrier | OVL095-CAR | Federally-Regulated Consumer Product | Non-Weatherized, Non-Condensin | 1724 | 503 |  | 08/08/2023 | 113337 | 5939709 | 08/08/2023
Dettson Industries, Inc. | Carrier | OVM126-RBF | Federally-Regulated Consumer Product | Non-Weatherized, Non-Condensin | 2172 | 535 |  | 08/08/2023 | 152221 | 5939672 | 08/08/2023
Dettson Industries, Inc. | Carrier | OVM095-BNX | Federally-Regulated Consumer Product | Non-Weatherized, Non-Condensin | 1496 | 488 |  | 08/08/2023 | 110066 | 5939638 | 08/08/2023
Dettson Industries, Inc. | Carrier | OVL112-RF | Federally-Regulated Consumer Product | Non-Weatherized, Non-Condensin | 1724 | 503 |  | 08/08/2023 | 113337 | 5939734 | 08/08/2023
Dettson Industries, Inc. | Carrier | OVL098-CAR | Federally-Regulated Consumer Product | Non-Weatherized, Non-Condensin | 1445 | 484 |  | 08/08/2023 | 98832 | 5939719 | 08/08/2023
Dettson Industries, Inc. | Carrier | OVL095-BNX | Federally-Regulated Consumer Product | Non-Weatherized, Non-Condensin | 1724 | 503 |  | 08/08/2023 | 113337 | 5939708 | 08/08/2023
Dettson Industries, Inc. | Carrier | OVL112-RBF | Federally-Regulated Consumer Product | Non-Weatherized, Non-Condensin | 1724 | 503 |  | 08/08/2023 | 113337 | 5939733 | 08/08/2023
Dettson Industries, Inc. | Carrier | OVM112-CAR | Federally-Regulated Consumer Product | Non-Weatherized, Non-Condensin | 1496 | 488 |  | 08/08/2023 | 110066 | 5939662 | 08/08/2023
Dettson Industries, Inc. | Carrier | OVL077-CAR | Federally-Regulated Consumer Product | Non-Weatherized, Non-Condensin | 1445 | 484 |  | 08/08/2023 | 98832 | 5939696 | 08/08/2023
Dettson Industries, Inc. | Carrier | OVL112-BF | Federally-Regulated Consumer Product | Non-Weatherized, Non-Condensin | 1724 | 503 |  | 08/08/2023 | 113337 | 5939730 | 08/08/2023
Dettson Industries, Inc. | Carrier | OVM112-RF | Federally-Regulated Consumer Product | Non-Weatherized, Non-Condensin | 1496 | 488 |  | 08/08/2023 | 110066 | 5939664 | 08/08/2023
Dettson Industries, Inc. | Carrier | OVL095-RF | Federally-Regulated Consumer Product | Non-Weatherized, Non-Condensin | 1724 | 503 |  | 08/08/2023 | 113337 | 5939711 | 08/08/2023
Dettson Industries, Inc. | Carrier | OVM126-BNX | Federally-Regulated Consumer Product | Non-Weatherized, Non-Condensin | 2172 | 535 |  | 08/08/2023 | 152221 | 5939671 | 08/08/2023
Dettson Industries, Inc. | Carrier | OVM112-BF | Federally-Regulated Consumer Product | Non-Weatherized, Non-Condensin | 1496 | 488 |  | 08/08/2023 | 110066 | 5939660 | 08/08/2023
Dettson Industries, Inc. | Carrier | OVL095-RBF | Federally-Regulated Consumer Product | Non-Weatherized, Non-Condensin | 1724 | 503 |  | 08/08/2023 | 113337 | 5939710 | 08/08/2023
Dettson Industries, Inc. | Carrier | OVL112-CAR | Federally-Regulated Consumer Product | Non-Weatherized, Non-Condensin | 1724 | 503 |  | 08/08/2023 | 113337 | 5939732 | 08/08/2023
Dettson Industries, Inc. | Carrier | OVM112-RBF | Federally-Regulated Consumer Product | Non-Weatherized, Non-Condensin | 1496 | 488 |  | 08/08/2023 | 110066 | 5939663 | 08/08/2023
Dettson Industries, Inc. | Carrier | OVL095-BF | Federally-Regulated Consumer Product | Non-Weatherized, Non-Condensin | 1724 | 503 |  | 08/08/2023 | 113337 | 5939707 | 08/08/2023
Dettson Industries, Inc. | Carrier | OVM095-CAR | Federally-Regulated Consumer Product | Non-Weatherized, Non-Condensin | 1496 | 488 |  | 08/08/2023 | 110066 | 5939639 | 08/08/2023
Dettson Industries, Inc. | Carrier | OVL098-BF | Federally-Regulated Consumer Product | Non-Weatherized, Non-Condensin | 1445 | 484 |  | 08/08/2023 | 98832 | 5939717 | 08/08/2023
Dettson Industries, Inc. | Carrier | OVM126-RF | Federally-Regulated Consumer Product | Non-Weatherized, Non-Condensin | 2172 | 535 |  | 08/08/2023 | 152221 | 5939673 | 08/08/2023
Dettson Industries, Inc. | Carrier | OVL098-BNX | Federally-Regulated Consumer Product | Non-Weatherized, Non-Condensin | 1445 | 484 |  | 08/08/2023 | 98832 | 5939718 | 08/08/2023
Dettson Industries, Inc. | Carrier | OVM154-RBF | Federally-Regulated Consumer Product | Non-Weatherized, Non-Condensin | 2172 | 535 |  | 08/08/2023 | 152221 | 5939681 | 08/08/2023
Dettson Industries, Inc. | Carrier | OVL098-RF | Federally-Regulated Consumer Product | Non-Weatherized, Non-Condensin | 1445 | 484 |  | 08/08/2023 | 98832 | 5939721 | 08/08/2023
Dettson Industries, Inc. | Carrier | OVL098-RBF | Federally-Regulated Consumer Product | Non-Weatherized, Non-Condensin | 1445 | 484 |  | 08/08/2023 | 98832 | 5939720 | 08/08/2023
Dettson Industries, Inc. | Carrier | OVM154-BNX | Federally-Regulated Consumer Product | Non-Weatherized, Non-Condensin | 2172 | 535 |  | 08/08/2023 | 152221 | 5939680 | 08/08/2023
Dettson Industries, Inc. | Carrier | OVL154-RF | Federally-Regulated Consumer Product | Non-Weatherized, Non-Condensin | 2223 | 540 |  | 08/08/2023 | 154668 | 5939752 | 08/08/2023
Dettson Industries, Inc. | Carrier | OVL126-BNX | Federally-Regulated Consumer Product | Non-Weatherized, Non-Condensin | 2223 | 540 |  | 08/08/2023 | 154668 | 5939741 | 08/08/2023
Dettson Industries, Inc. | Carrier | OVL077-RF | Federally-Regulated Consumer Product | Non-Weatherized, Non-Condensin | 1445 | 484 |  | 08/08/2023 | 98832 | 5939698 | 08/08/2023
Dettson Industries, Inc. | Carrier | OVL077-RBF | Federally-Regulated Consumer Product | Non-Weatherized, Non-Condensin | 1445 | 484 |  | 08/08/2023 | 98832 | 5939697 | 08/08/2023
Dettson Industries, Inc. | Carrier | OVL077-BNX | Federally-Regulated Consumer Product | Non-Weatherized, Non-Condensin | 1445 | 484 |  | 08/08/2023 | 98832 | 5939695 | 08/08/2023
Dettson Industries, Inc. | Carrier | OVL112-BNX | Federally-Regulated Consumer Product | Non-Weatherized, Non-Condensin | 1724 | 503 |  | 08/08/2023 | 113337 | 5939731 | 08/08/2023
Dettson Industries, Inc. | Carrier | OVM095-RF | Federally-Regulated Consumer Product | Non-Weatherized, Non-Condensin | 1496 | 488 |  | 08/08/2023 | 110066 | 5939641 | 08/08/2023
Dettson Industries, Inc. | Carrier | OVL154-BNX | Federally-Regulated Consumer Product | Non-Weatherized, Non-Condensin | 2223 | 540 |  | 08/08/2023 | 154668 | 5939750 | 08/08/2023
Dettson Industries, Inc. | Carrier | OVM095-BF | Federally-Regulated Consumer Product | Non-Weatherized, Non-Condensin | 1496 | 488 |  | 08/08/2023 | 110066 | 5939637 | 08/08/2023
Dettson Industries, Inc. | Carrier | OVL126-RF | Federally-Regulated Consumer Product | Non-Weatherized, Non-Condensin | 2223 | 540 |  | 08/08/2023 | 154668 | 5939743 | 08/08/2023
Dettson Industries, Inc. | Carrier | OVL126-RBF | Federally-Regulated Consumer Product | Non-Weatherized, Non-Condensin | 2223 | 540 |  | 08/08/2023 | 154668 | 5939742 | 08/08/2023
Dettson Industries, Inc. | Bryant | OVM154-RBF* | Federally-Regulated Consumer Product | Non-Weatherized, Non-Condensin | 2172 | 535 |  | 08/08/2023 | 152221 | 6106821 | 08/08/2023
Dettson Industries, Inc. | Bryant | OVL098-CAR* | Federally-Regulated Consumer Product | Non-Weatherized, Non-Condensin | 1445 | 484 |  | 08/08/2023 | 98832 | 6106855 | 08/08/2023
Dettson Industries, Inc. | Bryant | OVM095-BNX* | Federally-Regulated Consumer Product | Non-Weatherized, Non-Condensin | 1496 | 488 |  | 08/08/2023 | 110066 | 6106783 | 08/08/2023
Dettson Industries, Inc. | Bryant | OVM112-RBF* | Federally-Regulated Consumer Product | Non-Weatherized, Non-Condensin | 1496 | 488 |  | 08/08/2023 | 110066 | 6106805 | 08/08/2023
Dettson Industries, Inc. | Bryant | OVL126-RF* | Federally-Regulated Consumer Product | Non-Weatherized, Non-Condensin | 2223 | 540 |  | 08/08/2023 | 154668 | 6106877 | 08/08/2023
Dettson Industries, Inc. | Bryant | OVM126-BNX* | Federally-Regulated Consumer Product | Non-Weatherized, Non-Condensin | 2172 | 535 |  | 08/08/2023 | 152221 | 6106812 | 08/08/2023
Dettson Industries, Inc. | Bryant | OVL098-RF* | Federally-Regulated Consumer Product | Non-Weatherized, Non-Condensin | 1445 | 484 |  | 08/08/2023 | 98832 | 6106857 | 08/08/2023
Dettson Industries, Inc. | Bryant | OVL095-BF* | Federally-Regulated Consumer Product | Non-Weatherized, Non-Condensin | 1724 | 503 |  | 08/08/2023 | 113337 | 6106843 | 08/08/2023
Dettson Industries, Inc. | Bryant | OVL077-BF* | Federally-Regulated Consumer Product | Non-Weatherized, Non-Condensin | 1445 | 484 |  | 08/08/2023 | 98832 | 6106832 | 08/08/2023
Dettson Industries, Inc. | Bryant | OVM112-RF* | Federally-Regulated Consumer Product | Non-Weatherized, Non-Condensin | 1496 | 488 |  | 08/08/2023 | 110066 | 6106806 | 08/08/2023
Dettson Industries, Inc. | Bryant | OVL112-CAR* | Federally-Regulated Consumer Product | Non-Weatherized, Non-Condensin | 1724 | 503 |  | 08/08/2023 | 113337 | 6106867 | 08/08/2023
Dettson Industries, Inc. | Bryant | OVL112-RBF* | Federally-Regulated Consumer Product | Non-Weatherized, Non-Condensin | 1724 | 503 |  | 08/08/2023 | 113337 | 6106868 | 08/08/2023
Dettson Industries, Inc. | Bryant | OVL098-BF* | Federally-Regulated Consumer Product | Non-Weatherized, Non-Condensin | 1445 | 484 |  | 08/08/2023 | 98832 | 6106853 | 08/08/2023
Dettson Industries, Inc. | Bryant | OVL154-BNX* | Federally-Regulated Consumer Product | Non-Weatherized, Non-Condensin | 2223 | 540 |  | 08/08/2023 | 154668 | 6106883 | 08/08/2023
Dettson Industries, Inc. | Bryant | OVL154-RBF* | Federally-Regulated Consumer Product | Non-Weatherized, Non-Condensin | 2223 | 540 |  | 08/08/2023 | 154668 | 6106884 | 08/08/2023
Dettson Industries, Inc. | Bryant | OVL095-RF* | Federally-Regulated Consumer Product | Non-Weatherized, Non-Condensin | 1724 | 503 |  | 08/08/2023 | 113337 | 6106847 | 08/08/2023
Dettson Industries, Inc. | Bryant | OVL095-RBF* | Federally-Regulated Consumer Product | Non-Weatherized, Non-Condensin | 1724 | 503 |  | 08/08/2023 | 113337 | 6106846 | 08/08/2023
Dettson Industries, Inc. | Bryant | OVL112-RF* | Federally-Regulated Consumer Product | Non-Weatherized, Non-Condensin | 1724 | 503 |  | 08/08/2023 | 113337 | 6106869 | 08/08/2023
Dettson Industries, Inc. | Bryant | OVM126-RF* | Federally-Regulated Consumer Product | Non-Weatherized, Non-Condensin | 2172 | 535 |  | 08/08/2023 | 152221 | 6106814 | 08/08/2023
Dettson Industries, Inc. | Bryant | OVL126-BNX* | Federally-Regulated Consumer Product | Non-Weatherized, Non-Condensin | 2223 | 540 |  | 08/08/2023 | 154668 | 6106875 | 08/08/2023
Dettson Industries, Inc. | Bryant | OVL154-RF* | Federally-Regulated Consumer Product | Non-Weatherized, Non-Condensin | 2223 | 540 |  | 08/08/2023 | 154668 | 6106885 | 08/08/2023
Dettson Industries, Inc. | Bryant | OVL126-RBF* | Federally-Regulated Consumer Product | Non-Weatherized, Non-Condensin | 2223 | 540 |  | 08/08/2023 | 154668 | 6106876 | 08/08/2023
Dettson Industries, Inc. | Bryant | OVM095-CAR* | Federally-Regulated Consumer Product | Non-Weatherized, Non-Condensin | 1496 | 488 |  | 08/08/2023 | 110066 | 6106784 | 08/08/2023
Dettson Industries, Inc. | Bryant | OVM112-CAR* | Federally-Regulated Consumer Product | Non-Weatherized, Non-Condensin | 1496 | 488 |  | 08/08/2023 | 110066 | 6106804 | 08/08/2023
Dettson Industries, Inc. | Bryant | OVM095-RBF* | Federally-Regulated Consumer Product | Non-Weatherized, Non-Condensin | 1496 | 488 |  | 08/08/2023 | 110066 | 6106785 | 08/08/2023
Dettson Industries, Inc. | Bryant | OVM095-BF* | Federally-Regulated Consumer Product | Non-Weatherized, Non-Condensin | 1496 | 488 |  | 08/08/2023 | 110066 | 6106782 | 08/08/2023
Dettson Industries, Inc. | Bryant | OVL112-BNX* | Federally-Regulated Consumer Product | Non-Weatherized, Non-Condensin | 1724 | 503 |  | 08/08/2023 | 113337 | 6106866 | 08/08/2023
Dettson Industries, Inc. | Bryant | OVM154-BNX* | Federally-Regulated Consumer Product | Non-Weatherized, Non-Condensin | 2172 | 535 |  | 08/08/2023 | 152221 | 6106820 | 08/08/2023
Dettson Industries, Inc. | Bryant | OVM126-RBF* | Federally-Regulated Consumer Product | Non-Weatherized, Non-Condensin | 2172 | 535 |  | 08/08/2023 | 152221 | 6106813 | 08/08/2023
Dettson Industries, Inc. | Bryant | OVM154-RF* | Federally-Regulated Consumer Product | Non-Weatherized, Non-Condensin | 2172 | 535 |  | 08/08/2023 | 152221 | 6106822 | 08/08/2023
Dettson Industries, Inc. | Bryant | OVL077-RBF* | Federally-Regulated Consumer Product | Non-Weatherized, Non-Condensin | 1445 | 484 |  | 08/08/2023 | 98832 | 6106835 | 08/08/2023
Dettson Industries, Inc. | Bryant | OVL077-CAR* | Federally-Regulated Consumer Product | Non-Weatherized, Non-Condensin | 1445 | 484 |  | 08/08/2023 | 98832 | 6106834 | 08/08/2023
Dettson Industries, Inc. | Bryant | OVM112-BF* | Federally-Regulated Consumer Product | Non-Weatherized, Non-Condensin | 1496 | 488 |  | 08/08/2023 | 110066 | 6106802 | 08/08/2023
Dettson Industries, Inc. | Bryant | OVL098-RBF* | Federally-Regulated Consumer Product | Non-Weatherized, Non-Condensin | 1445 | 484 |  | 08/08/2023 | 98832 | 6106856 | 08/08/2023
Dettson Industries, Inc. | Bryant | OVL077-BNX* | Federally-Regulated Consumer Product | Non-Weatherized, Non-Condensin | 1445 | 484 |  | 08/08/2023 | 98832 | 6106833 | 08/08/2023
Dettson Industries, Inc. | Bryant | OVL077-RF* | Federally-Regulated Consumer Product | Non-Weatherized, Non-Condensin | 1445 | 484 |  | 08/08/2023 | 98832 | 6106836 | 08/08/2023
Dettson Industries, Inc. | Bryant | OVL098-BNX* | Federally-Regulated Consumer Product | Non-Weatherized, Non-Condensin | 1445 | 484 |  | 08/08/2023 | 98832 | 6106854 | 08/08/2023
Dettson Industries, Inc. | Bryant | OVM112-BNX* | Federally-Regulated Consumer Product | Non-Weatherized, Non-Condensin | 1496 | 488 |  | 08/08/2023 | 110066 | 6106803 | 08/08/2023
Dettson Industries, Inc. | Bryant | OVM095-RF* | Federally-Regulated Consumer Product | Non-Weatherized, Non-Condensin | 1496 | 488 |  | 08/08/2023 | 110066 | 6106786 | 08/08/2023
Dettson Industries, Inc. | Bryant | OVL095-CAR* | Federally-Regulated Consumer Product | Non-Weatherized, Non-Condensin | 1724 | 503 |  | 08/08/2023 | 113337 | 6106845 | 08/08/2023
Dettson Industries, Inc. | Bryant | OVL112-BF* | Federally-Regulated Consumer Product | Non-Weatherized, Non-Condensin | 1724 | 503 |  | 08/08/2023 | 113337 | 6106865 | 08/08/2023
Dettson Industries, Inc. | Bryant | OVM154-RBF* | Federally-Regulated Consumer Product | Non-Weatherized, Non-Condensin | 2172 | 535 |  | 08/08/2023 | 152221 | 6106821 | 08/08/2023
Dettson Industries, Inc. | Bryant | OVL098-CAR* | Federally-Regulated Consumer Product | Non-Weatherized, Non-Condensin | 1445 | 484 |  | 08/08/2023 | 98832 | 6106855 | 08/08/2023
Dettson Industries, Inc. | Bryant | OVM095-BNX* | Federally-Regulated Consumer Product | Non-Weatherized, Non-Condensin | 1496 | 488 |  | 08/08/2023 | 110066 | 6106783 | 08/08/2023
Dettson Industries, Inc. | Bryant | OVM112-RBF* | Federally-Regulated Consumer Product | Non-Weatherized, Non-Condensin | 1496 | 488 |  | 08/08/2023 | 110066 | 6106805 | 08/08/2023
Dettson Industries, Inc. | Bryant | OVL126-RF* | Federally-Regulated Consumer Product | Non-Weatherized, Non-Condensin | 2223 | 540 |  | 08/08/2023 | 154668 | 6106877 | 08/08/2023
Dettson Industries, Inc. | Bryant | OVM126-BNX* | Federally-Regulated Consumer Product | Non-Weatherized, Non-Condensin | 2172 | 535 |  | 08/08/2023 | 152221 | 6106812 | 08/08/2023
Dettson Industries, Inc. | Bryant | OVL098-RF* | Federally-Regulated Consumer Product | Non-Weatherized, Non-Condensin | 1445 | 484 |  | 08/08/2023 | 98832 | 6106857 | 08/08/2023
Dettson Industries, Inc. | Bryant | OVL095-BF* | Federally-Regulated Consumer Product | Non-Weatherized, Non-Condensin | 1724 | 503 |  | 08/08/2023 | 113337 | 6106843 | 08/08/2023
Dettson Industries, Inc. | Bryant | OVL077-BF* | Federally-Regulated Consumer Product | Non-Weatherized, Non-Condensin | 1445 | 484 |  | 08/08/2023 | 98832 | 6106832 | 08/08/2023
Dettson Industries, Inc. | Bryant | OVM112-RF* | Federally-Regulated Consumer Product | Non-Weatherized, Non-Condensin | 1496 | 488 |  | 08/08/2023 | 110066 | 6106806 | 08/08/2023
Dettson Industries, Inc. | Bryant | OVL112-CAR* | Federally-Regulated Consumer Product | Non-Weatherized, Non-Condensin | 1724 | 503 |  | 08/08/2023 | 113337 | 6106867 | 08/08/2023
Dettson Industries, Inc. | Bryant | OVL112-RBF* | Federally-Regulated Consumer Product | Non-Weatherized, Non-Condensin | 1724 | 503 |  | 08/08/2023 | 113337 | 6106868 | 08/08/2023
Dettson Industries, Inc. | Bryant | OVL098-BF* | Federally-Regulated Consumer Product | Non-Weatherized, Non-Condensin | 1445 | 484 |  | 08/08/2023 | 98832 | 6106853 | 08/08/2023
Dettson Industries, Inc. | Bryant | OVL154-BNX* | Federally-Regulated Consumer Product | Non-Weatherized, Non-Condensin | 2223 | 540 |  | 08/08/2023 | 154668 | 6106883 | 08/08/2023
Dettson Industries, Inc. | Bryant | OVL154-RBF* | Federally-Regulated Consumer Product | Non-Weatherized, Non-Condensin | 2223 | 540 |  | 08/08/2023 | 154668 | 6106884 | 08/08/2023
Dettson Industries, Inc. | Bryant | OVL095-RF* | Federally-Regulated Consumer Product | Non-Weatherized, Non-Condensin | 1724 | 503 |  | 08/08/2023 | 113337 | 6106847 | 08/08/2023
Dettson Industries, Inc. | Bryant | OVL095-RBF* | Federally-Regulated Consumer Product | Non-Weatherized, Non-Condensin | 1724 | 503 |  | 08/08/2023 | 113337 | 6106846 | 08/08/2023
Dettson Industries, Inc. | Bryant | OVL112-RF* | Federally-Regulated Consumer Product | Non-Weatherized, Non-Condensin | 1724 | 503 |  | 08/08/2023 | 113337 | 6106869 | 08/08/2023
Dettson Industries, Inc. | Bryant | OVM126-RF* | Federally-Regulated Consumer Product | Non-Weatherized, Non-Condensin | 2172 | 535 |  | 08/08/2023 | 152221 | 6106814 | 08/08/2023
Dettson Industries, Inc. | Bryant | OVL126-BNX* | Federally-Regulated Consumer Product | Non-Weatherized, Non-Condensin | 2223 | 540 |  | 08/08/2023 | 154668 | 6106875 | 08/08/2023
Dettson Industries, Inc. | Bryant | OVL154-RF* | Federally-Regulated Consumer Product | Non-Weatherized, Non-Condensin | 2223 | 540 |  | 08/08/2023 | 154668 | 6106885 | 08/08/2023
Dettson Industries, Inc. | Bryant | OVL126-RBF* | Federally-Regulated Consumer Product | Non-Weatherized, Non-Condensin | 2223 | 540 |  | 08/08/2023 | 154668 | 6106876 | 08/08/2023
Dettson Industries, Inc. | Bryant | OVM095-CAR* | Federally-Regulated Consumer Product | Non-Weatherized, Non-Condensin | 1496 | 488 |  | 08/08/2023 | 110066 | 6106784 | 08/08/2023
Dettson Industries, Inc. | Bryant | OVM112-CAR* | Federally-Regulated Consumer Product | Non-Weatherized, Non-Condensin | 1496 | 488 |  | 08/08/2023 | 110066 | 6106804 | 08/08/2023
Dettson Industries, Inc. | Bryant | OVM095-RBF* | Federally-Regulated Consumer Product | Non-Weatherized, Non-Condensin | 1496 | 488 |  | 08/08/2023 | 110066 | 6106785 | 08/08/2023
Dettson Industries, Inc. | Bryant | OVM095-BF* | Federally-Regulated Consumer Product | Non-Weatherized, Non-Condensin | 1496 | 488 |  | 08/08/2023 | 110066 | 6106782 | 08/08/2023
Dettson Industries, Inc. | Bryant | OVL112-BNX* | Federally-Regulated Consumer Product | Non-Weatherized, Non-Condensin | 1724 | 503 |  | 08/08/2023 | 113337 | 6106866 | 08/08/2023
Dettson Industries, Inc. | Bryant | OVM154-BNX* | Federally-Regulated Consumer Product | Non-Weatherized, Non-Condensin | 2172 | 535 |  | 08/08/2023 | 152221 | 6106820 | 08/08/2023
Dettson Industries, Inc. | Bryant | OVM126-RBF* | Federally-Regulated Consumer Product | Non-Weatherized, Non-Condensin | 2172 | 535 |  | 08/08/2023 | 152221 | 6106813 | 08/08/2023
Dettson Industries, Inc. | Bryant | OVM154-RF* | Federally-Regulated Consumer Product | Non-Weatherized, Non-Condensin | 2172 | 535 |  | 08/08/2023 | 152221 | 6106822 | 08/08/2023
Dettson Industries, Inc. | Bryant | OVL077-RBF* | Federally-Regulated Consumer Product | Non-Weatherized, Non-Condensin | 1445 | 484 |  | 08/08/2023 | 98832 | 6106835 | 08/08/2023
Dettson Industries, Inc. | Bryant | OVL077-CAR* | Federally-Regulated Consumer Product | Non-Weatherized, Non-Condensin | 1445 | 484 |  | 08/08/2023 | 98832 | 6106834 | 08/08/2023
Dettson Industries, Inc. | Bryant | OVM112-BF* | Federally-Regulated Consumer Product | Non-Weatherized, Non-Condensin | 1496 | 488 |  | 08/08/2023 | 110066 | 6106802 | 08/08/2023
Dettson Industries, Inc. | Bryant | OVL098-RBF* | Federally-Regulated Consumer Product | Non-Weatherized, Non-Condensin | 1445 | 484 |  | 08/08/2023 | 98832 | 6106856 | 08/08/2023
Dettson Industries, Inc. | Bryant | OVL077-BNX* | Federally-Regulated Consumer Product | Non-Weatherized, Non-Condensin | 1445 | 484 |  | 08/08/2023 | 98832 | 6106833 | 08/08/2023
Dettson Industries, Inc. | Bryant | OVL077-RF* | Federally-Regulated Consumer Product | Non-Weatherized, Non-Condensin | 1445 | 484 |  | 08/08/2023 | 98832 | 6106836 | 08/08/2023
Dettson Industries, Inc. | Bryant | OVL098-BNX* | Federally-Regulated Consumer Product | Non-Weatherized, Non-Condensin | 1445 | 484 |  | 08/08/2023 | 98832 | 6106854 | 08/08/2023
Dettson Industries, Inc. | Bryant | OVM112-BNX* | Federally-Regulated Consumer Product | Non-Weatherized, Non-Condensin | 1496 | 488 |  | 08/08/2023 | 110066 | 6106803 | 08/08/2023
Dettson Industries, Inc. | Bryant | OVM095-RF* | Federally-Regulated Consumer Product | Non-Weatherized, Non-Condensin | 1496 | 488 |  | 08/08/2023 | 110066 | 6106786 | 08/08/2023
Dettson Industries, Inc. | Bryant | OVL095-CAR* | Federally-Regulated Consumer Product | Non-Weatherized, Non-Condensin | 1724 | 503 |  | 08/08/2023 | 113337 | 6106845 | 08/08/2023
Dettson Industries, Inc. | Bryant | OVL112-BF* | Federally-Regulated Consumer Product | Non-Weatherized, Non-Condensin | 1724 | 503 |  | 08/08/2023 | 113337 | 6106865 | 08/08/2023
Dettson Industries, Inc. | Williamson-Thermoflo | PLB-098-VS-BF | Federally-Regulated Consumer Product | Non-Weatherized, Non-Condensin | 1445 | 484 | 485 | 08/08/2023 | 98832 | 7043385 | 08/08/2023
Dettson Industries, Inc. | Williamson-Thermoflo | PLB-098-VS-CAR | Federally-Regulated Consumer Product | Non-Weatherized, Non-Condensin | 1445 | 484 | 485 | 08/08/2023 | 98832 | 7043387 | 08/08/2023
Dettson Industries, Inc. | Williamson-Thermoflo | PLB-095-VS-RF | Federally-Regulated Consumer Product | Non-Weatherized, Non-Condensin | 1724 | 503 | 504 | 08/08/2023 | 113337 | 7043379 | 08/08/2023
Dettson Industries, Inc. | Williamson-Thermoflo | PMP-095-VS-RF | Federally-Regulated Consumer Product | Non-Weatherized, Non-Condensin | 1496 | 488 | 488 | 08/08/2023 | 110066 | 7043339 | 08/08/2023
Dettson Industries, Inc. | Williamson-Thermoflo | PLB-112-VS-BNX | Federally-Regulated Consumer Product | Non-Weatherized, Non-Condensin | 1724 | 503 | 504 | 08/08/2023 | 113337 | 7043396 | 08/08/2023
Dettson Industries, Inc. | Williamson-Thermoflo | PLB-077-VS-BF | Federally-Regulated Consumer Product | Non-Weatherized, Non-Condensin | 1445 | 484 | 485 | 08/08/2023 | 98832 | 7043365 | 08/08/2023
Dettson Industries, Inc. | Williamson-Thermoflo | PLB-112-VS-BF | Federally-Regulated Consumer Product | Non-Weatherized, Non-Condensin | 1724 | 503 | 504 | 08/08/2023 | 113337 | 7043395 | 08/08/2023
Dettson Industries, Inc. | Williamson-Thermoflo | PLB-098-VS-RF | Federally-Regulated Consumer Product | Non-Weatherized, Non-Condensin | 1445 | 484 | 485 | 08/08/2023 | 98832 | 7043389 | 08/08/2023
Dettson Industries, Inc. | Williamson-Thermoflo | PLB-098-VS-BNX | Federally-Regulated Consumer Product | Non-Weatherized, Non-Condensin | 1445 | 484 | 485 | 08/08/2023 | 98832 | 7043386 | 08/08/2023
Dettson Industries, Inc. | Williamson-Thermoflo | PMP-095-VS-BF | Federally-Regulated Consumer Product | Non-Weatherized, Non-Condensin | 1496 | 488 | 488 | 08/08/2023 | 110066 | 7043335 | 08/08/2023
Dettson Industries, Inc. | Williamson-Thermoflo | PMP-112-VS-CAR | Federally-Regulated Consumer Product | Non-Weatherized, Non-Condensin | 1496 | 488 | 488 | 08/08/2023 | 110066 | 7043357 | 08/08/2023
Dettson Industries, Inc. | Williamson-Thermoflo | PLB-112-VS-CAR | Federally-Regulated Consumer Product | Non-Weatherized, Non-Condensin | 1724 | 503 | 504 | 08/08/2023 | 113337 | 7043397 | 08/08/2023
Dettson Industries, Inc. | Williamson-Thermoflo | PMP-095-VS-CAR | Federally-Regulated Consumer Product | Non-Weatherized, Non-Condensin | 1496 | 488 | 488 | 08/08/2023 | 110066 | 7043337 | 08/08/2023
Dettson Industries, Inc. | Williamson-Thermoflo | PMP-112-VS-BNX | Federally-Regulated Consumer Product | Non-Weatherized, Non-Condensin | 1496 | 488 | 488 | 08/08/2023 | 110066 | 7043356 | 08/08/2023
Dettson Industries, Inc. | Williamson-Thermoflo | PLB-095-VS-CAR | Federally-Regulated Consumer Product | Non-Weatherized, Non-Condensin | 1724 | 503 | 504 | 08/08/2023 | 113337 | 7043377 | 08/08/2023
Dettson Industries, Inc. | Williamson-Thermoflo | PLB-095-VS-BF | Federally-Regulated Consumer Product | Non-Weatherized, Non-Condensin | 1724 | 503 | 504 | 08/08/2023 | 113337 | 7043375 | 08/08/2023
Dettson Industries, Inc. | Williamson-Thermoflo | PMP-095-VS-BNX | Federally-Regulated Consumer Product | Non-Weatherized, Non-Condensin | 1496 | 488 | 488 | 08/08/2023 | 110066 | 7043336 | 08/08/2023
Dettson Industries, Inc. | Williamson-Thermoflo | PLB-077-VS-RF | Federally-Regulated Consumer Product | Non-Weatherized, Non-Condensin | 1445 | 484 | 485 | 08/08/2023 | 98832 | 7043369 | 08/08/2023
Dettson Industries, Inc. | Williamson-Thermoflo | PLB-095-VS-BNX | Federally-Regulated Consumer Product | Non-Weatherized, Non-Condensin | 1724 | 503 | 504 | 08/08/2023 | 113337 | 7043376 | 08/08/2023
Dettson Industries, Inc. | Williamson-Thermoflo | PLB-077-VS-BNX | Federally-Regulated Consumer Product | Non-Weatherized, Non-Condensin | 1445 | 484 | 485 | 08/08/2023 | 98832 | 7043366 | 08/08/2023
Dettson Industries, Inc. | Williamson-Thermoflo | PLB-077-VS-CAR | Federally-Regulated Consumer Product | Non-Weatherized, Non-Condensin | 1445 | 484 | 485 | 08/08/2023 | 98832 | 7043367 | 08/08/2023
Dettson Industries, Inc. | Williamson-Thermoflo | PMP-112-VS-BF | Federally-Regulated Consumer Product | Non-Weatherized, Non-Condensin | 1496 | 488 | 488 | 08/08/2023 | 110066 | 7043355 | 08/08/2023
Dettson Industries, Inc. | Williamson-Thermoflo | PLB-112-VS-RF | Federally-Regulated Consumer Product | Non-Weatherized, Non-Condensin | 1724 | 503 | 504 | 08/08/2023 | 113337 | 7043399 | 08/08/2023
Dettson Industries, Inc. | Williamson-Thermoflo | PMP-112-VS-RF | Federally-Regulated Consumer Product | Non-Weatherized, Non-Condensin | 1496 | 488 | 488 | 08/08/2023 | 110066 | 7043359 | 08/08/2023
Dettson Industries, Inc. | Carrier | OVM154-RF | Federally-Regulated Consumer Product | Non-Weatherized, Non-Condensin | 2172 | 535 |  | 08/08/2023 | 152221 | 5939682 | 08/08/2023
Dettson Industries, Inc. | Carrier | OVL077-BF | Federally-Regulated Consumer Product | Non-Weatherized, Non-Condensin | 1445 | 484 |  | 08/08/2023 | 98832 | 5939694 | 08/08/2023
Dettson Industries, Inc. | Carrier | OVL154-RBF | Federally-Regulated Consumer Product | Non-Weatherized, Non-Condensin | 2223 | 540 |  | 08/08/2023 | 154668 | 5939751 | 08/08/2023
Dettson Industries, Inc. | Carrier | OVM095-RBF | Federally-Regulated Consumer Product | Non-Weatherized, Non-Condensin | 1496 | 488 |  | 08/08/2023 | 110066 | 5939640 | 08/08/2023
Dettson Industries, Inc. | Carrier | OVM112-BNX | Federally-Regulated Consumer Product | Non-Weatherized, Non-Condensin | 1496 | 488 |  | 08/08/2023 | 110066 | 5939661 | 08/08/2023
Dettson Industries, Inc. | Carrier | OVL095-CAR | Federally-Regulated Consumer Product | Non-Weatherized, Non-Condensin | 1724 | 503 |  | 08/08/2023 | 113337 | 5939709 | 08/08/2023
Dettson Industries, Inc. | Carrier | OVM126-RBF | Federally-Regulated Consumer Product | Non-Weatherized, Non-Condensin | 2172 | 535 |  | 08/08/2023 | 152221 | 5939672 | 08/08/2023
Dettson Industries, Inc. | Carrier | OVM095-BNX | Federally-Regulated Consumer Product | Non-Weatherized, Non-Condensin | 1496 | 488 |  | 08/08/2023 | 110066 | 5939638 | 08/08/2023
Dettson Industries, Inc. | Carrier | OVL112-RF | Federally-Regulated Consumer Product | Non-Weatherized, Non-Condensin | 1724 | 503 |  | 08/08/2023 | 113337 | 5939734 | 08/08/2023
Dettson Industries, Inc. | Carrier | OVL098-CAR | Federally-Regulated Consumer Product | Non-Weatherized, Non-Condensin | 1445 | 484 |  | 08/08/2023 | 98832 | 5939719 | 08/08/2023
Dettson Industries, Inc. | Carrier | OVL095-BNX | Federally-Regulated Consumer Product | Non-Weatherized, Non-Condensin | 1724 | 503 |  | 08/08/2023 | 113337 | 5939708 | 08/08/2023
Dettson Industries, Inc. | Carrier | OVL112-RBF | Federally-Regulated Consumer Product | Non-Weatherized, Non-Condensin | 1724 | 503 |  | 08/08/2023 | 113337 | 5939733 | 08/08/2023
Dettson Industries, Inc. | Carrier | OVM112-CAR | Federally-Regulated Consumer Product | Non-Weatherized, Non-Condensin | 1496 | 488 |  | 08/08/2023 | 110066 | 5939662 | 08/08/2023
Dettson Industries, Inc. | Carrier | OVL077-CAR | Federally-Regulated Consumer Product | Non-Weatherized, Non-Condensin | 1445 | 484 |  | 08/08/2023 | 98832 | 5939696 | 08/08/2023
Dettson Industries, Inc. | Carrier | OVL112-BF | Federally-Regulated Consumer Product | Non-Weatherized, Non-Condensin | 1724 | 503 |  | 08/08/2023 | 113337 | 5939730 | 08/08/2023
Dettson Industries, Inc. | Carrier | OVM112-RF | Federally-Regulated Consumer Product | Non-Weatherized, Non-Condensin | 1496 | 488 |  | 08/08/2023 | 110066 | 5939664 | 08/08/2023
Dettson Industries, Inc. | Carrier | OVL095-RF | Federally-Regulated Consumer Product | Non-Weatherized, Non-Condensin | 1724 | 503 |  | 08/08/2023 | 113337 | 5939711 | 08/08/2023
Dettson Industries, Inc. | Carrier | OVM126-BNX | Federally-Regulated Consumer Product | Non-Weatherized, Non-Condensin | 2172 | 535 |  | 08/08/2023 | 152221 | 5939671 | 08/08/2023
Dettson Industries, Inc. | Carrier | OVM112-BF | Federally-Regulated Consumer Product | Non-Weatherized, Non-Condensin | 1496 | 488 |  | 08/08/2023 | 110066 | 5939660 | 08/08/2023
Dettson Industries, Inc. | Carrier | OVL095-RBF | Federally-Regulated Consumer Product | Non-Weatherized, Non-Condensin | 1724 | 503 |  | 08/08/2023 | 113337 | 5939710 | 08/08/2023
Dettson Industries, Inc. | Carrier | OVL112-CAR | Federally-Regulated Consumer Product | Non-Weatherized, Non-Condensin | 1724 | 503 |  | 08/08/2023 | 113337 | 5939732 | 08/08/2023
Dettson Industries, Inc. | Carrier | OVM112-RBF | Federally-Regulated Consumer Product | Non-Weatherized, Non-Condensin | 1496 | 488 |  | 08/08/2023 | 110066 | 5939663 | 08/08/2023
Dettson Industries, Inc. | Carrier | OVL095-BF | Federally-Regulated Consumer Product | Non-Weatherized, Non-Condensin | 1724 | 503 |  | 08/08/2023 | 113337 | 5939707 | 08/08/2023
Dettson Industries, Inc. | Carrier | OVM095-CAR | Federally-Regulated Consumer Product | Non-Weatherized, Non-Condensin | 1496 | 488 |  | 08/08/2023 | 110066 | 5939639 | 08/08/2023
Dettson Industries, Inc. | Carrier | OVL098-BF | Federally-Regulated Consumer Product | Non-Weatherized, Non-Condensin | 1445 | 484 |  | 08/08/2023 | 98832 | 5939717 | 08/08/2023
Dettson Industries, Inc. | Carrier | OVM126-RF | Federally-Regulated Consumer Product | Non-Weatherized, Non-Condensin | 2172 | 535 |  | 08/08/2023 | 152221 | 5939673 | 08/08/2023
Dettson Industries, Inc. | Carrier | OVL098-BNX | Federally-Regulated Consumer Product | Non-Weatherized, Non-Condensin | 1445 | 484 |  | 08/08/2023 | 98832 | 5939718 | 08/08/2023
Dettson Industries, Inc. | Carrier | OVM154-RBF | Federally-Regulated Consumer Product | Non-Weatherized, Non-Condensin | 2172 | 535 |  | 08/08/2023 | 152221 | 5939681 | 08/08/2023
Dettson Industries, Inc. | Carrier | OVL098-RF | Federally-Regulated Consumer Product | Non-Weatherized, Non-Condensin | 1445 | 484 |  | 08/08/2023 | 98832 | 5939721 | 08/08/2023
Dettson Industries, Inc. | Carrier | OVL098-RBF | Federally-Regulated Consumer Product | Non-Weatherized, Non-Condensin | 1445 | 484 |  | 08/08/2023 | 98832 | 5939720 | 08/08/2023
Dettson Industries, Inc. | Carrier | OVM154-BNX | Federally-Regulated Consumer Product | Non-Weatherized, Non-Condensin | 2172 | 535 |  | 08/08/2023 | 152221 | 5939680 | 08/08/2023
Dettson Industries, Inc. | Carrier | OVL154-RF | Federally-Regulated Consumer Product | Non-Weatherized, Non-Condensin | 2223 | 540 |  | 08/08/2023 | 154668 | 5939752 | 08/08/2023
Dettson Industries, Inc. | Carrier | OVL126-BNX | Federally-Regulated Consumer Product | Non-Weatherized, Non-Condensin | 2223 | 540 |  | 08/08/2023 | 154668 | 5939741 | 08/08/2023
Dettson Industries, Inc. | Carrier | OVL077-RF | Federally-Regulated Consumer Product | Non-Weatherized, Non-Condensin | 1445 | 484 |  | 08/08/2023 | 98832 | 5939698 | 08/08/2023
Dettson Industries, Inc. | Carrier | OVL077-RBF | Federally-Regulated Consumer Product | Non-Weatherized, Non-Condensin | 1445 | 484 |  | 08/08/2023 | 98832 | 5939697 | 08/08/2023
Dettson Industries, Inc. | Carrier | OVL077-BNX | Federally-Regulated Consumer Product | Non-Weatherized, Non-Condensin | 1445 | 484 |  | 08/08/2023 | 98832 | 5939695 | 08/08/2023
Dettson Industries, Inc. | Carrier | OVL112-BNX | Federally-Regulated Consumer Product | Non-Weatherized, Non-Condensin | 1724 | 503 |  | 08/08/2023 | 113337 | 5939731 | 08/08/2023
Dettson Industries, Inc. | Carrier | OVM095-RF | Federally-Regulated Consumer Product | Non-Weatherized, Non-Condensin | 1496 | 488 |  | 08/08/2023 | 110066 | 5939641 | 08/08/2023
Dettson Industries, Inc. | Carrier | OVL154-BNX | Federally-Regulated Consumer Product | Non-Weatherized, Non-Condensin | 2223 | 540 |  | 08/08/2023 | 154668 | 5939750 | 08/08/2023
Dettson Industries, Inc. | Carrier | OVM095-BF | Federally-Regulated Consumer Product | Non-Weatherized, Non-Condensin | 1496 | 488 |  | 08/08/2023 | 110066 | 5939637 | 08/08/2023
Dettson Industries, Inc. | Carrier | OVL126-RF | Federally-Regulated Consumer Product | Non-Weatherized, Non-Condensin | 2223 | 540 |  | 08/08/2023 | 154668 | 5939743 | 08/08/2023
Dettson Industries, Inc. | Carrier | OVL126-RBF | Federally-Regulated Consumer Product | Non-Weatherized, Non-Condensin | 2223 | 540 |  | 08/08/2023 | 154668 | 5939742 | 08/08/2023
Rheem Sales Company, Inc. | Ruud | R801TA125524ZSB | Federally-Regulated Consumer Product | Non-Weatherized, Non-Condensin | 1835 | 263 | 263 | 05/26/2023 | 124289 | 201710114 | 08/10/2023
Rheem Sales Company, Inc. | Ruud | R801CA075417MXA | Federally-Regulated Consumer Product | Non-Weatherized, Non-Condensin | 1496 | 248 | 248 | 05/26/2023 | 75177 | 203327142 | 08/10/2023
Rheem Sales Company, Inc. | Ruud | R801TA075417MXA | Federally-Regulated Consumer Product | Non-Weatherized, Non-Condensin | 1496 | 248 | 248 | 05/26/2023 | 75177 | 201707686 | 08/10/2023
Rheem Sales Company, Inc. | Ruud | U98VB070M317USA | Federally-Regulated Consumer Product | Non-Weatherized, Condensing Ga | 1162 | 246 | 246 | 06/22/2023 | 28246 | 10524992 | 08/10/2023
Rheem Sales Company, Inc. | Ruud | R801TA100521ZSB | Federally-Regulated Consumer Product | Non-Weatherized, Non-Condensin | 1895 | 265 | 265 | 05/26/2023 | 100302 | 201710110 | 08/10/2023
Rheem Sales Company, Inc. | Ruud | U96VA0402317MSA | Federally-Regulated Consumer Product | Non-Weatherized, Condensing Ga | 1248 | 250 | 250 | 06/22/2023 | 29623 | 7502132 | 08/10/2023
Rheem Sales Company, Inc. | Ruud | R801CA075421MSA | Federally-Regulated Consumer Product | Non-Weatherized, Non-Condensin | 1634 | 254 | 254 | 05/26/2023 | 75736 | 203327145 | 08/10/2023
Rheem Sales Company, Inc. | Ruud | R92TA1001521MSA | Federally-Regulated Consumer Product | Non-Weatherized, Condensing Ga | 2066 | 286 | 286 | 05/26/2023 | 98023 | 201712986 | 08/10/2023
Rheem Sales Company, Inc. | Ruud | U98VB060M317USA | Federally-Regulated Consumer Product | Non-Weatherized, Condensing Ga | 1110 | 244 | 244 | 06/22/2023 | 22600 | 10524991 | 08/10/2023
Rheem Sales Company, Inc. | Ruud | R801TA075421MXA | Federally-Regulated Consumer Product | Non-Weatherized, Non-Condensin | 1634 | 254 | 254 | 05/26/2023 | 75736 | 201710104 | 08/10/2023
Rheem Sales Company, Inc. | Ruud | R95TC0601317MSA | Federally-Regulated Consumer Product | Non-Weatherized, Condensing Ga | 1156 | 246 | 246 | 06/22/2023 | 55624 | 201711679 | 08/10/2023
Rheem Sales Company, Inc. | Ruud | R801TA050317MUA | Federally-Regulated Consumer Product | Non-Weatherized, Non-Condensin | 1165 | 233 | 233 | 05/26/2023 | 49157 | 202132846 | 08/10/2023
Rheem Sales Company, Inc. | Ruud | R802TA100417MXA | Federally-Regulated Consumer Product | Non-Weatherized, Non-Condensin | 1730 | 258 |  | 05/26/2023 | 70020 | 204099270 | 08/10/2023
Rheem Sales Company, Inc. | Ruud | R801TA125524ZXB | Federally-Regulated Consumer Product | Non-Weatherized, Non-Condensin | 1835 | 263 | 263 | 05/26/2023 | 124289 | 201710116 | 08/10/2023
Rheem Sales Company, Inc. | Ruud | R801TA100521ZXB | Federally-Regulated Consumer Product | Non-Weatherized, Non-Condensin | 1895 | 265 | 265 | 05/26/2023 | 100302 | 201710112 | 08/10/2023
Rheem Sales Company, Inc. | Ruud | U96VA0602317MSA | Federally-Regulated Consumer Product | Non-Weatherized, Condensing Ga | 1372 | 255 | 255 | 06/22/2023 | 37932 | 6715443 | 08/10/2023
Rheem Sales Company, Inc. | Ruud | U96VA0702317MSA | Federally-Regulated Consumer Product | Non-Weatherized, Condensing Ga | 1290 | 252 | 252 | 06/22/2023 | 48940 | 6715445 | 08/10/2023
Rheem Sales Company, Inc. | Ruud | R802TA075317MSA | Federally-Regulated Consumer Product | Non-Weatherized, Non-Condensin | 1539 | 250 | 250 | 06/22/2023 | 52505 | 204007869 | 08/10/2023
Rheem Sales Company, Inc. | Ruud | R95TC1001521MSA | Federally-Regulated Consumer Product | Non-Weatherized, Condensing Ga | 2066 | 286 | 286 | 06/22/2023 | 98023 | 201711685 | 08/10/2023
Rheem Sales Company, Inc. | Ruud | R801TA050417MUA | Federally-Regulated Consumer Product | Non-Weatherized, Non-Condensin | 1502 | 248 |  | 05/26/2023 | 50342 | 204501681 | 08/10/2023
Rheem Sales Company, Inc. | Ruud | R801CA125524MSA | Federally-Regulated Consumer Product | Non-Weatherized, Non-Condensin | 1991 | 270 | 270 | 05/26/2023 | 123598 | 203327157 | 08/10/2023
Rheem Sales Company, Inc. | Ruud | R801TA075421MSA | Federally-Regulated Consumer Product | Non-Weatherized, Non-Condensin | 1634 | 254 | 254 | 05/26/2023 | 75736 | 201710102 | 08/10/2023
Rheem Sales Company, Inc. | Ruud | U802VA100521ZXB | Federally-Regulated Consumer Product | Non-Weatherized, Non-Condensin | 2291 | 283 | 283 | 06/22/2023 | 70210 | 8087224 | 08/10/2023
Rheem Sales Company, Inc. | Ruud | R92TA0601317MSA | Federally-Regulated Consumer Product | Non-Weatherized, Condensing Ga | 1156 | 246 | 246 | 05/26/2023 | 55624 | 201712980 | 08/10/2023
Rheem Sales Company, Inc. | Ruud | R801CA100521MXA | Federally-Regulated Consumer Product | Non-Weatherized, Non-Condensin | 1812 | 262 | 262 | 06/22/2023 | 99863 | 203327154 | 08/10/2023
Rheem Sales Company, Inc. | Ruud | U98VB115M524USA | Federally-Regulated Consumer Product | Non-Weatherized, Condensing Ga | 1971 | 282 | 282 | 06/22/2023 | 44499 | 10524995 | 08/10/2023
Rheem Sales Company, Inc. | Ruud | U802VA075317MSA | Federally-Regulated Consumer Product | Non-Weatherized, Non-Condensin | 1458 | 246 | 246 | 05/26/2023 | 52564 | 7979949 | 08/10/2023
Rheem Sales Company, Inc. | Ruud | R801TA050314MSA | Federally-Regulated Consumer Product | Non-Weatherized, Non-Condensin | 1388 | 243 | 243 | 05/26/2023 | 49660 | 201707680 | 08/10/2023
Rheem Sales Company, Inc. | Ruud | R801TB100521MUA | Federally-Regulated Consumer Product | Non-Weatherized, Non-Condensin | 2096 | 274 |  | 05/26/2023 | 100583 | 204501687 | 08/10/2023
Rheem Sales Company, Inc. | Ruud | R802TA150524MXA | Federally-Regulated Consumer Product | Non-Weatherized, Non-Condensin | 2092 | 274 | 274 | 06/22/2023 | 104565 | 204099280 | 08/10/2023
Rheem Sales Company, Inc. | Ruud | R802TA050314MXA | Federally-Regulated Consumer Product | Non-Weatherized, Non-Condensin | 1260 | 237 |  | 05/26/2023 | 35654 | 204099259 | 08/10/2023
Rheem Sales Company, Inc. | Ruud | R801CA075421MXA | Federally-Regulated Consumer Product | Non-Weatherized, Non-Condensin | 1634 | 254 | 254 | 05/26/2023 | 75736 | 203327148 | 08/10/2023
Rheem Sales Company, Inc. | Ruud | R801TA075417MSA | Federally-Regulated Consumer Product | Non-Weatherized, Non-Condensin | 1496 | 248 | 248 | 05/26/2023 | 75177 | 201707684 | 08/10/2023
Rheem Sales Company, Inc. | Ruud | U96VA0852521MSB | Federally-Regulated Consumer Product | Non-Weatherized, Condensing Ga | 1947 | 281 | 281 | 06/22/2023 | 58053 | 7086388 | 08/10/2023
Rheem Sales Company, Inc. | Ruud | R801TA050314MXA | Federally-Regulated Consumer Product | Non-Weatherized, Non-Condensin | 1388 | 243 | 243 | 05/26/2023 | 49660 | 201707682 | 08/10/2023
Rheem Sales Company, Inc. | Ruud | R801TA100521MUA | Federally-Regulated Consumer Product | Non-Weatherized, Non-Condensin | 1861 | 264 | 264 | 05/26/2023 | 98348 | 202132848 | 08/10/2023
Rheem Sales Company, Inc. | Ruud | U96VA0702521MSA | Federally-Regulated Consumer Product | Non-Weatherized, Condensing Ga | 1923 | 280 | 280 | 06/22/2023 | 49235 | 203261703 | 08/10/2023
Rheem Sales Company, Inc. | Ruud | R801CA125524MXA | Federally-Regulated Consumer Product | Non-Weatherized, Non-Condensin | 1991 | 270 | 270 | 05/26/2023 | 123598 | 203327160 | 08/10/2023
Rheem Sales Company, Inc. | Ruud | R801CA100521ZXA | Federally-Regulated Consumer Product | Non-Weatherized, Non-Condensin | 1895 | 265 | 265 | 05/26/2023 | 100302 | 203327178 | 08/10/2023
Rheem Sales Company, Inc. | Ruud | R802TA075417MXA | Federally-Regulated Consumer Product | Non-Weatherized, Non-Condensin | 1884 | 265 |  | 05/26/2023 | 52545 | 204099266 | 08/10/2023
Rheem Sales Company, Inc. | Ruud | R802TA150524MSA | Federally-Regulated Consumer Product | Non-Weatherized, Non-Condensin | 2092 | 274 | 274 | 06/22/2023 | 104565 | 204007884 | 08/10/2023
Rheem Sales Company, Inc. | Ruud | R95TC1151524MSA | Federally-Regulated Consumer Product | Non-Weatherized, Condensing Ga | 2041 | 285 | 285 | 06/22/2023 | 111488 | 201711687 | 08/10/2023
Rheem Sales Company, Inc. | Ruud | R801CA075521ZXA | Federally-Regulated Consumer Product | Non-Weatherized, Non-Condensin | 1892 | 265 | 265 | 05/26/2023 | 99827 | 203327172 | 08/10/2023
Rheem Sales Company, Inc. | Ruud | R801CA050314MXA | Federally-Regulated Consumer Product | Non-Weatherized, Non-Condensin | 1388 | 184 | 243 | 05/26/2023 | 49660 | 203327136 | 08/10/2023
Rheem Sales Company, Inc. | Ruud | R802TA075417MSA | Federally-Regulated Consumer Product | Non-Weatherized, Non-Condensin | 1884 | 265 |  | 05/26/2023 | 52545 | 204007872 | 08/10/2023
Rheem Sales Company, Inc. | Ruud | U802VA075421MSA | Federally-Regulated Consumer Product | Non-Weatherized, Non-Condensin | 1718 | 258 | 258 | 06/22/2023 | 52500 | 7979966 | 08/10/2023
Rheem Sales Company, Inc. | Ruud | R801TA070317MUA | Federally-Regulated Consumer Product | Non-Weatherized, Non-Condensin | 1189 | 234 | 234 | 05/26/2023 | 70542 | 202132847 | 08/10/2023
Rheem Sales Company, Inc. | Ruud | R802TA100417MSA | Federally-Regulated Consumer Product | Non-Weatherized, Non-Condensin | 1730 | 258 |  | 05/26/2023 | 70020 | 204007875 | 08/10/2023
Rheem Sales Company, Inc. | Ruud | R801TA100521MSA | Federally-Regulated Consumer Product | Non-Weatherized, Non-Condensin | 1812 | 262 | 262 | 06/22/2023 | 99863 | 201707688 | 08/10/2023
Rheem Sales Company, Inc. | Ruud | R802TA100521MXA | Federally-Regulated Consumer Product | Non-Weatherized, Non-Condensin | 1952 | 268 | 268 | 06/22/2023 | 70078 | 204099273 | 08/10/2023
Rheem Sales Company, Inc. | Ruud | R801TA125524MXA | Federally-Regulated Consumer Product | Non-Weatherized, Non-Condensin | 1991 | 270 | 270 | 05/26/2023 | 123598 | 201707694 | 08/10/2023
Rheem Sales Company, Inc. | Ruud | R802TA125524MSA | Federally-Regulated Consumer Product | Non-Weatherized, Non-Condensin | 1899 | 266 | 266 | 06/22/2023 | 87546 | 204007881 | 08/10/2023
Rheem Sales Company, Inc. | Ruud | U98VB085M521USA | Federally-Regulated Consumer Product | Non-Weatherized, Condensing Ga | 2209 | 292 | 292 | 06/22/2023 | 33631 | 10524993 | 08/10/2023
Rheem Sales Company, Inc. | Ruud | R802TA075317MXA | Federally-Regulated Consumer Product | Non-Weatherized, Non-Condensin | 1539 | 250 | 250 | 06/22/2023 | 52505 | 204099262 | 08/10/2023
Rheem Sales Company, Inc. | Ruud | R801TA075521ZXB | Federally-Regulated Consumer Product | Non-Weatherized, Non-Condensin | 1883 | 265 | 265 | 05/26/2023 | 75029 | 201710108 | 08/10/2023
Rheem Sales Company, Inc. | Ruud | R92TA0701317MSA | Federally-Regulated Consumer Product | Non-Weatherized, Condensing Ga | 1362 | 255 | 255 | 05/26/2023 | 69960 | 201712982 | 08/10/2023
Rheem Sales Company, Inc. | Ruud | U802VA100521MSA | Federally-Regulated Consumer Product | Non-Weatherized, Non-Condensin | 1905 | 266 | 266 | 06/22/2023 | 70000 | 7979978 | 08/10/2023
Rheem Sales Company, Inc. | Ruud | R801CA100521MSA | Federally-Regulated Consumer Product | Non-Weatherized, Non-Condensin | 1812 | 262 | 262 | 06/22/2023 | 99863 | 203327151 | 08/10/2023
Rheem Sales Company, Inc. | Ruud | R92TA0401317MSA | Federally-Regulated Consumer Product | Non-Weatherized, Condensing Ga | 1107 | 244 | 244 | 05/26/2023 | 41877 | 201712978 | 08/10/2023
Rheem Sales Company, Inc. | Ruud | R801CA125524ZXA | Federally-Regulated Consumer Product | Non-Weatherized, Non-Condensin | 1835 | 263 | 263 | 05/26/2023 | 124289 | 203327184 | 08/10/2023
Rheem Sales Company, Inc. | Ruud | R802TA125524MXA | Federally-Regulated Consumer Product | Non-Weatherized, Non-Condensin | 1899 | 266 | 266 | 06/22/2023 | 87546 | 204099277 | 08/10/2023
Rheem Sales Company, Inc. | Ruud | U96VA1152524MSA | Federally-Regulated Consumer Product | Non-Weatherized, Condensing Ga | 2034 | 239 |  | 08/05/2020 | 78316 | 7502141 | 08/10/2023
Rheem Sales Company, Inc. | Ruud | R95TC0851521MSA | Federally-Regulated Consumer Product | Non-Weatherized, Condensing Ga | 1929 | 280 | 280 | 06/22/2023 | 84515 | 201711683 | 08/10/2023
Rheem Sales Company, Inc. | Ruud | R801TA100521MXA | Federally-Regulated Consumer Product | Non-Weatherized, Non-Condensin | 1812 | 262 | 262 | 06/22/2023 | 99863 | 201707690 | 08/10/2023
Rheem Sales Company, Inc. | Ruud | U802VA050317MSA | Federally-Regulated Consumer Product | Non-Weatherized, Non-Condensin | 1318 | 240 | 240 | 06/22/2023 | 35484 | 7979938 | 08/10/2023
Rheem Sales Company, Inc. | Sure | S98VB060M317USA | Federally-Regulated Consumer Product | Non-Weatherized, Condensing Ga | 1110 | 244 | 244 | 06/22/2023 | 22600 | 202356693 | 08/10/2023
Rheem Sales Company, Inc. | Sure | S801TA075417MSA | Federally-Regulated Consumer Product | Non-Weatherized, Non-Condensin | 1496 | 248 | 248 | 05/26/2023 | 75177 | 7490366 | 08/10/2023
Rheem Sales Company, Inc. | Sure | S802TA100417MSA | Federally-Regulated Consumer Product | Non-Weatherized, Non-Condensin | 1730 | 258 |  | 05/26/2023 | 70020 | 204007876 | 08/10/2023
Rheem Sales Company, Inc. | Sure | S802TA100521MXA | Federally-Regulated Consumer Product | Non-Weatherized, Non-Condensin | 1952 | 268 | 268 | 06/22/2023 | 70078 | 204099274 | 08/10/2023
Rheem Sales Company, Inc. | Sure | S801TA075421MSA | Federally-Regulated Consumer Product | Non-Weatherized, Non-Condensin | 1634 | 254 | 254 | 05/26/2023 | 75736 | 8087157 | 08/10/2023
Rheem Sales Company, Inc. | Sure | S801TA075521ZSB | Federally-Regulated Consumer Product | Non-Weatherized, Non-Condensin | 1883 | 265 | 265 | 05/26/2023 | 75029 | 8087165 | 08/10/2023
Rheem Sales Company, Inc. | Sure | S802VA100521ZXB | Federally-Regulated Consumer Product | Non-Weatherized, Non-Condensin | 2291 | 283 | 283 | 06/22/2023 | 70210 | 8087225 | 08/10/2023
Rheem Sales Company, Inc. | Sure | S801CA075417MXA | Federally-Regulated Consumer Product | Non-Weatherized, Non-Condensin | 1496 | 248 | 248 | 05/26/2023 | 75177 | 203327143 | 08/10/2023
Rheem Sales Company, Inc. | Sure | S802VA100521MSA | Federally-Regulated Consumer Product | Non-Weatherized, Non-Condensin | 1905 | 266 | 266 | 06/22/2023 | 70000 | 7979979 | 08/10/2023
Rheem Sales Company, Inc. | Sure | S92TA0401317MSA | Federally-Regulated Consumer Product | Non-Weatherized, Condensing Ga | 1107 | 244 | 244 | 05/26/2023 | 41877 | 9958599 | 08/10/2023
Rheem Sales Company, Inc. | Sure | S801CA125524ZXA | Federally-Regulated Consumer Product | Non-Weatherized, Non-Condensin | 1835 | 263 |  | 05/26/2023 | 124289 | 203327185 | 08/10/2023
Rheem Sales Company, Inc. | Sure | S802VA075317MSA | Federally-Regulated Consumer Product | Non-Weatherized, Non-Condensin | 1458 | 246 | 246 | 05/26/2023 | 52564 | 7979950 | 08/10/2023
Rheem Sales Company, Inc. | Sure | S92TA0851521MSA | Federally-Regulated Consumer Product | Non-Weatherized, Condensing Ga | 1929 | 280 | 280 | 05/26/2023 | 84515 | 9958611 | 08/10/2023
Rheem Sales Company, Inc. | Sure | S801TA100521MXA | Federally-Regulated Consumer Product | Non-Weatherized, Non-Condensin | 1812 | 262 | 262 | 06/22/2023 | 99863 | 7490398 | 08/10/2023
Rheem Sales Company, Inc. | Sure | S98VB070M317USA | Federally-Regulated Consumer Product | Non-Weatherized, Condensing Ga | 1162 | 246 | 246 | 06/22/2023 | 28246 | 202356695 | 08/10/2023
Rheem Sales Company, Inc. | Sure | S801TA050314MSA | Federally-Regulated Consumer Product | Non-Weatherized, Non-Condensin | 1388 | 243 | 243 | 05/26/2023 | 49660 | 7490348 | 08/10/2023
Rheem Sales Company, Inc. | Sure | S802TA125524MXA | Federally-Regulated Consumer Product | Non-Weatherized, Non-Condensin | 1899 | 266 | 266 | 06/22/2023 | 87546 | 204099278 | 08/10/2023
Rheem Sales Company, Inc. | Sure | S801CA100521MXA | Federally-Regulated Consumer Product | Non-Weatherized, Non-Condensin | 1812 | 262 | 262 | 06/22/2023 | 99863 | 203327155 | 08/10/2023
Rheem Sales Company, Inc. | Sure | S96VA1152524MSA | Federally-Regulated Consumer Product | Non-Weatherized, Condensing Ga | 2034 | 239 |  | 08/05/2020 | 78316 | 7502142 | 08/10/2023
Rheem Sales Company, Inc. | Sure | S801CA075521ZSA | Federally-Regulated Consumer Product | Non-Weatherized, Non-Condensin | 1892 | 265 |  | 05/26/2023 | 99827 | 203327170 | 08/10/2023
Rheem Sales Company, Inc. | Sure | S801TA070317MUA | Federally-Regulated Consumer Product | Non-Weatherized, Non-Condensin | 1189 | 234 | 234 | 05/26/2023 | 70542 | 202132850 | 08/10/2023
Rheem Sales Company, Inc. | Sure | S801CA075421MXA | Federally-Regulated Consumer Product | Non-Weatherized, Non-Condensin | 1634 | 254 |  | 05/26/2023 | 75736 | 203327149 | 08/10/2023
Rheem Sales Company, Inc. | Sure | S801CA100521MSA | Federally-Regulated Consumer Product | Non-Weatherized, Non-Condensin | 1812 | 262 | 262 | 06/22/2023 | 99863 | 203327152 | 08/10/2023
Rheem Sales Company, Inc. | Sure | S801CA050314MXA | Federally-Regulated Consumer Product | Non-Weatherized, Non-Condensin | 1388 | 184 | 243 | 05/26/2023 | 49660 | 203327137 | 08/10/2023
Rheem Sales Company, Inc. | Sure | S802TA150524MSA | Federally-Regulated Consumer Product | Non-Weatherized, Non-Condensin | 2092 | 274 | 274 | 06/22/2023 | 104565 | 204007885 | 08/10/2023
Rheem Sales Company, Inc. | Sure | S801TA100521ZXB | Federally-Regulated Consumer Product | Non-Weatherized, Non-Condensin | 1895 | 265 | 265 | 05/26/2023 | 100302 | 8087177 | 08/10/2023
Rheem Sales Company, Inc. | Sure | S801CA125524MXA | Federally-Regulated Consumer Product | Non-Weatherized, Non-Condensin | 1991 | 270 |  | 05/26/2023 | 123598 | 203327161 | 08/10/2023
Rheem Sales Company, Inc. | Sure | S97VA100M521KSA | Federally-Regulated Consumer Product | Non-Weatherized, Condensing Ga | 1990 | 282 | 283 | 06/22/2023 | 39222 | 202356689 | 08/10/2023
Rheem Sales Company, Inc. | Sure | S97VA060M317KSA | Federally-Regulated Consumer Product | Non-Weatherized, Condensing Ga | 1327 | 253 | 253 | 06/22/2023 | 22218 | 202356690 | 08/10/2023
Rheem Sales Company, Inc. | Sure | S97VA115M524KSA | Federally-Regulated Consumer Product | Non-Weatherized, Condensing Ga | 1959 | 281 | 281 | 06/22/2023 | 44459 | 202356692 | 08/10/2023
Rheem Sales Company, Inc. | Sure | S802TA125524MSA | Federally-Regulated Consumer Product | Non-Weatherized, Non-Condensin | 1899 | 266 | 266 | 06/22/2023 | 87546 | 204007882 | 08/10/2023
Rheem Sales Company, Inc. | Sure | S96VA0702317MSA | Federally-Regulated Consumer Product | Non-Weatherized, Condensing Ga | 1290 | 252 | 252 | 06/22/2023 | 48940 | 6488190 | 08/10/2023
Rheem Sales Company, Inc. | Sure | S801CA125524MSA | Federally-Regulated Consumer Product | Non-Weatherized, Non-Condensin | 1991 | 270 |  | 05/26/2023 | 123598 | 203327158 | 08/10/2023
Rheem Sales Company, Inc. | Sure | S801TA125524MXA | Federally-Regulated Consumer Product | Non-Weatherized, Non-Condensin | 1991 | 270 | 270 | 05/26/2023 | 123598 | 7490418 | 08/10/2023
Rheem Sales Company, Inc. | Sure | S801CA075421MSA | Federally-Regulated Consumer Product | Non-Weatherized, Non-Condensin | 1634 | 254 | 254 | 05/26/2023 | 75736 | 203327146 | 08/10/2023
Rheem Sales Company, Inc. | Sure | S97VA085M521KSA | Federally-Regulated Consumer Product | Non-Weatherized, Condensing Ga | 2138 | 289 | 289 | 06/22/2023 | 33549 | 202356688 | 08/10/2023
Rheem Sales Company, Inc. | Sure | S801CA075521ZXA | Federally-Regulated Consumer Product | Non-Weatherized, Non-Condensin | 1892 | 265 |  | 05/26/2023 | 99827 | 203327173 | 08/10/2023
Rheem Sales Company, Inc. | Sure | S801TB100521MUA | Federally-Regulated Consumer Product | Non-Weatherized, Non-Condensin | 2096 | 274 |  | 05/26/2023 | 100583 | 204501688 | 08/10/2023
Rheem Sales Company, Inc. | Sure | S801CA100521ZSA | Federally-Regulated Consumer Product | Non-Weatherized, Non-Condensin | 1895 | 265 |  | 05/26/2023 | 100302 | 203327176 | 08/10/2023
Rheem Sales Company, Inc. | Sure | S801TA050314MXA | Federally-Regulated Consumer Product | Non-Weatherized, Non-Condensin | 1388 | 243 | 243 | 05/26/2023 | 49660 | 7490357 | 08/10/2023
Rheem Sales Company, Inc. | Sure | S802TA100417MXA | Federally-Regulated Consumer Product | Non-Weatherized, Non-Condensin | 1730 | 258 |  | 05/26/2023 | 70020 | 204099271 | 08/10/2023
Rheem Sales Company, Inc. | Sure | S802TA075317MSA | Federally-Regulated Consumer Product | Non-Weatherized, Non-Condensin | 1539 | 250 | 250 | 06/22/2023 | 52505 | 204007870 | 08/10/2023
Rheem Sales Company, Inc. | Sure | S801CA075417MSA | Federally-Regulated Consumer Product | Non-Weatherized, Non-Condensin | 1496 | 248 | 248 | 05/26/2023 | 75177 | 203327140 | 08/10/2023
Rheem Sales Company, Inc. | Sure | S801CA125524ZSA | Federally-Regulated Consumer Product | Non-Weatherized, Non-Condensin | 1835 | 263 |  | 05/26/2023 | 124289 | 203327182 | 08/10/2023
Rheem Sales Company, Inc. | Sure | S802TA100521MSA | Federally-Regulated Consumer Product | Non-Weatherized, Non-Condensin | 1952 | 268 | 268 | 06/22/2023 | 70078 | 204007879 | 08/10/2023
Rheem Sales Company, Inc. | Sure | S801CA100521ZXA | Federally-Regulated Consumer Product | Non-Weatherized, Non-Condensin | 1895 | 265 |  | 05/26/2023 | 100302 | 203327179 | 08/10/2023
Rheem Sales Company, Inc. | Sure | S98VB100M521USA | Federally-Regulated Consumer Product | Non-Weatherized, Condensing Ga | 2084 | 287 | 287 | 06/22/2023 | 39023 | 202356696 | 08/10/2023
Rheem Sales Company, Inc. | Sure | S96VA0702521MSA | Federally-Regulated Consumer Product | Non-Weatherized, Condensing Ga | 1923 | 280 | 280 | 06/22/2023 | 49235 | 203261704 | 08/10/2023
Rheem Sales Company, Inc. | Sure | S802VA075421MSA | Federally-Regulated Consumer Product | Non-Weatherized, Non-Condensin | 1718 | 258 | 258 | 06/22/2023 | 52500 | 7979967 | 08/10/2023
Rheem Sales Company, Inc. | Sure | S802TA075317MXA | Federally-Regulated Consumer Product | Non-Weatherized, Non-Condensin | 1539 | 250 | 250 | 06/22/2023 | 52505 | 204099263 | 08/10/2023
Rheem Sales Company, Inc. | Sure | S801TA100521MSA | Federally-Regulated Consumer Product | Non-Weatherized, Non-Condensin | 1812 | 262 | 262 | 06/22/2023 | 99863 | 7490386 | 08/10/2023
Rheem Sales Company, Inc. | Sure | S802TA075417MXA | Federally-Regulated Consumer Product | Non-Weatherized, Non-Condensin | 1884 | 265 |  | 05/26/2023 | 52545 | 204099267 | 08/10/2023
Rheem Sales Company, Inc. | Sure | S802VA050317MSA | Federally-Regulated Consumer Product | Non-Weatherized, Non-Condensin | 1318 | 240 | 240 | 06/22/2023 | 35484 | 7979939 | 08/10/2023
Rheem Sales Company, Inc. | Sure | S801TA050417MUA | Federally-Regulated Consumer Product | Non-Weatherized, Non-Condensin | 1502 | 248 |  | 05/26/2023 | 50342 | 204501682 | 08/10/2023
Rheem Sales Company, Inc. | Sure | S801TA100521ZSB | Federally-Regulated Consumer Product | Non-Weatherized, Non-Condensin | 1895 | 265 | 265 | 05/26/2023 | 100302 | 8087173 | 08/10/2023
Rheem Sales Company, Inc. | Sure | S801CA050314MSA | Federally-Regulated Consumer Product | Non-Weatherized, Non-Condensin | 1388 | 184 | 243 | 05/26/2023 | 49660 | 203327134 | 08/10/2023
Rheem Sales Company, Inc. | Sure | S801TA125524ZXB | Federally-Regulated Consumer Product | Non-Weatherized, Non-Condensin | 1835 | 263 | 263 | 05/26/2023 | 124289 | 8087185 | 08/10/2023
Rheem Sales Company, Inc. | Sure | S92TA0701317MSA | Federally-Regulated Consumer Product | Non-Weatherized, Condensing Ga | 1362 | 255 | 255 | 05/26/2023 | 69960 | 9958607 | 08/10/2023
Rheem Sales Company, Inc. | Sure | S96VA0402317MSA | Federally-Regulated Consumer Product | Non-Weatherized, Condensing Ga | 1248 | 250 | 250 | 06/22/2023 | 29623 | 7502133 | 08/10/2023
Rheem Sales Company, Inc. | Sure | S801TA125524ZSB | Federally-Regulated Consumer Product | Non-Weatherized, Non-Condensin | 1835 | 263 | 263 | 05/26/2023 | 124289 | 8087181 | 08/10/2023
Rheem Sales Company, Inc. | Sure | S802VA125524MSA | Federally-Regulated Consumer Product | Non-Weatherized, Non-Condensin | 2073 | 273 | 273 | 06/22/2023 | 87500 | 7979991 | 08/10/2023
Rheem Sales Company, Inc. | Sure | S95TC0701521MSA | Federally-Regulated Consumer Product | Non-Weatherized, Condensing Ga | 1983 | 279 | 282 | 06/22/2023 | 70360 | 203261701 | 08/10/2023
Rheem Sales Company, Inc. | Sure | S92TA1001521MSA | Federally-Regulated Consumer Product | Non-Weatherized, Condensing Ga | 2066 | 286 | 286 | 05/26/2023 | 98023 | 9958615 | 08/10/2023
Rheem Sales Company, Inc. | Sure | S801TA075417MXA | Federally-Regulated Consumer Product | Non-Weatherized, Non-Condensin | 1496 | 248 | 248 | 05/26/2023 | 75177 | 7490375 | 08/10/2023
Rheem Sales Company, Inc. | Sure | S98VB085M521USA | Federally-Regulated Consumer Product | Non-Weatherized, Condensing Ga | 2209 | 292 | 292 | 06/22/2023 | 33631 | 202356694 | 08/10/2023
Rheem Sales Company, Inc. | Sure | S802TA150524MXA | Federally-Regulated Consumer Product | Non-Weatherized, Non-Condensin | 2092 | 274 | 274 | 06/22/2023 | 104565 | 204099281 | 08/10/2023
Rheem Sales Company, Inc. | Sure | S92TA0601317MSA | Federally-Regulated Consumer Product | Non-Weatherized, Condensing Ga | 1156 | 246 | 246 | 05/26/2023 | 55624 | 9958603 | 08/10/2023
Rheem Sales Company, Inc. | Sure | S97VA070M317KSA | Federally-Regulated Consumer Product | Non-Weatherized, Condensing Ga | 1282 | 251 | 251 | 06/22/2023 | 28494 | 202356691 | 08/10/2023
Rheem Sales Company, Inc. | Sure | S801TA125524MSA | Federally-Regulated Consumer Product | Non-Weatherized, Non-Condensin | 1991 | 270 | 270 | 05/26/2023 | 123598 | 7490409 | 08/10/2023
Rheem Sales Company, Inc. | Sure | S92TA0701521MSA | Federally-Regulated Consumer Product | Non-Weatherized, Condensing Ga | 1983 | 282 | 282 | 05/26/2023 | 70360 | 203269466 | 08/10/2023
Rheem Sales Company, Inc. | Sure | S801TA100521MUA | Federally-Regulated Consumer Product | Non-Weatherized, Non-Condensin | 1861 | 264 | 264 | 05/26/2023 | 98348 | 202132851 | 08/10/2023
Rheem Sales Company, Inc. | Sure | S92TA1151524MSA | Federally-Regulated Consumer Product | Non-Weatherized, Condensing Ga | 2041 | 285 | 285 | 05/26/2023 | 111488 | 9958619 | 08/10/2023
Rheem Sales Company, Inc. | Sure | S802TA050314MXA | Federally-Regulated Consumer Product | Non-Weatherized, Non-Condensin | 1260 | 237 |  | 05/26/2023 | 35654 | 204099260 | 08/10/2023
Rheem Sales Company, Inc. | Sure | S98VB115M524USA | Federally-Regulated Consumer Product | Non-Weatherized, Condensing Ga | 1971 | 282 | 282 | 06/22/2023 | 44499 | 202356697 | 08/10/2023
Rheem Sales Company, Inc. | Sure | S801TA075521ZXB | Federally-Regulated Consumer Product | Non-Weatherized, Non-Condensin | 1883 | 265 | 265 | 05/26/2023 | 75029 | 8087169 | 08/10/2023
Rheem Sales Company, Inc. | Sure | S801TA075421MXA | Federally-Regulated Consumer Product | Non-Weatherized, Non-Condensin | 1634 | 254 | 254 | 05/26/2023 | 75736 | 8087161 | 08/10/2023
Rheem Sales Company, Inc. | Sure | S802TA075417MSA | Federally-Regulated Consumer Product | Non-Weatherized, Non-Condensin | 1884 | 265 |  | 05/26/2023 | 52545 | 204007873 | 08/10/2023
Rheem Sales Company, Inc. | Weatherking | W802W1255A24UHS | Federally-Regulated Consumer Product | Non-Weatherized, Non-Condensin | 2073 | 273 |  | 05/26/2023 | 87500 | 208243368 | 08/10/2023
Rheem Sales Company, Inc. | Weatherking | W96VA0402317MSA | Federally-Regulated Consumer Product | Non-Weatherized, Condensing Ga | 1248 | 250 |  | 06/22/2023 | 29623 | 7502135 | 08/10/2023
Rheem Sales Company, Inc. | Weatherking | W802TA125524MXA | Federally-Regulated Consumer Product | Non-Weatherized, Non-Condensin | 1899 | 266 |  | 06/22/2023 | 87546 | 204099279 | 08/10/2023
Rheem Sales Company, Inc. | Weatherking | W801TB100521MUA | Federally-Regulated Consumer Product | Non-Weatherized, Non-Condensin | 2096 | 274 |  | 05/26/2023 | 100583 | 204501689 | 08/10/2023
Rheem Sales Company, Inc. | Weatherking | W801CA125524ZXA | Federally-Regulated Consumer Product | Non-Weatherized, Non-Condensin | 1835 | 263 |  | 05/26/2023 | 124289 | 203327186 | 08/10/2023
Rheem Sales Company, Inc. | Weatherking | W801TA070317MUA | Federally-Regulated Consumer Product | Non-Weatherized, Non-Condensin | 1189 | 234 |  | 05/26/2023 | 70542 | 202132853 | 08/10/2023
Rheem Sales Company, Inc. | Weatherking | W801CA100521ZSA | Federally-Regulated Consumer Product | Non-Weatherized, Non-Condensin | 1895 | 265 |  | 05/26/2023 | 100302 | 203327177 | 08/10/2023
Rheem Sales Company, Inc. | Weatherking | W95TC1001521MSA | Federally-Regulated Consumer Product | Non-Weatherized, Condensing Ga | 2066 | 286 |  | 06/22/2023 | 98023 | 8934625 | 08/10/2023
Rheem Sales Company, Inc. | Weatherking | W802TA150524MSA | Federally-Regulated Consumer Product | Non-Weatherized, Non-Condensin | 2092 | 274 |  | 06/22/2023 | 104565 | 204007886 | 08/10/2023
Rheem Sales Company, Inc. | Weatherking | W801CA075521ZXA | Federally-Regulated Consumer Product | Non-Weatherized, Non-Condensin | 1892 | 265 |  | 05/26/2023 | 99827 | 203327174 | 08/10/2023
Rheem Sales Company, Inc. | Weatherking | W92TA0701521MSA | Federally-Regulated Consumer Product | Non-Weatherized, Condensing Ga | 1983 | 282 |  | 05/26/2023 | 70360 | 207177333 | 08/10/2023
Rheem Sales Company, Inc. | Weatherking | W802TA100521MSA | Federally-Regulated Consumer Product | Non-Weatherized, Non-Condensin | 1952 | 268 |  | 06/22/2023 | 70078 | 204007880 | 08/10/2023
Rheem Sales Company, Inc. | Weatherking | W802TA100521MXA | Federally-Regulated Consumer Product | Non-Weatherized, Non-Condensin | 1952 | 268 |  | 06/22/2023 | 70078 | 204099276 | 08/10/2023
Rheem Sales Company, Inc. | Weatherking | W92TA1151524MSA | Federally-Regulated Consumer Product | Non-Weatherized, Condensing Ga | 2041 | 285 |  | 05/26/2023 | 111488 | 9958621 | 08/10/2023
Rheem Sales Company, Inc. | Weatherking | W802TA075417MXA | Federally-Regulated Consumer Product | Non-Weatherized, Non-Condensin | 1884 | 265 |  | 05/26/2023 | 52545 | 204099268 | 08/10/2023
Rheem Sales Company, Inc. | Weatherking | W801TA070417MUA | Federally-Regulated Consumer Product | Non-Weatherized, Non-Condensin | 1823 | 262 |  | 05/26/2023 | 70109 | 204501686 | 08/10/2023
Rheem Sales Company, Inc. | Weatherking | W92TA0851521MSA | Federally-Regulated Consumer Product | Non-Weatherized, Condensing Ga | 1929 | 280 |  | 05/26/2023 | 84515 | 9958613 | 08/10/2023
Rheem Sales Company, Inc. | Weatherking | W92TA0701317MSA | Federally-Regulated Consumer Product | Non-Weatherized, Condensing Ga | 1362 | 255 |  | 05/26/2023 | 69960 | 9958609 | 08/10/2023
Rheem Sales Company, Inc. | Weatherking | W801CA050314MXA | Federally-Regulated Consumer Product | Non-Weatherized, Non-Condensin | 1388 | 184 |  | 05/26/2023 | 49660 | 203327138 | 08/10/2023
Rheem Sales Company, Inc. | Weatherking | W95TC0851521MSA | Federally-Regulated Consumer Product | Non-Weatherized, Condensing Ga | 1929 | 280 |  | 06/22/2023 | 84515 | 8934621 | 08/10/2023
Rheem Sales Company, Inc. | Weatherking | W802TA050314MXA | Federally-Regulated Consumer Product | Non-Weatherized, Non-Condensin | 1260 | 237 |  | 05/26/2023 | 35654 | 204099261 | 08/10/2023
Rheem Sales Company, Inc. | Weatherking | W801CA075417MXA | Federally-Regulated Consumer Product | Non-Weatherized, Non-Condensin | 1496 | 248 |  | 05/26/2023 | 75177 | 203327144 | 08/10/2023
Rheem Sales Company, Inc. | Weatherking | W801CA075421MSA | Federally-Regulated Consumer Product | Non-Weatherized, Non-Condensin | 1634 | 254 |  | 05/26/2023 | 75736 | 203327147 | 08/10/2023
Rheem Sales Company, Inc. | Weatherking | W801CA100521ZXA | Federally-Regulated Consumer Product | Non-Weatherized, Non-Condensin | 1895 | 265 |  | 05/26/2023 | 100302 | 203327180 | 08/10/2023
Rheem Sales Company, Inc. | Weatherking | W801CA075421MXA | Federally-Regulated Consumer Product | Non-Weatherized, Non-Condensin | 1634 | 254 |  | 05/26/2023 | 75736 | 203327150 | 08/10/2023
Rheem Sales Company, Inc. | Weatherking | W801CA075417MSA | Federally-Regulated Consumer Product | Non-Weatherized, Non-Condensin | 1496 | 248 |  | 05/26/2023 | 75177 | 203327141 | 08/10/2023
Rheem Sales Company, Inc. | Weatherking | W801CA125524MXA | Federally-Regulated Consumer Product | Non-Weatherized, Non-Condensin | 1991 | 270 |  | 05/26/2023 | 123598 | 203327162 | 08/10/2023
Rheem Sales Company, Inc. | Weatherking | W95TC0701521MSA | Federally-Regulated Consumer Product | Non-Weatherized, Condensing Ga | 1983 | 279 |  | 06/22/2023 | 70360 | 203261702 | 08/10/2023
Rheem Sales Company, Inc. | Weatherking | W801CA125524ZSA | Federally-Regulated Consumer Product | Non-Weatherized, Non-Condensin | 1835 | 263 |  | 05/26/2023 | 124289 | 203327183 | 08/10/2023
Rheem Sales Company, Inc. | Weatherking | W801CA050314MSA | Federally-Regulated Consumer Product | Non-Weatherized, Non-Condensin | 1388 | 184 |  | 05/26/2023 | 49660 | 203327135 | 08/10/2023
Rheem Sales Company, Inc. | Weatherking | W92TA1001521MSA | Federally-Regulated Consumer Product | Non-Weatherized, Condensing Ga | 2066 | 286 |  | 05/26/2023 | 98023 | 9958617 | 08/10/2023
Rheem Sales Company, Inc. | Weatherking | W801CA125524MSA | Federally-Regulated Consumer Product | Non-Weatherized, Non-Condensin | 1991 | 270 |  | 05/26/2023 | 123598 | 203327159 | 08/10/2023
Rheem Sales Company, Inc. | Weatherking | W802TA075317MXA | Federally-Regulated Consumer Product | Non-Weatherized, Non-Condensin | 1539 | 250 |  | 06/22/2023 | 52505 | 204099265 | 08/10/2023
Rheem Sales Company, Inc. | Weatherking | W92TA0601317MSA | Federally-Regulated Consumer Product | Non-Weatherized, Condensing Ga | 1156 | 246 |  | 05/26/2023 | 55624 | 9958605 | 08/10/2023
Rheem Sales Company, Inc. | Weatherking | W802TA075417MSA | Federally-Regulated Consumer Product | Non-Weatherized, Non-Condensin | 1884 | 265 |  | 05/26/2023 | 52545 | 204007874 | 08/10/2023
Rheem Sales Company, Inc. | Weatherking | W802TA100417MXA | Federally-Regulated Consumer Product | Non-Weatherized, Non-Condensin | 1730 | 258 |  | 05/26/2023 | 70020 | 204099272 | 08/10/2023
Rheem Sales Company, Inc. | Weatherking | W95TC0601317MSA | Federally-Regulated Consumer Product | Non-Weatherized, Condensing Ga | 1156 | 246 |  | 06/22/2023 | 55624 | 8934613 | 08/10/2023
Rheem Sales Company, Inc. | Weatherking | W801CA100521MXA | Federally-Regulated Consumer Product | Non-Weatherized, Non-Condensin | 1812 | 262 |  | 06/22/2023 | 99863 | 203327156 | 08/10/2023
Rheem Sales Company, Inc. | Weatherking | W801CA075521ZSA | Federally-Regulated Consumer Product | Non-Weatherized, Non-Condensin | 1892 | 265 |  | 05/26/2023 | 99827 | 203327171 | 08/10/2023
Rheem Sales Company, Inc. | Weatherking | W802TA150524MXA | Federally-Regulated Consumer Product | Non-Weatherized, Non-Condensin | 2092 | 274 |  | 06/22/2023 | 104565 | 204099283 | 08/10/2023
Rheem Sales Company, Inc. | Weatherking | W801TA050317MUA | Federally-Regulated Consumer Product | Non-Weatherized, Non-Condensin | 1165 | 233 |  | 05/26/2023 | 49157 | 202132852 | 08/10/2023
Rheem Sales Company, Inc. | Weatherking | W802TA125524MSA | Federally-Regulated Consumer Product | Non-Weatherized, Non-Condensin | 1899 | 266 |  | 06/22/2023 | 87546 | 204007883 | 08/10/2023
Rheem Sales Company, Inc. | Weatherking | W95TC0701317MSA | Federally-Regulated Consumer Product | Non-Weatherized, Condensing Ga | 1362 | 255 |  | 06/22/2023 | 69960 | 8934617 | 08/10/2023
Rheem Sales Company, Inc. | Weatherking | W802TA075317MSA | Federally-Regulated Consumer Product | Non-Weatherized, Non-Condensin | 1539 | 250 |  | 06/22/2023 | 52505 | 204007871 | 08/10/2023
Rheem Sales Company, Inc. | Weatherking | W801CA100521MSA | Federally-Regulated Consumer Product | Non-Weatherized, Non-Condensin | 1812 | 262 |  | 06/22/2023 | 99863 | 203327153 | 08/10/2023
Rheem Sales Company, Inc. | Weatherking | W95TC0401317MSA | Federally-Regulated Consumer Product | Non-Weatherized, Condensing Ga | 1107 | 244 |  | 06/22/2023 | 41877 | 8934609 | 08/10/2023
Rheem Sales Company, Inc. | Weatherking | W92TA0401317MSA | Federally-Regulated Consumer Product | Non-Weatherized, Condensing Ga | 1107 | 244 |  | 05/26/2023 | 41877 | 9958601 | 08/10/2023
Rheem Sales Company, Inc. | Weatherking | W801TA100521MUA | Federally-Regulated Consumer Product | Non-Weatherized, Non-Condensin | 1861 | 264 |  | 05/26/2023 | 98348 | 202132854 | 08/10/2023
Rheem Sales Company, Inc. | Weatherking | W801TA050417MUA | Federally-Regulated Consumer Product | Non-Weatherized, Non-Condensin | 1502 | 248 |  | 05/26/2023 | 50342 | 204501683 | 08/10/2023
Rheem Sales Company, Inc. | Weatherking | W802W1255A24UHS | Federally-Regulated Consumer Product | Non-Weatherized, Non-Condensin | 2073 | 273 |  | 05/26/2023 | 87500 | 208243368 | 08/10/2023
Rheem Sales Company, Inc. | Weatherking | W96VA0402317MSA | Federally-Regulated Consumer Product | Non-Weatherized, Condensing Ga | 1248 | 250 |  | 06/22/2023 | 29623 | 7502135 | 08/10/2023
Rheem Sales Company, Inc. | Weatherking | W802TA125524MXA | Federally-Regulated Consumer Product | Non-Weatherized, Non-Condensin | 1899 | 266 |  | 06/22/2023 | 87546 | 204099279 | 08/10/2023
Rheem Sales Company, Inc. | Weatherking | W801TB100521MUA | Federally-Regulated Consumer Product | Non-Weatherized, Non-Condensin | 2096 | 274 |  | 05/26/2023 | 100583 | 204501689 | 08/10/2023
Rheem Sales Company, Inc. | Weatherking | W801CA125524ZXA | Federally-Regulated Consumer Product | Non-Weatherized, Non-Condensin | 1835 | 263 |  | 05/26/2023 | 124289 | 203327186 | 08/10/2023
Rheem Sales Company, Inc. | Weatherking | W801TA070317MUA | Federally-Regulated Consumer Product | Non-Weatherized, Non-Condensin | 1189 | 234 |  | 05/26/2023 | 70542 | 202132853 | 08/10/2023
Rheem Sales Company, Inc. | Weatherking | W801CA100521ZSA | Federally-Regulated Consumer Product | Non-Weatherized, Non-Condensin | 1895 | 265 |  | 05/26/2023 | 100302 | 203327177 | 08/10/2023
Rheem Sales Company, Inc. | Weatherking | W95TC1001521MSA | Federally-Regulated Consumer Product | Non-Weatherized, Condensing Ga | 2066 | 286 |  | 06/22/2023 | 98023 | 8934625 | 08/10/2023
Rheem Sales Company, Inc. | Weatherking | W802TA150524MSA | Federally-Regulated Consumer Product | Non-Weatherized, Non-Condensin | 2092 | 274 |  | 06/22/2023 | 104565 | 204007886 | 08/10/2023
Rheem Sales Company, Inc. | Weatherking | W801CA075521ZXA | Federally-Regulated Consumer Product | Non-Weatherized, Non-Condensin | 1892 | 265 |  | 05/26/2023 | 99827 | 203327174 | 08/10/2023
Rheem Sales Company, Inc. | Weatherking | W92TA0701521MSA | Federally-Regulated Consumer Product | Non-Weatherized, Condensing Ga | 1983 | 282 |  | 05/26/2023 | 70360 | 207177333 | 08/10/2023
Rheem Sales Company, Inc. | Weatherking | W802TA100521MSA | Federally-Regulated Consumer Product | Non-Weatherized, Non-Condensin | 1952 | 268 |  | 06/22/2023 | 70078 | 204007880 | 08/10/2023
Rheem Sales Company, Inc. | Weatherking | W802TA100521MXA | Federally-Regulated Consumer Product | Non-Weatherized, Non-Condensin | 1952 | 268 |  | 06/22/2023 | 70078 | 204099276 | 08/10/2023
Rheem Sales Company, Inc. | Weatherking | W92TA1151524MSA | Federally-Regulated Consumer Product | Non-Weatherized, Condensing Ga | 2041 | 285 |  | 05/26/2023 | 111488 | 9958621 | 08/10/2023
Rheem Sales Company, Inc. | Weatherking | W802TA075417MXA | Federally-Regulated Consumer Product | Non-Weatherized, Non-Condensin | 1884 | 265 |  | 05/26/2023 | 52545 | 204099268 | 08/10/2023
Rheem Sales Company, Inc. | Weatherking | W801TA070417MUA | Federally-Regulated Consumer Product | Non-Weatherized, Non-Condensin | 1823 | 262 |  | 05/26/2023 | 70109 | 204501686 | 08/10/2023
Rheem Sales Company, Inc. | Weatherking | W92TA0851521MSA | Federally-Regulated Consumer Product | Non-Weatherized, Condensing Ga | 1929 | 280 |  | 05/26/2023 | 84515 | 9958613 | 08/10/2023
Rheem Sales Company, Inc. | Weatherking | W92TA0701317MSA | Federally-Regulated Consumer Product | Non-Weatherized, Condensing Ga | 1362 | 255 |  | 05/26/2023 | 69960 | 9958609 | 08/10/2023
Rheem Sales Company, Inc. | Weatherking | W801CA050314MXA | Federally-Regulated Consumer Product | Non-Weatherized, Non-Condensin | 1388 | 184 |  | 05/26/2023 | 49660 | 203327138 | 08/10/2023
Rheem Sales Company, Inc. | Weatherking | W95TC0851521MSA | Federally-Regulated Consumer Product | Non-Weatherized, Condensing Ga | 1929 | 280 |  | 06/22/2023 | 84515 | 8934621 | 08/10/2023
Rheem Sales Company, Inc. | Weatherking | W802TA050314MXA | Federally-Regulated Consumer Product | Non-Weatherized, Non-Condensin | 1260 | 237 |  | 05/26/2023 | 35654 | 204099261 | 08/10/2023
Rheem Sales Company, Inc. | Weatherking | W801CA075417MXA | Federally-Regulated Consumer Product | Non-Weatherized, Non-Condensin | 1496 | 248 |  | 05/26/2023 | 75177 | 203327144 | 08/10/2023
Rheem Sales Company, Inc. | Weatherking | W801CA075421MSA | Federally-Regulated Consumer Product | Non-Weatherized, Non-Condensin | 1634 | 254 |  | 05/26/2023 | 75736 | 203327147 | 08/10/2023
Rheem Sales Company, Inc. | Weatherking | W801CA100521ZXA | Federally-Regulated Consumer Product | Non-Weatherized, Non-Condensin | 1895 | 265 |  | 05/26/2023 | 100302 | 203327180 | 08/10/2023
Rheem Sales Company, Inc. | Weatherking | W801CA075421MXA | Federally-Regulated Consumer Product | Non-Weatherized, Non-Condensin | 1634 | 254 |  | 05/26/2023 | 75736 | 203327150 | 08/10/2023
Rheem Sales Company, Inc. | Weatherking | W801CA075417MSA | Federally-Regulated Consumer Product | Non-Weatherized, Non-Condensin | 1496 | 248 |  | 05/26/2023 | 75177 | 203327141 | 08/10/2023
Rheem Sales Company, Inc. | Weatherking | W801CA125524MXA | Federally-Regulated Consumer Product | Non-Weatherized, Non-Condensin | 1991 | 270 |  | 05/26/2023 | 123598 | 203327162 | 08/10/2023
Rheem Sales Company, Inc. | Weatherking | W95TC0701521MSA | Federally-Regulated Consumer Product | Non-Weatherized, Condensing Ga | 1983 | 279 |  | 06/22/2023 | 70360 | 203261702 | 08/10/2023
Rheem Sales Company, Inc. | Weatherking | W801CA125524ZSA | Federally-Regulated Consumer Product | Non-Weatherized, Non-Condensin | 1835 | 263 |  | 05/26/2023 | 124289 | 203327183 | 08/10/2023
Rheem Sales Company, Inc. | Weatherking | W801CA050314MSA | Federally-Regulated Consumer Product | Non-Weatherized, Non-Condensin | 1388 | 184 |  | 05/26/2023 | 49660 | 203327135 | 08/10/2023
Rheem Sales Company, Inc. | Weatherking | W92TA1001521MSA | Federally-Regulated Consumer Product | Non-Weatherized, Condensing Ga | 2066 | 286 |  | 05/26/2023 | 98023 | 9958617 | 08/10/2023
Rheem Sales Company, Inc. | Weatherking | W801CA125524MSA | Federally-Regulated Consumer Product | Non-Weatherized, Non-Condensin | 1991 | 270 |  | 05/26/2023 | 123598 | 203327159 | 08/10/2023
Rheem Sales Company, Inc. | Weatherking | W802TA075317MXA | Federally-Regulated Consumer Product | Non-Weatherized, Non-Condensin | 1539 | 250 |  | 06/22/2023 | 52505 | 204099265 | 08/10/2023
Rheem Sales Company, Inc. | Weatherking | W92TA0601317MSA | Federally-Regulated Consumer Product | Non-Weatherized, Condensing Ga | 1156 | 246 |  | 05/26/2023 | 55624 | 9958605 | 08/10/2023
Rheem Sales Company, Inc. | Weatherking | W802TA075417MSA | Federally-Regulated Consumer Product | Non-Weatherized, Non-Condensin | 1884 | 265 |  | 05/26/2023 | 52545 | 204007874 | 08/10/2023
Rheem Sales Company, Inc. | Weatherking | W802TA100417MXA | Federally-Regulated Consumer Product | Non-Weatherized, Non-Condensin | 1730 | 258 |  | 05/26/2023 | 70020 | 204099272 | 08/10/2023
Rheem Sales Company, Inc. | Weatherking | W95TC0601317MSA | Federally-Regulated Consumer Product | Non-Weatherized, Condensing Ga | 1156 | 246 |  | 06/22/2023 | 55624 | 8934613 | 08/10/2023
Rheem Sales Company, Inc. | Weatherking | W801CA100521MXA | Federally-Regulated Consumer Product | Non-Weatherized, Non-Condensin | 1812 | 262 |  | 06/22/2023 | 99863 | 203327156 | 08/10/2023
Rheem Sales Company, Inc. | Weatherking | W801CA075521ZSA | Federally-Regulated Consumer Product | Non-Weatherized, Non-Condensin | 1892 | 265 |  | 05/26/2023 | 99827 | 203327171 | 08/10/2023
Rheem Sales Company, Inc. | Weatherking | W802TA150524MXA | Federally-Regulated Consumer Product | Non-Weatherized, Non-Condensin | 2092 | 274 |  | 06/22/2023 | 104565 | 204099283 | 08/10/2023
Rheem Sales Company, Inc. | Weatherking | W801TA050317MUA | Federally-Regulated Consumer Product | Non-Weatherized, Non-Condensin | 1165 | 233 |  | 05/26/2023 | 49157 | 202132852 | 08/10/2023
Rheem Sales Company, Inc. | Weatherking | W802TA125524MSA | Federally-Regulated Consumer Product | Non-Weatherized, Non-Condensin | 1899 | 266 |  | 06/22/2023 | 87546 | 204007883 | 08/10/2023
Rheem Sales Company, Inc. | Weatherking | W95TC0701317MSA | Federally-Regulated Consumer Product | Non-Weatherized, Condensing Ga | 1362 | 255 |  | 06/22/2023 | 69960 | 8934617 | 08/10/2023
Rheem Sales Company, Inc. | Weatherking | W802TA075317MSA | Federally-Regulated Consumer Product | Non-Weatherized, Non-Condensin | 1539 | 250 |  | 06/22/2023 | 52505 | 204007871 | 08/10/2023
Rheem Sales Company, Inc. | Weatherking | W801CA100521MSA | Federally-Regulated Consumer Product | Non-Weatherized, Non-Condensin | 1812 | 262 |  | 06/22/2023 | 99863 | 203327153 | 08/10/2023
Rheem Sales Company, Inc. | Weatherking | W95TC0401317MSA | Federally-Regulated Consumer Product | Non-Weatherized, Condensing Ga | 1107 | 244 |  | 06/22/2023 | 41877 | 8934609 | 08/10/2023
Rheem Sales Company, Inc. | Weatherking | W801TA100521MUA | Federally-Regulated Consumer Product | Non-Weatherized, Non-Condensin | 1861 | 264 |  | 05/26/2023 | 98348 | 202132854 | 08/10/2023
Rheem Sales Company, Inc. | Weatherking | W801TA050417MUA | Federally-Regulated Consumer Product | Non-Weatherized, Non-Condensin | 1502 | 248 |  | 05/26/2023 | 50342 | 204501683 | 08/10/2023
Rheem Sales Company, Inc. | Rheem | R802TA125524MSA | Federally-Regulated Consumer Product | Non-Weatherized, Non-Condensin | 1899 | 266 | 266 | 06/22/2023 | 87546 | 204005887 | 08/10/2023
Rheem Sales Company, Inc. | Rheem | R98VB070M317USA | Federally-Regulated Consumer Product | Non-Weatherized, Condensing Ga | 1162 | 246 | 246 | 06/22/2023 | 28246 | 10524983 | 08/10/2023
Rheem Sales Company, Inc. | Rheem | R95TC0851521MSA | Federally-Regulated Consumer Product | Non-Weatherized, Condensing Ga | 1929 | 280 | 280 | 06/22/2023 | 84515 | 201711682 | 08/10/2023
Rheem Sales Company, Inc. | Rheem | R801TA100521ZXB | Federally-Regulated Consumer Product | Non-Weatherized, Non-Condensin | 1895 | 265 | 265 | 05/26/2023 | 100302 | 201710111 | 08/10/2023
Rheem Sales Company, Inc. | Rheem | R96VA1152524MSA | Federally-Regulated Consumer Product | Non-Weatherized, Condensing Ga | 2034 | 239 |  | 08/05/2020 | 78316 | 7501311 | 08/10/2023
Rheem Sales Company, Inc. | Rheem | R801TA100521MUA | Federally-Regulated Consumer Product | Non-Weatherized, Non-Condensin | 1861 | 264 | 264 | 05/26/2023 | 98348 | 202132833 | 08/10/2023
Rheem Sales Company, Inc. | Rheem | R95TC1001521MSA | Federally-Regulated Consumer Product | Non-Weatherized, Condensing Ga | 2066 | 286 | 286 | 06/22/2023 | 98023 | 201711684 | 08/10/2023
Rheem Sales Company, Inc. | Rheem | R97VA100M521KSA | Federally-Regulated Consumer Product | Non-Weatherized, Condensing Ga | 1990 | 282 | 283 | 06/22/2023 | 39222 | 9989446 | 08/10/2023
Rheem Sales Company, Inc. | Rheem | R96VA0702521MSA | Federally-Regulated Consumer Product | Non-Weatherized, Condensing Ga | 1923 | 280 | 280 | 06/22/2023 | 49235 | 203261131 | 08/10/2023
Rheem Sales Company, Inc. | Rheem | R802TA100417MSA | Federally-Regulated Consumer Product | Non-Weatherized, Non-Condensin | 1730 | 258 |  | 05/26/2023 | 70020 | 204005885 | 08/10/2023
Rheem Sales Company, Inc. | Rheem | R97VA070M317KSA | Federally-Regulated Consumer Product | Non-Weatherized, Condensing Ga | 1282 | 251 | 251 | 06/22/2023 | 28494 | 9990328 | 08/10/2023
Rheem Sales Company, Inc. | Rheem | R802TA075417MXA | Federally-Regulated Consumer Product | Non-Weatherized, Non-Condensin | 1884 | 265 |  | 05/26/2023 | 52545 | 204099253 | 08/10/2023
Rheem Sales Company, Inc. | Rheem | R97VA060M317KSA | Federally-Regulated Consumer Product | Non-Weatherized, Condensing Ga | 1327 | 253 | 253 | 06/22/2023 | 22218 | 9990327 | 08/10/2023
Rheem Sales Company, Inc. | Rheem | R802VA125524MSA | Federally-Regulated Consumer Product | Non-Weatherized, Non-Condensin | 2073 | 273 | 273 | 06/22/2023 | 87500 | 201709839 | 08/10/2023
Rheem Sales Company, Inc. | Rheem | R801TA075421MXA | Federally-Regulated Consumer Product | Non-Weatherized, Non-Condensin | 1634 | 254 | 254 | 05/26/2023 | 75736 | 201710103 | 08/10/2023
Rheem Sales Company, Inc. | Rheem | R802TA100521MXA | Federally-Regulated Consumer Product | Non-Weatherized, Non-Condensin | 1952 | 268 | 268 | 06/22/2023 | 70078 | 204099255 | 08/10/2023
Rheem Sales Company, Inc. | Rheem | R801TA070317MUA | Federally-Regulated Consumer Product | Non-Weatherized, Non-Condensin | 1189 | 234 | 234 | 05/26/2023 | 70542 | 202132832 | 08/10/2023
Rheem Sales Company, Inc. | Rheem | R92TA0701317MSA | Federally-Regulated Consumer Product | Non-Weatherized, Condensing Ga | 1362 | 255 | 255 | 05/26/2023 | 69960 | 201712981 | 08/10/2023
Rheem Sales Company, Inc. | Rheem | R801TA050314MXA | Federally-Regulated Consumer Product | Non-Weatherized, Non-Condensin | 1388 | 243 | 243 | 05/26/2023 | 49660 | 201707681 | 08/10/2023
Rheem Sales Company, Inc. | Rheem | R802TA150524MXA | Federally-Regulated Consumer Product | Non-Weatherized, Non-Condensin | 2092 | 274 | 274 | 06/22/2023 | 104565 | 204099257 | 08/10/2023
Rheem Sales Company, Inc. | Rheem | R801CA075421MSA | Federally-Regulated Consumer Product | Non-Weatherized, Non-Condensin | 1634 | 254 | 254 | 05/26/2023 | 75736 | 203325260 | 08/10/2023
Rheem Sales Company, Inc. | Rheem | R801TA100521ZSB | Federally-Regulated Consumer Product | Non-Weatherized, Non-Condensin | 1895 | 265 | 265 | 05/26/2023 | 100302 | 201710109 | 08/10/2023
Rheem Sales Company, Inc. | Rheem | R97VA115M524KSA | Federally-Regulated Consumer Product | Non-Weatherized, Condensing Ga | 1959 | 281 | 281 | 06/22/2023 | 44459 | 9990394 | 08/10/2023
Rheem Sales Company, Inc. | Rheem | R802TA150524MSA | Federally-Regulated Consumer Product | Non-Weatherized, Non-Condensin | 2092 | 274 | 274 | 06/22/2023 | 104565 | 204005888 | 08/10/2023
Rheem Sales Company, Inc. | Rheem | R802TA075417MSA | Federally-Regulated Consumer Product | Non-Weatherized, Non-Condensin | 1884 | 265 |  | 05/26/2023 | 52545 | 204005884 | 08/10/2023
Rheem Sales Company, Inc. | Rheem | R98VB060M317USA | Federally-Regulated Consumer Product | Non-Weatherized, Condensing Ga | 1110 | 244 | 244 | 06/22/2023 | 22600 | 10524981 | 08/10/2023
Rheem Sales Company, Inc. | Rheem | R801TA075521ZXB | Federally-Regulated Consumer Product | Non-Weatherized, Non-Condensin | 1883 | 265 | 265 | 05/26/2023 | 75029 | 201710107 | 08/10/2023
Rheem Sales Company, Inc. | Rheem | R802VA100521MSA | Federally-Regulated Consumer Product | Non-Weatherized, Non-Condensin | 1905 | 266 | 266 | 06/22/2023 | 70000 | 201709835 | 08/10/2023
Rheem Sales Company, Inc. | Rheem | R98VB115M524USA | Federally-Regulated Consumer Product | Non-Weatherized, Condensing Ga | 1971 | 282 | 282 | 06/22/2023 | 44499 | 10524985 | 08/10/2023
Rheem Sales Company, Inc. | Rheem | R801CA125524MSA | Federally-Regulated Consumer Product | Non-Weatherized, Non-Condensin | 1991 | 270 | 270 | 05/26/2023 | 123598 | 203325264 | 08/10/2023
Rheem Sales Company, Inc. | Rheem | R801CA075421MXA | Federally-Regulated Consumer Product | Non-Weatherized, Non-Condensin | 1634 | 254 | 254 | 05/26/2023 | 75736 | 203325261 | 08/10/2023
Rheem Sales Company, Inc. | Rheem | R801TA100521MSA | Federally-Regulated Consumer Product | Non-Weatherized, Non-Condensin | 1812 | 262 | 262 | 06/22/2023 | 99863 | 201707687 | 08/10/2023
Rheem Sales Company, Inc. | Rheem | R802TA050314MXA | Federally-Regulated Consumer Product | Non-Weatherized, Non-Condensin | 1260 | 237 |  | 05/26/2023 | 35654 | 204099251 | 08/10/2023
Rheem Sales Company, Inc. | Rheem | R802TA075317MXA | Federally-Regulated Consumer Product | Non-Weatherized, Non-Condensin | 1539 | 250 | 250 | 06/22/2023 | 52505 | 204099252 | 08/10/2023
Rheem Sales Company, Inc. | Rheem | R801CA050314MXA | Federally-Regulated Consumer Product | Non-Weatherized, Non-Condensin | 1388 | 184 | 243 | 05/26/2023 | 49660 | 203325257 | 08/10/2023
Rheem Sales Company, Inc. | Rheem | R801CA100521MSA | Federally-Regulated Consumer Product | Non-Weatherized, Non-Condensin | 1812 | 262 | 262 | 06/22/2023 | 99863 | 203325262 | 08/10/2023
Rheem Sales Company, Inc. | Rheem | R801TA125524ZSB | Federally-Regulated Consumer Product | Non-Weatherized, Non-Condensin | 1835 | 263 | 263 | 05/26/2023 | 124289 | 201710113 | 08/10/2023
Rheem Sales Company, Inc. | Rheem | R801TA125524ZXB | Federally-Regulated Consumer Product | Non-Weatherized, Non-Condensin | 1835 | 263 | 263 | 05/26/2023 | 124289 | 201710115 | 08/10/2023
Rheem Sales Company, Inc. | Rheem | R801TA050317MUA | Federally-Regulated Consumer Product | Non-Weatherized, Non-Condensin | 1165 | 233 | 233 | 05/26/2023 | 49157 | 202132831 | 08/10/2023
Rheem Sales Company, Inc. | Rheem | R801CA100521ZXA | Federally-Regulated Consumer Product | Non-Weatherized, Non-Condensin | 1895 | 265 | 265 | 05/26/2023 | 100302 | 203326562 | 08/10/2023
Rheem Sales Company, Inc. | Rheem | R801CA125524ZXA | Federally-Regulated Consumer Product | Non-Weatherized, Non-Condensin | 1835 | 263 | 263 | 05/26/2023 | 124289 | 203325273 | 08/10/2023
Rheem Sales Company, Inc. | Rheem | R801TA075417MXA | Federally-Regulated Consumer Product | Non-Weatherized, Non-Condensin | 1496 | 248 | 248 | 05/26/2023 | 75177 | 201707685 | 08/10/2023
Rheem Sales Company, Inc. | Rheem | R801CA125524MXA | Federally-Regulated Consumer Product | Non-Weatherized, Non-Condensin | 1991 | 270 | 270 | 05/26/2023 | 123598 | 203325265 | 08/10/2023
Rheem Sales Company, Inc. | Rheem | R95TC0601317MSA | Federally-Regulated Consumer Product | Non-Weatherized, Condensing Ga | 1156 | 246 | 246 | 06/22/2023 | 55624 | 201711678 | 08/10/2023
Rheem Sales Company, Inc. | Rheem | R801TA050314MSA | Federally-Regulated Consumer Product | Non-Weatherized, Non-Condensin | 1388 | 243 | 243 | 05/26/2023 | 49660 | 201707679 | 08/10/2023
Rheem Sales Company, Inc. | Rheem | R92TA0601317MSA | Federally-Regulated Consumer Product | Non-Weatherized, Condensing Ga | 1156 | 246 | 246 | 05/26/2023 | 55624 | 201712979 | 08/10/2023
Rheem Sales Company, Inc. | Rheem | R95TC1151524MSA | Federally-Regulated Consumer Product | Non-Weatherized, Condensing Ga | 2041 | 285 | 285 | 06/22/2023 | 111488 | 201711686 | 08/10/2023
Rheem Sales Company, Inc. | Rheem | R801CA075417MXA | Federally-Regulated Consumer Product | Non-Weatherized, Non-Condensin | 1496 | 248 | 248 | 05/26/2023 | 75177 | 203325259 | 08/10/2023
Rheem Sales Company, Inc. | Rheem | R802VA075421MSA | Federally-Regulated Consumer Product | Non-Weatherized, Non-Condensin | 1718 | 258 | 258 | 06/22/2023 | 52500 | 201709831 | 08/10/2023
Rheem Sales Company, Inc. | Rheem | R801TA075417MSA | Federally-Regulated Consumer Product | Non-Weatherized, Non-Condensin | 1496 | 248 | 248 | 05/26/2023 | 75177 | 201707683 | 08/10/2023
Rheem Sales Company, Inc. | Rheem | R802TA100417MXA | Federally-Regulated Consumer Product | Non-Weatherized, Non-Condensin | 1730 | 258 |  | 05/26/2023 | 70020 | 204099254 | 08/10/2023
Rheem Sales Company, Inc. | Rheem | R802TA075317MSA | Federally-Regulated Consumer Product | Non-Weatherized, Non-Condensin | 1539 | 250 | 250 | 06/22/2023 | 52505 | 204005883 | 08/10/2023
Rheem Sales Company, Inc. | Rheem | R96VA1002521MSA | Federally-Regulated Consumer Product | Non-Weatherized, Condensing Ga | 1858 | 277 | 277 | 06/22/2023 | 68679 | 6483389 | 08/10/2023
Rheem Sales Company, Inc. | Rheem | R801CA075521ZXA | Federally-Regulated Consumer Product | Non-Weatherized, Non-Condensin | 1892 | 265 | 265 | 05/26/2023 | 99827 | 203325267 | 08/10/2023
Rheem Sales Company, Inc. | Rheem | R801TA050417MUA | Federally-Regulated Consumer Product | Non-Weatherized, Non-Condensin | 1502 | 248 |  | 05/26/2023 | 50342 | 204501607 | 08/10/2023
Rheem Sales Company, Inc. | Rheem | R802TA125524MXA | Federally-Regulated Consumer Product | Non-Weatherized, Non-Condensin | 1899 | 266 | 266 | 06/22/2023 | 87546 | 204099256 | 08/10/2023
Rheem Sales Company, Inc. | Rheem | R92TA0401317MSA | Federally-Regulated Consumer Product | Non-Weatherized, Condensing Ga | 1107 | 244 | 244 | 05/26/2023 | 41877 | 201712977 | 08/10/2023
Rheem Sales Company, Inc. | Rheem | R801TA100521MXA | Federally-Regulated Consumer Product | Non-Weatherized, Non-Condensin | 1812 | 262 | 262 | 06/22/2023 | 99863 | 201707689 | 08/10/2023
Rheem Sales Company, Inc. | Rheem | R801TA075421MSA | Federally-Regulated Consumer Product | Non-Weatherized, Non-Condensin | 1634 | 254 | 254 | 05/26/2023 | 75736 | 201710101 | 08/10/2023
Rheem Sales Company, Inc. | Rheem | R98VB100M521USA | Federally-Regulated Consumer Product | Non-Weatherized, Condensing Ga | 2084 | 287 | 287 | 05/26/2023 | 39023 | 10524984 | 08/10/2023
Rheem Sales Company, Inc. | Rheem | R801TA125524MXA | Federally-Regulated Consumer Product | Non-Weatherized, Non-Condensin | 1991 | 270 | 270 | 05/26/2023 | 123598 | 201707693 | 08/10/2023
Rheem Sales Company, Inc. | Rheem | R96VA0702317MSA | Federally-Regulated Consumer Product | Non-Weatherized, Condensing Ga | 1290 | 252 | 252 | 06/22/2023 | 48940 | 6483387 | 08/10/2023
Rheem Sales Company, Inc. | Rheem | R801TB100521MUA | Federally-Regulated Consumer Product | Non-Weatherized, Non-Condensin | 2096 | 274 |  | 05/26/2023 | 100583 | 204501609 | 08/10/2023
Rheem Sales Company, Inc. | Rheem | R92TA1001521MSA | Federally-Regulated Consumer Product | Non-Weatherized, Condensing Ga | 2066 | 286 | 286 | 05/26/2023 | 98023 | 201712985 | 08/10/2023
Rheem Sales Company, Inc. | Rheem | R97VA085M521KSA | Federally-Regulated Consumer Product | Non-Weatherized, Condensing Ga | 2138 | 289 | 289 | 06/22/2023 | 33549 | 9989445 | 08/10/2023
Rheem Sales Company, Inc. | Rheem | R802VA075317MSA | Federally-Regulated Consumer Product | Non-Weatherized, Non-Condensin | 1458 | 246 | 246 | 05/26/2023 | 52564 | 201709827 | 08/10/2023
Rheem Sales Company, Inc. | Rheem | R801CA100521MXA | Federally-Regulated Consumer Product | Non-Weatherized, Non-Condensin | 1812 | 262 | 262 | 06/22/2023 | 99863 | 203325263 | 08/10/2023
Rheem Sales Company, Inc. | Mainline | ML801VA050417MUA | Federally-Regulated Consumer Product | Non-Weatherized, Non-Condensin | 1298 | 234 |  | 08/01/2023 | 50335 | 205354990 | 08/10/2023
Rheem Sales Company, Inc. | Mainline | MP801CA075421MXA | Federally-Regulated Consumer Product | Non-Weatherized, Non-Condensin | 1634 | 254 |  | 05/26/2023 | 75736 | 205348180 | 08/10/2023
Rheem Sales Company, Inc. | Mainline | ML801TA070317MUA | Federally-Regulated Consumer Product | Non-Weatherized, Non-Condensin | 1189 | 234 |  | 05/26/2023 | 70542 | 202132862 | 08/10/2023
Rheem Sales Company, Inc. | Mainline | ML801CA125524MSA | Federally-Regulated Consumer Product | Non-Weatherized, Non-Condensin | 1991 | 270 |  | 05/26/2023 | 123598 | 203327233 | 08/10/2023
Rheem Sales Company, Inc. | Mainline | MP802TA125524MSA | Federally-Regulated Consumer Product | Non-Weatherized, Non-Condensin | 1899 | 266 | 266 | 06/22/2023 | 87546 | 205348233 | 08/10/2023
Rheem Sales Company, Inc. | Mainline | MP801TA050317MUA | Federally-Regulated Consumer Product | Non-Weatherized, Non-Condensin | 1165 | 233 |  | 05/26/2023 | 49157 | 205348199 | 08/10/2023
Rheem Sales Company, Inc. | Mainline | MP801CA050314MXA | Federally-Regulated Consumer Product | Non-Weatherized, Non-Condensin | 1388 | 184 |  | 05/26/2023 | 49660 | 205348173 | 08/10/2023
Rheem Sales Company, Inc. | Mainline | ML96TA0702521MSA | Federally-Regulated Consumer Product | Non-Weatherized, Condensing Ga | 1854 | 277 | 277 | 06/22/2023 | 49250 | 203261715 | 08/10/2023
Rheem Sales Company, Inc. | Mainline | ML801CA100521MSA | Federally-Regulated Consumer Product | Non-Weatherized, Non-Condensin | 1812 | 262 | 262 | 06/22/2023 | 99863 | 203327231 | 08/10/2023
Rheem Sales Company, Inc. | Mainline | MP802TA075417MSA | Federally-Regulated Consumer Product | Non-Weatherized, Non-Condensin | 1884 | 265 |  | 05/26/2023 | 52545 | 205348226 | 08/10/2023
Rheem Sales Company, Inc. | Mainline | ML802TA075317MSA | Federally-Regulated Consumer Product | Non-Weatherized, Non-Condensin | 1539 | 250 |  | 05/26/2023 | 52505 | 204007888 | 08/10/2023
Rheem Sales Company, Inc. | Mainline | ML801TB075317ZXB | Federally-Regulated Consumer Product | Non-Weatherized, Non-Condensin | 1253 | 237 |  | 05/26/2023 | 74903 | 205001025 | 08/10/2023
Rheem Sales Company, Inc. | Mainline | ML801TA100521MUA | Federally-Regulated Consumer Product | Non-Weatherized, Non-Condensin | 1861 | 264 |  | 05/26/2023 | 98348 | 202132863 | 08/10/2023
Rheem Sales Company, Inc. | Mainline | MP802TA075317MSA | Federally-Regulated Consumer Product | Non-Weatherized, Non-Condensin | 1539 | 250 | 250 | 06/22/2023 | 52505 | 205348224 | 08/10/2023
Rheem Sales Company, Inc. | Mainline | MP801CA075521ZXA | Federally-Regulated Consumer Product | Non-Weatherized, Non-Condensin | 1892 | 265 |  | 05/26/2023 | 99827 | 205348182 | 08/10/2023
Rheem Sales Company, Inc. | Mainline | ML802TA100417MXA | Federally-Regulated Consumer Product | Non-Weatherized, Non-Condensin | 1730 | 258 |  | 05/26/2023 | 70020 | 204100516 | 08/10/2023
Rheem Sales Company, Inc. | Mainline | MP801TB100521MUA | Federally-Regulated Consumer Product | Non-Weatherized, Non-Condensin | 2096 | 274 |  | 05/26/2023 | 100583 | 205348223 | 08/10/2023
Rheem Sales Company, Inc. | Mainline | MP802TA075317MXA | Federally-Regulated Consumer Product | Non-Weatherized, Non-Condensin | 1539 | 250 | 250 | 06/22/2023 | 52505 | 205348225 | 08/10/2023
Rheem Sales Company, Inc. | Mainline | ML801CA050314ZXA | Federally-Regulated Consumer Product | Non-Weatherized, Non-Condensin | 1223 | 236 |  | 05/26/2023 | 51119 | 205001028 | 08/10/2023
Rheem Sales Company, Inc. | Mainline | MP802TA150524MSA | Federally-Regulated Consumer Product | Non-Weatherized, Non-Condensin | 2092 | 274 | 274 | 06/22/2023 | 104565 | 205348235 | 08/10/2023
Rheem Sales Company, Inc. | Mainline | ML801CB075317ZXA | Federally-Regulated Consumer Product | Non-Weatherized, Non-Condensin | 1253 | 237 |  | 05/26/2023 | 74903 | 205001026 | 08/10/2023
Rheem Sales Company, Inc. | Mainline | ML801CA075417MXA | Federally-Regulated Consumer Product | Non-Weatherized, Non-Condensin | 1496 | 248 |  | 05/26/2023 | 75177 | 203327228 | 08/10/2023
Rheem Sales Company, Inc. | Mainline | MP801CB075317ZSA | Federally-Regulated Consumer Product | Non-Weatherized, Non-Condensin | 1253 | 237 |  | 05/26/2023 | 74903 | 205348193 | 08/10/2023
Rheem Sales Company, Inc. | Mainline | MP801CA050314ZSA | Federally-Regulated Consumer Product | Non-Weatherized, Non-Condensin | 1223 | 236 |  | 05/26/2023 | 51119 | 205348175 | 08/10/2023
Rheem Sales Company, Inc. | Mainline | MP801CA050314ZXA | Federally-Regulated Consumer Product | Non-Weatherized, Non-Condensin | 1223 | 236 |  | 05/26/2023 | 51119 | 205348176 | 08/10/2023
Rheem Sales Company, Inc. | Mainline | ML801TA050317MUA | Federally-Regulated Consumer Product | Non-Weatherized, Non-Condensin | 1165 | 233 |  | 05/26/2023 | 49157 | 202132861 | 08/10/2023
Rheem Sales Company, Inc. | Mainline | MP801CA050314MSA | Federally-Regulated Consumer Product | Non-Weatherized, Non-Condensin | 1388 | 184 |  | 05/26/2023 | 49660 | 205348172 | 08/10/2023
Rheem Sales Company, Inc. | Mainline | MP801CA100521MSA | Federally-Regulated Consumer Product | Non-Weatherized, Non-Condensin | 1812 | 262 |  | 05/26/2023 | 99863 | 205348183 | 08/10/2023
Rheem Sales Company, Inc. | Mainline | ML802TA075317MXA | Federally-Regulated Consumer Product | Non-Weatherized, Non-Condensin | 1539 | 250 | 250 | 06/22/2023 | 52505 | 204100514 | 08/10/2023
Rheem Sales Company, Inc. | Mainline | ML802TA075417MXA | Federally-Regulated Consumer Product | Non-Weatherized, Non-Condensin | 1884 | 265 |  | 05/26/2023 | 52545 | 204100515 | 08/10/2023
Rheem Sales Company, Inc. | Mainline | ML98VB070M317USA | Federally-Regulated Consumer Product | Non-Weatherized, Condensing Ga | 1162 | 246 | 246 | 06/22/2023 | 28246 | 202356700 | 08/10/2023
Rheem Sales Company, Inc. | Mainline | ML801CA075421MSA | Federally-Regulated Consumer Product | Non-Weatherized, Non-Condensin | 1634 | 254 |  | 05/26/2023 | 75736 | 203327229 | 08/10/2023
Rheem Sales Company, Inc. | Mainline | ML98VB115M524USA | Federally-Regulated Consumer Product | Non-Weatherized, Condensing Ga | 1971 | 282 |  | 06/20/2023 | 44499 | 202356702 | 08/10/2023
Rheem Sales Company, Inc. | Mainline | ML802TA075417MSA | Federally-Regulated Consumer Product | Non-Weatherized, Non-Condensin | 1884 | 265 |  | 05/26/2023 | 52545 | 204007889 | 08/10/2023
Rheem Sales Company, Inc. | Mainline | ML802TA150524MXA | Federally-Regulated Consumer Product | Non-Weatherized, Non-Condensin | 2092 | 274 | 274 | 06/22/2023 | 104565 | 204100519 | 08/10/2023
Rheem Sales Company, Inc. | Mainline | ML802TA125524MXA | Federally-Regulated Consumer Product | Non-Weatherized, Non-Condensin | 1899 | 266 |  | 05/26/2023 | 87546 | 204100518 | 08/10/2023
Rheem Sales Company, Inc. | Mainline | ML802TA100417MSA | Federally-Regulated Consumer Product | Non-Weatherized, Non-Condensin | 1730 | 258 |  | 05/26/2023 | 70020 | 204007890 | 08/10/2023
Rheem Sales Company, Inc. | Mainline | ML801TA070417MUA | Federally-Regulated Consumer Product | Non-Weatherized, Non-Condensin | 1823 | 262 |  | 05/26/2023 | 70109 | 204515056 | 08/10/2023
Rheem Sales Company, Inc. | Mainline | ML801CA100521ZXA | Federally-Regulated Consumer Product | Non-Weatherized, Non-Condensin | 1895 | 265 |  | 05/26/2023 | 100302 | 203327240 | 08/10/2023
Rheem Sales Company, Inc. | Mainline | ML801TB100521MUA | Federally-Regulated Consumer Product | Non-Weatherized, Non-Condensin | 2096 | 274 |  | 05/26/2023 | 100583 | 204515057 | 08/10/2023
Rheem Sales Company, Inc. | Mainline | ML95TC0701521MSA | Federally-Regulated Consumer Product | Non-Weatherized, Condensing Ga | 1983 | 279 |  | 06/20/2023 | 70360 | 203261713 | 08/10/2023
Rheem Sales Company, Inc. | Mainline | ML801TB075317ZSB | Federally-Regulated Consumer Product | Non-Weatherized, Non-Condensin | 1253 | 237 |  | 05/26/2023 | 74903 | 205001021 | 08/10/2023
Rheem Sales Company, Inc. | Mainline | MP801TA100521MUA | Federally-Regulated Consumer Product | Non-Weatherized, Non-Condensin | 1861 | 264 |  | 05/26/2023 | 98348 | 205348211 | 08/10/2023
Rheem Sales Company, Inc. | Mainline | MP801CA075417MSA | Federally-Regulated Consumer Product | Non-Weatherized, Non-Condensin | 1496 | 248 |  | 05/26/2023 | 75177 | 205348177 | 08/10/2023
Rheem Sales Company, Inc. | Mainline | MP801CA125524ZSA | Federally-Regulated Consumer Product | Non-Weatherized, Non-Condensin | 1835 | 263 |  | 05/26/2023 | 124289 | 205348190 | 08/10/2023
Rheem Sales Company, Inc. | Mainline | MP801TA070317MUA | Federally-Regulated Consumer Product | Non-Weatherized, Non-Condensin | 1189 | 234 |  | 05/26/2023 | 70542 | 205348201 | 08/10/2023
Rheem Sales Company, Inc. | Mainline | ML801TA050417MUA | Federally-Regulated Consumer Product | Non-Weatherized, Non-Condensin | 1502 | 248 |  | 05/26/2023 | 50342 | 204515055 | 08/10/2023
Rheem Sales Company, Inc. | Mainline | ML802TA125524MSA | Federally-Regulated Consumer Product | Non-Weatherized, Non-Condensin | 1899 | 266 |  | 05/26/2023 | 87546 | 204007892 | 08/10/2023
Rheem Sales Company, Inc. | Mainline | ML801TA050314ZXA | Federally-Regulated Consumer Product | Non-Weatherized, Non-Condensin | 1223 | 236 |  | 05/26/2023 | 51119 | 205001027 | 08/10/2023
Rheem Sales Company, Inc. | Mainline | MP801CA125524MXA | Federally-Regulated Consumer Product | Non-Weatherized, Non-Condensin | 1991 | 270 |  | 05/26/2023 | 123598 | 205348189 | 08/10/2023
Rheem Sales Company, Inc. | Mainline | MP802TA125524MXA | Federally-Regulated Consumer Product | Non-Weatherized, Non-Condensin | 1899 | 266 |  | 05/26/2023 | 87546 | 205348234 | 08/10/2023
Rheem Sales Company, Inc. | Mainline | MP801CB075317ZXA | Federally-Regulated Consumer Product | Non-Weatherized, Non-Condensin | 1253 | 237 |  | 05/26/2023 | 74903 | 205348194 | 08/10/2023
Rheem Sales Company, Inc. | Mainline | MP802TA100521MSA | Federally-Regulated Consumer Product | Non-Weatherized, Non-Condensin | 1952 | 268 |  | 05/26/2023 | 70078 | 205348231 | 08/10/2023
Rheem Sales Company, Inc. | Mainline | ML98VB085M521USA | Federally-Regulated Consumer Product | Non-Weatherized, Condensing Ga | 2209 | 292 | 292 | 06/22/2023 | 33631 | 202356699 | 08/10/2023
Rheem Sales Company, Inc. | Mainline | ML96VA0702521MSA | Federally-Regulated Consumer Product | Non-Weatherized, Condensing Ga | 1923 | 280 | 280 | 06/22/2023 | 49235 | 203261714 | 08/10/2023
Rheem Sales Company, Inc. | Mainline | ML802TA050314MXA | Federally-Regulated Consumer Product | Non-Weatherized, Non-Condensin | 1260 | 237 |  | 05/26/2023 | 35654 | 204100513 | 08/10/2023
Rheem Sales Company, Inc. | Mainline | MP801TA070417MUA | Federally-Regulated Consumer Product | Non-Weatherized, Non-Condensin | 1823 | 262 |  | 05/26/2023 | 70109 | 205348202 | 08/10/2023
Rheem Sales Company, Inc. | Mainline | ML801CA125524ZSA | Federally-Regulated Consumer Product | Non-Weatherized, Non-Condensin | 1835 | 263 |  | 05/26/2023 | 124289 | 203327241 | 08/10/2023
Rheem Sales Company, Inc. | Mainline | MP802TA075417MXA | Federally-Regulated Consumer Product | Non-Weatherized, Non-Condensin | 1884 | 265 |  | 05/26/2023 | 52545 | 205348227 | 08/10/2023
Rheem Sales Company, Inc. | Mainline | MP801TA050417MUA | Federally-Regulated Consumer Product | Non-Weatherized, Non-Condensin | 1502 | 248 |  | 05/26/2023 | 50342 | 205348200 | 08/10/2023
Rheem Sales Company, Inc. | Mainline | ML801CA100521MXA | Federally-Regulated Consumer Product | Non-Weatherized, Non-Condensin | 1812 | 262 | 262 | 06/22/2023 | 99863 | 203327232 | 08/10/2023
Rheem Sales Company, Inc. | Mainline | ML801TA050314ZSA | Federally-Regulated Consumer Product | Non-Weatherized, Non-Condensin | 1223 | 236 |  | 05/26/2023 | 51119 | 205001023 | 08/10/2023
Rheem Sales Company, Inc. | Mainline | MP802TA100417MXA | Federally-Regulated Consumer Product | Non-Weatherized, Non-Condensin | 1730 | 258 |  | 05/26/2023 | 70020 | 205348230 | 08/10/2023
Rheem Sales Company, Inc. | Mainline | ML801CA075421MXA | Federally-Regulated Consumer Product | Non-Weatherized, Non-Condensin | 1634 | 254 |  | 05/26/2023 | 75736 | 203327230 | 08/10/2023
Rheem Sales Company, Inc. | Mainline | ML98VB100M521USA | Federally-Regulated Consumer Product | Non-Weatherized, Condensing Ga | 2084 | 287 |  | 06/20/2023 | 39023 | 202356701 | 08/10/2023
Rheem Sales Company, Inc. | Mainline | ML98VB060M317USA | Federally-Regulated Consumer Product | Non-Weatherized, Condensing Ga | 1110 | 244 | 244 | 06/22/2023 | 22600 | 202356698 | 08/10/2023
Rheem Sales Company, Inc. | Mainline | MP801CA100521ZXA | Federally-Regulated Consumer Product | Non-Weatherized, Non-Condensin | 1895 | 265 |  | 05/26/2023 | 100302 | 205348187 | 08/10/2023
Rheem Sales Company, Inc. | Mainline | MP802TA100521MXA | Federally-Regulated Consumer Product | Non-Weatherized, Non-Condensin | 1952 | 268 |  | 05/26/2023 | 70078 | 205348232 | 08/10/2023
Rheem Sales Company, Inc. | Mainline | ML801CA075521ZXA | Federally-Regulated Consumer Product | Non-Weatherized, Non-Condensin | 1892 | 265 |  | 05/26/2023 | 99827 | 203327238 | 08/10/2023
Rheem Sales Company, Inc. | Mainline | ML801CA125524ZXA | Federally-Regulated Consumer Product | Non-Weatherized, Non-Condensin | 1835 | 263 |  | 05/26/2023 | 124289 | 203327242 | 08/10/2023
Rheem Sales Company, Inc. | Mainline | MP802TA150524MXA | Federally-Regulated Consumer Product | Non-Weatherized, Non-Condensin | 2092 | 274 | 274 | 06/22/2023 | 104565 | 205348236 | 08/10/2023
Rheem Sales Company, Inc. | Mainline | ML801CA050314MXA | Federally-Regulated Consumer Product | Non-Weatherized, Non-Condensin | 1388 | 184 |  | 05/26/2023 | 49660 | 203327226 | 08/10/2023
Rheem Sales Company, Inc. | Mainline | ML802TA100521MXA | Federally-Regulated Consumer Product | Non-Weatherized, Non-Condensin | 1952 | 268 | 268 | 06/22/2023 | 70078 | 204100517 | 08/10/2023
Rheem Sales Company, Inc. | Mainline | ML802TA150524MSA | Federally-Regulated Consumer Product | Non-Weatherized, Non-Condensin | 2092 | 274 | 274 | 06/22/2023 | 104565 | 204007893 | 08/10/2023
Rheem Sales Company, Inc. | Mainline | MP801CA075521ZSA | Federally-Regulated Consumer Product | Non-Weatherized, Non-Condensin | 1892 | 265 |  | 05/26/2023 | 99827 | 205348181 | 08/10/2023
Rheem Sales Company, Inc. | Mainline | MP801CA100521ZSA | Federally-Regulated Consumer Product | Non-Weatherized, Non-Condensin | 1895 | 265 |  | 05/26/2023 | 100302 | 205348186 | 08/10/2023
Rheem Sales Company, Inc. | Mainline | MP801CA125524ZXA | Federally-Regulated Consumer Product | Non-Weatherized, Non-Condensin | 1835 | 263 |  | 05/26/2023 | 124289 | 205348191 | 08/10/2023
Rheem Sales Company, Inc. | Mainline | ML801CA125524MXA | Federally-Regulated Consumer Product | Non-Weatherized, Non-Condensin | 1991 | 270 |  | 05/26/2023 | 123598 | 203327234 | 08/10/2023
Rheem Sales Company, Inc. | Mainline | MP801CA125524MSA | Federally-Regulated Consumer Product | Non-Weatherized, Non-Condensin | 1991 | 270 |  | 05/26/2023 | 123598 | 205348188 | 08/10/2023
Rheem Sales Company, Inc. | Mainline | MP801CA075421MSA | Federally-Regulated Consumer Product | Non-Weatherized, Non-Condensin | 1634 | 254 |  | 05/26/2023 | 75736 | 205348179 | 08/10/2023
Rheem Sales Company, Inc. | Mainline | MP801CA075417MXA | Federally-Regulated Consumer Product | Non-Weatherized, Non-Condensin | 1496 | 248 |  | 05/26/2023 | 75177 | 205348178 | 08/10/2023
Rheem Sales Company, Inc. | Mainline | MP801CA100521MXA | Federally-Regulated Consumer Product | Non-Weatherized, Non-Condensin | 1812 | 262 |  | 05/26/2023 | 99863 | 205348185 | 08/10/2023
Rheem Sales Company, Inc. | Mainline | ML801VA050417MUA | Federally-Regulated Consumer Product | Non-Weatherized, Non-Condensin | 1298 | 234 |  | 08/01/2023 | 50335 | 205354990 | 08/10/2023
Rheem Sales Company, Inc. | Mainline | MP801CA075421MXA | Federally-Regulated Consumer Product | Non-Weatherized, Non-Condensin | 1634 | 254 |  | 05/26/2023 | 75736 | 205348180 | 08/10/2023
Rheem Sales Company, Inc. | Mainline | ML801TA070317MUA | Federally-Regulated Consumer Product | Non-Weatherized, Non-Condensin | 1189 | 234 |  | 05/26/2023 | 70542 | 202132862 | 08/10/2023
Rheem Sales Company, Inc. | Mainline | ML801CA125524MSA | Federally-Regulated Consumer Product | Non-Weatherized, Non-Condensin | 1991 | 270 |  | 05/26/2023 | 123598 | 203327233 | 08/10/2023
Rheem Sales Company, Inc. | Mainline | MP802TA125524MSA | Federally-Regulated Consumer Product | Non-Weatherized, Non-Condensin | 1899 | 266 | 266 | 06/22/2023 | 87546 | 205348233 | 08/10/2023
Rheem Sales Company, Inc. | Mainline | MP801TA050317MUA | Federally-Regulated Consumer Product | Non-Weatherized, Non-Condensin | 1165 | 233 |  | 05/26/2023 | 49157 | 205348199 | 08/10/2023
Rheem Sales Company, Inc. | Mainline | MP801CA050314MXA | Federally-Regulated Consumer Product | Non-Weatherized, Non-Condensin | 1388 | 184 |  | 05/26/2023 | 49660 | 205348173 | 08/10/2023
Rheem Sales Company, Inc. | Mainline | ML96TA0702521MSA | Federally-Regulated Consumer Product | Non-Weatherized, Condensing Ga | 1854 | 277 | 277 | 06/22/2023 | 49250 | 203261715 | 08/10/2023
Rheem Sales Company, Inc. | Mainline | ML801CA100521MSA | Federally-Regulated Consumer Product | Non-Weatherized, Non-Condensin | 1812 | 262 | 262 | 06/22/2023 | 99863 | 203327231 | 08/10/2023
Rheem Sales Company, Inc. | Mainline | MP802TA075417MSA | Federally-Regulated Consumer Product | Non-Weatherized, Non-Condensin | 1884 | 265 |  | 05/26/2023 | 52545 | 205348226 | 08/10/2023
Rheem Sales Company, Inc. | Mainline | ML802TA075317MSA | Federally-Regulated Consumer Product | Non-Weatherized, Non-Condensin | 1539 | 250 |  | 05/26/2023 | 52505 | 204007888 | 08/10/2023
Rheem Sales Company, Inc. | Mainline | ML801TB075317ZXB | Federally-Regulated Consumer Product | Non-Weatherized, Non-Condensin | 1253 | 237 |  | 05/26/2023 | 74903 | 205001025 | 08/10/2023
Rheem Sales Company, Inc. | Mainline | ML801TA100521MUA | Federally-Regulated Consumer Product | Non-Weatherized, Non-Condensin | 1861 | 264 |  | 05/26/2023 | 98348 | 202132863 | 08/10/2023
Rheem Sales Company, Inc. | Mainline | MP802TA075317MSA | Federally-Regulated Consumer Product | Non-Weatherized, Non-Condensin | 1539 | 250 | 250 | 06/22/2023 | 52505 | 205348224 | 08/10/2023
Rheem Sales Company, Inc. | Mainline | MP801CA075521ZXA | Federally-Regulated Consumer Product | Non-Weatherized, Non-Condensin | 1892 | 265 |  | 05/26/2023 | 99827 | 205348182 | 08/10/2023
Rheem Sales Company, Inc. | Mainline | ML802TA100417MXA | Federally-Regulated Consumer Product | Non-Weatherized, Non-Condensin | 1730 | 258 |  | 05/26/2023 | 70020 | 204100516 | 08/10/2023
Rheem Sales Company, Inc. | Mainline | MP801TB100521MUA | Federally-Regulated Consumer Product | Non-Weatherized, Non-Condensin | 2096 | 274 |  | 05/26/2023 | 100583 | 205348223 | 08/10/2023
Rheem Sales Company, Inc. | Mainline | MP802TA075317MXA | Federally-Regulated Consumer Product | Non-Weatherized, Non-Condensin | 1539 | 250 | 250 | 06/22/2023 | 52505 | 205348225 | 08/10/2023
Rheem Sales Company, Inc. | Mainline | ML801CA050314ZXA | Federally-Regulated Consumer Product | Non-Weatherized, Non-Condensin | 1223 | 236 |  | 05/26/2023 | 51119 | 205001028 | 08/10/2023
Rheem Sales Company, Inc. | Mainline | MP802TA150524MSA | Federally-Regulated Consumer Product | Non-Weatherized, Non-Condensin | 2092 | 274 | 274 | 06/22/2023 | 104565 | 205348235 | 08/10/2023
Rheem Sales Company, Inc. | Mainline | ML801CB075317ZXA | Federally-Regulated Consumer Product | Non-Weatherized, Non-Condensin | 1253 | 237 |  | 05/26/2023 | 74903 | 205001026 | 08/10/2023
Rheem Sales Company, Inc. | Mainline | ML801CA075417MXA | Federally-Regulated Consumer Product | Non-Weatherized, Non-Condensin | 1496 | 248 |  | 05/26/2023 | 75177 | 203327228 | 08/10/2023
Rheem Sales Company, Inc. | Mainline | MP801CB075317ZSA | Federally-Regulated Consumer Product | Non-Weatherized, Non-Condensin | 1253 | 237 |  | 05/26/2023 | 74903 | 205348193 | 08/10/2023
Rheem Sales Company, Inc. | Mainline | MP801CA050314ZSA | Federally-Regulated Consumer Product | Non-Weatherized, Non-Condensin | 1223 | 236 |  | 05/26/2023 | 51119 | 205348175 | 08/10/2023
Rheem Sales Company, Inc. | Mainline | MP801CA050314ZXA | Federally-Regulated Consumer Product | Non-Weatherized, Non-Condensin | 1223 | 236 |  | 05/26/2023 | 51119 | 205348176 | 08/10/2023
Rheem Sales Company, Inc. | Mainline | ML801TA050317MUA | Federally-Regulated Consumer Product | Non-Weatherized, Non-Condensin | 1165 | 233 |  | 05/26/2023 | 49157 | 202132861 | 08/10/2023
Rheem Sales Company, Inc. | Mainline | MP801CA050314MSA | Federally-Regulated Consumer Product | Non-Weatherized, Non-Condensin | 1388 | 184 |  | 05/26/2023 | 49660 | 205348172 | 08/10/2023
Rheem Sales Company, Inc. | Mainline | MP801CA100521MSA | Federally-Regulated Consumer Product | Non-Weatherized, Non-Condensin | 1812 | 262 |  | 05/26/2023 | 99863 | 205348183 | 08/10/2023
Rheem Sales Company, Inc. | Mainline | ML802TA075317MXA | Federally-Regulated Consumer Product | Non-Weatherized, Non-Condensin | 1539 | 250 | 250 | 06/22/2023 | 52505 | 204100514 | 08/10/2023
Rheem Sales Company, Inc. | Mainline | ML802TA075417MXA | Federally-Regulated Consumer Product | Non-Weatherized, Non-Condensin | 1884 | 265 |  | 05/26/2023 | 52545 | 204100515 | 08/10/2023
Rheem Sales Company, Inc. | Mainline | ML98VB070M317USA | Federally-Regulated Consumer Product | Non-Weatherized, Condensing Ga | 1162 | 246 | 246 | 06/22/2023 | 28246 | 202356700 | 08/10/2023
Rheem Sales Company, Inc. | Mainline | ML801CA075421MSA | Federally-Regulated Consumer Product | Non-Weatherized, Non-Condensin | 1634 | 254 |  | 05/26/2023 | 75736 | 203327229 | 08/10/2023
Rheem Sales Company, Inc. | Mainline | ML98VB115M524USA | Federally-Regulated Consumer Product | Non-Weatherized, Condensing Ga | 1971 | 282 |  | 06/20/2023 | 44499 | 202356702 | 08/10/2023
Rheem Sales Company, Inc. | Mainline | ML802TA075417MSA | Federally-Regulated Consumer Product | Non-Weatherized, Non-Condensin | 1884 | 265 |  | 05/26/2023 | 52545 | 204007889 | 08/10/2023
Rheem Sales Company, Inc. | Mainline | ML802TA150524MXA | Federally-Regulated Consumer Product | Non-Weatherized, Non-Condensin | 2092 | 274 | 274 | 06/22/2023 | 104565 | 204100519 | 08/10/2023
Rheem Sales Company, Inc. | Mainline | ML802TA125524MXA | Federally-Regulated Consumer Product | Non-Weatherized, Non-Condensin | 1899 | 266 |  | 05/26/2023 | 87546 | 204100518 | 08/10/2023
Rheem Sales Company, Inc. | Mainline | ML802TA100417MSA | Federally-Regulated Consumer Product | Non-Weatherized, Non-Condensin | 1730 | 258 |  | 05/26/2023 | 70020 | 204007890 | 08/10/2023
Rheem Sales Company, Inc. | Mainline | ML801TA070417MUA | Federally-Regulated Consumer Product | Non-Weatherized, Non-Condensin | 1823 | 262 |  | 05/26/2023 | 70109 | 204515056 | 08/10/2023
Rheem Sales Company, Inc. | Mainline | ML801CA100521ZXA | Federally-Regulated Consumer Product | Non-Weatherized, Non-Condensin | 1895 | 265 |  | 05/26/2023 | 100302 | 203327240 | 08/10/2023
Rheem Sales Company, Inc. | Mainline | ML801TB100521MUA | Federally-Regulated Consumer Product | Non-Weatherized, Non-Condensin | 2096 | 274 |  | 05/26/2023 | 100583 | 204515057 | 08/10/2023
Rheem Sales Company, Inc. | Mainline | ML95TC0701521MSA | Federally-Regulated Consumer Product | Non-Weatherized, Condensing Ga | 1983 | 279 |  | 06/20/2023 | 70360 | 203261713 | 08/10/2023
Rheem Sales Company, Inc. | Mainline | ML801TB075317ZSB | Federally-Regulated Consumer Product | Non-Weatherized, Non-Condensin | 1253 | 237 |  | 05/26/2023 | 74903 | 205001021 | 08/10/2023
Rheem Sales Company, Inc. | Mainline | MP801TA100521MUA | Federally-Regulated Consumer Product | Non-Weatherized, Non-Condensin | 1861 | 264 |  | 05/26/2023 | 98348 | 205348211 | 08/10/2023
Rheem Sales Company, Inc. | Mainline | MP801CA075417MSA | Federally-Regulated Consumer Product | Non-Weatherized, Non-Condensin | 1496 | 248 |  | 05/26/2023 | 75177 | 205348177 | 08/10/2023
Rheem Sales Company, Inc. | Mainline | MP801CA125524ZSA | Federally-Regulated Consumer Product | Non-Weatherized, Non-Condensin | 1835 | 263 |  | 05/26/2023 | 124289 | 205348190 | 08/10/2023
Rheem Sales Company, Inc. | Mainline | MP801TA070317MUA | Federally-Regulated Consumer Product | Non-Weatherized, Non-Condensin | 1189 | 234 |  | 05/26/2023 | 70542 | 205348201 | 08/10/2023
Rheem Sales Company, Inc. | Mainline | ML801TA050417MUA | Federally-Regulated Consumer Product | Non-Weatherized, Non-Condensin | 1502 | 248 |  | 05/26/2023 | 50342 | 204515055 | 08/10/2023
Rheem Sales Company, Inc. | Mainline | ML802TA125524MSA | Federally-Regulated Consumer Product | Non-Weatherized, Non-Condensin | 1899 | 266 |  | 05/26/2023 | 87546 | 204007892 | 08/10/2023
Rheem Sales Company, Inc. | Mainline | ML801TA050314ZXA | Federally-Regulated Consumer Product | Non-Weatherized, Non-Condensin | 1223 | 236 |  | 05/26/2023 | 51119 | 205001027 | 08/10/2023
Rheem Sales Company, Inc. | Mainline | MP801CA125524MXA | Federally-Regulated Consumer Product | Non-Weatherized, Non-Condensin | 1991 | 270 |  | 05/26/2023 | 123598 | 205348189 | 08/10/2023
Rheem Sales Company, Inc. | Mainline | MP802TA125524MXA | Federally-Regulated Consumer Product | Non-Weatherized, Non-Condensin | 1899 | 266 |  | 05/26/2023 | 87546 | 205348234 | 08/10/2023
Rheem Sales Company, Inc. | Mainline | MP801CB075317ZXA | Federally-Regulated Consumer Product | Non-Weatherized, Non-Condensin | 1253 | 237 |  | 05/26/2023 | 74903 | 205348194 | 08/10/2023
Rheem Sales Company, Inc. | Mainline | MP802TA100521MSA | Federally-Regulated Consumer Product | Non-Weatherized, Non-Condensin | 1952 | 268 |  | 05/26/2023 | 70078 | 205348231 | 08/10/2023
Rheem Sales Company, Inc. | Mainline | ML98VB085M521USA | Federally-Regulated Consumer Product | Non-Weatherized, Condensing Ga | 2209 | 292 | 292 | 06/22/2023 | 33631 | 202356699 | 08/10/2023
Rheem Sales Company, Inc. | Mainline | ML96VA0702521MSA | Federally-Regulated Consumer Product | Non-Weatherized, Condensing Ga | 1923 | 280 | 280 | 06/22/2023 | 49235 | 203261714 | 08/10/2023
Rheem Sales Company, Inc. | Mainline | ML802TA050314MXA | Federally-Regulated Consumer Product | Non-Weatherized, Non-Condensin | 1260 | 237 |  | 05/26/2023 | 35654 | 204100513 | 08/10/2023
Rheem Sales Company, Inc. | Mainline | MP801TA070417MUA | Federally-Regulated Consumer Product | Non-Weatherized, Non-Condensin | 1823 | 262 |  | 05/26/2023 | 70109 | 205348202 | 08/10/2023
Rheem Sales Company, Inc. | Mainline | ML801CA125524ZSA | Federally-Regulated Consumer Product | Non-Weatherized, Non-Condensin | 1835 | 263 |  | 05/26/2023 | 124289 | 203327241 | 08/10/2023
Rheem Sales Company, Inc. | Mainline | MP802TA075417MXA | Federally-Regulated Consumer Product | Non-Weatherized, Non-Condensin | 1884 | 265 |  | 05/26/2023 | 52545 | 205348227 | 08/10/2023
Rheem Sales Company, Inc. | Mainline | MP801TA050417MUA | Federally-Regulated Consumer Product | Non-Weatherized, Non-Condensin | 1502 | 248 |  | 05/26/2023 | 50342 | 205348200 | 08/10/2023
Rheem Sales Company, Inc. | Mainline | ML801CA100521MXA | Federally-Regulated Consumer Product | Non-Weatherized, Non-Condensin | 1812 | 262 | 262 | 06/22/2023 | 99863 | 203327232 | 08/10/2023
Rheem Sales Company, Inc. | Mainline | ML801TA050314ZSA | Federally-Regulated Consumer Product | Non-Weatherized, Non-Condensin | 1223 | 236 |  | 05/26/2023 | 51119 | 205001023 | 08/10/2023
Rheem Sales Company, Inc. | Mainline | MP802TA100417MXA | Federally-Regulated Consumer Product | Non-Weatherized, Non-Condensin | 1730 | 258 |  | 05/26/2023 | 70020 | 205348230 | 08/10/2023
Rheem Sales Company, Inc. | Mainline | ML801CA075421MXA | Federally-Regulated Consumer Product | Non-Weatherized, Non-Condensin | 1634 | 254 |  | 05/26/2023 | 75736 | 203327230 | 08/10/2023
Rheem Sales Company, Inc. | Mainline | ML98VB100M521USA | Federally-Regulated Consumer Product | Non-Weatherized, Condensing Ga | 2084 | 287 |  | 06/20/2023 | 39023 | 202356701 | 08/10/2023
Rheem Sales Company, Inc. | Mainline | ML98VB060M317USA | Federally-Regulated Consumer Product | Non-Weatherized, Condensing Ga | 1110 | 244 | 244 | 06/22/2023 | 22600 | 202356698 | 08/10/2023
Rheem Sales Company, Inc. | Mainline | MP801CA100521ZXA | Federally-Regulated Consumer Product | Non-Weatherized, Non-Condensin | 1895 | 265 |  | 05/26/2023 | 100302 | 205348187 | 08/10/2023
Rheem Sales Company, Inc. | Mainline | MP802TA100521MXA | Federally-Regulated Consumer Product | Non-Weatherized, Non-Condensin | 1952 | 268 |  | 05/26/2023 | 70078 | 205348232 | 08/10/2023
Rheem Sales Company, Inc. | Mainline | ML801CA075521ZXA | Federally-Regulated Consumer Product | Non-Weatherized, Non-Condensin | 1892 | 265 |  | 05/26/2023 | 99827 | 203327238 | 08/10/2023
Rheem Sales Company, Inc. | Mainline | ML801CA125524ZXA | Federally-Regulated Consumer Product | Non-Weatherized, Non-Condensin | 1835 | 263 |  | 05/26/2023 | 124289 | 203327242 | 08/10/2023
Rheem Sales Company, Inc. | Mainline | ML801CA050314MXA | Federally-Regulated Consumer Product | Non-Weatherized, Non-Condensin | 1388 | 184 |  | 05/26/2023 | 49660 | 203327226 | 08/10/2023
Rheem Sales Company, Inc. | Mainline | MP801CA100521ZSA | Federally-Regulated Consumer Product | Non-Weatherized, Non-Condensin | 1895 | 265 |  | 05/26/2023 | 100302 | 205348186 | 08/10/2023
Rheem Sales Company, Inc. | Mainline | ML801CA125524MXA | Federally-Regulated Consumer Product | Non-Weatherized, Non-Condensin | 1991 | 270 |  | 05/26/2023 | 123598 | 203327234 | 08/10/2023
Rheem Sales Company, Inc. | Mainline | MP801CA125524MSA | Federally-Regulated Consumer Product | Non-Weatherized, Non-Condensin | 1991 | 270 |  | 05/26/2023 | 123598 | 205348188 | 08/10/2023
Rheem Sales Company, Inc. | Mainline | MP801CA075417MXA | Federally-Regulated Consumer Product | Non-Weatherized, Non-Condensin | 1496 | 248 |  | 05/26/2023 | 75177 | 205348178 | 08/10/2023
Rheem Sales Company, Inc. | Mainline | MP801CA100521MXA | Federally-Regulated Consumer Product | Non-Weatherized, Non-Condensin | 1812 | 262 | 262 | 06/22/2023 | 99863 | 205348185 | 08/10/2023
Rheem Sales Company, Inc. | Mainline | ML96VA0602317MSA | Federally-Regulated Consumer Product | Non-Weatherized, Condensing Ga | 1372 | 255 |  | 05/26/2023 | 37932 | 10377965 | 08/10/2023
Rheem Sales Company, Inc. | Mainline | ML801TA100521MSA | Federally-Regulated Consumer Product | Non-Weatherized, Non-Condensin | 1812 | 262 | 262 | 06/22/2023 | 99863 | 10378023 | 08/10/2023
Rheem Sales Company, Inc. | Mainline | ML96TA0852521MSA | Federally-Regulated Consumer Product | Non-Weatherized, Condensing Ga | 2115 | 288 | 288 | 06/22/2023 | 58240 | 10378199 | 08/10/2023
Rheem Sales Company, Inc. | Mainline | ML801TA050314MXA | Federally-Regulated Consumer Product | Non-Weatherized, Non-Condensin | 1388 | 243 | 243 | 05/26/2023 | 49660 | 10378020 | 08/10/2023
Rheem Sales Company, Inc. | Mainline | ML801TA100521ZXB | Federally-Regulated Consumer Product | Non-Weatherized, Non-Condensin | 1895 | 265 | 265 | 05/26/2023 | 100302 | 10378096 | 08/10/2023
Rheem Sales Company, Inc. | Mainline | ML802VA075421MSA | Federally-Regulated Consumer Product | Non-Weatherized, Non-Condensin | 1718 | 258 | 258 | 06/22/2023 | 52500 | 10378084 | 08/10/2023
Rheem Sales Company, Inc. | Mainline | ML96TA1002521MSA | Federally-Regulated Consumer Product | Non-Weatherized, Condensing Ga | 1930 | 280 | 280 | 06/22/2023 | 69202 | 10378200 | 08/10/2023
Rheem Sales Company, Inc. | Mainline | ML801TA125524MXA | Federally-Regulated Consumer Product | Non-Weatherized, Non-Condensin | 1991 | 270 |  | 05/26/2023 | 123598 | 10378018 | 08/10/2023
Rheem Sales Company, Inc. | Mainline | ML97VA085M521KSA | Federally-Regulated Consumer Product | Non-Weatherized, Condensing Ga | 2138 | 289 | 289 | 06/22/2023 | 33549 | 10378208 | 08/10/2023
Rheem Sales Company, Inc. | Mainline | ML95TC1001521MSA | Federally-Regulated Consumer Product | Non-Weatherized, Condensing Ga | 2066 | 286 | 286 | 06/22/2023 | 98023 | 10378169 | 08/10/2023
Rheem Sales Company, Inc. | Mainline | ML801TA125524MSA | Federally-Regulated Consumer Product | Non-Weatherized, Non-Condensin | 1991 | 270 |  | 05/26/2023 | 123598 | 10378017 | 08/10/2023
Rheem Sales Company, Inc. | Mainline | ML801TA125524ZSB | Federally-Regulated Consumer Product | Non-Weatherized, Non-Condensin | 1835 | 263 | 263 | 05/26/2023 | 124289 | 10378097 | 08/10/2023
Rheem Sales Company, Inc. | Mainline | ML801TA100521MXA | Federally-Regulated Consumer Product | Non-Weatherized, Non-Condensin | 1812 | 262 | 262 | 06/22/2023 | 99863 | 10378024 | 08/10/2023
Rheem Sales Company, Inc. | Mainline | ML96VA1152524MSA | Federally-Regulated Consumer Product | Non-Weatherized, Condensing Ga | 2034 | 239 |  | 08/05/2020 | 78316 | 10378079 | 08/10/2023
Rheem Sales Company, Inc. | Mainline | ML97VA060M317KSA | Federally-Regulated Consumer Product | Non-Weatherized, Condensing Ga | 1327 | 253 | 253 | 06/22/2023 | 22218 | 10378210 | 08/10/2023
Rheem Sales Company, Inc. | Mainline | ML96VA1002521MSA | Federally-Regulated Consumer Product | Non-Weatherized, Condensing Ga | 1858 | 277 | 277 | 06/22/2023 | 68679 | 10377967 | 08/10/2023
Rheem Sales Company, Inc. | Mainline | ML97VA115M524KSA | Federally-Regulated Consumer Product | Non-Weatherized, Condensing Ga | 1959 | 281 | 281 | 06/22/2023 | 44459 | 10378212 | 08/10/2023
Rheem Sales Company, Inc. | Mainline | ML801VA100521MUA | Federally-Regulated Consumer Product | Non-Weatherized, Non-Condensin | 2054 | 272 |  | 08/01/2023 | 98467 | 205354992 | 08/10/2023
Rheem Sales Company, Inc. | Mainline | ML95TC0601317MSA | Federally-Regulated Consumer Product | Non-Weatherized, Condensing Ga | 1156 | 246 | 246 | 06/22/2023 | 55624 | 10378166 | 08/10/2023
Rheem Sales Company, Inc. | Mainline | ML802VA100521MSA | Federally-Regulated Consumer Product | Non-Weatherized, Non-Condensin | 1905 | 266 | 266 | 06/22/2023 | 70000 | 10378086 | 08/10/2023
Rheem Sales Company, Inc. | Mainline | ML801TA075421MSA | Federally-Regulated Consumer Product | Non-Weatherized, Non-Condensin | 1634 | 254 |  | 05/26/2023 | 75736 | 10378091 | 08/10/2023
Rheem Sales Company, Inc. | Mainline | ML802VA125524MSA | Federally-Regulated Consumer Product | Non-Weatherized, Non-Condensin | 2073 | 273 | 273 | 06/22/2023 | 87500 | 10378088 | 08/10/2023
Rheem Sales Company, Inc. | Mainline | ML92TA0601317MSA | Federally-Regulated Consumer Product | Non-Weatherized, Condensing Ga | 1156 | 246 | 246 | 05/26/2023 | 55624 | 10378203 | 08/10/2023
Rheem Sales Company, Inc. | Mainline | ML92TA1001521MSA | Federally-Regulated Consumer Product | Non-Weatherized, Condensing Ga | 2066 | 286 | 286 | 05/26/2023 | 98023 | 10378206 | 08/10/2023
Rheem Sales Company, Inc. | Mainline | ML801TA075417MSA | Federally-Regulated Consumer Product | Non-Weatherized, Non-Condensin | 1496 | 248 | 248 | 05/26/2023 | 75177 | 10378021 | 08/10/2023
Rheem Sales Company, Inc. | Mainline | ML92TA0851521MSA | Federally-Regulated Consumer Product | Non-Weatherized, Condensing Ga | 1929 | 280 | 280 | 05/26/2023 | 84515 | 10378205 | 08/10/2023
Rheem Sales Company, Inc. | Mainline | ML801TA100521ZSB | Federally-Regulated Consumer Product | Non-Weatherized, Non-Condensin | 1895 | 265 | 265 | 05/26/2023 | 100302 | 10378095 | 08/10/2023
Rheem Sales Company, Inc. | Mainline | ML96TA0602317MSA | Federally-Regulated Consumer Product | Non-Weatherized, Condensing Ga | 1342 | 254 | 254 | 06/22/2023 | 39319 | 10378197 | 08/10/2023
Rheem Sales Company, Inc. | Mainline | ML801TA075521ZXB | Federally-Regulated Consumer Product | Non-Weatherized, Non-Condensin | 1883 | 265 | 265 | 05/26/2023 | 75029 | 10378094 | 08/10/2023
Rheem Sales Company, Inc. | Mainline | ML96TA1152524MSA | Federally-Regulated Consumer Product | Non-Weatherized, Condensing Ga | 1935 | 280 | 280 | 06/22/2023 | 78711 | 10378201 | 08/10/2023
Rheem Sales Company, Inc. | Mainline | ML801TA125524ZXB | Federally-Regulated Consumer Product | Non-Weatherized, Non-Condensin | 1835 | 263 | 263 | 05/26/2023 | 124289 | 10378098 | 08/10/2023
Rheem Sales Company, Inc. | Mainline | ML96TA0402317MSA | Federally-Regulated Consumer Product | Non-Weatherized, Condensing Ga | 1252 | 250 | 250 | 06/22/2023 | 29298 | 10378196 | 08/10/2023
Rheem Sales Company, Inc. | Mainline | ML97VA070M317KSA | Federally-Regulated Consumer Product | Non-Weatherized, Condensing Ga | 1282 | 251 | 251 | 06/22/2023 | 28494 | 10378211 | 08/10/2023
Rheem Sales Company, Inc. | Mainline | ML96TA0702317MSA | Federally-Regulated Consumer Product | Non-Weatherized, Condensing Ga | 1321 | 253 | 253 | 06/22/2023 | 49242 | 10378198 | 08/10/2023
Rheem Sales Company, Inc. | Mainline | ML96VA0702317MSA | Federally-Regulated Consumer Product | Non-Weatherized, Condensing Ga | 1290 | 252 | 252 | 06/22/2023 | 48940 | 10377966 | 08/10/2023
Rheem Sales Company, Inc. | Mainline | ML96VA0852521MSB | Federally-Regulated Consumer Product | Non-Weatherized, Condensing Ga | 1947 | 281 | 281 | 06/22/2023 | 58053 | 10377982 | 08/10/2023
Rheem Sales Company, Inc. | Mainline | ML801TA075421MXA | Federally-Regulated Consumer Product | Non-Weatherized, Non-Condensin | 1634 | 254 | 254 | 05/26/2023 | 75736 | 10378092 | 08/10/2023
Rheem Sales Company, Inc. | Mainline | ML802VA075317MSA | Federally-Regulated Consumer Product | Non-Weatherized, Non-Condensin | 1458 | 246 | 246 | 05/26/2023 | 52564 | 10378082 | 08/10/2023
Rheem Sales Company, Inc. | Mainline | ML801TA075417MXA | Federally-Regulated Consumer Product | Non-Weatherized, Non-Condensin | 1496 | 248 |  | 05/26/2023 | 75177 | 10378022 | 08/10/2023
Rheem Sales Company, Inc. | Mainline | ML801TA050314MSA | Federally-Regulated Consumer Product | Non-Weatherized, Non-Condensin | 1388 | 243 |  | 05/26/2023 | 49660 | 10378019 | 08/10/2023
Rheem Sales Company, Inc. | Mainline | ML801VA070417MUA | Federally-Regulated Consumer Product | Non-Weatherized, Non-Condensin | 1550 | 250 |  | 08/01/2023 | 70502 | 205354991 | 08/10/2023
Rheem Sales Company, Inc. | Mainline | ML92TA0701317MSA | Federally-Regulated Consumer Product | Non-Weatherized, Condensing Ga | 1362 | 255 | 255 | 05/26/2023 | 69960 | 10378204 | 08/10/2023
Rheem Sales Company, Inc. | Mainline | ML92TA0401317MSA | Federally-Regulated Consumer Product | Non-Weatherized, Condensing Ga | 1107 | 244 | 244 | 05/26/2023 | 41877 | 10378202 | 08/10/2023
Rheem Sales Company, Inc. | Mainline | ML95TC0851521MSA | Federally-Regulated Consumer Product | Non-Weatherized, Condensing Ga | 1929 | 280 | 280 | 06/22/2023 | 84515 | 10378168 | 08/10/2023
Rheem Sales Company, Inc. | Mainline | ML97VA100M521KSA | Federally-Regulated Consumer Product | Non-Weatherized, Condensing Ga | 1990 | 282 | 283 | 06/22/2023 | 39222 | 10378209 | 08/10/2023
Rheem Sales Company, Inc. | Mainline | ML95TC1151524MSA | Federally-Regulated Consumer Product | Non-Weatherized, Condensing Ga | 2041 | 285 | 285 | 06/22/2023 | 111488 | 10378170 | 08/10/2023
Rheem Sales Company, Inc. | Mainline | MP802W1255A24UHSBAS | Federally-Regulated Consumer Product | Non-Weatherized, Non-Condensin | 2073 | 273 |  | 05/26/2023 | 87500 | 210802823 | 08/10/2023
Rheem Sales Company, Inc. | Mainline | ML802VA100521ZXB | Federally-Regulated Consumer Product | Non-Weatherized, Non-Condensin | 2291 | 283 | 283 | 06/22/2023 | 70210 | 10378102 | 08/10/2023
Rheem Sales Company, Inc. | Fujitsu | FF85215TT96M | Federally-Regulated Consumer Product | Non-Weatherized, Condensing Ga | 2115 | 288 | 288 | 06/22/2023 | 58240 | 10515071 | 08/10/2023
Rheem Sales Company, Inc. | Fujitsu | FF125245LT80M | Federally-Regulated Consumer Product | Non-Weatherized, Non-Condensin | 2073 | 273 | 273 | 06/22/2023 | 87500 | 10515040 | 08/10/2023
Rheem Sales Company, Inc. | Fujitsu | FF100215TT80X | Federally-Regulated Consumer Product | Non-Weatherized, Non-Condensin | 1952 | 268 |  | 05/26/2023 | 70078 | 204100503 | 08/10/2023
Rheem Sales Company, Inc. | Fujitsu | FF125245TT80M | Federally-Regulated Consumer Product | Non-Weatherized, Non-Condensin | 1899 | 266 | 266 | 06/22/2023 | 87546 | 204007907 | 08/10/2023
Rheem Sales Company, Inc. | Fujitsu | FF50143TS80X | Federally-Regulated Consumer Product | Non-Weatherized, Non-Condensin | 1388 | 243 | 243 | 05/26/2023 | 49660 | 10357487 | 08/10/2023
Rheem Sales Company, Inc. | Fujitsu | FF150245TT80X | Federally-Regulated Consumer Product | Non-Weatherized, Non-Condensin | 2092 | 274 | 274 | 06/22/2023 | 104565 | 204100505 | 08/10/2023
Rheem Sales Company, Inc. | Fujitsu | FF60173TT96M | Federally-Regulated Consumer Product | Non-Weatherized, Condensing Ga | 1342 | 254 | 254 | 06/22/2023 | 39319 | 10515069 | 08/10/2023
Rheem Sales Company, Inc. | Fujitsu | FF50143CS80X | Federally-Regulated Consumer Product | Non-Weatherized, Non-Condensin | 1388 | 184 | 243 | 05/26/2023 | 49660 | 203327190 | 08/10/2023
Rheem Sales Company, Inc. | Fujitsu | FF70173LM98U | Federally-Regulated Consumer Product | Non-Weatherized, Condensing Ga | 1162 | 246 | 246 | 06/22/2023 | 28246 | 202070558 | 08/10/2023
Rheem Sales Company, Inc. | Fujitsu | FF100215TS80Y | Federally-Regulated Consumer Product | Non-Weatherized, Non-Condensin | 1895 | 265 | 265 | 05/26/2023 | 100302 | 10515129 | 08/10/2023
Rheem Sales Company, Inc. | Fujitsu | FF75214TS80M | Federally-Regulated Consumer Product | Non-Weatherized, Non-Condensin | 1634 | 254 | 254 | 05/26/2023 | 75736 | 10515118 | 08/10/2023
Rheem Sales Company, Inc. | Fujitsu | FF50174TS80Z | Federally-Regulated Consumer Product | Non-Weatherized, Non-Condensin | 1502 | 248 |  | 05/26/2023 | 50342 | 204515049 | 08/10/2023
Rheem Sales Company, Inc. | Fujitsu | FF60173TS92M | Federally-Regulated Consumer Product | Non-Weatherized, Condensing Ga | 1156 | 246 | 246 | 05/26/2023 | 55624 | 10260138 | 08/10/2023
Rheem Sales Company, Inc. | Fujitsu | FF85215LM97K | Federally-Regulated Consumer Product | Non-Weatherized, Condensing Ga | 2138 | 289 | 289 | 06/22/2023 | 33549 | 202070437 | 08/10/2023
Rheem Sales Company, Inc. | Fujitsu | FF115245TS95M | Federally-Regulated Consumer Product | Non-Weatherized, Condensing Ga | 2041 | 285 | 285 | 06/22/2023 | 111488 | 10260154 | 08/10/2023
Rheem Sales Company, Inc. | Fujitsu | FF70215LT96M | Federally-Regulated Consumer Product | Non-Weatherized, Condensing Ga | 1923 | 280 | 280 | 06/22/2023 | 49235 | 203261711 | 08/10/2023
Rheem Sales Company, Inc. | Fujitsu | FF100215CS80Y | Federally-Regulated Consumer Product | Non-Weatherized, Non-Condensin | 1895 | 265 | 265 | 05/26/2023 | 100302 | 203327204 | 08/10/2023
Rheem Sales Company, Inc. | Fujitsu | FF115245TT96M | Federally-Regulated Consumer Product | Non-Weatherized, Condensing Ga | 1935 | 280 | 280 | 06/22/2023 | 78711 | 10515073 | 08/10/2023
Rheem Sales Company, Inc. | Fujitsu | FF75173TT80X | Federally-Regulated Consumer Product | Non-Weatherized, Non-Condensin | 1539 | 250 | 250 | 06/22/2023 | 52505 | 204100500 | 08/10/2023
Rheem Sales Company, Inc. | Fujitsu | FF50143TS80M | Federally-Regulated Consumer Product | Non-Weatherized, Non-Condensin | 1388 | 243 | 243 | 05/26/2023 | 49660 | 10357486 | 08/10/2023
Rheem Sales Company, Inc. | Fujitsu | FF70173TS92M | Federally-Regulated Consumer Product | Non-Weatherized, Condensing Ga | 1362 | 255 | 255 | 05/26/2023 | 69960 | 10260139 | 08/10/2023
Rheem Sales Company, Inc. | Fujitsu | FF125245CS80M | Federally-Regulated Consumer Product | Non-Weatherized, Non-Condensin | 1991 | 270 | 270 | 05/26/2023 | 123598 | 203327197 | 08/10/2023
Rheem Sales Company, Inc. | Fujitsu | FF75215TS80Y | Federally-Regulated Consumer Product | Non-Weatherized, Non-Condensin | 1883 | 265 | 265 | 05/26/2023 | 75029 | 10515121 | 08/10/2023
Rheem Sales Company, Inc. | Fujitsu | FF50173TS80Z | Federally-Regulated Consumer Product | Non-Weatherized, Non-Condensin | 1165 | 233 | 233 | 05/26/2023 | 49157 | 202132856 | 08/10/2023
Rheem Sales Company, Inc. | Fujitsu | FF100174TT80M | Federally-Regulated Consumer Product | Non-Weatherized, Non-Condensin | 1730 | 258 | 258 | 05/26/2023 | 70020 | 204007905 | 08/10/2023
Rheem Sales Company, Inc. | Fujitsu | FF100174TT80X | Federally-Regulated Consumer Product | Non-Weatherized, Non-Condensin | 1730 | 258 |  | 05/26/2023 | 70020 | 204100502 | 08/10/2023
Rheem Sales Company, Inc. | Fujitsu | FF125245TS80Y | Federally-Regulated Consumer Product | Non-Weatherized, Non-Condensin | 1835 | 263 | 263 | 05/26/2023 | 124289 | 10515131 | 08/10/2023
Rheem Sales Company, Inc. | Fujitsu | FF70173TS80Z | Federally-Regulated Consumer Product | Non-Weatherized, Non-Condensin | 1189 | 234 | 234 | 05/26/2023 | 70542 | 202132857 | 08/10/2023
Rheem Sales Company, Inc. | Fujitsu | FF100215LM97K | Federally-Regulated Consumer Product | Non-Weatherized, Condensing Ga | 1990 | 282 | 283 | 06/22/2023 | 39222 | 202070442 | 08/10/2023
Rheem Sales Company, Inc. | Fujitsu | FF75174TS80X | Federally-Regulated Consumer Product | Non-Weatherized, Non-Condensin | 1496 | 248 | 248 | 05/26/2023 | 75177 | 10515029 | 08/10/2023
Rheem Sales Company, Inc. | Fujitsu | FF115245LT96M | Federally-Regulated Consumer Product | Non-Weatherized, Condensing Ga | 2034 | 239 |  | 08/05/2020 | 78316 | 10515125 | 08/10/2023
Rheem Sales Company, Inc. | Fujitsu | FF70215TS95M | Federally-Regulated Consumer Product | Non-Weatherized, Condensing Ga | 1983 | 279 | 282 | 06/22/2023 | 70360 | 203261710 | 08/10/2023
Rheem Sales Company, Inc. | Fujitsu | FF75215CS80Y | Federally-Regulated Consumer Product | Non-Weatherized, Non-Condensin | 1892 | 265 | 265 | 05/26/2023 | 99827 | 203327202 | 08/10/2023
Rheem Sales Company, Inc. | Fujitsu | FF100215TS80ZB | Federally-Regulated Consumer Product | Non-Weatherized, Non-Condensin | 2096 | 274 |  | 05/26/2023 | 100583 | 204515051 | 08/10/2023
Rheem Sales Company, Inc. | Fujitsu | FF60173LM98U | Federally-Regulated Consumer Product | Non-Weatherized, Condensing Ga | 1110 | 244 | 244 | 06/22/2023 | 22600 | 202070550 | 08/10/2023
Rheem Sales Company, Inc. | Fujitsu | FF125245TT80X | Federally-Regulated Consumer Product | Non-Weatherized, Non-Condensin | 1899 | 266 |  | 05/26/2023 | 87546 | 204100504 | 08/10/2023
Rheem Sales Company, Inc. | Fujitsu | FF75174TT80X | Federally-Regulated Consumer Product | Non-Weatherized, Non-Condensin | 1884 | 265 |  | 05/26/2023 | 52545 | 204100501 | 08/10/2023
Rheem Sales Company, Inc. | Fujitsu | FF115245LM98U | Federally-Regulated Consumer Product | Non-Weatherized, Condensing Ga | 1971 | 282 | 282 | 06/22/2023 | 44499 | 202070567 | 08/10/2023
Rheem Sales Company, Inc. | Fujitsu | FF60173LM97K | Federally-Regulated Consumer Product | Non-Weatherized, Condensing Ga | 1327 | 253 | 253 | 06/22/2023 | 22218 | 202070448 | 08/10/2023
Rheem Sales Company, Inc. | Fujitsu | FF75174TT80M | Federally-Regulated Consumer Product | Non-Weatherized, Non-Condensin | 1884 | 265 | 265 | 05/26/2023 | 52545 | 204007904 | 08/10/2023
Rheem Sales Company, Inc. | Fujitsu | FF75214CS80X | Federally-Regulated Consumer Product | Non-Weatherized, Non-Condensin | 1634 | 254 | 254 | 05/26/2023 | 75736 | 203327194 | 08/10/2023
Rheem Sales Company, Inc. | Fujitsu | FF70173LM97K | Federally-Regulated Consumer Product | Non-Weatherized, Condensing Ga | 1282 | 251 | 251 | 06/22/2023 | 28494 | 202070453 | 08/10/2023
Rheem Sales Company, Inc. | Fujitsu | FF40173TS92M | Federally-Regulated Consumer Product | Non-Weatherized, Condensing Ga | 1107 | 244 | 244 | 05/26/2023 | 41877 | 10260137 | 08/10/2023
Rheem Sales Company, Inc. | Fujitsu | FF150245TT80M | Federally-Regulated Consumer Product | Non-Weatherized, Non-Condensin | 2092 | 274 | 274 | 06/22/2023 | 104565 | 204007908 | 08/10/2023
Rheem Sales Company, Inc. | Fujitsu | FF100215TS80M | Federally-Regulated Consumer Product | Non-Weatherized, Non-Condensin | 1812 | 262 | 262 | 06/22/2023 | 99863 | 10515030 | 08/10/2023
Rheem Sales Company, Inc. | Fujitsu | FF70215TT96M | Federally-Regulated Consumer Product | Non-Weatherized, Condensing Ga | 1854 | 277 | 277 | 06/22/2023 | 49250 | 203261712 | 08/10/2023
Rheem Sales Company, Inc. | Fujitsu | FF70173TT96M | Federally-Regulated Consumer Product | Non-Weatherized, Condensing Ga | 1321 | 253 | 253 | 06/22/2023 | 49242 | 10515070 | 08/10/2023
Rheem Sales Company, Inc. | Fujitsu | FF115245LM97K | Federally-Regulated Consumer Product | Non-Weatherized, Condensing Ga | 1959 | 281 | 281 | 06/22/2023 | 44459 | 202070458 | 08/10/2023
Rheem Sales Company, Inc. | Fujitsu | FF125245CS80Y | Federally-Regulated Consumer Product | Non-Weatherized, Non-Condensin | 1835 | 263 | 263 | 05/26/2023 | 124289 | 203327206 | 08/10/2023
Rheem Sales Company, Inc. | Fujitsu | FF100215TS80X | Federally-Regulated Consumer Product | Non-Weatherized, Non-Condensin | 1812 | 262 | 262 | 06/22/2023 | 99863 | 10515031 | 08/10/2023
Rheem Sales Company, Inc. | Fujitsu | FF100215LT96M | Federally-Regulated Consumer Product | Non-Weatherized, Condensing Ga | 1858 | 277 | 277 | 06/22/2023 | 68679 | 10515136 | 08/10/2023
Rheem Sales Company, Inc. | Fujitsu | FF100215TS92M | Federally-Regulated Consumer Product | Non-Weatherized, Condensing Ga | 2066 | 286 | 286 | 05/26/2023 | 98023 | 10260141 | 08/10/2023
Rheem Sales Company, Inc. | Fujitsu | FF70174TS80Z | Federally-Regulated Consumer Product | Non-Weatherized, Non-Condensin | 1823 | 262 |  | 05/26/2023 | 70109 | 204515050 | 08/10/2023
Rheem Sales Company, Inc. | Fujitsu | FF100215TS80ZA | Federally-Regulated Consumer Product | Non-Weatherized, Non-Condensin | 1861 | 264 |  | 05/26/2023 | 98348 | 205085388 | 08/10/2023
Rheem Sales Company, Inc. | Fujitsu | FF100215TS80D | Federally-Regulated Consumer Product | Non-Weatherized, Non-Condensin | 1895 | 265 | 265 | 05/26/2023 | 100302 | 10515128 | 08/10/2023
Rheem Sales Company, Inc. | Fujitsu | FF125245CS80D | Federally-Regulated Consumer Product | Non-Weatherized, Non-Condensin | 1835 | 263 | 263 | 05/26/2023 | 124289 | 203327205 | 08/10/2023
Rheem Sales Company, Inc. | Fujitsu | FF75214CS80M | Federally-Regulated Consumer Product | Non-Weatherized, Non-Condensin | 1634 | 254 | 254 | 05/26/2023 | 75736 | 203327193 | 08/10/2023
Rheem Sales Company, Inc. | Fujitsu | FF75214TS80X | Federally-Regulated Consumer Product | Non-Weatherized, Non-Condensin | 1634 | 254 | 254 | 05/26/2023 | 75736 | 10515119 | 08/10/2023
Rheem Sales Company, Inc. | Fujitsu | FF60173TS95M | Federally-Regulated Consumer Product | Non-Weatherized, Condensing Ga | 1156 | 246 | 246 | 06/22/2023 | 55624 | 10260150 | 08/10/2023
Rheem Sales Company, Inc. | Fujitsu | FF50143TT80X | Federally-Regulated Consumer Product | Non-Weatherized, Non-Condensin | 1260 | 237 | 237 | 05/26/2023 | 35654 | 204100499 | 08/10/2023
Rheem Sales Company, Inc. | Fujitsu | FF40173TT96M | Federally-Regulated Consumer Product | Non-Weatherized, Condensing Ga | 1252 | 250 | 250 | 06/22/2023 | 29298 | 10515068 | 08/10/2023
Rheem Sales Company, Inc. | Fujitsu | FF100215CS80X | Federally-Regulated Consumer Product | Non-Weatherized, Non-Condensin | 1812 | 262 | 262 | 06/22/2023 | 99863 | 203327196 | 08/10/2023
Rheem Sales Company, Inc. | Fujitsu | FF125245TS80X | Federally-Regulated Consumer Product | Non-Weatherized, Non-Condensin | 1991 | 270 | 270 | 05/26/2023 | 123598 | 10515033 | 08/10/2023
Rheem Sales Company, Inc. | Fujitsu | FF125245TS80M | Federally-Regulated Consumer Product | Non-Weatherized, Non-Condensin | 1991 | 270 | 270 | 05/26/2023 | 123598 | 10515032 | 08/10/2023
Rheem Sales Company, Inc. | Fujitsu | FF75174TS80M | Federally-Regulated Consumer Product | Non-Weatherized, Non-Condensin | 1496 | 248 | 248 | 05/26/2023 | 75177 | 10515028 | 08/10/2023
Rheem Sales Company, Inc. | Fujitsu | FF100215LM98U | Federally-Regulated Consumer Product | Non-Weatherized, Condensing Ga | 2084 | 287 | 287 | 06/20/2023 | 39023 | 202070562 | 08/10/2023
Rheem Sales Company, Inc. | Fujitsu | FF75174CS80X | Federally-Regulated Consumer Product | Non-Weatherized, Non-Condensin | 1496 | 248 | 248 | 05/26/2023 | 75177 | 203327192 | 08/10/2023
Rheem Sales Company, Inc. | Fujitsu | FF125245TS80D | Federally-Regulated Consumer Product | Non-Weatherized, Non-Condensin | 1835 | 263 | 263 | 05/26/2023 | 124289 | 10515130 | 08/10/2023
Rheem Sales Company, Inc. | Fujitsu | FF85215LM98U | Federally-Regulated Consumer Product | Non-Weatherized, Condensing Ga | 2209 | 292 | 292 | 06/22/2023 | 33631 | 202070554 | 08/10/2023
Rheem Sales Company, Inc. | Fujitsu | FF125245CS80X | Federally-Regulated Consumer Product | Non-Weatherized, Non-Condensin | 1991 | 270 | 270 | 05/26/2023 | 123598 | 203327198 | 08/10/2023
Rheem Sales Company, Inc. | Fujitsu | FF100215CS80M | Federally-Regulated Consumer Product | Non-Weatherized, Non-Condensin | 1812 | 262 | 262 | 06/22/2023 | 99863 | 203327195 | 08/10/2023
Rheem Sales Company, Inc. | Fujitsu | FF75173TT80M | Federally-Regulated Consumer Product | Non-Weatherized, Non-Condensin | 1539 | 250 | 250 | 06/22/2023 | 52505 | 204007903 | 08/10/2023
Rheem Sales Company, Inc. | DURASTAR | DR80UAT0752417SA | Federally-Regulated Consumer Product | Non-Weatherized, Non-Condensin | 1884 | 265 |  | 05/26/2023 | 52545 | 205783262 | 08/10/2023
Rheem Sales Company, Inc. | DURASTAR | DR80UAT1251524SA | Federally-Regulated Consumer Product | Non-Weatherized, Non-Condensin | 1991 | 270 |  | 05/26/2023 | 123598 | 205783258 | 08/10/2023
Rheem Sales Company, Inc. | DURASTAR | DR96UAT0702317SA | Federally-Regulated Consumer Product | Non-Weatherized, Condensing Ga | 1321 | 253 |  | 06/22/2023 | 49242 | 206720671 | 08/10/2023
Rheem Sales Company, Inc. | DURASTAR | DR80UAT1001521SA | Federally-Regulated Consumer Product | Non-Weatherized, Non-Condensin | 1812 | 262 |  | 06/22/2023 | 99863 | 205783256 | 08/10/2023
Rheem Sales Company, Inc. | DURASTAR | DR80DAT0751521SA | Federally-Regulated Consumer Product | Non-Weatherized, Non-Condensin | 1892 | 265 |  | 05/26/2023 | 99827 | 205783255 | 08/10/2023
Rheem Sales Company, Inc. | DURASTAR | DR95UCT1001521SA | Federally-Regulated Consumer Product | Non-Weatherized, Condensing Ga | 2066 | 286 |  | 06/22/2023 | 98023 | 205783272 | 08/10/2023
Rheem Sales Company, Inc. | DURASTAR | DR80UAT0502314SA | Federally-Regulated Consumer Product | Non-Weatherized, Non-Condensin | 1260 | 183 |  | 05/26/2023 | 35654 | 205783260 | 08/10/2023
Rheem Sales Company, Inc. | DURASTAR | DR96UAT0702521SA | Federally-Regulated Consumer Product | Non-Weatherized, Condensing Ga | 1854 | 277 |  | 06/27/2023 | 49250 | 206720672 | 08/10/2023
Rheem Sales Company, Inc. | DURASTAR | DR95UCT0701521SA | Federally-Regulated Consumer Product | Non-Weatherized, Condensing Ga | 1983 | 279 |  | 06/22/2023 | 70360 | 205783270 | 08/10/2023
Rheem Sales Company, Inc. | DURASTAR | DR80DBT0751317SA | Federally-Regulated Consumer Product | Non-Weatherized, Non-Condensin | 1253 | 237 |  | 05/26/2023 | 74903 | 205783252 | 08/10/2023
Rheem Sales Company, Inc. | DURASTAR | DR80DAT1251524SA | Federally-Regulated Consumer Product | Non-Weatherized, Non-Condensin | 1835 | 263 |  | 05/26/2023 | 124289 | 205783259 | 08/10/2023
Rheem Sales Company, Inc. | DURASTAR | DR95UCT0701317SA | Federally-Regulated Consumer Product | Non-Weatherized, Condensing Ga | 1362 | 255 |  | 06/22/2023 | 69960 | 205783269 | 08/10/2023
Rheem Sales Company, Inc. | DURASTAR | DR96UAT0852521SA | Federally-Regulated Consumer Product | Non-Weatherized, Condensing Ga | 2115 | 288 |  | 06/27/2023 | 58240 | 206720673 | 08/10/2023
Rheem Sales Company, Inc. | DURASTAR | DR80UAT0752317SA | Federally-Regulated Consumer Product | Non-Weatherized, Non-Condensin | 1539 | 250 |  | 06/22/2023 | 52505 | 205783261 | 08/10/2023
Rheem Sales Company, Inc. | DURASTAR | DR96UAT0602317SA | Federally-Regulated Consumer Product | Non-Weatherized, Condensing Ga | 1342 | 254 |  | 06/22/2023 | 39319 | 206720670 | 08/10/2023
Rheem Sales Company, Inc. | DURASTAR | DR80DAT1001521SA | Federally-Regulated Consumer Product | Non-Weatherized, Non-Condensin | 1895 | 265 |  | 05/26/2023 | 100302 | 205783257 | 08/10/2023
Rheem Sales Company, Inc. | DURASTAR | DR96UAT1152524SA | Federally-Regulated Consumer Product | Non-Weatherized, Condensing Ga | 1935 | 280 |  | 06/27/2023 | 78711 | 207430288 | 08/10/2023
Rheem Sales Company, Inc. | DURASTAR | DR96UAT1002521SA | Federally-Regulated Consumer Product | Non-Weatherized, Condensing Ga | 1930 | 280 |  | 06/27/2023 | 69202 | 206720674 | 08/10/2023
Rheem Sales Company, Inc. | DURASTAR | DR80UAT0501314SA | Federally-Regulated Consumer Product | Non-Weatherized, Non-Condensin | 1388 | 184 |  | 05/26/2023 | 49660 | 205783251 | 08/10/2023
Rheem Sales Company, Inc. | DURASTAR | DR80DAT0501314SA | Federally-Regulated Consumer Product | Non-Weatherized, Non-Condensin | 1223 | 236 |  | 05/26/2023 | 51119 | 206235437 | 08/10/2023
Rheem Sales Company, Inc. | DURASTAR | DR80UAT0751421SA | Federally-Regulated Consumer Product | Non-Weatherized, Non-Condensin | 1634 | 254 |  | 05/26/2023 | 75736 | 205783254 | 08/10/2023
Rheem Sales Company, Inc. | DURASTAR | DR95UCT0401317SA | Federally-Regulated Consumer Product | Non-Weatherized, Condensing Ga | 1107 | 244 |  | 06/22/2023 | 41877 | 205783267 | 08/10/2023
Rheem Sales Company, Inc. | DURASTAR | DR96UAT0402317SA | Federally-Regulated Consumer Product | Non-Weatherized, Condensing Ga | 1252 | 250 |  | 06/22/2023 | 29298 | 206720669 | 08/10/2023
Rheem Sales Company, Inc. | DURASTAR | DR95UCT0601317SA | Federally-Regulated Consumer Product | Non-Weatherized, Condensing Ga | 1156 | 246 |  | 06/22/2023 | 55624 | 205783268 | 08/10/2023
Rheem Sales Company, Inc. | DURASTAR | DR80UAT0751417SA | Federally-Regulated Consumer Product | Non-Weatherized, Non-Condensin | 1496 | 248 |  | 05/26/2023 | 75177 | 205783253 | 08/10/2023
Rheem Sales Company, Inc. | DURASTAR | DR80UAT1252524SA | Federally-Regulated Consumer Product | Non-Weatherized, Non-Condensin | 1899 | 266 |  | 06/22/2023 | 87546 | 205783265 | 08/10/2023
Rheem Sales Company, Inc. | DURASTAR | DR95UCT0851521SA | Federally-Regulated Consumer Product | Non-Weatherized, Condensing Ga | 1929 | 280 |  | 06/22/2023 | 84515 | 205783271 | 08/10/2023
Rheem Sales Company, Inc. | DURASTAR | DR95UCT1151524SA | Federally-Regulated Consumer Product | Non-Weatherized, Condensing Ga | 2041 | 285 |  | 06/22/2023 | 111488 | 205783273 | 08/10/2023
Rheem Sales Company, Inc. | DURASTAR | DR80UAT1002521SA | Federally-Regulated Consumer Product | Non-Weatherized, Non-Condensin | 1952 | 268 |  | 06/22/2023 | 70078 | 205783264 | 08/10/2023
Rheem Sales Company, Inc. | DURASTAR | DR80UAT1502524SA | Federally-Regulated Consumer Product | Non-Weatherized, Non-Condensin | 2092 | 274 |  | 06/22/2023 | 104565 | 205783266 | 08/10/2023
Rheem Sales Company, Inc. | Thermal Zone | TZ80MSX100C50UA | Federally-Regulated Consumer Product | Non-Weatherized, Non-Condensin | 1861 | 264 | 264 | 05/26/2023 | 98348 | 202132860 | 08/10/2023
Rheem Sales Company, Inc. | Thermal Zone | TZ80MSX050B30UA | Federally-Regulated Consumer Product | Non-Weatherized, Non-Condensin | 1165 | 233 | 233 | 05/26/2023 | 49157 | 202132858 | 08/10/2023
Rheem Sales Company, Inc. | Thermal Zone | TZ80DSC125D50SA | Federally-Regulated Consumer Product | Non-Weatherized, Non-Condensin | 1835 | 263 | 263 | 05/26/2023 | 124289 | 203327223 | 08/10/2023
Rheem Sales Company, Inc. | Thermal Zone | TZ80MDV100C50SA | Federally-Regulated Consumer Product | Non-Weatherized, Non-Condensin | 1905 | 266 | 266 | 06/22/2023 | 70000 | 7979980 | 08/10/2023
Rheem Sales Company, Inc. | Thermal Zone | TZ92MSX100C50A | Federally-Regulated Consumer Product | Non-Weatherized, Condensing Ga | 2066 | 286 | 286 | 06/20/2023 | 98023 | 9958616 | 08/10/2023
Rheem Sales Company, Inc. | Thermal Zone | TZ80DDV100C50XB | Federally-Regulated Consumer Product | Non-Weatherized, Non-Condensin | 2291 | 283 | 283 | 06/22/2023 | 70210 | 8087226 | 08/10/2023
Rheem Sales Company, Inc. | Thermal Zone | TZ80MSX100C50XA | Federally-Regulated Consumer Product | Non-Weatherized, Non-Condensin | 1812 | 262 | 262 | 06/22/2023 | 99863 | 7490401 | 08/10/2023
Rheem Sales Company, Inc. | Thermal Zone | TZ80MSX070B40UA | Federally-Regulated Consumer Product | Non-Weatherized, Non-Condensin | 1823 | 262 | 262 | 05/26/2023 | 70109 | 204515053 | 08/10/2023
Rheem Sales Company, Inc. | Thermal Zone | TZ80MSC050A30XA | Federally-Regulated Consumer Product | Non-Weatherized, Non-Condensin | 1388 | 184 | 243 | 05/26/2023 | 49660 | 203327208 | 08/10/2023
Rheem Sales Company, Inc. | Thermal Zone | TZ80DSX075B30SC | Federally-Regulated Consumer Product | Non-Weatherized, Non-Condensin | 1253 | 237 | 237 | 05/26/2023 | 74903 | 205001029 | 08/10/2023
Rheem Sales Company, Inc. | Thermal Zone | TZ96MDV070C50A | Federally-Regulated Consumer Product | Non-Weatherized, Condensing Ga | 1923 | 280 | 280 | 06/22/2023 | 49235 | 203261730 | 08/10/2023
Rheem Sales Company, Inc. | Thermal Zone | TZ80MSC125D50XA | Federally-Regulated Consumer Product | Non-Weatherized, Non-Condensin | 1991 | 270 | 270 | 05/26/2023 | 123598 | 203327216 | 08/10/2023
Rheem Sales Company, Inc. | Thermal Zone | TZ96MDX100C50A | Federally-Regulated Consumer Product | Non-Weatherized, Condensing Ga | 1930 | 280 | 280 | 06/22/2023 | 69202 | 9950858 | 08/10/2023
Rheem Sales Company, Inc. | Thermal Zone | TZ80DSX050A30SA | Federally-Regulated Consumer Product | Non-Weatherized, Non-Condensin | 1223 | 236 |  | 05/25/2023 | 51119 | 205001031 | 08/10/2023
Rheem Sales Company, Inc. | Thermal Zone | TZ80MSX050B40UA | Federally-Regulated Consumer Product | Non-Weatherized, Non-Condensin | 1502 | 248 | 248 | 05/26/2023 | 50342 | 204515052 | 08/10/2023
Rheem Sales Company, Inc. | Thermal Zone | TZ80DSC075B30XB | Federally-Regulated Consumer Product | Non-Weatherized, Non-Condensin | 1253 | 237 | 237 | 05/26/2023 | 74903 | 205001034 | 08/10/2023
Rheem Sales Company, Inc. | Thermal Zone | TZ92MSX070B30A | Federally-Regulated Consumer Product | Non-Weatherized, Condensing Ga | 1362 | 255 | 255 | 06/20/2023 | 69960 | 9958608 | 08/10/2023
Rheem Sales Company, Inc. | Thermal Zone | TZ80MSX100C50SA | Federally-Regulated Consumer Product | Non-Weatherized, Non-Condensin | 1812 | 262 | 262 | 06/22/2023 | 99863 | 7490389 | 08/10/2023
Rheem Sales Company, Inc. | Thermal Zone | TZ96MDX115D50A | Federally-Regulated Consumer Product | Non-Weatherized, Condensing Ga | 1935 | 280 | 280 | 06/22/2023 | 78711 | 9950862 | 08/10/2023
Rheem Sales Company, Inc. | Thermal Zone | TZ80DSC050A30XA | Federally-Regulated Consumer Product | Non-Weatherized, Non-Condensin | 1223 | 236 | 236 | 05/26/2023 | 51119 | 205001036 | 08/10/2023
Rheem Sales Company, Inc. | Thermal Zone | TZ80MSX050A30SA | Federally-Regulated Consumer Product | Non-Weatherized, Non-Condensin | 1388 | 243 | 243 | 05/26/2023 | 49660 | 7490350 | 08/10/2023
Rheem Sales Company, Inc. | Thermal Zone | TZ96MDX070C50A | Federally-Regulated Consumer Product | Non-Weatherized, Condensing Ga | 1854 | 277 | 277 | 06/22/2023 | 49250 | 203261731 | 08/10/2023
Rheem Sales Company, Inc. | Thermal Zone | TZ96MDX040B30A | Federally-Regulated Consumer Product | Non-Weatherized, Condensing Ga | 1252 | 250 | 250 | 06/22/2023 | 29298 | 9950842 | 08/10/2023
Rheem Sales Company, Inc. | Thermal Zone | TZ80MDX100C50XA | Federally-Regulated Consumer Product | Non-Weatherized, Non-Condensin | 1952 | 268 | 268 | 06/22/2023 | 70078 | 204100510 | 08/10/2023
Rheem Sales Company, Inc. | Thermal Zone | TZ92MSX040B30A | Federally-Regulated Consumer Product | Non-Weatherized, Condensing Ga | 1107 | 244 | 244 | 06/20/2023 | 41877 | 9958600 | 08/10/2023
Rheem Sales Company, Inc. | Thermal Zone | TZ80DSX050A30XA | Federally-Regulated Consumer Product | Non-Weatherized, Non-Condensin | 1223 | 236 | 236 | 05/26/2023 | 51119 | 205001035 | 08/10/2023
Rheem Sales Company, Inc. | Thermal Zone | TZ80MDX150D50XA | Federally-Regulated Consumer Product | Non-Weatherized, Non-Condensin | 2092 | 274 | 274 | 06/22/2023 | 104565 | 204100512 | 08/10/2023
Rheem Sales Company, Inc. | Thermal Zone | TZ80MSX075C40XA | Federally-Regulated Consumer Product | Non-Weatherized, Non-Condensin | 1634 | 254 | 254 | 05/26/2023 | 75736 | 8087162 | 08/10/2023
Rheem Sales Company, Inc. | Thermal Zone | TZ80MSC075C40SA | Federally-Regulated Consumer Product | Non-Weatherized, Non-Condensin | 1634 | 254 | 254 | 05/26/2023 | 75736 | 203327211 | 08/10/2023
Rheem Sales Company, Inc. | Thermal Zone | TZ80MDX050A30XA | Federally-Regulated Consumer Product | Non-Weatherized, Non-Condensin | 1260 | 237 | 237 | 05/26/2023 | 35654 | 204100506 | 08/10/2023
Rheem Sales Company, Inc. | Thermal Zone | TZ80MSC100C50XA | Federally-Regulated Consumer Product | Non-Weatherized, Non-Condensin | 1812 | 262 | 262 | 06/22/2023 | 99863 | 203327214 | 08/10/2023
Rheem Sales Company, Inc. | Thermal Zone | TZ80MSC125D50SA | Federally-Regulated Consumer Product | Non-Weatherized, Non-Condensin | 1991 | 270 |  | 05/25/2023 | 123598 | 203327215 | 08/10/2023
Rheem Sales Company, Inc. | Thermal Zone | TZ80MSX050A30XA | Federally-Regulated Consumer Product | Non-Weatherized, Non-Condensin | 1388 | 243 | 243 | 05/26/2023 | 49660 | 7490359 | 08/10/2023
Rheem Sales Company, Inc. | Thermal Zone | TZ96MDX085C50A | Federally-Regulated Consumer Product | Non-Weatherized, Condensing Ga | 2115 | 288 | 288 | 06/22/2023 | 58240 | 9950854 | 08/10/2023
Rheem Sales Company, Inc. | Thermal Zone | TZ80MSX075B40SA | Federally-Regulated Consumer Product | Non-Weatherized, Non-Condensin | 1496 | 248 | 248 | 05/26/2023 | 75177 | 7490368 | 08/10/2023
Rheem Sales Company, Inc. | Thermal Zone | TZ80DSX125D50SB | Federally-Regulated Consumer Product | Non-Weatherized, Non-Condensin | 1835 | 263 | 263 | 05/26/2023 | 124289 | 8087182 | 08/10/2023
Rheem Sales Company, Inc. | Thermal Zone | TZ80MDX125D50SA | Federally-Regulated Consumer Product | Non-Weatherized, Non-Condensin | 1899 | 266 | 266 | 06/22/2023 | 87546 | 204007900 | 08/10/2023
Rheem Sales Company, Inc. | Thermal Zone | TZ80MDX075B40SA | Federally-Regulated Consumer Product | Non-Weatherized, Non-Condensin | 1884 | 265 | 265 | 05/26/2023 | 52545 | 204007897 | 08/10/2023
Rheem Sales Company, Inc. | Thermal Zone | TZ80MDX100B40XA | Federally-Regulated Consumer Product | Non-Weatherized, Non-Condensin | 1730 | 258 | 258 | 05/26/2023 | 70020 | 204100509 | 08/10/2023
Rheem Sales Company, Inc. | Thermal Zone | TZ80MDX125D50XA | Federally-Regulated Consumer Product | Non-Weatherized, Non-Condensin | 1899 | 266 | 266 | 06/22/2023 | 87546 | 204100511 | 08/10/2023
Rheem Sales Company, Inc. | Thermal Zone | TZ80MDX075B30SA | Federally-Regulated Consumer Product | Non-Weatherized, Non-Condensin | 1539 | 250 | 250 | 06/22/2023 | 52505 | 204007896 | 08/10/2023
Rheem Sales Company, Inc. | Thermal Zone | TZ80DSX100C50SB | Federally-Regulated Consumer Product | Non-Weatherized, Non-Condensin | 1895 | 265 | 265 | 05/26/2023 | 100302 | 8087174 | 08/10/2023
Rheem Sales Company, Inc. | Thermal Zone | TZ80MSC075B40XA | Federally-Regulated Consumer Product | Non-Weatherized, Non-Condensin | 1496 | 248 | 248 | 05/26/2023 | 75177 | 203327210 | 08/10/2023
Rheem Sales Company, Inc. | Thermal Zone | TZ80MSC075C40XA | Federally-Regulated Consumer Product | Non-Weatherized, Non-Condensin | 1634 | 254 | 254 | 05/26/2023 | 75736 | 203327212 | 08/10/2023
Rheem Sales Company, Inc. | Thermal Zone | TZ96MDX070B30A | Federally-Regulated Consumer Product | Non-Weatherized, Condensing Ga | 1321 | 253 | 253 | 06/22/2023 | 49242 | 9950850 | 08/10/2023
Rheem Sales Company, Inc. | Thermal Zone | TZ80MSV100C50UA | Federally-Regulated Consumer Product | Non-Weatherized, Non-Condensin | 2054 | 272 |  | 08/01/2023 | 98467 | 205354995 | 08/10/2023
Rheem Sales Company, Inc. | Thermal Zone | TZ80DSX125D50XB | Federally-Regulated Consumer Product | Non-Weatherized, Non-Condensin | 1835 | 263 | 263 | 05/26/2023 | 124289 | 8087186 | 08/10/2023
Rheem Sales Company, Inc. | Thermal Zone | TZ80DSC125D50XA | Federally-Regulated Consumer Product | Non-Weatherized, Non-Condensin | 1835 | 263 | 263 | 05/26/2023 | 124289 | 203327224 | 08/10/2023
Rheem Sales Company, Inc. | Thermal Zone | TZ80MSX070B30UA | Federally-Regulated Consumer Product | Non-Weatherized, Non-Condensin | 1189 | 234 | 234 | 05/26/2023 | 70542 | 202132859 | 08/10/2023
Rheem Sales Company, Inc. | Thermal Zone | TZ80DSX075B30XC | Federally-Regulated Consumer Product | Non-Weatherized, Non-Condensin | 1253 | 237 | 237 | 05/26/2023 | 74903 | 205001033 | 08/10/2023
Rheem Sales Company, Inc. | Thermal Zone | TZ80MSV050B40UA | Federally-Regulated Consumer Product | Non-Weatherized, Non-Condensin | 1298 | 234 |  | 08/01/2023 | 50335 | 205354993 | 08/10/2023
Rheem Sales Company, Inc. | Thermal Zone | TZ80MSX075C40SA | Federally-Regulated Consumer Product | Non-Weatherized, Non-Condensin | 1634 | 254 | 254 | 05/26/2023 | 75736 | 8087158 | 08/10/2023
Rheem Sales Company, Inc. | Thermal Zone | TZ80DSC100C50XA | Federally-Regulated Consumer Product | Non-Weatherized, Non-Condensin | 1895 | 265 | 265 | 05/26/2023 | 100302 | 203327222 | 08/10/2023
Rheem Sales Company, Inc. | Thermal Zone | TZ80MDX075B40XA | Federally-Regulated Consumer Product | Non-Weatherized, Non-Condensin | 1884 | 265 | 265 | 05/26/2023 | 52545 | 204100508 | 08/10/2023
Rheem Sales Company, Inc. | Thermal Zone | TZ95MSX070C50C | Federally-Regulated Consumer Product | Non-Weatherized, Condensing Ga | 1983 | 279 | 282 | 06/22/2023 | 70360 | 203261729 | 08/10/2023
Rheem Sales Company, Inc. | Thermal Zone | TZ80MDV125D50SA | Federally-Regulated Consumer Product | Non-Weatherized, Non-Condensin | 2073 | 273 | 273 | 06/22/2023 | 87500 | 7979992 | 08/10/2023
Rheem Sales Company, Inc. | Thermal Zone | TZ80MDX075B30XA | Federally-Regulated Consumer Product | Non-Weatherized, Non-Condensin | 1539 | 250 | 250 | 06/22/2023 | 52505 | 204100507 | 08/10/2023
Rheem Sales Company, Inc. | Thermal Zone | TZ80MDV075B30SA | Federally-Regulated Consumer Product | Non-Weatherized, Non-Condensin | 1458 | 246 | 246 | 05/26/2023 | 52564 | 7979952 | 08/10/2023
Rheem Sales Company, Inc. | Thermal Zone | TZ80MDV075C40SA | Federally-Regulated Consumer Product | Non-Weatherized, Non-Condensin | 1718 | 258 | 258 | 06/22/2023 | 52500 | 7979968 | 08/10/2023
Rheem Sales Company, Inc. | Thermal Zone | TZ80MSV070B40UA | Federally-Regulated Consumer Product | Non-Weatherized, Non-Condensin | 1550 | 250 |  | 08/01/2023 | 70502 | 205354994 | 08/10/2023
Rheem Sales Company, Inc. | Thermal Zone | TZ80MSX100C50UB | Federally-Regulated Consumer Product | Non-Weatherized, Non-Condensin | 2096 | 274 | 274 | 05/26/2023 | 100583 | 204515054 | 08/10/2023
Rheem Sales Company, Inc. | Thermal Zone | TZ96MDX060B30A | Federally-Regulated Consumer Product | Non-Weatherized, Condensing Ga | 1342 | 254 | 254 | 06/22/2023 | 39319 | 9950846 | 08/10/2023
Rheem Sales Company, Inc. | Thermal Zone | TZ80MSX075B40XA | Federally-Regulated Consumer Product | Non-Weatherized, Non-Condensin | 1496 | 248 | 248 | 05/26/2023 | 75177 | 7490378 | 08/10/2023
Rheem Sales Company, Inc. | Thermal Zone | TZ92MSX085C50A | Federally-Regulated Consumer Product | Non-Weatherized, Condensing Ga | 1929 | 280 | 280 | 06/20/2023 | 84515 | 9958612 | 08/10/2023
Rheem Sales Company, Inc. | Thermal Zone | TZ80MDX100B40SA | Federally-Regulated Consumer Product | Non-Weatherized, Non-Condensin | 1730 | 258 | 258 | 05/26/2023 | 70020 | 204007898 | 08/10/2023
Rheem Sales Company, Inc. | Thermal Zone | TZ80MDX150D50SA | Federally-Regulated Consumer Product | Non-Weatherized, Non-Condensin | 2092 | 274 | 274 | 06/22/2023 | 104565 | 204007901 | 08/10/2023
Rheem Sales Company, Inc. | Thermal Zone | TZ80DSC075C50XA | Federally-Regulated Consumer Product | Non-Weatherized, Non-Condensin | 1892 | 265 | 265 | 05/26/2023 | 99827 | 203327220 | 08/10/2023
Rheem Sales Company, Inc. | Thermal Zone | TZ96MDV115D50A | Federally-Regulated Consumer Product | Non-Weatherized, Condensing Ga | 2034 | 239 |  | 08/05/2020 | 78316 | 7502143 | 08/10/2023
Rheem Sales Company, Inc. | Thermal Zone | TZ92MSX060B30A | Federally-Regulated Consumer Product | Non-Weatherized, Condensing Ga | 1156 | 246 | 246 | 06/20/2023 | 55624 | 9958604 | 08/10/2023
Rheem Sales Company, Inc. | Thermal Zone | TZ80MSC100C50SA | Federally-Regulated Consumer Product | Non-Weatherized, Non-Condensin | 1812 | 262 | 262 | 06/22/2023 | 99863 | 203327213 | 08/10/2023
Rheem Sales Company, Inc. | Thermal Zone | TZ80DSX100C50XB | Federally-Regulated Consumer Product | Non-Weatherized, Non-Condensin | 1895 | 265 | 265 | 05/26/2023 | 100302 | 8087178 | 08/10/2023
Rheem Sales Company, Inc. | Thermal Zone | TZ80MSX100C50UA | Federally-Regulated Consumer Product | Non-Weatherized, Non-Condensin | 1861 | 264 | 264 | 05/26/2023 | 98348 | 202132860 | 08/10/2023
Rheem Sales Company, Inc. | Thermal Zone | TZ80MSX050B30UA | Federally-Regulated Consumer Product | Non-Weatherized, Non-Condensin | 1165 | 233 | 233 | 05/26/2023 | 49157 | 202132858 | 08/10/2023
Rheem Sales Company, Inc. | Thermal Zone | TZ80DSC125D50SA | Federally-Regulated Consumer Product | Non-Weatherized, Non-Condensin | 1835 | 263 | 263 | 05/26/2023 | 124289 | 203327223 | 08/10/2023
Rheem Sales Company, Inc. | Thermal Zone | TZ80MDV100C50SA | Federally-Regulated Consumer Product | Non-Weatherized, Non-Condensin | 1905 | 266 | 266 | 06/22/2023 | 70000 | 7979980 | 08/10/2023
Rheem Sales Company, Inc. | Thermal Zone | TZ92MSX100C50A | Federally-Regulated Consumer Product | Non-Weatherized, Condensing Ga | 2066 | 286 | 286 | 06/20/2023 | 98023 | 9958616 | 08/10/2023
Rheem Sales Company, Inc. | Thermal Zone | TZ80DDV100C50XB | Federally-Regulated Consumer Product | Non-Weatherized, Non-Condensin | 2291 | 283 | 283 | 06/22/2023 | 70210 | 8087226 | 08/10/2023
Rheem Sales Company, Inc. | Thermal Zone | TZ80MSX100C50XA | Federally-Regulated Consumer Product | Non-Weatherized, Non-Condensin | 1812 | 262 | 262 | 06/22/2023 | 99863 | 7490401 | 08/10/2023
Rheem Sales Company, Inc. | Thermal Zone | TZ80MSX070B40UA | Federally-Regulated Consumer Product | Non-Weatherized, Non-Condensin | 1823 | 262 | 262 | 05/26/2023 | 70109 | 204515053 | 08/10/2023
Rheem Sales Company, Inc. | Thermal Zone | TZ80MSC050A30XA | Federally-Regulated Consumer Product | Non-Weatherized, Non-Condensin | 1388 | 184 | 243 | 05/26/2023 | 49660 | 203327208 | 08/10/2023
Rheem Sales Company, Inc. | Thermal Zone | TZ80DSX075B30SC | Federally-Regulated Consumer Product | Non-Weatherized, Non-Condensin | 1253 | 237 | 237 | 05/26/2023 | 74903 | 205001029 | 08/10/2023
Rheem Sales Company, Inc. | Thermal Zone | TZ96MDV070C50A | Federally-Regulated Consumer Product | Non-Weatherized, Condensing Ga | 1923 | 280 | 280 | 06/22/2023 | 49235 | 203261730 | 08/10/2023
Rheem Sales Company, Inc. | Thermal Zone | TZ80MSC125D50XA | Federally-Regulated Consumer Product | Non-Weatherized, Non-Condensin | 1991 | 270 | 270 | 05/26/2023 | 123598 | 203327216 | 08/10/2023
Rheem Sales Company, Inc. | Thermal Zone | TZ96MDX100C50A | Federally-Regulated Consumer Product | Non-Weatherized, Condensing Ga | 1930 | 280 | 280 | 06/22/2023 | 69202 | 9950858 | 08/10/2023
Rheem Sales Company, Inc. | Thermal Zone | TZ80DSX050A30SA | Federally-Regulated Consumer Product | Non-Weatherized, Non-Condensin | 1223 | 236 |  | 05/25/2023 | 51119 | 205001031 | 08/10/2023
Rheem Sales Company, Inc. | Thermal Zone | TZ80MSX050B40UA | Federally-Regulated Consumer Product | Non-Weatherized, Non-Condensin | 1502 | 248 | 248 | 05/26/2023 | 50342 | 204515052 | 08/10/2023
Rheem Sales Company, Inc. | Thermal Zone | TZ80DSC075B30XB | Federally-Regulated Consumer Product | Non-Weatherized, Non-Condensin | 1253 | 237 | 237 | 05/26/2023 | 74903 | 205001034 | 08/10/2023
Rheem Sales Company, Inc. | Thermal Zone | TZ92MSX070B30A | Federally-Regulated Consumer Product | Non-Weatherized, Condensing Ga | 1362 | 255 | 255 | 06/20/2023 | 69960 | 9958608 | 08/10/2023
Rheem Sales Company, Inc. | Thermal Zone | TZ80MSX100C50SA | Federally-Regulated Consumer Product | Non-Weatherized, Non-Condensin | 1812 | 262 | 262 | 06/22/2023 | 99863 | 7490389 | 08/10/2023
Rheem Sales Company, Inc. | Thermal Zone | TZ96MDX115D50A | Federally-Regulated Consumer Product | Non-Weatherized, Condensing Ga | 1935 | 280 | 280 | 06/22/2023 | 78711 | 9950862 | 08/10/2023
Rheem Sales Company, Inc. | Thermal Zone | TZ80DSC050A30XA | Federally-Regulated Consumer Product | Non-Weatherized, Non-Condensin | 1223 | 236 | 236 | 05/26/2023 | 51119 | 205001036 | 08/10/2023
Rheem Sales Company, Inc. | Thermal Zone | TZ80MSX050A30SA | Federally-Regulated Consumer Product | Non-Weatherized, Non-Condensin | 1388 | 243 | 243 | 05/26/2023 | 49660 | 7490350 | 08/10/2023
Rheem Sales Company, Inc. | Thermal Zone | TZ96MDX070C50A | Federally-Regulated Consumer Product | Non-Weatherized, Condensing Ga | 1854 | 277 | 277 | 06/22/2023 | 49250 | 203261731 | 08/10/2023
Rheem Sales Company, Inc. | Thermal Zone | TZ96MDX040B30A | Federally-Regulated Consumer Product | Non-Weatherized, Condensing Ga | 1252 | 250 | 250 | 06/22/2023 | 29298 | 9950842 | 08/10/2023
Rheem Sales Company, Inc. | Thermal Zone | TZ80MDX100C50XA | Federally-Regulated Consumer Product | Non-Weatherized, Non-Condensin | 1952 | 268 | 268 | 06/22/2023 | 70078 | 204100510 | 08/10/2023
Rheem Sales Company, Inc. | Thermal Zone | TZ92MSX040B30A | Federally-Regulated Consumer Product | Non-Weatherized, Condensing Ga | 1107 | 244 | 244 | 06/20/2023 | 41877 | 9958600 | 08/10/2023
Rheem Sales Company, Inc. | Thermal Zone | TZ80DSX050A30XA | Federally-Regulated Consumer Product | Non-Weatherized, Non-Condensin | 1223 | 236 | 236 | 05/26/2023 | 51119 | 205001035 | 08/10/2023
Rheem Sales Company, Inc. | Thermal Zone | TZ80MDX150D50XA | Federally-Regulated Consumer Product | Non-Weatherized, Non-Condensin | 2092 | 274 | 274 | 06/22/2023 | 104565 | 204100512 | 08/10/2023
Rheem Sales Company, Inc. | Thermal Zone | TZ80MSX075C40XA | Federally-Regulated Consumer Product | Non-Weatherized, Non-Condensin | 1634 | 254 | 254 | 05/26/2023 | 75736 | 8087162 | 08/10/2023
Rheem Sales Company, Inc. | Thermal Zone | TZ80MSC075C40SA | Federally-Regulated Consumer Product | Non-Weatherized, Non-Condensin | 1634 | 254 | 254 | 05/26/2023 | 75736 | 203327211 | 08/10/2023
Rheem Sales Company, Inc. | Thermal Zone | TZ80MDX050A30XA | Federally-Regulated Consumer Product | Non-Weatherized, Non-Condensin | 1260 | 237 | 237 | 05/26/2023 | 35654 | 204100506 | 08/10/2023
Rheem Sales Company, Inc. | Thermal Zone | TZ80MSC100C50XA | Federally-Regulated Consumer Product | Non-Weatherized, Non-Condensin | 1812 | 262 | 262 | 06/22/2023 | 99863 | 203327214 | 08/10/2023
Rheem Sales Company, Inc. | Thermal Zone | TZ80MSC125D50SA | Federally-Regulated Consumer Product | Non-Weatherized, Non-Condensin | 1991 | 270 |  | 05/25/2023 | 123598 | 203327215 | 08/10/2023
Rheem Sales Company, Inc. | Thermal Zone | TZ80MSX050A30XA | Federally-Regulated Consumer Product | Non-Weatherized, Non-Condensin | 1388 | 243 | 243 | 05/26/2023 | 49660 | 7490359 | 08/10/2023
Rheem Sales Company, Inc. | Thermal Zone | TZ96MDX085C50A | Federally-Regulated Consumer Product | Non-Weatherized, Condensing Ga | 2115 | 288 | 288 | 06/22/2023 | 58240 | 9950854 | 08/10/2023
Rheem Sales Company, Inc. | Thermal Zone | TZ80MSX075B40SA | Federally-Regulated Consumer Product | Non-Weatherized, Non-Condensin | 1496 | 248 | 248 | 05/26/2023 | 75177 | 7490368 | 08/10/2023
Rheem Sales Company, Inc. | Thermal Zone | TZ80DSX125D50SB | Federally-Regulated Consumer Product | Non-Weatherized, Non-Condensin | 1835 | 263 | 263 | 05/26/2023 | 124289 | 8087182 | 08/10/2023
Rheem Sales Company, Inc. | Thermal Zone | TZ80MDX125D50SA | Federally-Regulated Consumer Product | Non-Weatherized, Non-Condensin | 1899 | 266 | 266 | 06/22/2023 | 87546 | 204007900 | 08/10/2023
Rheem Sales Company, Inc. | Thermal Zone | TZ80MDX075B40SA | Federally-Regulated Consumer Product | Non-Weatherized, Non-Condensin | 1884 | 265 | 265 | 05/26/2023 | 52545 | 204007897 | 08/10/2023
Rheem Sales Company, Inc. | Thermal Zone | TZ80MDX100B40XA | Federally-Regulated Consumer Product | Non-Weatherized, Non-Condensin | 1730 | 258 | 258 | 05/26/2023 | 70020 | 204100509 | 08/10/2023
Rheem Sales Company, Inc. | Thermal Zone | TZ80MDX125D50XA | Federally-Regulated Consumer Product | Non-Weatherized, Non-Condensin | 1899 | 266 | 266 | 06/22/2023 | 87546 | 204100511 | 08/10/2023
Rheem Sales Company, Inc. | Thermal Zone | TZ80MDX075B30SA | Federally-Regulated Consumer Product | Non-Weatherized, Non-Condensin | 1539 | 250 | 250 | 06/22/2023 | 52505 | 204007896 | 08/10/2023
Rheem Sales Company, Inc. | Thermal Zone | TZ80DSX100C50SB | Federally-Regulated Consumer Product | Non-Weatherized, Non-Condensin | 1895 | 265 | 265 | 05/26/2023 | 100302 | 8087174 | 08/10/2023
Rheem Sales Company, Inc. | Thermal Zone | TZ80MSC075B40XA | Federally-Regulated Consumer Product | Non-Weatherized, Non-Condensin | 1496 | 248 | 248 | 05/26/2023 | 75177 | 203327210 | 08/10/2023
Rheem Sales Company, Inc. | Thermal Zone | TZ80MSC075C40XA | Federally-Regulated Consumer Product | Non-Weatherized, Non-Condensin | 1634 | 254 | 254 | 05/26/2023 | 75736 | 203327212 | 08/10/2023
Rheem Sales Company, Inc. | Thermal Zone | TZ96MDX070B30A | Federally-Regulated Consumer Product | Non-Weatherized, Condensing Ga | 1321 | 253 | 253 | 06/22/2023 | 49242 | 9950850 | 08/10/2023
Rheem Sales Company, Inc. | Thermal Zone | TZ80MSV100C50UA | Federally-Regulated Consumer Product | Non-Weatherized, Non-Condensin | 2054 | 272 |  | 08/01/2023 | 98467 | 205354995 | 08/10/2023
Rheem Sales Company, Inc. | Thermal Zone | TZ80DSX125D50XB | Federally-Regulated Consumer Product | Non-Weatherized, Non-Condensin | 1835 | 263 | 263 | 05/26/2023 | 124289 | 8087186 | 08/10/2023
Rheem Sales Company, Inc. | Thermal Zone | TZ80DSC125D50XA | Federally-Regulated Consumer Product | Non-Weatherized, Non-Condensin | 1835 | 263 | 263 | 05/26/2023 | 124289 | 203327224 | 08/10/2023
Rheem Sales Company, Inc. | Thermal Zone | TZ80MSX070B30UA | Federally-Regulated Consumer Product | Non-Weatherized, Non-Condensin | 1189 | 234 | 234 | 05/26/2023 | 70542 | 202132859 | 08/10/2023
Rheem Sales Company, Inc. | Thermal Zone | TZ80DSX075B30XC | Federally-Regulated Consumer Product | Non-Weatherized, Non-Condensin | 1253 | 237 | 237 | 05/26/2023 | 74903 | 205001033 | 08/10/2023
Allied Air | MAGIC-PAK | 48MGE4-14-361**-** | Federally-Regulated Consumer Product | Non-Weatherized, Non-Condensin | 1002 | 226 |  | 05/25/2023 | 47147 | 207335120 | 08/15/2023
Allied Air | MAGIC-PAK | 36MGE4-14-361**-** | Federally-Regulated Consumer Product | Non-Weatherized, Non-Condensin | 1001 | 226 |  | 05/25/2023 | 36485 | 207335119 | 08/15/2023
Allied Air | MAGIC-PAK | 60MGE4-14-361**-** | Federally-Regulated Consumer Product | Non-Weatherized, Non-Condensin | 1095 | 230 |  | 05/25/2023 | 60074 | 207335121 | 08/15/2023
Allied Air | MAGIC-PAK | 24MGE4-14-361**-** | Federally-Regulated Consumer Product | Non-Weatherized, Non-Condensin | 1078 | 229 |  | 05/25/2023 | 23802 | 207335118 | 08/15/2023
Allied Air | MAGIC-PAK | 48MGE4-14-361**-** | Federally-Regulated Consumer Product | Non-Weatherized, Non-Condensin | 1002 | 226 |  | 08/15/2023 | 47147 | 207335120 | 08/15/2023
Allied Air | MAGIC-PAK | 36MGE4-14-361**-** | Federally-Regulated Consumer Product | Non-Weatherized, Non-Condensin | 1001 | 226 |  | 08/15/2023 | 36485 | 207335119 | 08/15/2023
Allied Air | MAGIC-PAK | 60MGE4-14-361**-** | Federally-Regulated Consumer Product | Non-Weatherized, Non-Condensin | 1095 | 230 |  | 08/15/2023 | 60074 | 207335121 | 08/15/2023
Allied Air | MAGIC-PAK | 24MGE4-14-361**-** | Federally-Regulated Consumer Product | Non-Weatherized, Non-Condensin | 1078 | 229 |  | 08/15/2023 | 23802 | 207335118 | 08/15/2023
Allied Air | MAGIC-PAK | 48MGE4-14-361**-** | Federally-Regulated Consumer Product | Non-Weatherized, Non-Condensin | 1002 | 226 |  | 08/15/2023 | 47147 | 207335120 | 08/15/2023
Allied Air | MAGIC-PAK | 36MGE4-14-361**-** | Federally-Regulated Consumer Product | Non-Weatherized, Non-Condensin | 1001 | 226 |  | 08/15/2023 | 36485 | 207335119 | 08/15/2023
Allied Air | MAGIC-PAK | 60MGE4-14-361**-** | Federally-Regulated Consumer Product | Non-Weatherized, Non-Condensin | 1095 | 230 |  | 08/15/2023 | 60074 | 207335121 | 08/15/2023
Allied Air | MAGIC-PAK | 24MGE4-14-361**-** | Federally-Regulated Consumer Product | Non-Weatherized, Non-Condensin | 1078 | 229 |  | 08/15/2023 | 23802 | 207335118 | 08/15/2023
Johnson Controls, Inc. | LUXAIRE BY JOHNSON CONTROLS | TMLE080C20MP11 | Federally-Regulated Consumer Product | Non-Weatherized, Non-Condensin | 2104 | 269 |  | 06/09/2023 | 80073 | 203489617 | 08/17/2023
Johnson Controls, Inc. | LUXAIRE BY JOHNSON CONTROLS | PHG4B361002X4 | Federally-Regulated Consumer Product | Weatherized Non-Condensing Gas | 1564 | 266 | 268 | 08/18/2022 | 99580 | 206338245 | 08/17/2023
Johnson Controls, Inc. | LUXAIRE BY JOHNSON CONTROLS | TM8E100C16MP11 | Federally-Regulated Consumer Product | Non-Weatherized, Non-Condensin | 1717 | 252 |  | 06/09/2023 | 99043 | 203324348 | 08/17/2023
Johnson Controls, Inc. | LUXAIRE BY JOHNSON CONTROLS | TM8E080C16MP11 | Federally-Regulated Consumer Product | Non-Weatherized, Non-Condensin | 1616 | 248 |  | 06/09/2023 | 79634 | 203324345 | 08/17/2023
Johnson Controls, Inc. | LUXAIRE BY JOHNSON CONTROLS | TM8E040A12MP11 | Federally-Regulated Consumer Product | Non-Weatherized, Non-Condensin | 1303 | 235 |  | 06/09/2023 | 39958 | 203324342 | 08/17/2023
Johnson Controls, Inc. | LUXAIRE BY JOHNSON CONTROLS | TMLE130D20MP11 | Federally-Regulated Consumer Product | Non-Weatherized, Non-Condensin | 2178 | 272 |  | 06/09/2023 | 130606 | 203489653 | 08/17/2023
Johnson Controls, Inc. | LUXAIRE BY JOHNSON CONTROLS | PHG4B481252X4 | Federally-Regulated Consumer Product | Weatherized Non-Condensing Gas | 2057 | 288 | 290 | 08/18/2022 | 125500 | 206338273 | 08/17/2023
Johnson Controls, Inc. | LUXAIRE BY JOHNSON CONTROLS | TMLE120C20MP11 | Federally-Regulated Consumer Product | Non-Weatherized, Non-Condensin | 2201 | 273 |  | 06/09/2023 | 119730 | 203489647 | 08/17/2023
Johnson Controls, Inc. | LUXAIRE BY JOHNSON CONTROLS | TMLE040A12MP11 | Federally-Regulated Consumer Product | Non-Weatherized, Non-Condensin | 1303 | 235 |  | 06/09/2023 | 39958 | 203489593 | 08/17/2023
Johnson Controls, Inc. | LUXAIRE BY JOHNSON CONTROLS | PHG4B420652X4 | Federally-Regulated Consumer Product | Weatherized Non-Condensing Gas | 1679 | 272 | 273 | 02/09/2022 | 65170 | 206338252 | 08/17/2023
Johnson Controls, Inc. | LUXAIRE BY JOHNSON CONTROLS | TMLE100C16MP11 | Federally-Regulated Consumer Product | Non-Weatherized, Non-Condensin | 1717 | 252 |  | 06/09/2023 | 99043 | 203489629 | 08/17/2023
Johnson Controls, Inc. | LUXAIRE BY JOHNSON CONTROLS | TM8E130D20MP11 | Federally-Regulated Consumer Product | Non-Weatherized, Non-Condensin | 2178 | 272 |  | 06/09/2023 | 130606 | 203324352 | 08/17/2023
Johnson Controls, Inc. | LUXAIRE BY JOHNSON CONTROLS | PHG4B601252X4 | Federally-Regulated Consumer Product | Weatherized Non-Condensing Gas | 2272 | 297 | 299 | 08/18/2022 | 124490 | 206338280 | 08/17/2023
Johnson Controls, Inc. | LUXAIRE BY JOHNSON CONTROLS | TMLE060A12MP11 | Federally-Regulated Consumer Product | Non-Weatherized, Non-Condensin | 1311 | 235 |  | 06/09/2023 | 60267 | 203489599 | 08/17/2023
Johnson Controls, Inc. | LUXAIRE BY JOHNSON CONTROLS | TM8E120C16MP11 | Federally-Regulated Consumer Product | Non-Weatherized, Non-Condensin | 1719 | 252 |  | 06/09/2023 | 118964 | 203324350 | 08/17/2023
Johnson Controls, Inc. | LUXAIRE BY JOHNSON CONTROLS | PHG4B421002X4 | Federally-Regulated Consumer Product | Weatherized Non-Condensing Gas | 1590 | 268 | 269 | 08/18/2022 | 98490 | 206338259 | 08/17/2023
Johnson Controls, Inc. | LUXAIRE BY JOHNSON CONTROLS | TMLE080C16MP11 | Federally-Regulated Consumer Product | Non-Weatherized, Non-Condensin | 1616 | 248 |  | 06/09/2023 | 79634 | 203489611 | 08/17/2023
Johnson Controls, Inc. | LUXAIRE BY JOHNSON CONTROLS | PHG4A300752X4 | Federally-Regulated Consumer Product | Weatherized Non-Condensing Gas | 1378 | 258 | 260 | 08/18/2022 | 75000 | 206338238 | 08/17/2023
Johnson Controls, Inc. | LUXAIRE BY JOHNSON CONTROLS | PHG4A240752X4 | Federally-Regulated Consumer Product | Weatherized Non-Condensing Gas | 1298 | 255 | 256 | 08/18/2022 | 75357 | 206338231 | 08/17/2023
Johnson Controls, Inc. | LUXAIRE BY JOHNSON CONTROLS | TM8E080C20MP11 | Federally-Regulated Consumer Product | Non-Weatherized, Non-Condensin | 2104 | 269 |  | 06/09/2023 | 80073 | 203324346 | 08/17/2023
Johnson Controls, Inc. | LUXAIRE BY JOHNSON CONTROLS | TMLE120C16MP11 | Federally-Regulated Consumer Product | Non-Weatherized, Non-Condensin | 1719 | 252 |  | 06/09/2023 | 118964 | 203489641 | 08/17/2023
Johnson Controls, Inc. | LUXAIRE BY JOHNSON CONTROLS | TM8E080B12MP11 | Federally-Regulated Consumer Product | Non-Weatherized, Non-Condensin | 1290 | 234 |  | 03/09/2023 | 79548 | 203324344 | 08/17/2023
Johnson Controls, Inc. | LUXAIRE BY JOHNSON CONTROLS | PHG4B481002X4 | Federally-Regulated Consumer Product | Weatherized Non-Condensing Gas | 1939 | 283 | 284 | 08/18/2022 | 100440 | 206338266 | 08/17/2023
Johnson Controls, Inc. | LUXAIRE BY JOHNSON CONTROLS | TMLE100C20MP11 | Federally-Regulated Consumer Product | Non-Weatherized, Non-Condensin | 2201 | 273 |  | 06/09/2023 | 99043 | 203489635 | 08/17/2023
Johnson Controls, Inc. | LUXAIRE BY JOHNSON CONTROLS | TM8E120C20MP11 | Federally-Regulated Consumer Product | Non-Weatherized, Non-Condensin | 2201 | 273 |  | 06/09/2023 | 119730 | 203324351 | 08/17/2023
Johnson Controls, Inc. | LUXAIRE BY JOHNSON CONTROLS | TM8E100C20MP11 | Federally-Regulated Consumer Product | Non-Weatherized, Non-Condensin | 2196 | 273 |  | 03/09/2023 | 99867 | 203324349 | 08/17/2023
Johnson Controls, Inc. | LUXAIRE BY JOHNSON CONTROLS | TMLE100B12MP11 | Federally-Regulated Consumer Product | Non-Weatherized, Non-Condensin | 1560 | 246 |  | 06/09/2023 | 100501 | 203489623 | 08/17/2023
Johnson Controls, Inc. | LUXAIRE BY JOHNSON CONTROLS | TM8E060A12MP11 | Federally-Regulated Consumer Product | Non-Weatherized, Non-Condensin | 1311 | 235 |  | 06/09/2023 | 60267 | 203324343 | 08/17/2023
Johnson Controls, Inc. | LUXAIRE BY JOHNSON CONTROLS | TM8E100B12MP11 | Federally-Regulated Consumer Product | Non-Weatherized, Non-Condensin | 1560 | 246 |  | 06/09/2023 | 100501 | 203324347 | 08/17/2023
Johnson Controls, Inc. | LUXAIRE BY JOHNSON CONTROLS | TMLE080B12MP11 | Federally-Regulated Consumer Product | Non-Weatherized, Non-Condensin | 1311 | 235 |  | 06/09/2023 | 79634 | 203489605 | 08/17/2023
Johnson Controls, Inc. | LUXAIRE BY JOHNSON CONTROLS | TMLE080C20MP11 | Federally-Regulated Consumer Product | Non-Weatherized, Non-Condensin | 2104 | 269 |  | 06/09/2023 | 80073 | 203489617 | 08/17/2023
Johnson Controls, Inc. | LUXAIRE BY JOHNSON CONTROLS | PHG4B361002X4 | Federally-Regulated Consumer Product | Weatherized Non-Condensing Gas | 1564 | 266 | 268 | 08/18/2022 | 99580 | 206338245 | 08/17/2023
Johnson Controls, Inc. | LUXAIRE BY JOHNSON CONTROLS | TM8E100C16MP11 | Federally-Regulated Consumer Product | Non-Weatherized, Non-Condensin | 1717 | 252 |  | 06/09/2023 | 99043 | 203324348 | 08/17/2023
Johnson Controls, Inc. | LUXAIRE BY JOHNSON CONTROLS | TM8E080C16MP11 | Federally-Regulated Consumer Product | Non-Weatherized, Non-Condensin | 1616 | 248 |  | 06/09/2023 | 79634 | 203324345 | 08/17/2023
Johnson Controls, Inc. | LUXAIRE BY JOHNSON CONTROLS | TM8E040A12MP11 | Federally-Regulated Consumer Product | Non-Weatherized, Non-Condensin | 1303 | 235 | 239 | 08/17/2023 | 39958 | 203324342 | 08/17/2023
Johnson Controls, Inc. | COLEMAN BY JOHNSON CONTROLS | TMLE080B12MP11 | Federally-Regulated Consumer Product | Non-Weatherized, Non-Condensin | 1311 | 235 |  | 06/09/2023 | 79634 | 203489604 | 08/17/2023
Johnson Controls, Inc. | COLEMAN BY JOHNSON CONTROLS | TM8E100C20MP11 | Federally-Regulated Consumer Product | Non-Weatherized, Non-Condensin | 2196 | 273 |  | 05/25/2023 | 99867 | 203324338 | 08/17/2023
Johnson Controls, Inc. | COLEMAN BY JOHNSON CONTROLS | TMLE080C16MP11 | Federally-Regulated Consumer Product | Non-Weatherized, Non-Condensin | 1616 | 248 |  | 06/09/2023 | 79634 | 203489610 | 08/17/2023
Johnson Controls, Inc. | COLEMAN BY JOHNSON CONTROLS | TM8E100C16MP11 | Federally-Regulated Consumer Product | Non-Weatherized, Non-Condensin | 1717 | 252 |  | 06/09/2023 | 99043 | 203324337 | 08/17/2023
Johnson Controls, Inc. | COLEMAN BY JOHNSON CONTROLS | PHG4B420652X4 | Federally-Regulated Consumer Product | Weatherized Non-Condensing Gas | 1679 | 272 |  | 05/25/2023 | 65170 | 206338251 | 08/17/2023
Johnson Controls, Inc. | COLEMAN BY JOHNSON CONTROLS | TMLE060A12MP11 | Federally-Regulated Consumer Product | Non-Weatherized, Non-Condensin | 1311 | 235 |  | 06/09/2023 | 60267 | 203489598 | 08/17/2023
Johnson Controls, Inc. | COLEMAN BY JOHNSON CONTROLS | TMLE100B12MP11 | Federally-Regulated Consumer Product | Non-Weatherized, Non-Condensin | 1560 | 246 |  | 06/09/2023 | 100501 | 203489622 | 08/17/2023
Johnson Controls, Inc. | COLEMAN BY JOHNSON CONTROLS | TMLE080C20MP11 | Federally-Regulated Consumer Product | Non-Weatherized, Non-Condensin | 2104 | 269 |  | 06/09/2023 | 80073 | 203489616 | 08/17/2023
Johnson Controls, Inc. | COLEMAN BY JOHNSON CONTROLS | PHG4B481002X4 | Federally-Regulated Consumer Product | Weatherized Non-Condensing Gas | 1939 | 283 |  | 05/25/2023 | 100440 | 206338265 | 08/17/2023
Johnson Controls, Inc. | COLEMAN BY JOHNSON CONTROLS | TM8E080B12MP11 | Federally-Regulated Consumer Product | Non-Weatherized, Non-Condensin | 1290 | 234 |  | 05/25/2023 | 79548 | 203324333 | 08/17/2023
Johnson Controls, Inc. | COLEMAN BY JOHNSON CONTROLS | TM8E080C16MP11 | Federally-Regulated Consumer Product | Non-Weatherized, Non-Condensin | 1616 | 248 |  | 06/09/2023 | 79634 | 203324334 | 08/17/2023
Johnson Controls, Inc. | COLEMAN BY JOHNSON CONTROLS | PHG4A300752X4 | Federally-Regulated Consumer Product | Weatherized Non-Condensing Gas | 1378 | 258 |  | 05/25/2023 | 75000 | 206338237 | 08/17/2023
Johnson Controls, Inc. | COLEMAN BY JOHNSON CONTROLS | TMLE130D20MP11 | Federally-Regulated Consumer Product | Non-Weatherized, Non-Condensin | 2178 | 272 |  | 06/09/2023 | 130606 | 203489652 | 08/17/2023
Johnson Controls, Inc. | COLEMAN BY JOHNSON CONTROLS | PHG4B421002X4 | Federally-Regulated Consumer Product | Weatherized Non-Condensing Gas | 1590 | 268 |  | 05/25/2023 | 98490 | 206338258 | 08/17/2023
Johnson Controls, Inc. | COLEMAN BY JOHNSON CONTROLS | PHG4B601252X4 | Federally-Regulated Consumer Product | Weatherized Non-Condensing Gas | 2272 | 297 |  | 05/25/2023 | 124490 | 206338279 | 08/17/2023
Johnson Controls, Inc. | COLEMAN BY JOHNSON CONTROLS | TM8E120C16MP11 | Federally-Regulated Consumer Product | Non-Weatherized, Non-Condensin | 1719 | 252 |  | 06/09/2023 | 118964 | 203324339 | 08/17/2023
Johnson Controls, Inc. | COLEMAN BY JOHNSON CONTROLS | TM8E130D20MP11 | Federally-Regulated Consumer Product | Non-Weatherized, Non-Condensin | 2178 | 272 |  | 06/09/2023 | 130606 | 203324341 | 08/17/2023
Johnson Controls, Inc. | COLEMAN BY JOHNSON CONTROLS | TMLE100C16MP11 | Federally-Regulated Consumer Product | Non-Weatherized, Non-Condensin | 1717 | 252 |  | 06/09/2023 | 99043 | 203489628 | 08/17/2023
Johnson Controls, Inc. | COLEMAN BY JOHNSON CONTROLS | TM8E120C20MP11 | Federally-Regulated Consumer Product | Non-Weatherized, Non-Condensin | 2201 | 273 |  | 06/09/2023 | 119730 | 203324340 | 08/17/2023
Johnson Controls, Inc. | COLEMAN BY JOHNSON CONTROLS | PHG4B481252X4 | Federally-Regulated Consumer Product | Weatherized Non-Condensing Gas | 2057 | 288 |  | 05/25/2023 | 125500 | 206338272 | 08/17/2023
Johnson Controls, Inc. | COLEMAN BY JOHNSON CONTROLS | TMLE120C16MP11 | Federally-Regulated Consumer Product | Non-Weatherized, Non-Condensin | 1719 | 252 |  | 06/09/2023 | 118964 | 203489640 | 08/17/2023
Johnson Controls, Inc. | COLEMAN BY JOHNSON CONTROLS | PHG4B361002X4 | Federally-Regulated Consumer Product | Weatherized Non-Condensing Gas | 1564 | 266 |  | 05/25/2023 | 99580 | 206338244 | 08/17/2023
Johnson Controls, Inc. | COLEMAN BY JOHNSON CONTROLS | TM8E080C20MP11 | Federally-Regulated Consumer Product | Non-Weatherized, Non-Condensin | 2104 | 269 |  | 06/09/2023 | 80073 | 203324335 | 08/17/2023
Johnson Controls, Inc. | COLEMAN BY JOHNSON CONTROLS | TMLE040A12MP11 | Federally-Regulated Consumer Product | Non-Weatherized, Non-Condensin | 1303 | 235 |  | 06/09/2023 | 39958 | 203489592 | 08/17/2023
Johnson Controls, Inc. | COLEMAN BY JOHNSON CONTROLS | TMLE100C20MP11 | Federally-Regulated Consumer Product | Non-Weatherized, Non-Condensin | 2201 | 273 |  | 06/09/2023 | 99043 | 203489634 | 08/17/2023
Johnson Controls, Inc. | COLEMAN BY JOHNSON CONTROLS | TM8E040A12MP11 | Federally-Regulated Consumer Product | Non-Weatherized, Non-Condensin | 1303 | 235 |  | 06/09/2023 | 39958 | 203324331 | 08/17/2023
Johnson Controls, Inc. | COLEMAN BY JOHNSON CONTROLS | TM8E100B12MP11 | Federally-Regulated Consumer Product | Non-Weatherized, Non-Condensin | 1560 | 246 |  | 06/09/2023 | 100501 | 203324336 | 08/17/2023
Johnson Controls, Inc. | COLEMAN BY JOHNSON CONTROLS | TMLE120C20MP11 | Federally-Regulated Consumer Product | Non-Weatherized, Non-Condensin | 2201 | 273 |  | 06/09/2023 | 119730 | 203489646 | 08/17/2023
Johnson Controls, Inc. | COLEMAN BY JOHNSON CONTROLS | TM8E060A12MP11 | Federally-Regulated Consumer Product | Non-Weatherized, Non-Condensin | 1311 | 235 |  | 06/09/2023 | 60267 | 203324332 | 08/17/2023
Johnson Controls, Inc. | COLEMAN BY JOHNSON CONTROLS | PHG4A240752X4 | Federally-Regulated Consumer Product | Weatherized Non-Condensing Gas | 1298 | 255 |  | 05/25/2023 | 75357 | 206338230 | 08/17/2023
Johnson Controls, Inc. | COLEMAN BY JOHNSON CONTROLS | TMLE080B12MP11 | Federally-Regulated Consumer Product | Non-Weatherized, Non-Condensin | 1311 | 235 |  | 08/17/2023 | 79634 | 203489604 | 08/17/2023
Johnson Controls, Inc. | COLEMAN BY JOHNSON CONTROLS | TM8E100C20MP11 | Federally-Regulated Consumer Product | Non-Weatherized, Non-Condensin | 2196 | 273 |  | 08/17/2023 | 99867 | 203324338 | 08/17/2023
Johnson Controls, Inc. | COLEMAN BY JOHNSON CONTROLS | TMLE080C16MP11 | Federally-Regulated Consumer Product | Non-Weatherized, Non-Condensin | 1616 | 248 |  | 08/17/2023 | 79634 | 203489610 | 08/17/2023
Johnson Controls, Inc. | COLEMAN BY JOHNSON CONTROLS | TM8E100C16MP11 | Federally-Regulated Consumer Product | Non-Weatherized, Non-Condensin | 1717 | 252 |  | 08/17/2023 | 99043 | 203324337 | 08/17/2023
Johnson Controls, Inc. | COLEMAN BY JOHNSON CONTROLS | PHG4B420652X4 | Federally-Regulated Consumer Product | Weatherized Non-Condensing Gas | 1679 | 272 |  | 08/17/2023 | 65170 | 206338251 | 08/17/2023
Johnson Controls, Inc. | COLEMAN BY JOHNSON CONTROLS | TMLE060A12MP11 | Federally-Regulated Consumer Product | Non-Weatherized, Non-Condensin | 1311 | 235 |  | 08/17/2023 | 60267 | 203489598 | 08/17/2023
Johnson Controls, Inc. | COLEMAN BY JOHNSON CONTROLS | TMLE100B12MP11 | Federally-Regulated Consumer Product | Non-Weatherized, Non-Condensin | 1560 | 246 |  | 08/17/2023 | 100501 | 203489622 | 08/17/2023
Johnson Controls, Inc. | COLEMAN BY JOHNSON CONTROLS | TMLE080C20MP11 | Federally-Regulated Consumer Product | Non-Weatherized, Non-Condensin | 2104 | 269 |  | 08/17/2023 | 80073 | 203489616 | 08/17/2023
Johnson Controls, Inc. | COLEMAN BY JOHNSON CONTROLS | PHG4B481002X4 | Federally-Regulated Consumer Product | Weatherized Non-Condensing Gas | 1939 | 283 |  | 08/17/2023 | 100440 | 206338265 | 08/17/2023
Johnson Controls, Inc. | COLEMAN BY JOHNSON CONTROLS | TM8E080B12MP11 | Federally-Regulated Consumer Product | Non-Weatherized, Non-Condensin | 1290 | 234 |  | 08/17/2023 | 79548 | 203324333 | 08/17/2023
Johnson Controls, Inc. | COLEMAN BY JOHNSON CONTROLS | TM8E080C16MP11 | Federally-Regulated Consumer Product | Non-Weatherized, Non-Condensin | 1616 | 248 |  | 08/17/2023 | 79634 | 203324334 | 08/17/2023
Johnson Controls, Inc. | COLEMAN BY JOHNSON CONTROLS | PHG4A300752X4 | Federally-Regulated Consumer Product | Weatherized Non-Condensing Gas | 1378 | 258 |  | 08/17/2023 | 75000 | 206338237 | 08/17/2023
Johnson Controls, Inc. | COLEMAN BY JOHNSON CONTROLS | TMLE130D20MP11 | Federally-Regulated Consumer Product | Non-Weatherized, Non-Condensin | 2178 | 272 |  | 08/17/2023 | 130606 | 203489652 | 08/17/2023
Johnson Controls, Inc. | COLEMAN BY JOHNSON CONTROLS | PHG4B421002X4 | Federally-Regulated Consumer Product | Weatherized Non-Condensing Gas | 1590 | 268 |  | 08/17/2023 | 98490 | 206338258 | 08/17/2023
Johnson Controls, Inc. | COLEMAN BY JOHNSON CONTROLS | PHG4B601252X4 | Federally-Regulated Consumer Product | Weatherized Non-Condensing Gas | 2272 | 297 |  | 08/17/2023 | 124490 | 206338279 | 08/17/2023
Johnson Controls, Inc. | COLEMAN BY JOHNSON CONTROLS | TM8E120C16MP11 | Federally-Regulated Consumer Product | Non-Weatherized, Non-Condensin | 1719 | 252 |  | 08/17/2023 | 118964 | 203324339 | 08/17/2023
Johnson Controls, Inc. | COLEMAN BY JOHNSON CONTROLS | TM8E130D20MP11 | Federally-Regulated Consumer Product | Non-Weatherized, Non-Condensin | 2178 | 272 |  | 08/17/2023 | 130606 | 203324341 | 08/17/2023
Johnson Controls, Inc. | COLEMAN BY JOHNSON CONTROLS | TMLE100C16MP11 | Federally-Regulated Consumer Product | Non-Weatherized, Non-Condensin | 1717 | 252 |  | 08/17/2023 | 99043 | 203489628 | 08/17/2023
Johnson Controls, Inc. | COLEMAN BY JOHNSON CONTROLS | TM8E120C20MP11 | Federally-Regulated Consumer Product | Non-Weatherized, Non-Condensin | 2201 | 273 |  | 08/17/2023 | 119730 | 203324340 | 08/17/2023
Johnson Controls, Inc. | COLEMAN BY JOHNSON CONTROLS | PHG4B481252X4 | Federally-Regulated Consumer Product | Weatherized Non-Condensing Gas | 2057 | 288 |  | 08/17/2023 | 125500 | 206338272 | 08/17/2023
Johnson Controls, Inc. | COLEMAN BY JOHNSON CONTROLS | TMLE120C16MP11 | Federally-Regulated Consumer Product | Non-Weatherized, Non-Condensin | 1719 | 252 |  | 08/17/2023 | 118964 | 203489640 | 08/17/2023
Johnson Controls, Inc. | COLEMAN BY JOHNSON CONTROLS | PHG4B361002X4 | Federally-Regulated Consumer Product | Weatherized Non-Condensing Gas | 1564 | 266 |  | 08/17/2023 | 99580 | 206338244 | 08/17/2023
Johnson Controls, Inc. | COLEMAN BY JOHNSON CONTROLS | TM8E080C20MP11 | Federally-Regulated Consumer Product | Non-Weatherized, Non-Condensin | 2104 | 269 |  | 08/17/2023 | 80073 | 203324335 | 08/17/2023
Johnson Controls, Inc. | COLEMAN BY JOHNSON CONTROLS | TMLE040A12MP11 | Federally-Regulated Consumer Product | Non-Weatherized, Non-Condensin | 1303 | 235 |  | 08/17/2023 | 39958 | 203489592 | 08/17/2023
Johnson Controls, Inc. | COLEMAN BY JOHNSON CONTROLS | TMLE100C20MP11 | Federally-Regulated Consumer Product | Non-Weatherized, Non-Condensin | 2201 | 273 |  | 08/17/2023 | 99043 | 203489634 | 08/17/2023
Johnson Controls, Inc. | COLEMAN BY JOHNSON CONTROLS | TM8E040A12MP11 | Federally-Regulated Consumer Product | Non-Weatherized, Non-Condensin | 1303 | 235 |  | 08/17/2023 | 39958 | 203324331 | 08/17/2023
Johnson Controls, Inc. | COLEMAN BY JOHNSON CONTROLS | TM8E100B12MP11 | Federally-Regulated Consumer Product | Non-Weatherized, Non-Condensin | 1560 | 246 |  | 08/17/2023 | 100501 | 203324336 | 08/17/2023
Johnson Controls, Inc. | COLEMAN BY JOHNSON CONTROLS | TMLE120C20MP11 | Federally-Regulated Consumer Product | Non-Weatherized, Non-Condensin | 2201 | 273 |  | 08/17/2023 | 119730 | 203489646 | 08/17/2023
Johnson Controls, Inc. | COLEMAN BY JOHNSON CONTROLS | TM8E060A12MP11 | Federally-Regulated Consumer Product | Non-Weatherized, Non-Condensin | 1311 | 235 |  | 08/17/2023 | 60267 | 203324332 | 08/17/2023
Johnson Controls, Inc. | COLEMAN BY JOHNSON CONTROLS | PHG4A240752X4 | Federally-Regulated Consumer Product | Weatherized Non-Condensing Gas | 1298 | 255 |  | 08/17/2023 | 75357 | 206338230 | 08/17/2023
Johnson Controls, Inc. | EVCON BY JOHNSON CONTROLS | PHG4B361002X4 | Federally-Regulated Consumer Product | Weatherized Non-Condensing Gas | 1564 | 266 |  | 05/25/2023 | 99580 | 206338248 | 08/17/2023
Johnson Controls, Inc. | EVCON BY JOHNSON CONTROLS | PHG4A300752X4 | Federally-Regulated Consumer Product | Weatherized Non-Condensing Gas | 1378 | 258 |  | 05/25/2023 | 75000 | 206338241 | 08/17/2023
Johnson Controls, Inc. | EVCON BY JOHNSON CONTROLS | PHG4B481002X4 | Federally-Regulated Consumer Product | Weatherized Non-Condensing Gas | 1939 | 283 |  | 05/25/2023 | 100440 | 206338269 | 08/17/2023
Johnson Controls, Inc. | EVCON BY JOHNSON CONTROLS | PHG4B601252X4 | Federally-Regulated Consumer Product | Weatherized Non-Condensing Gas | 2272 | 297 |  | 05/25/2023 | 124490 | 206338283 | 08/17/2023
Johnson Controls, Inc. | EVCON BY JOHNSON CONTROLS | PHG4B421002X4 | Federally-Regulated Consumer Product | Weatherized Non-Condensing Gas | 1590 | 268 |  | 05/25/2023 | 98490 | 206338262 | 08/17/2023
Johnson Controls, Inc. | EVCON BY JOHNSON CONTROLS | PHG4A240752X4 | Federally-Regulated Consumer Product | Weatherized Non-Condensing Gas | 1298 | 255 |  | 05/25/2023 | 75357 | 206338234 | 08/17/2023
Johnson Controls, Inc. | EVCON BY JOHNSON CONTROLS | PHG4B481252X4 | Federally-Regulated Consumer Product | Weatherized Non-Condensing Gas | 2057 | 288 |  | 05/25/2023 | 125500 | 206338276 | 08/17/2023
Johnson Controls, Inc. | EVCON BY JOHNSON CONTROLS | PHG4B420652X4 | Federally-Regulated Consumer Product | Weatherized Non-Condensing Gas | 1679 | 272 |  | 05/25/2023 | 65170 | 206338255 | 08/17/2023
Johnson Controls, Inc. | EVCON BY JOHNSON CONTROLS | PHG4B361002X4 | Federally-Regulated Consumer Product | Weatherized Non-Condensing Gas | 1564 | 266 |  | 08/17/2023 | 99580 | 206338248 | 08/17/2023
Johnson Controls, Inc. | EVCON BY JOHNSON CONTROLS | PHG4A300752X4 | Federally-Regulated Consumer Product | Weatherized Non-Condensing Gas | 1378 | 258 |  | 08/17/2023 | 75000 | 206338241 | 08/17/2023
Johnson Controls, Inc. | EVCON BY JOHNSON CONTROLS | PHG4B481002X4 | Federally-Regulated Consumer Product | Weatherized Non-Condensing Gas | 1939 | 283 |  | 08/17/2023 | 100440 | 206338269 | 08/17/2023
Johnson Controls, Inc. | EVCON BY JOHNSON CONTROLS | PHG4B601252X4 | Federally-Regulated Consumer Product | Weatherized Non-Condensing Gas | 2272 | 297 |  | 08/17/2023 | 124490 | 206338283 | 08/17/2023
Johnson Controls, Inc. | EVCON BY JOHNSON CONTROLS | PHG4B421002X4 | Federally-Regulated Consumer Product | Weatherized Non-Condensing Gas | 1590 | 268 |  | 08/17/2023 | 98490 | 206338262 | 08/17/2023
Johnson Controls, Inc. | EVCON BY JOHNSON CONTROLS | PHG4A240752X4 | Federally-Regulated Consumer Product | Weatherized Non-Condensing Gas | 1298 | 255 |  | 08/17/2023 | 75357 | 206338234 | 08/17/2023
Johnson Controls, Inc. | EVCON BY JOHNSON CONTROLS | PHG4B481252X4 | Federally-Regulated Consumer Product | Weatherized Non-Condensing Gas | 2057 | 288 |  | 08/17/2023 | 125500 | 206338276 | 08/17/2023
Johnson Controls, Inc. | EVCON BY JOHNSON CONTROLS | PHG4B420652X4 | Federally-Regulated Consumer Product | Weatherized Non-Condensing Gas | 1679 | 272 |  | 08/17/2023 | 65170 | 206338255 | 08/17/2023
Johnson Controls, Inc. | YORK BY JOHNSON CONTROLS | TM8E100B12MP11 | Federally-Regulated Consumer Product | Non-Weatherized, Non-Condensin | 1560 | 246 | 251 | 06/09/2023 | 100501 | 203324325 | 08/17/2023
Johnson Controls, Inc. | YORK BY JOHNSON CONTROLS | TMLE080C16MP11 | Federally-Regulated Consumer Product | Non-Weatherized, Non-Condensin | 1616 | 248 | 253 | 06/09/2023 | 79634 | 203489609 | 08/17/2023
Johnson Controls, Inc. | YORK BY JOHNSON CONTROLS | TM8E060A12MP11 | Federally-Regulated Consumer Product | Non-Weatherized, Non-Condensin | 1311 | 235 | 240 | 06/09/2023 | 60267 | 203324321 | 08/17/2023
Johnson Controls, Inc. | YORK BY JOHNSON CONTROLS | TM8E130D20MP11 | Federally-Regulated Consumer Product | Non-Weatherized, Non-Condensin | 2178 | 272 | 278 | 06/09/2023 | 130606 | 203324330 | 08/17/2023
Johnson Controls, Inc. | YORK BY JOHNSON CONTROLS | TM8E080C20MP11 | Federally-Regulated Consumer Product | Non-Weatherized, Non-Condensin | 2104 | 269 | 275 | 06/09/2023 | 80073 | 203324324 | 08/17/2023
Johnson Controls, Inc. | YORK BY JOHNSON CONTROLS | TM8E040A12MP11 | Federally-Regulated Consumer Product | Non-Weatherized, Non-Condensin | 1303 | 235 | 239 | 06/09/2023 | 39958 | 203324320 | 08/17/2023
Johnson Controls, Inc. | YORK BY JOHNSON CONTROLS | TMLE080C20MP11 | Federally-Regulated Consumer Product | Non-Weatherized, Non-Condensin | 2104 | 269 | 275 | 06/09/2023 | 80073 | 203489615 | 08/17/2023
Johnson Controls, Inc. | YORK BY JOHNSON CONTROLS | TMLE130D20MP11 | Federally-Regulated Consumer Product | Non-Weatherized, Non-Condensin | 2178 | 272 | 278 | 06/09/2023 | 130606 | 203489651 | 08/17/2023
Johnson Controls, Inc. | YORK BY JOHNSON CONTROLS | TM8E100C20MP11 | Federally-Regulated Consumer Product | Non-Weatherized, Non-Condensin | 2196 | 273 |  | 05/25/2023 | 99867 | 203324327 | 08/17/2023
Johnson Controls, Inc. | YORK BY JOHNSON CONTROLS | PHG4A300752X4 | Federally-Regulated Consumer Product | Weatherized Non-Condensing Gas | 1378 | 258 |  | 05/25/2023 | 75000 | 206338236 | 08/17/2023
Johnson Controls, Inc. | YORK BY JOHNSON CONTROLS | TMLE100C20MP11 | Federally-Regulated Consumer Product | Non-Weatherized, Non-Condensin | 2201 | 273 | 279 | 06/09/2023 | 99043 | 203489633 | 08/17/2023
Johnson Controls, Inc. | YORK BY JOHNSON CONTROLS | PHG4A240752X4 | Federally-Regulated Consumer Product | Weatherized Non-Condensing Gas | 1298 | 255 |  | 05/25/2023 | 75357 | 206338229 | 08/17/2023
Johnson Controls, Inc. | YORK BY JOHNSON CONTROLS | PHG4B481252X4 | Federally-Regulated Consumer Product | Weatherized Non-Condensing Gas | 2057 | 288 |  | 05/25/2023 | 125500 | 206338271 | 08/17/2023
Johnson Controls, Inc. | YORK BY JOHNSON CONTROLS | TMLE100C16MP11 | Federally-Regulated Consumer Product | Non-Weatherized, Non-Condensin | 1717 | 252 | 258 | 06/09/2023 | 99043 | 203489627 | 08/17/2023
Johnson Controls, Inc. | YORK BY JOHNSON CONTROLS | PHG4B361002X4 | Federally-Regulated Consumer Product | Weatherized Non-Condensing Gas | 1564 | 266 |  | 05/25/2023 | 99580 | 206338243 | 08/17/2023
Johnson Controls, Inc. | YORK BY JOHNSON CONTROLS | TM8E080B12MP11 | Federally-Regulated Consumer Product | Non-Weatherized, Non-Condensin | 1290 | 234 |  | 05/25/2023 | 79548 | 203324322 | 08/17/2023
Johnson Controls, Inc. | YORK BY JOHNSON CONTROLS | TM8E080C16MP11 | Federally-Regulated Consumer Product | Non-Weatherized, Non-Condensin | 1616 | 248 | 253 | 06/09/2023 | 79634 | 203324323 | 08/17/2023
Johnson Controls, Inc. | YORK BY JOHNSON CONTROLS | TM8E120C16MP11 | Federally-Regulated Consumer Product | Non-Weatherized, Non-Condensin | 1719 | 252 | 258 | 06/09/2023 | 118964 | 203324328 | 08/17/2023
Johnson Controls, Inc. | YORK BY JOHNSON CONTROLS | PHG4B481002X4 | Federally-Regulated Consumer Product | Weatherized Non-Condensing Gas | 1939 | 283 |  | 05/25/2023 | 100440 | 206338264 | 08/17/2023
Johnson Controls, Inc. | YORK BY JOHNSON CONTROLS | TMLE060A12MP11 | Federally-Regulated Consumer Product | Non-Weatherized, Non-Condensin | 1311 | 235 | 240 | 06/09/2023 | 60267 | 203489597 | 08/17/2023
Johnson Controls, Inc. | YORK BY JOHNSON CONTROLS | PHG4B601252X4 | Federally-Regulated Consumer Product | Weatherized Non-Condensing Gas | 2272 | 297 |  | 05/25/2023 | 124490 | 206338278 | 08/17/2023
Johnson Controls, Inc. | YORK BY JOHNSON CONTROLS | TMLE040A12MP11 | Federally-Regulated Consumer Product | Non-Weatherized, Non-Condensin | 1303 | 235 | 239 | 06/09/2023 | 39958 | 203489591 | 08/17/2023
Johnson Controls, Inc. | YORK BY JOHNSON CONTROLS | PHG4B420652X4 | Federally-Regulated Consumer Product | Weatherized Non-Condensing Gas | 1679 | 272 |  | 05/25/2023 | 65170 | 206338250 | 08/17/2023
Johnson Controls, Inc. | YORK BY JOHNSON CONTROLS | PHG4B421002X4 | Federally-Regulated Consumer Product | Weatherized Non-Condensing Gas | 1590 | 268 |  | 05/25/2023 | 98490 | 206338257 | 08/17/2023
Johnson Controls, Inc. | YORK BY JOHNSON CONTROLS | TMLE120C16MP11 | Federally-Regulated Consumer Product | Non-Weatherized, Non-Condensin | 1719 | 252 | 258 | 06/09/2023 | 118964 | 203489639 | 08/17/2023
Johnson Controls, Inc. | YORK BY JOHNSON CONTROLS | TMLE100B12MP11 | Federally-Regulated Consumer Product | Non-Weatherized, Non-Condensin | 1560 | 246 | 251 | 06/09/2023 | 100501 | 203489621 | 08/17/2023
Johnson Controls, Inc. | YORK BY JOHNSON CONTROLS | TM8E100C16MP11 | Federally-Regulated Consumer Product | Non-Weatherized, Non-Condensin | 1717 | 252 | 258 | 06/09/2023 | 99043 | 203324326 | 08/17/2023
Johnson Controls, Inc. | YORK BY JOHNSON CONTROLS | TM8E120C20MP11 | Federally-Regulated Consumer Product | Non-Weatherized, Non-Condensin | 2201 | 273 | 279 | 06/09/2023 | 119730 | 203324329 | 08/17/2023
Johnson Controls, Inc. | YORK BY JOHNSON CONTROLS | TMLE120C20MP11 | Federally-Regulated Consumer Product | Non-Weatherized, Non-Condensin | 2201 | 273 | 279 | 06/09/2023 | 119730 | 203489645 | 08/17/2023
Johnson Controls, Inc. | YORK BY JOHNSON CONTROLS | TMLE080B12MP11 | Federally-Regulated Consumer Product | Non-Weatherized, Non-Condensin | 1311 | 235 | 240 | 06/09/2023 | 79634 | 203489603 | 08/17/2023
Johnson Controls, Inc. | YORK BY JOHNSON CONTROLS | TM8E100B12MP11 | Federally-Regulated Consumer Product | Non-Weatherized, Non-Condensin | 1560 | 246 |  | 08/17/2023 | 100501 | 203324325 | 08/17/2023
Johnson Controls, Inc. | YORK BY JOHNSON CONTROLS | TMLE080C16MP11 | Federally-Regulated Consumer Product | Non-Weatherized, Non-Condensin | 1616 | 248 |  | 08/17/2023 | 79634 | 203489609 | 08/17/2023
Johnson Controls, Inc. | YORK BY JOHNSON CONTROLS | TM8E060A12MP11 | Federally-Regulated Consumer Product | Non-Weatherized, Non-Condensin | 1311 | 235 |  | 08/17/2023 | 60267 | 203324321 | 08/17/2023
Johnson Controls, Inc. | YORK BY JOHNSON CONTROLS | TM8E130D20MP11 | Federally-Regulated Consumer Product | Non-Weatherized, Non-Condensin | 2178 | 272 |  | 08/17/2023 | 130606 | 203324330 | 08/17/2023
Johnson Controls, Inc. | YORK BY JOHNSON CONTROLS | TM8E080C20MP11 | Federally-Regulated Consumer Product | Non-Weatherized, Non-Condensin | 2104 | 269 |  | 08/17/2023 | 80073 | 203324324 | 08/17/2023
Johnson Controls, Inc. | YORK BY JOHNSON CONTROLS | TM8E040A12MP11 | Federally-Regulated Consumer Product | Non-Weatherized, Non-Condensin | 1303 | 235 |  | 08/17/2023 | 39958 | 203324320 | 08/17/2023
Johnson Controls, Inc. | YORK BY JOHNSON CONTROLS | TMLE080C20MP11 | Federally-Regulated Consumer Product | Non-Weatherized, Non-Condensin | 2104 | 269 |  | 08/17/2023 | 80073 | 203489615 | 08/17/2023
Johnson Controls, Inc. | YORK BY JOHNSON CONTROLS | TMLE130D20MP11 | Federally-Regulated Consumer Product | Non-Weatherized, Non-Condensin | 2178 | 272 |  | 08/17/2023 | 130606 | 203489651 | 08/17/2023
Johnson Controls, Inc. | YORK BY JOHNSON CONTROLS | TM8E100C20MP11 | Federally-Regulated Consumer Product | Non-Weatherized, Non-Condensin | 2196 | 273 |  | 08/17/2023 | 99867 | 203324327 | 08/17/2023
Johnson Controls, Inc. | YORK BY JOHNSON CONTROLS | PHG4A300752X4 | Federally-Regulated Consumer Product | Weatherized Non-Condensing Gas | 1378 | 258 |  | 08/17/2023 | 75000 | 206338236 | 08/17/2023
Johnson Controls, Inc. | YORK BY JOHNSON CONTROLS | TMLE100C20MP11 | Federally-Regulated Consumer Product | Non-Weatherized, Non-Condensin | 2201 | 273 |  | 08/17/2023 | 99043 | 203489633 | 08/17/2023
Johnson Controls, Inc. | YORK BY JOHNSON CONTROLS | PHG4A240752X4 | Federally-Regulated Consumer Product | Weatherized Non-Condensing Gas | 1298 | 255 |  | 08/17/2023 | 75357 | 206338229 | 08/17/2023
Johnson Controls, Inc. | YORK BY JOHNSON CONTROLS | PHG4B481252X4 | Federally-Regulated Consumer Product | Weatherized Non-Condensing Gas | 2057 | 288 |  | 08/17/2023 | 125500 | 206338271 | 08/17/2023
Johnson Controls, Inc. | YORK BY JOHNSON CONTROLS | TMLE100C16MP11 | Federally-Regulated Consumer Product | Non-Weatherized, Non-Condensin | 1717 | 252 |  | 08/17/2023 | 99043 | 203489627 | 08/17/2023
Johnson Controls, Inc. | YORK BY JOHNSON CONTROLS | PHG4B361002X4 | Federally-Regulated Consumer Product | Weatherized Non-Condensing Gas | 1564 | 266 |  | 08/17/2023 | 99580 | 206338243 | 08/17/2023
Johnson Controls, Inc. | YORK BY JOHNSON CONTROLS | TM8E080B12MP11 | Federally-Regulated Consumer Product | Non-Weatherized, Non-Condensin | 1290 | 234 |  | 08/17/2023 | 79548 | 203324322 | 08/17/2023
Johnson Controls, Inc. | YORK BY JOHNSON CONTROLS | TM8E080C16MP11 | Federally-Regulated Consumer Product | Non-Weatherized, Non-Condensin | 1616 | 248 |  | 08/17/2023 | 79634 | 203324323 | 08/17/2023
Johnson Controls, Inc. | YORK BY JOHNSON CONTROLS | TM8E120C16MP11 | Federally-Regulated Consumer Product | Non-Weatherized, Non-Condensin | 1719 | 252 |  | 08/17/2023 | 118964 | 203324328 | 08/17/2023
Johnson Controls, Inc. | YORK BY JOHNSON CONTROLS | PHG4B481002X4 | Federally-Regulated Consumer Product | Weatherized Non-Condensing Gas | 1939 | 283 |  | 08/17/2023 | 100440 | 206338264 | 08/17/2023
Johnson Controls, Inc. | YORK BY JOHNSON CONTROLS | TMLE060A12MP11 | Federally-Regulated Consumer Product | Non-Weatherized, Non-Condensin | 1311 | 235 |  | 08/17/2023 | 60267 | 203489597 | 08/17/2023
Johnson Controls, Inc. | YORK BY JOHNSON CONTROLS | PHG4B601252X4 | Federally-Regulated Consumer Product | Weatherized Non-Condensing Gas | 2272 | 297 |  | 08/17/2023 | 124490 | 206338278 | 08/17/2023
Johnson Controls, Inc. | YORK BY JOHNSON CONTROLS | TMLE040A12MP11 | Federally-Regulated Consumer Product | Non-Weatherized, Non-Condensin | 1303 | 235 |  | 08/17/2023 | 39958 | 203489591 | 08/17/2023
Johnson Controls, Inc. | YORK BY JOHNSON CONTROLS | PHG4B420652X4 | Federally-Regulated Consumer Product | Weatherized Non-Condensing Gas | 1679 | 272 |  | 08/17/2023 | 65170 | 206338250 | 08/17/2023
Johnson Controls, Inc. | YORK BY JOHNSON CONTROLS | PHG4B421002X4 | Federally-Regulated Consumer Product | Weatherized Non-Condensing Gas | 1590 | 268 |  | 08/17/2023 | 98490 | 206338257 | 08/17/2023
Johnson Controls, Inc. | YORK BY JOHNSON CONTROLS | TMLE120C16MP11 | Federally-Regulated Consumer Product | Non-Weatherized, Non-Condensin | 1719 | 252 |  | 08/17/2023 | 118964 | 203489639 | 08/17/2023
Johnson Controls, Inc. | YORK BY JOHNSON CONTROLS | TMLE100B12MP11 | Federally-Regulated Consumer Product | Non-Weatherized, Non-Condensin | 1560 | 246 |  | 08/17/2023 | 100501 | 203489621 | 08/17/2023
Johnson Controls, Inc. | YORK BY JOHNSON CONTROLS | TM8E100C16MP11 | Federally-Regulated Consumer Product | Non-Weatherized, Non-Condensin | 1717 | 252 |  | 08/17/2023 | 99043 | 203324326 | 08/17/2023
Johnson Controls, Inc. | YORK BY JOHNSON CONTROLS | TM8E120C20MP11 | Federally-Regulated Consumer Product | Non-Weatherized, Non-Condensin | 2201 | 273 |  | 08/17/2023 | 119730 | 203324329 | 08/17/2023
Johnson Controls, Inc. | YORK BY JOHNSON CONTROLS | TMLE120C20MP11 | Federally-Regulated Consumer Product | Non-Weatherized, Non-Condensin | 2201 | 273 |  | 08/17/2023 | 119730 | 203489645 | 08/17/2023
Johnson Controls, Inc. | YORK BY JOHNSON CONTROLS | TMLE080B12MP11 | Federally-Regulated Consumer Product | Non-Weatherized, Non-Condensin | 1311 | 235 |  | 08/17/2023 | 79634 | 203489603 | 08/17/2023
Johnson Controls, Inc. | CHAMPION HEATING AND COOLING | TMLE040A12MP11 | Federally-Regulated Consumer Product | Non-Weatherized, Non-Condensin | 1303 | 235 |  | 06/09/2023 | 39958 | 203489596 | 08/17/2023
Johnson Controls, Inc. | CHAMPION HEATING AND COOLING | TM8E040A12MP11 | Federally-Regulated Consumer Product | Non-Weatherized, Non-Condensin | 1303 | 235 |  | 06/09/2023 | 39958 | 203324377 | 08/17/2023
Johnson Controls, Inc. | CHAMPION HEATING AND COOLING | PHG4B601252X4 | Federally-Regulated Consumer Product | Weatherized Non-Condensing Gas | 2272 | 297 |  | 05/25/2023 | 124490 | 206338284 | 08/17/2023
Johnson Controls, Inc. | CHAMPION HEATING AND COOLING | TM8E100C20MP11 | Federally-Regulated Consumer Product | Non-Weatherized, Non-Condensin | 2196 | 273 |  | 05/25/2023 | 99867 | 203324384 | 08/17/2023
Johnson Controls, Inc. | CHAMPION HEATING AND COOLING | PHG4A300752X4 | Federally-Regulated Consumer Product | Weatherized Non-Condensing Gas | 1378 | 258 |  | 05/25/2023 | 75000 | 206338242 | 08/17/2023
Johnson Controls, Inc. | CHAMPION HEATING AND COOLING | TMLE080C20MP11 | Federally-Regulated Consumer Product | Non-Weatherized, Non-Condensin | 2104 | 269 |  | 06/09/2023 | 80073 | 203489620 | 08/17/2023
Johnson Controls, Inc. | CHAMPION HEATING AND COOLING | PHG4B420652X4 | Federally-Regulated Consumer Product | Weatherized Non-Condensing Gas | 1679 | 272 |  | 05/25/2023 | 65170 | 206338256 | 08/17/2023
Johnson Controls, Inc. | CHAMPION HEATING AND COOLING | TM8E130D20MP11 | Federally-Regulated Consumer Product | Non-Weatherized, Non-Condensin | 2178 | 272 |  | 06/09/2023 | 130606 | 203324387 | 08/17/2023
Johnson Controls, Inc. | CHAMPION HEATING AND COOLING | PHG4B481252X4 | Federally-Regulated Consumer Product | Weatherized Non-Condensing Gas | 2057 | 288 |  | 05/25/2023 | 125500 | 206338277 | 08/17/2023
Johnson Controls, Inc. | CHAMPION HEATING AND COOLING | TM8E080C16MP11 | Federally-Regulated Consumer Product | Non-Weatherized, Non-Condensin | 1616 | 248 |  | 06/09/2023 | 79634 | 203324380 | 08/17/2023
Johnson Controls, Inc. | CHAMPION HEATING AND COOLING | TMLE100B12MP11 | Federally-Regulated Consumer Product | Non-Weatherized, Non-Condensin | 1560 | 246 |  | 06/09/2023 | 100501 | 203489626 | 08/17/2023
Johnson Controls, Inc. | CHAMPION HEATING AND COOLING | TM8E060A12MP11 | Federally-Regulated Consumer Product | Non-Weatherized, Non-Condensin | 1311 | 235 |  | 06/09/2023 | 60267 | 203324378 | 08/17/2023
Johnson Controls, Inc. | CHAMPION HEATING AND COOLING | TM8E080C20MP11 | Federally-Regulated Consumer Product | Non-Weatherized, Non-Condensin | 2104 | 269 |  | 06/09/2023 | 80073 | 203324381 | 08/17/2023
Johnson Controls, Inc. | CHAMPION HEATING AND COOLING | TMLE120C16MP11 | Federally-Regulated Consumer Product | Non-Weatherized, Non-Condensin | 1719 | 252 |  | 06/09/2023 | 118964 | 203489644 | 08/17/2023
Johnson Controls, Inc. | CHAMPION HEATING AND COOLING | TMLE100C20MP11 | Federally-Regulated Consumer Product | Non-Weatherized, Non-Condensin | 2201 | 273 |  | 06/09/2023 | 99043 | 203489638 | 08/17/2023
Johnson Controls, Inc. | CHAMPION HEATING AND COOLING | PHG4B481002X4 | Federally-Regulated Consumer Product | Weatherized Non-Condensing Gas | 1939 | 283 |  | 05/25/2023 | 100440 | 206338270 | 08/17/2023
Johnson Controls, Inc. | CHAMPION HEATING AND COOLING | TM8E120C20MP11 | Federally-Regulated Consumer Product | Non-Weatherized, Non-Condensin | 2201 | 273 |  | 06/09/2023 | 119730 | 203324386 | 08/17/2023
Johnson Controls, Inc. | CHAMPION HEATING AND COOLING | TM8E100C16MP11 | Federally-Regulated Consumer Product | Non-Weatherized, Non-Condensin | 1717 | 252 |  | 06/09/2023 | 99043 | 203324383 | 08/17/2023
Johnson Controls, Inc. | CHAMPION HEATING AND COOLING | TMLE130D20MP11 | Federally-Regulated Consumer Product | Non-Weatherized, Non-Condensin | 2178 | 272 |  | 06/09/2023 | 130606 | 203489656 | 08/17/2023
Johnson Controls, Inc. | CHAMPION HEATING AND COOLING | TM8E080B12MP11 | Federally-Regulated Consumer Product | Non-Weatherized, Non-Condensin | 1290 | 234 |  | 05/25/2023 | 79548 | 203324379 | 08/17/2023
Johnson Controls, Inc. | CHAMPION HEATING AND COOLING | TMLE080B12MP11 | Federally-Regulated Consumer Product | Non-Weatherized, Non-Condensin | 1311 | 235 |  | 06/09/2023 | 79634 | 203489608 | 08/17/2023
Johnson Controls, Inc. | CHAMPION HEATING AND COOLING | TMLE060A12MP11 | Federally-Regulated Consumer Product | Non-Weatherized, Non-Condensin | 1311 | 235 |  | 06/09/2023 | 60267 | 203489602 | 08/17/2023
Johnson Controls, Inc. | CHAMPION HEATING AND COOLING | TM8E120C16MP11 | Federally-Regulated Consumer Product | Non-Weatherized, Non-Condensin | 1719 | 252 |  | 06/09/2023 | 118964 | 203324385 | 08/17/2023
Johnson Controls, Inc. | CHAMPION HEATING AND COOLING | PHG4A240752X4 | Federally-Regulated Consumer Product | Weatherized Non-Condensing Gas | 1298 | 255 |  | 05/25/2023 | 75357 | 206338235 | 08/17/2023
Johnson Controls, Inc. | CHAMPION HEATING AND COOLING | TM8E100B12MP11 | Federally-Regulated Consumer Product | Non-Weatherized, Non-Condensin | 1560 | 246 |  | 06/09/2023 | 100501 | 203324382 | 08/17/2023
Johnson Controls, Inc. | CHAMPION HEATING AND COOLING | TMLE080C16MP11 | Federally-Regulated Consumer Product | Non-Weatherized, Non-Condensin | 1616 | 248 |  | 06/09/2023 | 79634 | 203489614 | 08/17/2023
Johnson Controls, Inc. | CHAMPION HEATING AND COOLING | PHG4B361002X4 | Federally-Regulated Consumer Product | Weatherized Non-Condensing Gas | 1564 | 266 |  | 05/25/2023 | 99580 | 206338249 | 08/17/2023
Johnson Controls, Inc. | CHAMPION HEATING AND COOLING | TMLE100C16MP11 | Federally-Regulated Consumer Product | Non-Weatherized, Non-Condensin | 1717 | 252 |  | 06/09/2023 | 99043 | 203489632 | 08/17/2023
Johnson Controls, Inc. | CHAMPION HEATING AND COOLING | TMLE120C20MP11 | Federally-Regulated Consumer Product | Non-Weatherized, Non-Condensin | 2201 | 273 |  | 06/09/2023 | 119730 | 203489650 | 08/17/2023
Johnson Controls, Inc. | CHAMPION HEATING AND COOLING | PHG4B421002X4 | Federally-Regulated Consumer Product | Weatherized Non-Condensing Gas | 1590 | 268 |  | 05/25/2023 | 98490 | 206338263 | 08/17/2023
Johnson Controls, Inc. | CHAMPION HEATING AND COOLING | TMLE040A12MP11 | Federally-Regulated Consumer Product | Non-Weatherized, Non-Condensin | 1303 | 235 |  | 08/17/2023 | 39958 | 203489596 | 08/17/2023
Johnson Controls, Inc. | CHAMPION HEATING AND COOLING | TM8E040A12MP11 | Federally-Regulated Consumer Product | Non-Weatherized, Non-Condensin | 1303 | 235 |  | 08/17/2023 | 39958 | 203324377 | 08/17/2023
Johnson Controls, Inc. | CHAMPION HEATING AND COOLING | PHG4B601252X4 | Federally-Regulated Consumer Product | Weatherized Non-Condensing Gas | 2272 | 297 |  | 08/17/2023 | 124490 | 206338284 | 08/17/2023
Johnson Controls, Inc. | CHAMPION HEATING AND COOLING | TM8E100C20MP11 | Federally-Regulated Consumer Product | Non-Weatherized, Non-Condensin | 2196 | 273 |  | 08/17/2023 | 99867 | 203324384 | 08/17/2023
Johnson Controls, Inc. | CHAMPION HEATING AND COOLING | PHG4A300752X4 | Federally-Regulated Consumer Product | Weatherized Non-Condensing Gas | 1378 | 258 |  | 08/17/2023 | 75000 | 206338242 | 08/17/2023
Johnson Controls, Inc. | CHAMPION HEATING AND COOLING | TMLE080C20MP11 | Federally-Regulated Consumer Product | Non-Weatherized, Non-Condensin | 2104 | 269 |  | 06/09/2023 | 80073 | 203489620 | 08/17/2023
Johnson Controls, Inc. | CHAMPION HEATING AND COOLING | PHG4B420652X4 | Federally-Regulated Consumer Product | Weatherized Non-Condensing Gas | 1679 | 272 |  | 08/17/2023 | 65170 | 206338256 | 08/17/2023
Johnson Controls, Inc. | CHAMPION HEATING AND COOLING | TM8E130D20MP11 | Federally-Regulated Consumer Product | Non-Weatherized, Non-Condensin | 2178 | 272 |  | 08/17/2023 | 130606 | 203324387 | 08/17/2023
Johnson Controls, Inc. | CHAMPION HEATING AND COOLING | PHG4B481252X4 | Federally-Regulated Consumer Product | Weatherized Non-Condensing Gas | 2057 | 288 |  | 08/17/2023 | 125500 | 206338277 | 08/17/2023
Johnson Controls, Inc. | CHAMPION HEATING AND COOLING | TM8E080C16MP11 | Federally-Regulated Consumer Product | Non-Weatherized, Non-Condensin | 1616 | 248 |  | 08/17/2023 | 79634 | 203324380 | 08/17/2023
Johnson Controls, Inc. | CHAMPION HEATING AND COOLING | TMLE100B12MP11 | Federally-Regulated Consumer Product | Non-Weatherized, Non-Condensin | 1560 | 246 |  | 08/17/2023 | 100501 | 203489626 | 08/17/2023
Johnson Controls, Inc. | CHAMPION HEATING AND COOLING | TM8E060A12MP11 | Federally-Regulated Consumer Product | Non-Weatherized, Non-Condensin | 1311 | 235 |  | 08/17/2023 | 60267 | 203324378 | 08/17/2023
Johnson Controls, Inc. | CHAMPION HEATING AND COOLING | TM8E080C20MP11 | Federally-Regulated Consumer Product | Non-Weatherized, Non-Condensin | 2104 | 269 |  | 08/17/2023 | 80073 | 203324381 | 08/17/2023
Johnson Controls, Inc. | CHAMPION HEATING AND COOLING | TMLE120C16MP11 | Federally-Regulated Consumer Product | Non-Weatherized, Non-Condensin | 1719 | 252 |  | 08/17/2023 | 118964 | 203489644 | 08/17/2023
Johnson Controls, Inc. | CHAMPION HEATING AND COOLING | TMLE100C20MP11 | Federally-Regulated Consumer Product | Non-Weatherized, Non-Condensin | 2201 | 273 |  | 08/17/2023 | 99043 | 203489638 | 08/17/2023
Johnson Controls, Inc. | CHAMPION HEATING AND COOLING | PHG4B481002X4 | Federally-Regulated Consumer Product | Weatherized Non-Condensing Gas | 1939 | 283 |  | 08/17/2023 | 100440 | 206338270 | 08/17/2023
Johnson Controls, Inc. | CHAMPION HEATING AND COOLING | TM8E120C20MP11 | Federally-Regulated Consumer Product | Non-Weatherized, Non-Condensin | 2201 | 273 |  | 08/17/2023 | 119730 | 203324386 | 08/17/2023
Johnson Controls, Inc. | CHAMPION HEATING AND COOLING | TM8E100C16MP11 | Federally-Regulated Consumer Product | Non-Weatherized, Non-Condensin | 1717 | 252 |  | 08/17/2023 | 99043 | 203324383 | 08/17/2023
Johnson Controls, Inc. | CHAMPION HEATING AND COOLING | TMLE130D20MP11 | Federally-Regulated Consumer Product | Non-Weatherized, Non-Condensin | 2178 | 272 |  | 08/17/2023 | 130606 | 203489656 | 08/17/2023
Johnson Controls, Inc. | CHAMPION HEATING AND COOLING | TM8E080B12MP11 | Federally-Regulated Consumer Product | Non-Weatherized, Non-Condensin | 1290 | 234 |  | 08/17/2023 | 79548 | 203324379 | 08/17/2023
Johnson Controls, Inc. | CHAMPION HEATING AND COOLING | TMLE080B12MP11 | Federally-Regulated Consumer Product | Non-Weatherized, Non-Condensin | 1311 | 235 |  | 08/17/2023 | 79634 | 203489608 | 08/17/2023
Johnson Controls, Inc. | CHAMPION HEATING AND COOLING | TMLE060A12MP11 | Federally-Regulated Consumer Product | Non-Weatherized, Non-Condensin | 1311 | 235 |  | 08/17/2023 | 60267 | 203489602 | 08/17/2023
Johnson Controls, Inc. | CHAMPION HEATING AND COOLING | TM8E120C16MP11 | Federally-Regulated Consumer Product | Non-Weatherized, Non-Condensin | 1719 | 252 |  | 08/17/2023 | 118964 | 203324385 | 08/17/2023
Johnson Controls, Inc. | CHAMPION HEATING AND COOLING | PHG4A240752X4 | Federally-Regulated Consumer Product | Weatherized Non-Condensing Gas | 1298 | 255 |  | 08/17/2023 | 75357 | 206338235 | 08/17/2023
Johnson Controls, Inc. | CHAMPION HEATING AND COOLING | TM8E100B12MP11 | Federally-Regulated Consumer Product | Non-Weatherized, Non-Condensin | 1560 | 246 |  | 08/17/2023 | 100501 | 203324382 | 08/17/2023
Johnson Controls, Inc. | CHAMPION HEATING AND COOLING | TMLE080C16MP11 | Federally-Regulated Consumer Product | Non-Weatherized, Non-Condensin | 1616 | 248 |  | 06/09/2023 | 79634 | 203489614 | 08/17/2023
Johnson Controls, Inc. | CHAMPION HEATING AND COOLING | PHG4B361002X4 | Federally-Regulated Consumer Product | Weatherized Non-Condensing Gas | 1564 | 266 |  | 08/17/2023 | 99580 | 206338249 | 08/17/2023
Johnson Controls, Inc. | CHAMPION HEATING AND COOLING | TMLE100C16MP11 | Federally-Regulated Consumer Product | Non-Weatherized, Non-Condensin | 1717 | 252 |  | 08/17/2023 | 99043 | 203489632 | 08/17/2023
Johnson Controls, Inc. | CHAMPION HEATING AND COOLING | TMLE120C20MP11 | Federally-Regulated Consumer Product | Non-Weatherized, Non-Condensin | 2201 | 273 |  | 08/17/2023 | 119730 | 203489650 | 08/17/2023
Johnson Controls, Inc. | CHAMPION HEATING AND COOLING | PHG4B421002X4 | Federally-Regulated Consumer Product | Weatherized Non-Condensing Gas | 1590 | 268 |  | 08/17/2023 | 98490 | 206338263 | 08/17/2023
Johnson Controls, Inc. | FRASER-JOHNSTON BY JOHNSON CONTROLS | TM8E130D20MP11 | Federally-Regulated Consumer Product | Non-Weatherized, Non-Condensin | 2178 | 272 |  | 06/09/2023 | 130606 | 203324363 | 08/17/2023
Johnson Controls, Inc. | FRASER-JOHNSTON BY JOHNSON CONTROLS | TM8E100B12MP11 | Federally-Regulated Consumer Product | Non-Weatherized, Non-Condensin | 1560 | 246 |  | 06/09/2023 | 100501 | 203324358 | 08/17/2023
Johnson Controls, Inc. | FRASER-JOHNSTON BY JOHNSON CONTROLS | PHG4B361002X4 | Federally-Regulated Consumer Product | Weatherized Non-Condensing Gas | 1564 | 266 |  | 05/25/2023 | 99580 | 206338246 | 08/17/2023
Johnson Controls, Inc. | FRASER-JOHNSTON BY JOHNSON CONTROLS | PHG4B481002X4 | Federally-Regulated Consumer Product | Weatherized Non-Condensing Gas | 1939 | 283 |  | 05/25/2023 | 100440 | 206338267 | 08/17/2023
Johnson Controls, Inc. | FRASER-JOHNSTON BY JOHNSON CONTROLS | TM8E080C16MP11 | Federally-Regulated Consumer Product | Non-Weatherized, Non-Condensin | 1616 | 248 |  | 06/09/2023 | 79634 | 203324356 | 08/17/2023
Johnson Controls, Inc. | FRASER-JOHNSTON BY JOHNSON CONTROLS | TMLE130D20MP11 | Federally-Regulated Consumer Product | Non-Weatherized, Non-Condensin | 2178 | 272 |  | 06/09/2023 | 130606 | 203489654 | 08/17/2023
Johnson Controls, Inc. | FRASER-JOHNSTON BY JOHNSON CONTROLS | TM8E120C20MP11 | Federally-Regulated Consumer Product | Non-Weatherized, Non-Condensin | 2201 | 273 |  | 06/09/2023 | 119730 | 203324362 | 08/17/2023
Johnson Controls, Inc. | FRASER-JOHNSTON BY JOHNSON CONTROLS | TMLE100C20MP11 | Federally-Regulated Consumer Product | Non-Weatherized, Non-Condensin | 2201 | 273 |  | 06/09/2023 | 99043 | 203489636 | 08/17/2023
Johnson Controls, Inc. | FRASER-JOHNSTON BY JOHNSON CONTROLS | TMLE080C16MP11 | Federally-Regulated Consumer Product | Non-Weatherized, Non-Condensin | 1616 | 248 |  | 06/09/2023 | 79634 | 203489612 | 08/17/2023
Johnson Controls, Inc. | FRASER-JOHNSTON BY JOHNSON CONTROLS | TMLE100C16MP11 | Federally-Regulated Consumer Product | Non-Weatherized, Non-Condensin | 1717 | 252 |  | 06/09/2023 | 99043 | 203489630 | 08/17/2023
Johnson Controls, Inc. | FRASER-JOHNSTON BY JOHNSON CONTROLS | PHG4B421002X4 | Federally-Regulated Consumer Product | Weatherized Non-Condensing Gas | 1590 | 268 |  | 05/25/2023 | 98490 | 206338260 | 08/17/2023
Johnson Controls, Inc. | FRASER-JOHNSTON BY JOHNSON CONTROLS | TMLE120C16MP11 | Federally-Regulated Consumer Product | Non-Weatherized, Non-Condensin | 1719 | 252 |  | 06/09/2023 | 118964 | 203489642 | 08/17/2023
Johnson Controls, Inc. | FRASER-JOHNSTON BY JOHNSON CONTROLS | TMLE060A12MP11 | Federally-Regulated Consumer Product | Non-Weatherized, Non-Condensin | 1311 | 235 |  | 06/09/2023 | 60267 | 203489600 | 08/17/2023
Johnson Controls, Inc. | FRASER-JOHNSTON BY JOHNSON CONTROLS | PHG4A240752X4 | Federally-Regulated Consumer Product | Weatherized Non-Condensing Gas | 1298 | 255 |  | 05/25/2023 | 75357 | 206338232 | 08/17/2023
Johnson Controls, Inc. | FRASER-JOHNSTON BY JOHNSON CONTROLS | TMLE080B12MP11 | Federally-Regulated Consumer Product | Non-Weatherized, Non-Condensin | 1311 | 235 |  | 06/09/2023 | 79634 | 203489606 | 08/17/2023
Johnson Controls, Inc. | FRASER-JOHNSTON BY JOHNSON CONTROLS | TMLE100B12MP11 | Federally-Regulated Consumer Product | Non-Weatherized, Non-Condensin | 1560 | 246 |  | 06/09/2023 | 100501 | 203489624 | 08/17/2023
Johnson Controls, Inc. | FRASER-JOHNSTON BY JOHNSON CONTROLS | TMLE040A12MP11 | Federally-Regulated Consumer Product | Non-Weatherized, Non-Condensin | 1303 | 235 |  | 06/09/2023 | 39958 | 203489594 | 08/17/2023
Johnson Controls, Inc. | FRASER-JOHNSTON BY JOHNSON CONTROLS | TM8E080B12MP11 | Federally-Regulated Consumer Product | Non-Weatherized, Non-Condensin | 1290 | 234 |  | 05/25/2023 | 79548 | 203324355 | 08/17/2023
Johnson Controls, Inc. | FRASER-JOHNSTON BY JOHNSON CONTROLS | PHG4B481252X4 | Federally-Regulated Consumer Product | Weatherized Non-Condensing Gas | 2057 | 288 |  | 05/25/2023 | 125500 | 206338274 | 08/17/2023
Johnson Controls, Inc. | FRASER-JOHNSTON BY JOHNSON CONTROLS | TM8E080C20MP11 | Federally-Regulated Consumer Product | Non-Weatherized, Non-Condensin | 2104 | 269 |  | 06/09/2023 | 80073 | 203324357 | 08/17/2023
Johnson Controls, Inc. | FRASER-JOHNSTON BY JOHNSON CONTROLS | TMLE080C20MP11 | Federally-Regulated Consumer Product | Non-Weatherized, Non-Condensin | 2104 | 269 |  | 06/09/2023 | 80073 | 203489618 | 08/17/2023
Johnson Controls, Inc. | FRASER-JOHNSTON BY JOHNSON CONTROLS | TM8E120C16MP11 | Federally-Regulated Consumer Product | Non-Weatherized, Non-Condensin | 1719 | 252 |  | 06/09/2023 | 118964 | 203324361 | 08/17/2023
Johnson Controls, Inc. | FRASER-JOHNSTON BY JOHNSON CONTROLS | TM8E060A12MP11 | Federally-Regulated Consumer Product | Non-Weatherized, Non-Condensin | 1311 | 235 |  | 06/09/2023 | 60267 | 203324354 | 08/17/2023
Johnson Controls, Inc. | FRASER-JOHNSTON BY JOHNSON CONTROLS | PHG4B601252X4 | Federally-Regulated Consumer Product | Weatherized Non-Condensing Gas | 2272 | 297 |  | 05/25/2023 | 124490 | 206338281 | 08/17/2023
Johnson Controls, Inc. | FRASER-JOHNSTON BY JOHNSON CONTROLS | TM8E040A12MP11 | Federally-Regulated Consumer Product | Non-Weatherized, Non-Condensin | 1303 | 235 |  | 06/09/2023 | 39958 | 203324353 | 08/17/2023
Johnson Controls, Inc. | FRASER-JOHNSTON BY JOHNSON CONTROLS | TM8E100C20MP11 | Federally-Regulated Consumer Product | Non-Weatherized, Non-Condensin | 2196 | 273 |  | 05/25/2023 | 99867 | 203324360 | 08/17/2023
Johnson Controls, Inc. | FRASER-JOHNSTON BY JOHNSON CONTROLS | PHG4A300752X4 | Federally-Regulated Consumer Product | Weatherized Non-Condensing Gas | 1378 | 258 |  | 05/25/2023 | 75000 | 206338239 | 08/17/2023
Johnson Controls, Inc. | FRASER-JOHNSTON BY JOHNSON CONTROLS | PHG4B420652X4 | Federally-Regulated Consumer Product | Weatherized Non-Condensing Gas | 1679 | 272 |  | 05/25/2023 | 65170 | 206338253 | 08/17/2023
Johnson Controls, Inc. | FRASER-JOHNSTON BY JOHNSON CONTROLS | TM8E100C16MP11 | Federally-Regulated Consumer Product | Non-Weatherized, Non-Condensin | 1717 | 252 |  | 06/09/2023 | 99043 | 203324359 | 08/17/2023
Johnson Controls, Inc. | FRASER-JOHNSTON BY JOHNSON CONTROLS | TMLE120C20MP11 | Federally-Regulated Consumer Product | Non-Weatherized, Non-Condensin | 2201 | 273 |  | 06/09/2023 | 119730 | 203489648 | 08/17/2023
Johnson Controls, Inc. | GUARDIAN BY JOHNSON CONTROLS | PHG4B481002X4 | Federally-Regulated Consumer Product | Weatherized Non-Condensing Gas | 1939 | 283 |  | 05/25/2023 | 100440 | 206338268 | 08/17/2023
Johnson Controls, Inc. | GUARDIAN BY JOHNSON CONTROLS | PHG4A240752X4 | Federally-Regulated Consumer Product | Weatherized Non-Condensing Gas | 1298 | 255 |  | 05/25/2023 | 75357 | 206338233 | 08/17/2023
Johnson Controls, Inc. | GUARDIAN BY JOHNSON CONTROLS | PHG4B421002X4 | Federally-Regulated Consumer Product | Weatherized Non-Condensing Gas | 1590 | 268 |  | 05/25/2023 | 98490 | 206338261 | 08/17/2023
Johnson Controls, Inc. | GUARDIAN BY JOHNSON CONTROLS | PHG4B481252X4 | Federally-Regulated Consumer Product | Weatherized Non-Condensing Gas | 2057 | 288 |  | 05/25/2023 | 125500 | 206338275 | 08/17/2023
Johnson Controls, Inc. | GUARDIAN BY JOHNSON CONTROLS | PHG4B420652X4 | Federally-Regulated Consumer Product | Weatherized Non-Condensing Gas | 1679 | 272 |  | 05/25/2023 | 65170 | 206338254 | 08/17/2023
Johnson Controls, Inc. | GUARDIAN BY JOHNSON CONTROLS | PHG4B601252X4 | Federally-Regulated Consumer Product | Weatherized Non-Condensing Gas | 2272 | 297 |  | 05/25/2023 | 124490 | 206338282 | 08/17/2023
Johnson Controls, Inc. | GUARDIAN BY JOHNSON CONTROLS | PHG4A300752X4 | Federally-Regulated Consumer Product | Weatherized Non-Condensing Gas | 1378 | 258 |  | 05/25/2023 | 75000 | 206338240 | 08/17/2023
Johnson Controls, Inc. | GUARDIAN BY JOHNSON CONTROLS | PHG4B361002X4 | Federally-Regulated Consumer Product | Weatherized Non-Condensing Gas | 1564 | 266 |  | 05/25/2023 | 99580 | 206338247 | 08/17/2023
Johnson Controls, Inc. | FRASER-JOHNSTON BY JOHNSON CONTROLS | TM8E130D20MP11 | Federally-Regulated Consumer Product | Non-Weatherized, Non-Condensin | 2178 | 272 |  | 06/09/2023 | 130606 | 203324363 | 08/17/2023
Johnson Controls, Inc. | FRASER-JOHNSTON BY JOHNSON CONTROLS | TM8E100B12MP11 | Federally-Regulated Consumer Product | Non-Weatherized, Non-Condensin | 1560 | 246 |  | 08/17/2023 | 100501 | 203324358 | 08/17/2023
Johnson Controls, Inc. | FRASER-JOHNSTON BY JOHNSON CONTROLS | PHG4B361002X4 | Federally-Regulated Consumer Product | Weatherized Non-Condensing Gas | 1564 | 266 |  | 08/17/2023 | 99580 | 206338246 | 08/17/2023
Johnson Controls, Inc. | FRASER-JOHNSTON BY JOHNSON CONTROLS | PHG4B481002X4 | Federally-Regulated Consumer Product | Weatherized Non-Condensing Gas | 1939 | 283 |  | 08/17/2023 | 100440 | 206338267 | 08/17/2023
Johnson Controls, Inc. | FRASER-JOHNSTON BY JOHNSON CONTROLS | TM8E080C16MP11 | Federally-Regulated Consumer Product | Non-Weatherized, Non-Condensin | 1616 | 248 |  | 08/17/2023 | 79634 | 203324356 | 08/17/2023
Johnson Controls, Inc. | FRASER-JOHNSTON BY JOHNSON CONTROLS | TMLE130D20MP11 | Federally-Regulated Consumer Product | Non-Weatherized, Non-Condensin | 2178 | 272 |  | 08/17/2023 | 130606 | 203489654 | 08/17/2023
Johnson Controls, Inc. | FRASER-JOHNSTON BY JOHNSON CONTROLS | TM8E120C20MP11 | Federally-Regulated Consumer Product | Non-Weatherized, Non-Condensin | 2201 | 273 |  | 08/17/2023 | 119730 | 203324362 | 08/17/2023
Johnson Controls, Inc. | FRASER-JOHNSTON BY JOHNSON CONTROLS | TMLE100C20MP11 | Federally-Regulated Consumer Product | Non-Weatherized, Non-Condensin | 2201 | 273 |  | 08/17/2023 | 99043 | 203489636 | 08/17/2023
Johnson Controls, Inc. | FRASER-JOHNSTON BY JOHNSON CONTROLS | TMLE080C16MP11 | Federally-Regulated Consumer Product | Non-Weatherized, Non-Condensin | 1616 | 248 |  | 08/17/2023 | 79634 | 203489612 | 08/17/2023
Johnson Controls, Inc. | FRASER-JOHNSTON BY JOHNSON CONTROLS | TMLE100C16MP11 | Federally-Regulated Consumer Product | Non-Weatherized, Non-Condensin | 1717 | 252 |  | 08/17/2023 | 99043 | 203489630 | 08/17/2023
Johnson Controls, Inc. | FRASER-JOHNSTON BY JOHNSON CONTROLS | PHG4B421002X4 | Federally-Regulated Consumer Product | Weatherized Non-Condensing Gas | 1590 | 268 |  | 08/17/2023 | 98490 | 206338260 | 08/17/2023
Johnson Controls, Inc. | FRASER-JOHNSTON BY JOHNSON CONTROLS | TMLE120C16MP11 | Federally-Regulated Consumer Product | Non-Weatherized, Non-Condensin | 1719 | 252 |  | 08/17/2023 | 118964 | 203489642 | 08/17/2023
Johnson Controls, Inc. | FRASER-JOHNSTON BY JOHNSON CONTROLS | TMLE060A12MP11 | Federally-Regulated Consumer Product | Non-Weatherized, Non-Condensin | 1311 | 235 |  | 08/17/2023 | 60267 | 203489600 | 08/17/2023
Johnson Controls, Inc. | FRASER-JOHNSTON BY JOHNSON CONTROLS | PHG4A240752X4 | Federally-Regulated Consumer Product | Weatherized Non-Condensing Gas | 1298 | 255 |  | 08/17/2023 | 75357 | 206338232 | 08/17/2023
Johnson Controls, Inc. | FRASER-JOHNSTON BY JOHNSON CONTROLS | TMLE080B12MP11 | Federally-Regulated Consumer Product | Non-Weatherized, Non-Condensin | 1311 | 235 |  | 08/17/2023 | 79634 | 203489606 | 08/17/2023
Johnson Controls, Inc. | FRASER-JOHNSTON BY JOHNSON CONTROLS | TMLE100B12MP11 | Federally-Regulated Consumer Product | Non-Weatherized, Non-Condensin | 1560 | 246 |  | 08/17/2023 | 100501 | 203489624 | 08/17/2023
Johnson Controls, Inc. | FRASER-JOHNSTON BY JOHNSON CONTROLS | TMLE040A12MP11 | Federally-Regulated Consumer Product | Non-Weatherized, Non-Condensin | 1303 | 235 |  | 08/17/2023 | 39958 | 203489594 | 08/17/2023
Johnson Controls, Inc. | FRASER-JOHNSTON BY JOHNSON CONTROLS | TM8E080B12MP11 | Federally-Regulated Consumer Product | Non-Weatherized, Non-Condensin | 1290 | 234 |  | 08/17/2023 | 79548 | 203324355 | 08/17/2023
Johnson Controls, Inc. | FRASER-JOHNSTON BY JOHNSON CONTROLS | PHG4B481252X4 | Federally-Regulated Consumer Product | Weatherized Non-Condensing Gas | 2057 | 288 |  | 08/17/2023 | 125500 | 206338274 | 08/17/2023
Johnson Controls, Inc. | FRASER-JOHNSTON BY JOHNSON CONTROLS | TM8E080C20MP11 | Federally-Regulated Consumer Product | Non-Weatherized, Non-Condensin | 2104 | 269 |  | 08/17/2023 | 80073 | 203324357 | 08/17/2023
Johnson Controls, Inc. | FRASER-JOHNSTON BY JOHNSON CONTROLS | TMLE080C20MP11 | Federally-Regulated Consumer Product | Non-Weatherized, Non-Condensin | 2104 | 269 |  | 08/17/2023 | 80073 | 203489618 | 08/17/2023
Johnson Controls, Inc. | FRASER-JOHNSTON BY JOHNSON CONTROLS | TM8E120C16MP11 | Federally-Regulated Consumer Product | Non-Weatherized, Non-Condensin | 1719 | 252 |  | 08/17/2023 | 118964 | 203324361 | 08/17/2023
Johnson Controls, Inc. | FRASER-JOHNSTON BY JOHNSON CONTROLS | TM8E060A12MP11 | Federally-Regulated Consumer Product | Non-Weatherized, Non-Condensin | 1311 | 235 |  | 08/17/2023 | 60267 | 203324354 | 08/17/2023
Johnson Controls, Inc. | FRASER-JOHNSTON BY JOHNSON CONTROLS | PHG4B601252X4 | Federally-Regulated Consumer Product | Weatherized Non-Condensing Gas | 2272 | 297 |  | 08/17/2023 | 124490 | 206338281 | 08/17/2023
Johnson Controls, Inc. | FRASER-JOHNSTON BY JOHNSON CONTROLS | TM8E040A12MP11 | Federally-Regulated Consumer Product | Non-Weatherized, Non-Condensin | 1303 | 235 |  | 08/17/2023 | 39958 | 203324353 | 08/17/2023
Johnson Controls, Inc. | FRASER-JOHNSTON BY JOHNSON CONTROLS | TM8E100C20MP11 | Federally-Regulated Consumer Product | Non-Weatherized, Non-Condensin | 2196 | 273 |  | 08/17/2023 | 99867 | 203324360 | 08/17/2023
Johnson Controls, Inc. | FRASER-JOHNSTON BY JOHNSON CONTROLS | PHG4A300752X4 | Federally-Regulated Consumer Product | Weatherized Non-Condensing Gas | 1378 | 258 |  | 08/17/2023 | 75000 | 206338239 | 08/17/2023
Johnson Controls, Inc. | FRASER-JOHNSTON BY JOHNSON CONTROLS | PHG4B420652X4 | Federally-Regulated Consumer Product | Weatherized Non-Condensing Gas | 1679 | 272 |  | 08/17/2023 | 65170 | 206338253 | 08/17/2023
Johnson Controls, Inc. | FRASER-JOHNSTON BY JOHNSON CONTROLS | TM8E100C16MP11 | Federally-Regulated Consumer Product | Non-Weatherized, Non-Condensin | 1717 | 252 |  | 08/17/2023 | 99043 | 203324359 | 08/17/2023
Johnson Controls, Inc. | FRASER-JOHNSTON BY JOHNSON CONTROLS | TMLE120C20MP11 | Federally-Regulated Consumer Product | Non-Weatherized, Non-Condensin | 2201 | 273 |  | 08/17/2023 | 119730 | 203489648 | 08/17/2023
Johnson Controls, Inc. | GUARDIAN BY JOHNSON CONTROLS | PHG4B481002X4 | Federally-Regulated Consumer Product | Weatherized Non-Condensing Gas | 1939 | 283 |  | 08/17/2023 | 100440 | 206338268 | 08/17/2023
Johnson Controls, Inc. | GUARDIAN BY JOHNSON CONTROLS | PHG4A240752X4 | Federally-Regulated Consumer Product | Weatherized Non-Condensing Gas | 1298 | 255 |  | 08/17/2023 | 75357 | 206338233 | 08/17/2023
Johnson Controls, Inc. | GUARDIAN BY JOHNSON CONTROLS | PHG4B421002X4 | Federally-Regulated Consumer Product | Weatherized Non-Condensing Gas | 1590 | 268 |  | 08/17/2023 | 98490 | 206338261 | 08/17/2023
Johnson Controls, Inc. | GUARDIAN BY JOHNSON CONTROLS | PHG4B481252X4 | Federally-Regulated Consumer Product | Weatherized Non-Condensing Gas | 2057 | 288 |  | 08/17/2023 | 125500 | 206338275 | 08/17/2023
Johnson Controls, Inc. | GUARDIAN BY JOHNSON CONTROLS | PHG4B420652X4 | Federally-Regulated Consumer Product | Weatherized Non-Condensing Gas | 1679 | 272 |  | 08/17/2023 | 65170 | 206338254 | 08/17/2023
Johnson Controls, Inc. | GUARDIAN BY JOHNSON CONTROLS | PHG4B601252X4 | Federally-Regulated Consumer Product | Weatherized Non-Condensing Gas | 2272 | 297 |  | 08/17/2023 | 124490 | 206338282 | 08/17/2023
Johnson Controls, Inc. | GUARDIAN BY JOHNSON CONTROLS | PHG4A300752X4 | Federally-Regulated Consumer Product | Weatherized Non-Condensing Gas | 1378 | 258 |  | 08/17/2023 | 75000 | 206338240 | 08/17/2023
Johnson Controls, Inc. | GUARDIAN BY JOHNSON CONTROLS | PHG4B361002X4 | Federally-Regulated Consumer Product | Weatherized Non-Condensing Gas | 1564 | 266 |  | 08/17/2023 | 99580 | 206338247 | 08/17/2023
Allied Air | Concord | 95G1UH135DE20-** | Federally-Regulated Consumer Product | Non-Weatherized, Condensing Ga | 2215 | 292 | 292 | 05/25/2023 | 130202 | 207722709 | 08/17/2023
Allied Air | Concord | 95G1UH070BE12-** | Federally-Regulated Consumer Product | Non-Weatherized, Condensing Ga | 1316 | 253 | 253 | 05/25/2023 | 66799 | 207722706 | 08/17/2023
Allied Air | Concord | 95G1UH110CE20-** | Federally-Regulated Consumer Product | Non-Weatherized, Condensing Ga | 1988 | 282 | 282 | 05/25/2023 | 109853 | 207722708 | 08/17/2023
Allied Air | Concord | 95G1UH090CE16-** | Federally-Regulated Consumer Product | Non-Weatherized, Condensing Ga | 1535 | 263 | 263 | 05/25/2023 | 88204 | 207722707 | 08/17/2023
Allied Air | Concord | 95G1UH045BE12-** | Federally-Regulated Consumer Product | Non-Weatherized, Condensing Ga | 1282 | 251 | 251 | 05/25/2023 | 43901 | 207722705 | 08/17/2023
Allied Air | Concord | 95G1UH135DE20-** | Federally-Regulated Consumer Product | Non-Weatherized, Condensing Ga | 2215 | 292 |  | 08/17/2023 | 130202 | 207722709 | 08/17/2023
Allied Air | Concord | 95G1UH070BE12-** | Federally-Regulated Consumer Product | Non-Weatherized, Condensing Ga | 1316 | 253 |  | 08/17/2023 | 66799 | 207722706 | 08/17/2023
Allied Air | Concord | 95G1UH110CE20-** | Federally-Regulated Consumer Product | Non-Weatherized, Condensing Ga | 1988 | 282 |  | 08/17/2023 | 109853 | 207722708 | 08/17/2023
Allied Air | Concord | 95G1UH090CE16-** | Federally-Regulated Consumer Product | Non-Weatherized, Condensing Ga | 1535 | 263 |  | 08/17/2023 | 88204 | 207722707 | 08/17/2023
Allied Air | Concord | 95G1UH045BE12-** | Federally-Regulated Consumer Product | Non-Weatherized, Condensing Ga | 1282 | 251 |  | 08/17/2023 | 43901 | 207722705 | 08/17/2023
Johnson Controls, Inc. | COLEMAN BY JOHNSON CONTROLS | TMLE080B12MP11 | Federally-Regulated Consumer Product | Non-Weatherized, Non-Condensin | 1311 | 235 | 240 | 08/17/2023 | 79634 | 203489604 | 08/17/2023
Johnson Controls, Inc. | COLEMAN BY JOHNSON CONTROLS | TM8E100C20MP11 | Federally-Regulated Consumer Product | Non-Weatherized, Non-Condensin | 2196 | 273 | 279 | 08/17/2023 | 99867 | 203324338 | 08/17/2023
Johnson Controls, Inc. | COLEMAN BY JOHNSON CONTROLS | TMLE080C16MP11 | Federally-Regulated Consumer Product | Non-Weatherized, Non-Condensin | 1616 | 248 | 253 | 08/17/2023 | 79634 | 203489610 | 08/17/2023
Johnson Controls, Inc. | COLEMAN BY JOHNSON CONTROLS | TM8E100C16MP11 | Federally-Regulated Consumer Product | Non-Weatherized, Non-Condensin | 1717 | 252 | 258 | 08/17/2023 | 99043 | 203324337 | 08/17/2023
Johnson Controls, Inc. | COLEMAN BY JOHNSON CONTROLS | PHG4B420652X4 | Federally-Regulated Consumer Product | Weatherized Non-Condensing Gas | 1679 | 272 | 273 | 08/17/2023 | 65170 | 206338251 | 08/17/2023
Johnson Controls, Inc. | COLEMAN BY JOHNSON CONTROLS | TMLE060A12MP11 | Federally-Regulated Consumer Product | Non-Weatherized, Non-Condensin | 1311 | 235 | 240 | 08/17/2023 | 60267 | 203489598 | 08/17/2023
Johnson Controls, Inc. | COLEMAN BY JOHNSON CONTROLS | TMLE100B12MP11 | Federally-Regulated Consumer Product | Non-Weatherized, Non-Condensin | 1560 | 246 | 251 | 08/17/2023 | 100501 | 203489622 | 08/17/2023
Johnson Controls, Inc. | COLEMAN BY JOHNSON CONTROLS | TMLE080C20MP11 | Federally-Regulated Consumer Product | Non-Weatherized, Non-Condensin | 2104 | 269 | 275 | 08/17/2023 | 80073 | 203489616 | 08/17/2023
Johnson Controls, Inc. | COLEMAN BY JOHNSON CONTROLS | PHG4B481002X4 | Federally-Regulated Consumer Product | Weatherized Non-Condensing Gas | 1939 | 283 | 284 | 08/17/2023 | 100440 | 206338265 | 08/17/2023
Johnson Controls, Inc. | COLEMAN BY JOHNSON CONTROLS | TM8E080B12MP11 | Federally-Regulated Consumer Product | Non-Weatherized, Non-Condensin | 1290 | 234 | 239 | 08/17/2023 | 79548 | 203324333 | 08/17/2023
Johnson Controls, Inc. | COLEMAN BY JOHNSON CONTROLS | TM8E080C16MP11 | Federally-Regulated Consumer Product | Non-Weatherized, Non-Condensin | 1616 | 248 | 253 | 08/17/2023 | 79634 | 203324334 | 08/17/2023
Johnson Controls, Inc. | COLEMAN BY JOHNSON CONTROLS | PHG4A300752X4 | Federally-Regulated Consumer Product | Weatherized Non-Condensing Gas | 1378 | 258 | 260 | 08/17/2023 | 75000 | 206338237 | 08/17/2023
Johnson Controls, Inc. | COLEMAN BY JOHNSON CONTROLS | TMLE130D20MP11 | Federally-Regulated Consumer Product | Non-Weatherized, Non-Condensin | 2178 | 272 | 278 | 08/17/2023 | 130606 | 203489652 | 08/17/2023
Johnson Controls, Inc. | COLEMAN BY JOHNSON CONTROLS | PHG4B421002X4 | Federally-Regulated Consumer Product | Weatherized Non-Condensing Gas | 1590 | 268 | 269 | 08/17/2023 | 98490 | 206338258 | 08/17/2023
Johnson Controls, Inc. | COLEMAN BY JOHNSON CONTROLS | PHG4B601252X4 | Federally-Regulated Consumer Product | Weatherized Non-Condensing Gas | 2272 | 297 | 299 | 08/17/2023 | 124490 | 206338279 | 08/17/2023
Johnson Controls, Inc. | COLEMAN BY JOHNSON CONTROLS | TM8E120C16MP11 | Federally-Regulated Consumer Product | Non-Weatherized, Non-Condensin | 1719 | 252 | 258 | 08/17/2023 | 118964 | 203324339 | 08/17/2023
Johnson Controls, Inc. | COLEMAN BY JOHNSON CONTROLS | TM8E130D20MP11 | Federally-Regulated Consumer Product | Non-Weatherized, Non-Condensin | 2178 | 272 | 278 | 08/17/2023 | 130606 | 203324341 | 08/17/2023
Johnson Controls, Inc. | COLEMAN BY JOHNSON CONTROLS | TMLE100C16MP11 | Federally-Regulated Consumer Product | Non-Weatherized, Non-Condensin | 1717 | 252 | 258 | 08/17/2023 | 99043 | 203489628 | 08/17/2023
Johnson Controls, Inc. | COLEMAN BY JOHNSON CONTROLS | TM8E120C20MP11 | Federally-Regulated Consumer Product | Non-Weatherized, Non-Condensin | 2201 | 273 | 279 | 08/17/2023 | 119730 | 203324340 | 08/17/2023
Johnson Controls, Inc. | COLEMAN BY JOHNSON CONTROLS | PHG4B481252X4 | Federally-Regulated Consumer Product | Weatherized Non-Condensing Gas | 2057 | 288 | 290 | 08/17/2023 | 125500 | 206338272 | 08/17/2023
Johnson Controls, Inc. | COLEMAN BY JOHNSON CONTROLS | TMLE120C16MP11 | Federally-Regulated Consumer Product | Non-Weatherized, Non-Condensin | 1719 | 252 | 258 | 08/17/2023 | 118964 | 203489640 | 08/17/2023
Johnson Controls, Inc. | COLEMAN BY JOHNSON CONTROLS | PHG4B361002X4 | Federally-Regulated Consumer Product | Weatherized Non-Condensing Gas | 1564 | 266 | 268 | 08/17/2023 | 99580 | 206338244 | 08/17/2023
Johnson Controls, Inc. | COLEMAN BY JOHNSON CONTROLS | TM8E080C20MP11 | Federally-Regulated Consumer Product | Non-Weatherized, Non-Condensin | 2104 | 269 | 275 | 08/17/2023 | 80073 | 203324335 | 08/17/2023
Johnson Controls, Inc. | COLEMAN BY JOHNSON CONTROLS | TMLE040A12MP11 | Federally-Regulated Consumer Product | Non-Weatherized, Non-Condensin | 1303 | 235 | 239 | 08/17/2023 | 39958 | 203489592 | 08/17/2023
Johnson Controls, Inc. | COLEMAN BY JOHNSON CONTROLS | TMLE100C20MP11 | Federally-Regulated Consumer Product | Non-Weatherized, Non-Condensin | 2201 | 273 | 279 | 08/17/2023 | 99043 | 203489634 | 08/17/2023
Johnson Controls, Inc. | COLEMAN BY JOHNSON CONTROLS | TM8E040A12MP11 | Federally-Regulated Consumer Product | Non-Weatherized, Non-Condensin | 1303 | 235 | 239 | 08/17/2023 | 39958 | 203324331 | 08/17/2023
Johnson Controls, Inc. | COLEMAN BY JOHNSON CONTROLS | TM8E100B12MP11 | Federally-Regulated Consumer Product | Non-Weatherized, Non-Condensin | 1560 | 246 | 251 | 08/17/2023 | 100501 | 203324336 | 08/17/2023
Johnson Controls, Inc. | COLEMAN BY JOHNSON CONTROLS | TMLE120C20MP11 | Federally-Regulated Consumer Product | Non-Weatherized, Non-Condensin | 2201 | 273 | 279 | 08/17/2023 | 119730 | 203489646 | 08/17/2023
Johnson Controls, Inc. | COLEMAN BY JOHNSON CONTROLS | TM8E060A12MP11 | Federally-Regulated Consumer Product | Non-Weatherized, Non-Condensin | 1311 | 235 | 240 | 08/17/2023 | 60267 | 203324332 | 08/17/2023
Johnson Controls, Inc. | COLEMAN BY JOHNSON CONTROLS | PHG4A240752X4 | Federally-Regulated Consumer Product | Weatherized Non-Condensing Gas | 1298 | 255 | 256 | 08/17/2023 | 75357 | 206338230 | 08/17/2023
Johnson Controls, Inc. | FRASER-JOHNSTON BY JOHNSON CONTROLS | TM8E130D20MP11 | Federally-Regulated Consumer Product | Non-Weatherized, Non-Condensin | 2178 | 272 |  | 08/17/2023 | 130606 | 203324363 | 08/17/2023
Johnson Controls, Inc. | FRASER-JOHNSTON BY JOHNSON CONTROLS | TM8E100B12MP11 | Federally-Regulated Consumer Product | Non-Weatherized, Non-Condensin | 1560 | 246 |  | 08/17/2023 | 100501 | 203324358 | 08/17/2023
Johnson Controls, Inc. | FRASER-JOHNSTON BY JOHNSON CONTROLS | PHG4B361002X4 | Federally-Regulated Consumer Product | Weatherized Non-Condensing Gas | 1564 | 266 |  | 08/17/2023 | 99580 | 206338246 | 08/17/2023
Johnson Controls, Inc. | FRASER-JOHNSTON BY JOHNSON CONTROLS | PHG4B481002X4 | Federally-Regulated Consumer Product | Weatherized Non-Condensing Gas | 1939 | 283 |  | 08/17/2023 | 100440 | 206338267 | 08/17/2023
Johnson Controls, Inc. | FRASER-JOHNSTON BY JOHNSON CONTROLS | TM8E080C16MP11 | Federally-Regulated Consumer Product | Non-Weatherized, Non-Condensin | 1616 | 248 |  | 08/17/2023 | 79634 | 203324356 | 08/17/2023
Johnson Controls, Inc. | FRASER-JOHNSTON BY JOHNSON CONTROLS | TMLE130D20MP11 | Federally-Regulated Consumer Product | Non-Weatherized, Non-Condensin | 2178 | 272 |  | 08/17/2023 | 130606 | 203489654 | 08/17/2023
Johnson Controls, Inc. | FRASER-JOHNSTON BY JOHNSON CONTROLS | TM8E120C20MP11 | Federally-Regulated Consumer Product | Non-Weatherized, Non-Condensin | 2201 | 273 |  | 08/17/2023 | 119730 | 203324362 | 08/17/2023
Johnson Controls, Inc. | FRASER-JOHNSTON BY JOHNSON CONTROLS | TMLE100C20MP11 | Federally-Regulated Consumer Product | Non-Weatherized, Non-Condensin | 2201 | 273 |  | 08/17/2023 | 99043 | 203489636 | 08/17/2023
Johnson Controls, Inc. | FRASER-JOHNSTON BY JOHNSON CONTROLS | TMLE080C16MP11 | Federally-Regulated Consumer Product | Non-Weatherized, Non-Condensin | 1616 | 248 |  | 08/17/2023 | 79634 | 203489612 | 08/17/2023
Johnson Controls, Inc. | FRASER-JOHNSTON BY JOHNSON CONTROLS | TMLE100C16MP11 | Federally-Regulated Consumer Product | Non-Weatherized, Non-Condensin | 1717 | 252 |  | 08/17/2023 | 99043 | 203489630 | 08/17/2023
Johnson Controls, Inc. | FRASER-JOHNSTON BY JOHNSON CONTROLS | PHG4B421002X4 | Federally-Regulated Consumer Product | Weatherized Non-Condensing Gas | 1590 | 268 |  | 08/17/2023 | 98490 | 206338260 | 08/17/2023
Johnson Controls, Inc. | FRASER-JOHNSTON BY JOHNSON CONTROLS | TMLE120C16MP11 | Federally-Regulated Consumer Product | Non-Weatherized, Non-Condensin | 1719 | 252 |  | 08/17/2023 | 118964 | 203489642 | 08/17/2023
Johnson Controls, Inc. | FRASER-JOHNSTON BY JOHNSON CONTROLS | TMLE060A12MP11 | Federally-Regulated Consumer Product | Non-Weatherized, Non-Condensin | 1311 | 235 |  | 08/17/2023 | 60267 | 203489600 | 08/17/2023
Johnson Controls, Inc. | FRASER-JOHNSTON BY JOHNSON CONTROLS | PHG4A240752X4 | Federally-Regulated Consumer Product | Weatherized Non-Condensing Gas | 1298 | 255 |  | 08/17/2023 | 75357 | 206338232 | 08/17/2023
Johnson Controls, Inc. | FRASER-JOHNSTON BY JOHNSON CONTROLS | TMLE080B12MP11 | Federally-Regulated Consumer Product | Non-Weatherized, Non-Condensin | 1311 | 235 |  | 08/17/2023 | 79634 | 203489606 | 08/17/2023
Johnson Controls, Inc. | FRASER-JOHNSTON BY JOHNSON CONTROLS | TMLE100B12MP11 | Federally-Regulated Consumer Product | Non-Weatherized, Non-Condensin | 1560 | 246 |  | 08/17/2023 | 100501 | 203489624 | 08/17/2023
Johnson Controls, Inc. | FRASER-JOHNSTON BY JOHNSON CONTROLS | TMLE040A12MP11 | Federally-Regulated Consumer Product | Non-Weatherized, Non-Condensin | 1303 | 235 |  | 08/17/2023 | 39958 | 203489594 | 08/17/2023
Johnson Controls, Inc. | FRASER-JOHNSTON BY JOHNSON CONTROLS | TM8E080B12MP11 | Federally-Regulated Consumer Product | Non-Weatherized, Non-Condensin | 1290 | 234 |  | 08/17/2023 | 79548 | 203324355 | 08/17/2023
Johnson Controls, Inc. | FRASER-JOHNSTON BY JOHNSON CONTROLS | PHG4B481252X4 | Federally-Regulated Consumer Product | Weatherized Non-Condensing Gas | 2057 | 288 |  | 08/17/2023 | 125500 | 206338274 | 08/17/2023
Johnson Controls, Inc. | FRASER-JOHNSTON BY JOHNSON CONTROLS | TM8E080C20MP11 | Federally-Regulated Consumer Product | Non-Weatherized, Non-Condensin | 2104 | 269 |  | 08/17/2023 | 80073 | 203324357 | 08/17/2023
Johnson Controls, Inc. | FRASER-JOHNSTON BY JOHNSON CONTROLS | TMLE080C20MP11 | Federally-Regulated Consumer Product | Non-Weatherized, Non-Condensin | 2104 | 269 |  | 08/17/2023 | 80073 | 203489618 | 08/17/2023
Johnson Controls, Inc. | FRASER-JOHNSTON BY JOHNSON CONTROLS | TM8E120C16MP11 | Federally-Regulated Consumer Product | Non-Weatherized, Non-Condensin | 1719 | 252 |  | 08/17/2023 | 118964 | 203324361 | 08/17/2023
Johnson Controls, Inc. | FRASER-JOHNSTON BY JOHNSON CONTROLS | TM8E060A12MP11 | Federally-Regulated Consumer Product | Non-Weatherized, Non-Condensin | 1311 | 235 |  | 08/17/2023 | 60267 | 203324354 | 08/17/2023
Johnson Controls, Inc. | FRASER-JOHNSTON BY JOHNSON CONTROLS | PHG4B601252X4 | Federally-Regulated Consumer Product | Weatherized Non-Condensing Gas | 2272 | 297 |  | 08/17/2023 | 124490 | 206338281 | 08/17/2023
Johnson Controls, Inc. | FRASER-JOHNSTON BY JOHNSON CONTROLS | TM8E040A12MP11 | Federally-Regulated Consumer Product | Non-Weatherized, Non-Condensin | 1303 | 235 |  | 08/17/2023 | 39958 | 203324353 | 08/17/2023
Johnson Controls, Inc. | FRASER-JOHNSTON BY JOHNSON CONTROLS | TM8E100C20MP11 | Federally-Regulated Consumer Product | Non-Weatherized, Non-Condensin | 2196 | 273 |  | 08/17/2023 | 99867 | 203324360 | 08/17/2023
Johnson Controls, Inc. | FRASER-JOHNSTON BY JOHNSON CONTROLS | PHG4A300752X4 | Federally-Regulated Consumer Product | Weatherized Non-Condensing Gas | 1378 | 258 |  | 08/17/2023 | 75000 | 206338239 | 08/17/2023
Johnson Controls, Inc. | FRASER-JOHNSTON BY JOHNSON CONTROLS | PHG4B420652X4 | Federally-Regulated Consumer Product | Weatherized Non-Condensing Gas | 1679 | 272 |  | 08/17/2023 | 65170 | 206338253 | 08/17/2023
Johnson Controls, Inc. | FRASER-JOHNSTON BY JOHNSON CONTROLS | TM8E100C16MP11 | Federally-Regulated Consumer Product | Non-Weatherized, Non-Condensin | 1717 | 252 |  | 08/17/2023 | 99043 | 203324359 | 08/17/2023
Johnson Controls, Inc. | FRASER-JOHNSTON BY JOHNSON CONTROLS | TMLE120C20MP11 | Federally-Regulated Consumer Product | Non-Weatherized, Non-Condensin | 2201 | 273 |  | 08/17/2023 | 119730 | 203489648 | 08/17/2023
Johnson Controls, Inc. | YORK BY JOHNSON CONTROLS | TM8E100B12MP11 | Federally-Regulated Consumer Product | Non-Weatherized, Non-Condensin | 1560 | 246 |  | 08/17/2023 | 100501 | 203324325 | 08/17/2023
Johnson Controls, Inc. | YORK BY JOHNSON CONTROLS | TMLE080C16MP11 | Federally-Regulated Consumer Product | Non-Weatherized, Non-Condensin | 1616 | 248 |  | 08/17/2023 | 79634 | 203489609 | 08/17/2023
Johnson Controls, Inc. | YORK BY JOHNSON CONTROLS | TM8E060A12MP11 | Federally-Regulated Consumer Product | Non-Weatherized, Non-Condensin | 1311 | 235 |  | 08/17/2023 | 60267 | 203324321 | 08/17/2023
Johnson Controls, Inc. | YORK BY JOHNSON CONTROLS | TM8E130D20MP11 | Federally-Regulated Consumer Product | Non-Weatherized, Non-Condensin | 2178 | 272 |  | 08/17/2023 | 130606 | 203324330 | 08/17/2023
Johnson Controls, Inc. | YORK BY JOHNSON CONTROLS | TM8E080C20MP11 | Federally-Regulated Consumer Product | Non-Weatherized, Non-Condensin | 2104 | 269 |  | 08/17/2023 | 80073 | 203324324 | 08/17/2023
Johnson Controls, Inc. | YORK BY JOHNSON CONTROLS | TM8E040A12MP11 | Federally-Regulated Consumer Product | Non-Weatherized, Non-Condensin | 1303 | 235 |  | 08/17/2023 | 39958 | 203324320 | 08/17/2023
Johnson Controls, Inc. | YORK BY JOHNSON CONTROLS | TMLE080C20MP11 | Federally-Regulated Consumer Product | Non-Weatherized, Non-Condensin | 2104 | 269 |  | 08/17/2023 | 80073 | 203489615 | 08/17/2023
Johnson Controls, Inc. | YORK BY JOHNSON CONTROLS | TMLE130D20MP11 | Federally-Regulated Consumer Product | Non-Weatherized, Non-Condensin | 2178 | 272 |  | 08/17/2023 | 130606 | 203489651 | 08/17/2023
Johnson Controls, Inc. | YORK BY JOHNSON CONTROLS | TM8E100C20MP11 | Federally-Regulated Consumer Product | Non-Weatherized, Non-Condensin | 2196 | 273 |  | 08/17/2023 | 99867 | 203324327 | 08/17/2023
Johnson Controls, Inc. | YORK BY JOHNSON CONTROLS | PHG4A300752X4 | Federally-Regulated Consumer Product | Weatherized Non-Condensing Gas | 1378 | 258 |  | 08/17/2023 | 75000 | 206338236 | 08/17/2023
Johnson Controls, Inc. | YORK BY JOHNSON CONTROLS | TMLE100C20MP11 | Federally-Regulated Consumer Product | Non-Weatherized, Non-Condensin | 2201 | 273 |  | 08/17/2023 | 99043 | 203489633 | 08/17/2023
Johnson Controls, Inc. | YORK BY JOHNSON CONTROLS | PHG4A240752X4 | Federally-Regulated Consumer Product | Weatherized Non-Condensing Gas | 1298 | 255 |  | 08/17/2023 | 75357 | 206338229 | 08/17/2023
Johnson Controls, Inc. | YORK BY JOHNSON CONTROLS | PHG4B481252X4 | Federally-Regulated Consumer Product | Weatherized Non-Condensing Gas | 2057 | 288 |  | 08/17/2023 | 125500 | 206338271 | 08/17/2023
Johnson Controls, Inc. | YORK BY JOHNSON CONTROLS | TMLE100C16MP11 | Federally-Regulated Consumer Product | Non-Weatherized, Non-Condensin | 1717 | 252 |  | 08/17/2023 | 99043 | 203489627 | 08/17/2023
Johnson Controls, Inc. | YORK BY JOHNSON CONTROLS | PHG4B361002X4 | Federally-Regulated Consumer Product | Weatherized Non-Condensing Gas | 1564 | 266 |  | 08/17/2023 | 99580 | 206338243 | 08/17/2023
Johnson Controls, Inc. | YORK BY JOHNSON CONTROLS | TM8E080B12MP11 | Federally-Regulated Consumer Product | Non-Weatherized, Non-Condensin | 1290 | 234 |  | 08/17/2023 | 79548 | 203324322 | 08/17/2023
Johnson Controls, Inc. | YORK BY JOHNSON CONTROLS | TM8E080C16MP11 | Federally-Regulated Consumer Product | Non-Weatherized, Non-Condensin | 1616 | 248 |  | 08/17/2023 | 79634 | 203324323 | 08/17/2023
Johnson Controls, Inc. | YORK BY JOHNSON CONTROLS | TM8E120C16MP11 | Federally-Regulated Consumer Product | Non-Weatherized, Non-Condensin | 1719 | 252 |  | 08/17/2023 | 118964 | 203324328 | 08/17/2023
Johnson Controls, Inc. | YORK BY JOHNSON CONTROLS | PHG4B481002X4 | Federally-Regulated Consumer Product | Weatherized Non-Condensing Gas | 1939 | 283 |  | 08/17/2023 | 100440 | 206338264 | 08/17/2023
Johnson Controls, Inc. | YORK BY JOHNSON CONTROLS | TMLE060A12MP11 | Federally-Regulated Consumer Product | Non-Weatherized, Non-Condensin | 1311 | 235 |  | 08/17/2023 | 60267 | 203489597 | 08/17/2023
Johnson Controls, Inc. | YORK BY JOHNSON CONTROLS | PHG4B601252X4 | Federally-Regulated Consumer Product | Weatherized Non-Condensing Gas | 2272 | 297 |  | 08/17/2023 | 124490 | 206338278 | 08/17/2023
Johnson Controls, Inc. | YORK BY JOHNSON CONTROLS | TMLE040A12MP11 | Federally-Regulated Consumer Product | Non-Weatherized, Non-Condensin | 1303 | 235 |  | 08/17/2023 | 39958 | 203489591 | 08/17/2023
Johnson Controls, Inc. | YORK BY JOHNSON CONTROLS | PHG4B420652X4 | Federally-Regulated Consumer Product | Weatherized Non-Condensing Gas | 1679 | 272 |  | 08/17/2023 | 65170 | 206338250 | 08/17/2023
Johnson Controls, Inc. | YORK BY JOHNSON CONTROLS | PHG4B421002X4 | Federally-Regulated Consumer Product | Weatherized Non-Condensing Gas | 1590 | 268 |  | 08/17/2023 | 98490 | 206338257 | 08/17/2023
Johnson Controls, Inc. | YORK BY JOHNSON CONTROLS | TMLE120C16MP11 | Federally-Regulated Consumer Product | Non-Weatherized, Non-Condensin | 1719 | 252 |  | 08/17/2023 | 118964 | 203489639 | 08/17/2023
Johnson Controls, Inc. | YORK BY JOHNSON CONTROLS | TMLE100B12MP11 | Federally-Regulated Consumer Product | Non-Weatherized, Non-Condensin | 1560 | 246 |  | 08/17/2023 | 100501 | 203489621 | 08/17/2023
Johnson Controls, Inc. | YORK BY JOHNSON CONTROLS | TM8E100C16MP11 | Federally-Regulated Consumer Product | Non-Weatherized, Non-Condensin | 1717 | 252 |  | 08/17/2023 | 99043 | 203324326 | 08/17/2023
Johnson Controls, Inc. | YORK BY JOHNSON CONTROLS | TM8E120C20MP11 | Federally-Regulated Consumer Product | Non-Weatherized, Non-Condensin | 2201 | 273 |  | 08/17/2023 | 119730 | 203324329 | 08/17/2023
Johnson Controls, Inc. | YORK BY JOHNSON CONTROLS | TMLE120C20MP11 | Federally-Regulated Consumer Product | Non-Weatherized, Non-Condensin | 2201 | 273 |  | 08/17/2023 | 119730 | 203489645 | 08/17/2023
Johnson Controls, Inc. | YORK BY JOHNSON CONTROLS | TMLE080B12MP11 | Federally-Regulated Consumer Product | Non-Weatherized, Non-Condensin | 1311 | 235 |  | 08/17/2023 | 79634 | 203489603 | 08/17/2023
Johnson Controls, Inc. | CHAMPION HEATING AND COOLING | TMLE040A12MP11 | Federally-Regulated Consumer Product | Non-Weatherized, Non-Condensin | 1303 | 235 |  | 08/17/2023 | 39958 | 203489596 | 08/17/2023
Johnson Controls, Inc. | CHAMPION HEATING AND COOLING | TM8E040A12MP11 | Federally-Regulated Consumer Product | Non-Weatherized, Non-Condensin | 1303 | 235 |  | 08/17/2023 | 39958 | 203324377 | 08/17/2023
Johnson Controls, Inc. | CHAMPION HEATING AND COOLING | PHG4B601252X4 | Federally-Regulated Consumer Product | Weatherized Non-Condensing Gas | 2272 | 297 |  | 08/17/2023 | 124490 | 206338284 | 08/17/2023
Johnson Controls, Inc. | CHAMPION HEATING AND COOLING | TM8E100C20MP11 | Federally-Regulated Consumer Product | Non-Weatherized, Non-Condensin | 2196 | 273 |  | 08/17/2023 | 99867 | 203324384 | 08/17/2023
Johnson Controls, Inc. | CHAMPION HEATING AND COOLING | PHG4A300752X4 | Federally-Regulated Consumer Product | Weatherized Non-Condensing Gas | 1378 | 258 |  | 08/17/2023 | 75000 | 206338242 | 08/17/2023
Johnson Controls, Inc. | CHAMPION HEATING AND COOLING | TMLE080C20MP11 | Federally-Regulated Consumer Product | Non-Weatherized, Non-Condensin | 2104 | 269 |  | 08/17/2023 | 80073 | 203489620 | 08/17/2023
Johnson Controls, Inc. | CHAMPION HEATING AND COOLING | PHG4B420652X4 | Federally-Regulated Consumer Product | Weatherized Non-Condensing Gas | 1679 | 272 |  | 08/17/2023 | 65170 | 206338256 | 08/17/2023
Johnson Controls, Inc. | CHAMPION HEATING AND COOLING | TM8E130D20MP11 | Federally-Regulated Consumer Product | Non-Weatherized, Non-Condensin | 2178 | 272 |  | 08/17/2023 | 130606 | 203324387 | 08/17/2023
Johnson Controls, Inc. | CHAMPION HEATING AND COOLING | PHG4B481252X4 | Federally-Regulated Consumer Product | Weatherized Non-Condensing Gas | 2057 | 288 |  | 08/17/2023 | 125500 | 206338277 | 08/17/2023
Johnson Controls, Inc. | CHAMPION HEATING AND COOLING | TM8E080C16MP11 | Federally-Regulated Consumer Product | Non-Weatherized, Non-Condensin | 1616 | 248 |  | 08/17/2023 | 79634 | 203324380 | 08/17/2023
Johnson Controls, Inc. | CHAMPION HEATING AND COOLING | TMLE100B12MP11 | Federally-Regulated Consumer Product | Non-Weatherized, Non-Condensin | 1560 | 246 |  | 08/17/2023 | 100501 | 203489626 | 08/17/2023
Johnson Controls, Inc. | CHAMPION HEATING AND COOLING | TM8E060A12MP11 | Federally-Regulated Consumer Product | Non-Weatherized, Non-Condensin | 1311 | 235 |  | 08/17/2023 | 60267 | 203324378 | 08/17/2023
Johnson Controls, Inc. | CHAMPION HEATING AND COOLING | TM8E080C20MP11 | Federally-Regulated Consumer Product | Non-Weatherized, Non-Condensin | 2104 | 269 |  | 08/17/2023 | 80073 | 203324381 | 08/17/2023
Johnson Controls, Inc. | CHAMPION HEATING AND COOLING | TMLE120C16MP11 | Federally-Regulated Consumer Product | Non-Weatherized, Non-Condensin | 1719 | 252 |  | 08/17/2023 | 118964 | 203489644 | 08/17/2023
Johnson Controls, Inc. | CHAMPION HEATING AND COOLING | TMLE100C20MP11 | Federally-Regulated Consumer Product | Non-Weatherized, Non-Condensin | 2201 | 273 |  | 08/17/2023 | 99043 | 203489638 | 08/17/2023
Johnson Controls, Inc. | CHAMPION HEATING AND COOLING | PHG4B481002X4 | Federally-Regulated Consumer Product | Weatherized Non-Condensing Gas | 1939 | 283 |  | 08/17/2023 | 100440 | 206338270 | 08/17/2023
Johnson Controls, Inc. | CHAMPION HEATING AND COOLING | TM8E120C20MP11 | Federally-Regulated Consumer Product | Non-Weatherized, Non-Condensin | 2201 | 273 |  | 08/17/2023 | 119730 | 203324386 | 08/17/2023
Johnson Controls, Inc. | CHAMPION HEATING AND COOLING | TM8E100C16MP11 | Federally-Regulated Consumer Product | Non-Weatherized, Non-Condensin | 1717 | 252 |  | 08/17/2023 | 99043 | 203324383 | 08/17/2023
Johnson Controls, Inc. | CHAMPION HEATING AND COOLING | TMLE130D20MP11 | Federally-Regulated Consumer Product | Non-Weatherized, Non-Condensin | 2178 | 272 |  | 08/17/2023 | 130606 | 203489656 | 08/17/2023
Johnson Controls, Inc. | CHAMPION HEATING AND COOLING | TM8E080B12MP11 | Federally-Regulated Consumer Product | Non-Weatherized, Non-Condensin | 1290 | 234 |  | 08/17/2023 | 79548 | 203324379 | 08/17/2023
Johnson Controls, Inc. | CHAMPION HEATING AND COOLING | TMLE080B12MP11 | Federally-Regulated Consumer Product | Non-Weatherized, Non-Condensin | 1311 | 235 |  | 08/17/2023 | 79634 | 203489608 | 08/17/2023
Johnson Controls, Inc. | CHAMPION HEATING AND COOLING | TMLE060A12MP11 | Federally-Regulated Consumer Product | Non-Weatherized, Non-Condensin | 1311 | 235 |  | 08/17/2023 | 60267 | 203489602 | 08/17/2023
Johnson Controls, Inc. | CHAMPION HEATING AND COOLING | TM8E120C16MP11 | Federally-Regulated Consumer Product | Non-Weatherized, Non-Condensin | 1719 | 252 |  | 08/17/2023 | 118964 | 203324385 | 08/17/2023
Johnson Controls, Inc. | CHAMPION HEATING AND COOLING | PHG4A240752X4 | Federally-Regulated Consumer Product | Weatherized Non-Condensing Gas | 1298 | 255 |  | 08/17/2023 | 75357 | 206338235 | 08/17/2023
Johnson Controls, Inc. | CHAMPION HEATING AND COOLING | TM8E100B12MP11 | Federally-Regulated Consumer Product | Non-Weatherized, Non-Condensin | 1560 | 246 |  | 08/17/2023 | 100501 | 203324382 | 08/17/2023
Johnson Controls, Inc. | CHAMPION HEATING AND COOLING | TMLE080C16MP11 | Federally-Regulated Consumer Product | Non-Weatherized, Non-Condensin | 1616 | 248 |  | 08/17/2023 | 79634 | 203489614 | 08/17/2023
Johnson Controls, Inc. | CHAMPION HEATING AND COOLING | PHG4B361002X4 | Federally-Regulated Consumer Product | Weatherized Non-Condensing Gas | 1564 | 266 |  | 08/17/2023 | 99580 | 206338249 | 08/17/2023
Johnson Controls, Inc. | CHAMPION HEATING AND COOLING | TMLE100C16MP11 | Federally-Regulated Consumer Product | Non-Weatherized, Non-Condensin | 1717 | 252 |  | 08/17/2023 | 99043 | 203489632 | 08/17/2023
Johnson Controls, Inc. | CHAMPION HEATING AND COOLING | TMLE120C20MP11 | Federally-Regulated Consumer Product | Non-Weatherized, Non-Condensin | 2201 | 273 |  | 08/17/2023 | 119730 | 203489650 | 08/17/2023
Johnson Controls, Inc. | CHAMPION HEATING AND COOLING | PHG4B421002X4 | Federally-Regulated Consumer Product | Weatherized Non-Condensing Gas | 1590 | 268 |  | 08/17/2023 | 98490 | 206338263 | 08/17/2023
Johnson Controls, Inc. | GUARDIAN BY JOHNSON CONTROLS | PHG4B481002X4 | Federally-Regulated Consumer Product | Weatherized Non-Condensing Gas | 1939 | 283 |  | 08/17/2023 | 100440 | 206338268 | 08/17/2023
Johnson Controls, Inc. | GUARDIAN BY JOHNSON CONTROLS | PHG4A240752X4 | Federally-Regulated Consumer Product | Weatherized Non-Condensing Gas | 1298 | 255 |  | 08/17/2023 | 75357 | 206338233 | 08/17/2023
Johnson Controls, Inc. | GUARDIAN BY JOHNSON CONTROLS | PHG4B421002X4 | Federally-Regulated Consumer Product | Weatherized Non-Condensing Gas | 1590 | 268 |  | 08/17/2023 | 98490 | 206338261 | 08/17/2023
Johnson Controls, Inc. | GUARDIAN BY JOHNSON CONTROLS | PHG4B481252X4 | Federally-Regulated Consumer Product | Weatherized Non-Condensing Gas | 2057 | 288 |  | 08/17/2023 | 125500 | 206338275 | 08/17/2023
Johnson Controls, Inc. | GUARDIAN BY JOHNSON CONTROLS | PHG4B420652X4 | Federally-Regulated Consumer Product | Weatherized Non-Condensing Gas | 1679 | 272 |  | 08/17/2023 | 65170 | 206338254 | 08/17/2023
Johnson Controls, Inc. | GUARDIAN BY JOHNSON CONTROLS | PHG4B601252X4 | Federally-Regulated Consumer Product | Weatherized Non-Condensing Gas | 2272 | 297 |  | 08/17/2023 | 124490 | 206338282 | 08/17/2023
Johnson Controls, Inc. | GUARDIAN BY JOHNSON CONTROLS | PHG4A300752X4 | Federally-Regulated Consumer Product | Weatherized Non-Condensing Gas | 1378 | 258 |  | 08/17/2023 | 75000 | 206338240 | 08/17/2023
Johnson Controls, Inc. | GUARDIAN BY JOHNSON CONTROLS | PHG4B361002X4 | Federally-Regulated Consumer Product | Weatherized Non-Condensing Gas | 1564 | 266 |  | 08/17/2023 | 99580 | 206338247 | 08/17/2023
Johnson Controls, Inc. | LUXAIRE BY JOHNSON CONTROLS | TMLE080C20MP11 | Federally-Regulated Consumer Product | Non-Weatherized, Non-Condensin | 2104 | 269 | 275 | 08/17/2023 | 80073 | 203489617 | 08/17/2023
Johnson Controls, Inc. | LUXAIRE BY JOHNSON CONTROLS | PHG4B361002X4 | Federally-Regulated Consumer Product | Weatherized Non-Condensing Gas | 1564 | 266 | 268 | 08/17/2023 | 99580 | 206338245 | 08/17/2023
Johnson Controls, Inc. | LUXAIRE BY JOHNSON CONTROLS | TM8E100C16MP11 | Federally-Regulated Consumer Product | Non-Weatherized, Non-Condensin | 1717 | 252 | 258 | 08/17/2023 | 99043 | 203324348 | 08/17/2023
Johnson Controls, Inc. | LUXAIRE BY JOHNSON CONTROLS | TM8E080C16MP11 | Federally-Regulated Consumer Product | Non-Weatherized, Non-Condensin | 1616 | 248 | 253 | 08/17/2023 | 79634 | 203324345 | 08/17/2023
Johnson Controls, Inc. | LUXAIRE BY JOHNSON CONTROLS | TM8E040A12MP11 | Federally-Regulated Consumer Product | Non-Weatherized, Non-Condensin | 1303 | 235 | 239 | 08/17/2023 | 39958 | 203324342 | 08/17/2023
Johnson Controls, Inc. | LUXAIRE BY JOHNSON CONTROLS | TMLE130D20MP11 | Federally-Regulated Consumer Product | Non-Weatherized, Non-Condensin | 2178 | 272 | 278 | 08/17/2023 | 130606 | 203489653 | 08/17/2023
Johnson Controls, Inc. | LUXAIRE BY JOHNSON CONTROLS | PHG4B481252X4 | Federally-Regulated Consumer Product | Weatherized Non-Condensing Gas | 2057 | 288 | 290 | 08/17/2023 | 125500 | 206338273 | 08/17/2023
Johnson Controls, Inc. | LUXAIRE BY JOHNSON CONTROLS | TMLE120C20MP11 | Federally-Regulated Consumer Product | Non-Weatherized, Non-Condensin | 2201 | 273 | 279 | 08/17/2023 | 119730 | 203489647 | 08/17/2023
Johnson Controls, Inc. | LUXAIRE BY JOHNSON CONTROLS | TMLE040A12MP11 | Federally-Regulated Consumer Product | Non-Weatherized, Non-Condensin | 1303 | 235 | 239 | 08/17/2023 | 39958 | 203489593 | 08/17/2023
Johnson Controls, Inc. | LUXAIRE BY JOHNSON CONTROLS | PHG4B420652X4 | Federally-Regulated Consumer Product | Weatherized Non-Condensing Gas | 1679 | 272 | 273 | 08/17/2023 | 65170 | 206338252 | 08/17/2023
Johnson Controls, Inc. | LUXAIRE BY JOHNSON CONTROLS | TMLE100C16MP11 | Federally-Regulated Consumer Product | Non-Weatherized, Non-Condensin | 1717 | 252 | 258 | 08/17/2023 | 99043 | 203489629 | 08/17/2023
Johnson Controls, Inc. | LUXAIRE BY JOHNSON CONTROLS | TM8E130D20MP11 | Federally-Regulated Consumer Product | Non-Weatherized, Non-Condensin | 2178 | 272 | 278 | 08/17/2023 | 130606 | 203324352 | 08/17/2023
Johnson Controls, Inc. | LUXAIRE BY JOHNSON CONTROLS | PHG4B601252X4 | Federally-Regulated Consumer Product | Weatherized Non-Condensing Gas | 2272 | 297 | 299 | 08/17/2023 | 124490 | 206338280 | 08/17/2023
Johnson Controls, Inc. | LUXAIRE BY JOHNSON CONTROLS | TMLE060A12MP11 | Federally-Regulated Consumer Product | Non-Weatherized, Non-Condensin | 1311 | 235 | 240 | 08/17/2023 | 60267 | 203489599 | 08/17/2023
Johnson Controls, Inc. | LUXAIRE BY JOHNSON CONTROLS | TM8E120C16MP11 | Federally-Regulated Consumer Product | Non-Weatherized, Non-Condensin | 1719 | 252 | 258 | 08/17/2023 | 118964 | 203324350 | 08/17/2023
Johnson Controls, Inc. | LUXAIRE BY JOHNSON CONTROLS | PHG4B421002X4 | Federally-Regulated Consumer Product | Weatherized Non-Condensing Gas | 1590 | 268 | 269 | 08/17/2023 | 98490 | 206338259 | 08/17/2023
Johnson Controls, Inc. | LUXAIRE BY JOHNSON CONTROLS | TMLE080C16MP11 | Federally-Regulated Consumer Product | Non-Weatherized, Non-Condensin | 1616 | 248 | 253 | 08/17/2023 | 79634 | 203489611 | 08/17/2023
Johnson Controls, Inc. | LUXAIRE BY JOHNSON CONTROLS | PHG4A300752X4 | Federally-Regulated Consumer Product | Weatherized Non-Condensing Gas | 1378 | 258 | 260 | 08/17/2023 | 75000 | 206338238 | 08/17/2023
Johnson Controls, Inc. | LUXAIRE BY JOHNSON CONTROLS | PHG4A240752X4 | Federally-Regulated Consumer Product | Weatherized Non-Condensing Gas | 1298 | 255 | 256 | 08/17/2023 | 75357 | 206338231 | 08/17/2023
Johnson Controls, Inc. | LUXAIRE BY JOHNSON CONTROLS | TM8E080C20MP11 | Federally-Regulated Consumer Product | Non-Weatherized, Non-Condensin | 2104 | 269 | 275 | 08/17/2023 | 80073 | 203324346 | 08/17/2023
Johnson Controls, Inc. | LUXAIRE BY JOHNSON CONTROLS | TMLE120C16MP11 | Federally-Regulated Consumer Product | Non-Weatherized, Non-Condensin | 1719 | 252 | 258 | 08/17/2023 | 118964 | 203489641 | 08/17/2023
Johnson Controls, Inc. | LUXAIRE BY JOHNSON CONTROLS | TM8E080B12MP11 | Federally-Regulated Consumer Product | Non-Weatherized, Non-Condensin | 1290 | 234 | 239 | 08/17/2023 | 79548 | 203324344 | 08/17/2023
Johnson Controls, Inc. | LUXAIRE BY JOHNSON CONTROLS | PHG4B481002X4 | Federally-Regulated Consumer Product | Weatherized Non-Condensing Gas | 1939 | 283 | 284 | 08/17/2023 | 100440 | 206338266 | 08/17/2023
Johnson Controls, Inc. | LUXAIRE BY JOHNSON CONTROLS | TMLE100C20MP11 | Federally-Regulated Consumer Product | Non-Weatherized, Non-Condensin | 2201 | 273 | 279 | 08/17/2023 | 99043 | 203489635 | 08/17/2023
Johnson Controls, Inc. | LUXAIRE BY JOHNSON CONTROLS | TM8E120C20MP11 | Federally-Regulated Consumer Product | Non-Weatherized, Non-Condensin | 2201 | 273 | 279 | 08/17/2023 | 119730 | 203324351 | 08/17/2023
Johnson Controls, Inc. | LUXAIRE BY JOHNSON CONTROLS | TM8E100C20MP11 | Federally-Regulated Consumer Product | Non-Weatherized, Non-Condensin | 2196 | 273 | 279 | 08/17/2023 | 99867 | 203324349 | 08/17/2023
Johnson Controls, Inc. | LUXAIRE BY JOHNSON CONTROLS | TMLE100B12MP11 | Federally-Regulated Consumer Product | Non-Weatherized, Non-Condensin | 1560 | 246 | 251 | 08/17/2023 | 100501 | 203489623 | 08/17/2023
Johnson Controls, Inc. | LUXAIRE BY JOHNSON CONTROLS | TM8E060A12MP11 | Federally-Regulated Consumer Product | Non-Weatherized, Non-Condensin | 1311 | 235 | 240 | 08/17/2023 | 60267 | 203324343 | 08/17/2023
Johnson Controls, Inc. | LUXAIRE BY JOHNSON CONTROLS | TM8E100B12MP11 | Federally-Regulated Consumer Product | Non-Weatherized, Non-Condensin | 1560 | 246 | 251 | 08/17/2023 | 100501 | 203324347 | 08/17/2023
Johnson Controls, Inc. | LUXAIRE BY JOHNSON CONTROLS | TMLE080B12MP11 | Federally-Regulated Consumer Product | Non-Weatherized, Non-Condensin | 1311 | 235 | 240 | 08/17/2023 | 79634 | 203489605 | 08/17/2023
Allied Air | Concord | 95G1UH135DE20-** | Federally-Regulated Consumer Product | Non-Weatherized, Condensing Ga | 2215 | 292 |  | 08/17/2023 | 130202 | 207722709 | 08/17/2023
Allied Air | Concord | 95G1UH070BE12-** | Federally-Regulated Consumer Product | Non-Weatherized, Condensing Ga | 1316 | 253 |  | 08/17/2023 | 66799 | 207722706 | 08/17/2023
Allied Air | Concord | 95G1UH110CE20-** | Federally-Regulated Consumer Product | Non-Weatherized, Condensing Ga | 1988 | 282 |  | 08/17/2023 | 109853 | 207722708 | 08/17/2023
Allied Air | Concord | 95G1UH090CE16-** | Federally-Regulated Consumer Product | Non-Weatherized, Condensing Ga | 1535 | 263 |  | 08/17/2023 | 88204 | 207722707 | 08/17/2023
Allied Air | Concord | 95G1UH045BE12-** | Federally-Regulated Consumer Product | Non-Weatherized, Condensing Ga | 1282 | 251 |  | 08/17/2023 | 43901 | 207722705 | 08/17/2023
Johnson Controls, Inc. | EVCON BY JOHNSON CONTROLS | PHG4B361002X4 | Federally-Regulated Consumer Product | Weatherized Non-Condensing Gas | 1564 | 266 |  | 08/17/2023 | 99580 | 206338248 | 08/17/2023
Johnson Controls, Inc. | EVCON BY JOHNSON CONTROLS | PHG4A300752X4 | Federally-Regulated Consumer Product | Weatherized Non-Condensing Gas | 1378 | 258 |  | 08/17/2023 | 75000 | 206338241 | 08/17/2023
Johnson Controls, Inc. | EVCON BY JOHNSON CONTROLS | PHG4B481002X4 | Federally-Regulated Consumer Product | Weatherized Non-Condensing Gas | 1939 | 283 |  | 08/17/2023 | 100440 | 206338269 | 08/17/2023
Johnson Controls, Inc. | EVCON BY JOHNSON CONTROLS | PHG4B601252X4 | Federally-Regulated Consumer Product | Weatherized Non-Condensing Gas | 2272 | 297 |  | 08/17/2023 | 124490 | 206338283 | 08/17/2023
Johnson Controls, Inc. | EVCON BY JOHNSON CONTROLS | PHG4B421002X4 | Federally-Regulated Consumer Product | Weatherized Non-Condensing Gas | 1590 | 268 |  | 08/17/2023 | 98490 | 206338262 | 08/17/2023
Johnson Controls, Inc. | EVCON BY JOHNSON CONTROLS | PHG4A240752X4 | Federally-Regulated Consumer Product | Weatherized Non-Condensing Gas | 1298 | 255 |  | 08/17/2023 | 75357 | 206338234 | 08/17/2023
Johnson Controls, Inc. | EVCON BY JOHNSON CONTROLS | PHG4B481252X4 | Federally-Regulated Consumer Product | Weatherized Non-Condensing Gas | 2057 | 288 |  | 08/17/2023 | 125500 | 206338276 | 08/17/2023
Johnson Controls, Inc. | EVCON BY JOHNSON CONTROLS | PHG4B420652X4 | Federally-Regulated Consumer Product | Weatherized Non-Condensing Gas | 1679 | 272 |  | 08/17/2023 | 65170 | 206338255 | 08/17/2023
WM Technologies | Williamson-Thermoflo | CLB-140-VS-F-S2-AF120 | Federally-Regulated Consumer Product | Non-Weatherized, Non-Condensin | 2298 | 394 |  | 06/08/2023 | 166791 | 4892710 | 08/22/2023
WM Technologies | Williamson-Thermoflo | CLB-140-VS-F-S2-NX100 | Federally-Regulated Consumer Product | Non-Weatherized, Non-Condensin | 2298 | 394 |  | 06/08/2023 | 166791 | 4892706 | 08/22/2023
WM Technologies | Williamson-Thermoflo | CHB-105-VS-S2-RB085 | Federally-Regulated Consumer Product | Non-Weatherized, Non-Condensin | 1516 | 415 |  | 06/08/2023 | 119937 | 4890803 | 08/22/2023
WM Technologies | Williamson-Thermoflo | CHB-140-VS-S2-AF100 | Federally-Regulated Consumer Product | Non-Weatherized, Non-Condensin | 1816 | 510 |  | 06/08/2023 | 1567 | 4890805 | 08/22/2023
WM Technologies | Williamson-Thermoflo | CHB-105-VS-S2-RB075 | Federally-Regulated Consumer Product | Non-Weatherized, Non-Condensin | 1516 | 415 |  | 06/08/2023 | 119937 | 4890799 | 08/22/2023
WM Technologies | Williamson-Thermoflo | CHB-105-VS-S2-AF085 | Federally-Regulated Consumer Product | Non-Weatherized, Non-Condensin | 1516 | 415 |  | 06/08/2023 | 119937 | 4890801 | 08/22/2023
WM Technologies | Williamson-Thermoflo | CHB-105-VS-S2-CB075 | Federally-Regulated Consumer Product | Non-Weatherized, Non-Condensin | 1516 | 415 |  | 06/08/2023 | 119937 | 4890800 | 08/22/2023
WM Technologies | Williamson-Thermoflo | CHB-140-VS-S2-NX100 | Federally-Regulated Consumer Product | Non-Weatherized, Non-Condensin | 1964 | 420 |  | 06/08/2023 | 140490 | 4890806 | 08/22/2023
WM Technologies | Williamson-Thermoflo | CHB-105-VS-S2-NX065 | Federally-Regulated Consumer Product | Non-Weatherized, Non-Condensin | 1516 | 415 |  | 06/08/2023 | 119937 | 4890794 | 08/22/2023
WM Technologies | Williamson-Thermoflo | CHB-105-VS-S2-RB065 | Federally-Regulated Consumer Product | Non-Weatherized, Non-Condensin | 1516 | 415 |  | 06/08/2023 | 119937 | 4890795 | 08/22/2023
WM Technologies | Williamson-Thermoflo | CHB-105-VS-S2-NX085 | Federally-Regulated Consumer Product | Non-Weatherized, Non-Condensin | 1516 | 415 |  | 06/08/2023 | 119937 | 4890802 | 08/22/2023
WM Technologies | Williamson-Thermoflo | CLB-140-VS-F-S2-NX120 | Federally-Regulated Consumer Product | Non-Weatherized, Non-Condensin | 2298 | 394 |  | 06/08/2023 | 166791 | 4892711 | 08/22/2023
WM Technologies | Williamson-Thermoflo | CLB-140-VS-F-S2-RB100 | Federally-Regulated Consumer Product | Non-Weatherized, Non-Condensin | 2298 | 394 |  | 06/08/2023 | 166791 | 4892707 | 08/22/2023
WM Technologies | Williamson-Thermoflo | CHB-105-VS-S2-AF075 | Federally-Regulated Consumer Product | Non-Weatherized, Non-Condensin | 1516 | 415 |  | 06/08/2023 | 119937 | 4890797 | 08/22/2023
WM Technologies | Williamson-Thermoflo | CHB-140-VS-S2-RB100 | Federally-Regulated Consumer Product | Non-Weatherized, Non-Condensin | 1816 | 510 |  | 06/08/2023 | 1567 | 4890807 | 08/22/2023
WM Technologies | Williamson-Thermoflo | CHB-105-VS-S2-CB085 | Federally-Regulated Consumer Product | Non-Weatherized, Non-Condensin | 1516 | 415 |  | 06/08/2023 | 119937 | 4890804 | 08/22/2023
WM Technologies | Williamson-Thermoflo | CLB-140-VS-F-S2-CB100 | Federally-Regulated Consumer Product | Non-Weatherized, Non-Condensin | 2298 | 394 |  | 06/08/2023 | 166791 | 4892709 | 08/22/2023
WM Technologies | Williamson-Thermoflo | chb-105-vs-s2-af065 | Federally-Regulated Consumer Product | Non-Weatherized, Non-Condensin | 1516 | 415 |  | 06/08/2023 | 119937 | 4890793 | 08/22/2023
WM Technologies | Williamson-Thermoflo | CHB-105-VS-S2-NX075 | Federally-Regulated Consumer Product | Non-Weatherized, Non-Condensin | 1516 | 415 |  | 06/08/2023 | 119937 | 4890798 | 08/22/2023
WM Technologies | Williamson-Thermoflo | CLB-140-VS-F-S2-RB120 | Federally-Regulated Consumer Product | Non-Weatherized, Non-Condensin | 2298 | 394 |  | 06/08/2023 | 166791 | 4892712 | 08/22/2023
WM Technologies | Williamson-Thermoflo | CLB-140-VS-F-S2-AF100 | Federally-Regulated Consumer Product | Non-Weatherized, Non-Condensin | 1798 | 509 |  | 06/08/2023 | 1568 | 4892705 | 08/22/2023
WM Technologies | Williamson-Thermoflo | CHB-105-VS-S2-CB065 | Federally-Regulated Consumer Product | Non-Weatherized, Non-Condensin | 1516 | 415 |  | 06/08/2023 | 119937 | 4890796 | 08/22/2023
WM Technologies | Williamson-Thermoflo | CHB-140-VS-S2-CB100 | Federally-Regulated Consumer Product | Non-Weatherized, Non-Condensin | 1816 | 510 |  | 06/08/2023 | 1567 | 4890808 | 08/22/2023
WM Technologies | Dettson | RLB-140F-SV-120-BF | Federally-Regulated Consumer Product | Non-Weatherized, Non-Condensin | 1798 | 509 |  | 06/08/2023 | 1568 | 203325233 | 08/22/2023
WM Technologies | Dettson | RHB-140-SV-120-BF | Federally-Regulated Consumer Product | Non-Weatherized, Non-Condensin | 1816 | 510 |  | 06/08/2023 | 1567 | 203325174 | 08/22/2023
WM Technologies | Dettson | RHB-105-SV-80-RF | Federally-Regulated Consumer Product | Non-Weatherized, Non-Condensin | 1516 | 415 |  | 06/08/2023 | 119937 | 203325167 | 08/22/2023
WM Technologies | Dettson | RHB-140-SV-120-CAR | Federally-Regulated Consumer Product | Non-Weatherized, Non-Condensin | 1816 | 510 |  | 06/08/2023 | 1567 | 203325175 | 08/22/2023
WM Technologies | Dettson | RHB-105-SV-90-CAR | Federally-Regulated Consumer Product | Non-Weatherized, Non-Condensin | 1516 | 415 |  | 06/08/2023 | 119937 | 203325162 | 08/22/2023
WM Technologies | Dettson | RHB-105-SV-100-BNX | Federally-Regulated Consumer Product | Non-Weatherized, Non-Condensin | 1516 | 415 |  | 06/08/2023 | 119937 | 203325166 | 08/22/2023
WM Technologies | Dettson | RLB-140F-SV-120-CAR | Federally-Regulated Consumer Product | Non-Weatherized, Non-Condensin | 2298 | 394 |  | 06/08/2023 | 166791 | 203325235 | 08/22/2023
WM Technologies | Dettson | RHB-105-SV-80-CAR | Federally-Regulated Consumer Product | Non-Weatherized, Non-Condensin | 1516 | 415 |  | 06/08/2023 | 119937 | 203325161 | 08/22/2023
WM Technologies | Dettson | RHB-105-SV-100-CAR | Federally-Regulated Consumer Product | Non-Weatherized, Non-Condensin | 1516 | 415 |  | 06/08/2023 | 119937 | 203325163 | 08/22/2023
WM Technologies | Dettson | RHB-105-SV-100-RF | Federally-Regulated Consumer Product | Non-Weatherized, Non-Condensin | 1516 | 415 |  | 06/08/2023 | 119937 | 203325169 | 08/22/2023
WM Technologies | Dettson | RHB-140-SV-120-RF | Federally-Regulated Consumer Product | Non-Weatherized, Non-Condensin | 1816 | 510 |  | 06/08/2023 | 1567 | 203325177 | 08/22/2023
WM Technologies | Dettson | RHB-105-SV-80-BNX | Federally-Regulated Consumer Product | Non-Weatherized, Non-Condensin | 1516 | 415 |  | 06/08/2023 | 119937 | 203325164 | 08/22/2023
WM Technologies | Dettson | RHB-140-SV-120-BNX | Federally-Regulated Consumer Product | Non-Weatherized, Non-Condensin | 1964 | 420 |  | 06/08/2023 | 140490 | 203325176 | 08/22/2023
WM Technologies | Dettson | RHB-105-SV-100-BF | Federally-Regulated Consumer Product | Non-Weatherized, Non-Condensin | 1516 | 415 |  | 06/08/2023 | 119937 | 203325160 | 08/22/2023
WM Technologies | Dettson | RLB-140F-SV-140-BNX | Federally-Regulated Consumer Product | Non-Weatherized, Non-Condensin | 2298 | 394 |  | 06/08/2023 | 166791 | 203325237 | 08/22/2023
WM Technologies | Dettson | RLB-140F-SV-120-RF | Federally-Regulated Consumer Product | Non-Weatherized, Non-Condensin | 2298 | 394 |  | 06/08/2023 | 166791 | 203325238 | 08/22/2023
WM Technologies | Dettson | RHB-105-SV-90-BF | Federally-Regulated Consumer Product | Non-Weatherized, Non-Condensin | 1516 | 415 |  | 06/08/2023 | 119937 | 203325159 | 08/22/2023
WM Technologies | Dettson | RHB-105-SV-90-RF | Federally-Regulated Consumer Product | Non-Weatherized, Non-Condensin | 1516 | 415 |  | 06/08/2023 | 119937 | 203325168 | 08/22/2023
WM Technologies | Dettson | RHB-105-SV-90-BNX | Federally-Regulated Consumer Product | Non-Weatherized, Non-Condensin | 1516 | 415 |  | 06/08/2023 | 119937 | 203325165 | 08/22/2023
WM Technologies | Dettson | RLB-140F-SV-140-RF | Federally-Regulated Consumer Product | Non-Weatherized, Non-Condensin | 2298 | 394 |  | 06/08/2023 | 166791 | 203325239 | 08/22/2023
WM Technologies | Dettson | RLB-140F-SV-140-BF | Federally-Regulated Consumer Product | Non-Weatherized, Non-Condensin | 2298 | 394 |  | 06/08/2023 | 166791 | 203325234 | 08/22/2023
WM Technologies | Dettson | RLB-140F-SV-120-BNX | Federally-Regulated Consumer Product | Non-Weatherized, Non-Condensin | 2298 | 394 |  | 06/08/2023 | 166791 | 203325236 | 08/22/2023
WM Technologies | Dettson | RHB-105-SV-80-BF | Federally-Regulated Consumer Product | Non-Weatherized, Non-Condensin | 1516 | 415 |  | 06/08/2023 | 119937 | 203325158 | 08/22/2023
WM Technologies | Williamson-Thermoflo | CLB-140-VS-F-S2-AF120 | Federally-Regulated Consumer Product | Non-Weatherized, Non-Condensin | 2298 | 394 |  | 08/22/2023 | 166791 | 4892710 | 08/22/2023
WM Technologies | Williamson-Thermoflo | CLB-140-VS-F-S2-NX100 | Federally-Regulated Consumer Product | Non-Weatherized, Non-Condensin | 2298 | 394 |  | 08/22/2023 | 166791 | 4892706 | 08/22/2023
WM Technologies | Williamson-Thermoflo | CHB-105-VS-S2-RB085 | Federally-Regulated Consumer Product | Non-Weatherized, Non-Condensin | 1516 | 415 |  | 08/22/2023 | 119937 | 4890803 | 08/22/2023
WM Technologies | Williamson-Thermoflo | CHB-140-VS-S2-AF100 | Federally-Regulated Consumer Product | Non-Weatherized, Non-Condensin | 1816 | 510 |  | 08/22/2023 | 1567 | 4890805 | 08/22/2023
WM Technologies | Williamson-Thermoflo | CHB-105-VS-S2-RB075 | Federally-Regulated Consumer Product | Non-Weatherized, Non-Condensin | 1516 | 415 |  | 08/22/2023 | 119937 | 4890799 | 08/22/2023
WM Technologies | Williamson-Thermoflo | CHB-105-VS-S2-AF085 | Federally-Regulated Consumer Product | Non-Weatherized, Non-Condensin | 1516 | 415 |  | 08/22/2023 | 119937 | 4890801 | 08/22/2023
WM Technologies | Williamson-Thermoflo | CHB-105-VS-S2-CB075 | Federally-Regulated Consumer Product | Non-Weatherized, Non-Condensin | 1516 | 415 |  | 08/22/2023 | 119937 | 4890800 | 08/22/2023
WM Technologies | Williamson-Thermoflo | CHB-140-VS-S2-NX100 | Federally-Regulated Consumer Product | Non-Weatherized, Non-Condensin | 1964 | 420 |  | 08/22/2023 | 140490 | 4890806 | 08/22/2023
WM Technologies | Williamson-Thermoflo | CHB-105-VS-S2-NX065 | Federally-Regulated Consumer Product | Non-Weatherized, Non-Condensin | 1516 | 415 |  | 08/22/2023 | 119937 | 4890794 | 08/22/2023
WM Technologies | Williamson-Thermoflo | CHB-105-VS-S2-RB065 | Federally-Regulated Consumer Product | Non-Weatherized, Non-Condensin | 1516 | 415 |  | 08/22/2023 | 119937 | 4890795 | 08/22/2023
WM Technologies | Williamson-Thermoflo | CHB-105-VS-S2-NX085 | Federally-Regulated Consumer Product | Non-Weatherized, Non-Condensin | 1516 | 415 |  | 08/22/2023 | 119937 | 4890802 | 08/22/2023
WM Technologies | Williamson-Thermoflo | CLB-140-VS-F-S2-NX120 | Federally-Regulated Consumer Product | Non-Weatherized, Non-Condensin | 2298 | 394 |  | 08/22/2023 | 166791 | 4892711 | 08/22/2023
WM Technologies | Williamson-Thermoflo | CLB-140-VS-F-S2-RB100 | Federally-Regulated Consumer Product | Non-Weatherized, Non-Condensin | 2298 | 394 |  | 08/22/2023 | 166791 | 4892707 | 08/22/2023
WM Technologies | Williamson-Thermoflo | CHB-105-VS-S2-AF075 | Federally-Regulated Consumer Product | Non-Weatherized, Non-Condensin | 1516 | 415 |  | 08/22/2023 | 119937 | 4890797 | 08/22/2023
WM Technologies | Williamson-Thermoflo | CHB-140-VS-S2-RB100 | Federally-Regulated Consumer Product | Non-Weatherized, Non-Condensin | 1816 | 510 |  | 08/22/2023 | 1567 | 4890807 | 08/22/2023
WM Technologies | Williamson-Thermoflo | CHB-105-VS-S2-CB085 | Federally-Regulated Consumer Product | Non-Weatherized, Non-Condensin | 1516 | 415 |  | 08/22/2023 | 119937 | 4890804 | 08/22/2023
WM Technologies | Williamson-Thermoflo | CLB-140-VS-F-S2-CB100 | Federally-Regulated Consumer Product | Non-Weatherized, Non-Condensin | 2298 | 394 |  | 08/22/2023 | 166791 | 4892709 | 08/22/2023
WM Technologies | Williamson-Thermoflo | chb-105-vs-s2-af065 | Federally-Regulated Consumer Product | Non-Weatherized, Non-Condensin | 1516 | 415 |  | 08/22/2023 | 119937 | 4890793 | 08/22/2023
WM Technologies | Williamson-Thermoflo | CHB-105-VS-S2-NX075 | Federally-Regulated Consumer Product | Non-Weatherized, Non-Condensin | 1516 | 415 |  | 08/22/2023 | 119937 | 4890798 | 08/22/2023
WM Technologies | Williamson-Thermoflo | CLB-140-VS-F-S2-RB120 | Federally-Regulated Consumer Product | Non-Weatherized, Non-Condensin | 2298 | 394 |  | 08/22/2023 | 166791 | 4892712 | 08/22/2023
WM Technologies | Williamson-Thermoflo | CLB-140-VS-F-S2-AF100 | Federally-Regulated Consumer Product | Non-Weatherized, Non-Condensin | 1798 | 509 |  | 08/22/2023 | 1568 | 4892705 | 08/22/2023
WM Technologies | Williamson-Thermoflo | CHB-105-VS-S2-CB065 | Federally-Regulated Consumer Product | Non-Weatherized, Non-Condensin | 1516 | 415 |  | 08/22/2023 | 119937 | 4890796 | 08/22/2023
WM Technologies | Williamson-Thermoflo | CHB-140-VS-S2-CB100 | Federally-Regulated Consumer Product | Non-Weatherized, Non-Condensin | 1816 | 510 |  | 08/22/2023 | 1567 | 4890808 | 08/22/2023
WM Technologies | Dettson | RLB-140F-SV-120-BF | Federally-Regulated Consumer Product | Non-Weatherized, Non-Condensin | 1798 | 509 |  | 08/22/2023 | 1568 | 203325233 | 08/22/2023
WM Technologies | Dettson | RHB-140-SV-120-BF | Federally-Regulated Consumer Product | Non-Weatherized, Non-Condensin | 1816 | 510 |  | 08/22/2023 | 1567 | 203325174 | 08/22/2023
WM Technologies | Dettson | RHB-105-SV-80-RF | Federally-Regulated Consumer Product | Non-Weatherized, Non-Condensin | 1516 | 415 |  | 08/22/2023 | 119937 | 203325167 | 08/22/2023
WM Technologies | Dettson | RHB-140-SV-120-CAR | Federally-Regulated Consumer Product | Non-Weatherized, Non-Condensin | 1816 | 510 |  | 08/22/2023 | 1567 | 203325175 | 08/22/2023
WM Technologies | Dettson | RHB-105-SV-90-CAR | Federally-Regulated Consumer Product | Non-Weatherized, Non-Condensin | 1516 | 415 |  | 08/22/2023 | 119937 | 203325162 | 08/22/2023
WM Technologies | Dettson | RHB-105-SV-100-BNX | Federally-Regulated Consumer Product | Non-Weatherized, Non-Condensin | 1516 | 415 |  | 08/22/2023 | 119937 | 203325166 | 08/22/2023
WM Technologies | Dettson | RLB-140F-SV-120-CAR | Federally-Regulated Consumer Product | Non-Weatherized, Non-Condensin | 2298 | 394 |  | 08/22/2023 | 166791 | 203325235 | 08/22/2023
WM Technologies | Dettson | RHB-105-SV-80-CAR | Federally-Regulated Consumer Product | Non-Weatherized, Non-Condensin | 1516 | 415 |  | 08/22/2023 | 119937 | 203325161 | 08/22/2023
WM Technologies | Dettson | RHB-105-SV-100-CAR | Federally-Regulated Consumer Product | Non-Weatherized, Non-Condensin | 1516 | 415 |  | 08/22/2023 | 119937 | 203325163 | 08/22/2023
WM Technologies | Dettson | RHB-105-SV-100-RF | Federally-Regulated Consumer Product | Non-Weatherized, Non-Condensin | 1516 | 415 |  | 08/22/2023 | 119937 | 203325169 | 08/22/2023
WM Technologies | Dettson | RHB-140-SV-120-RF | Federally-Regulated Consumer Product | Non-Weatherized, Non-Condensin | 1816 | 510 |  | 08/22/2023 | 1567 | 203325177 | 08/22/2023
WM Technologies | Dettson | RHB-105-SV-80-BNX | Federally-Regulated Consumer Product | Non-Weatherized, Non-Condensin | 1516 | 415 |  | 08/22/2023 | 119937 | 203325164 | 08/22/2023
WM Technologies | Dettson | RHB-140-SV-120-BNX | Federally-Regulated Consumer Product | Non-Weatherized, Non-Condensin | 1964 | 420 |  | 08/22/2023 | 140490 | 203325176 | 08/22/2023
WM Technologies | Dettson | RHB-105-SV-100-BF | Federally-Regulated Consumer Product | Non-Weatherized, Non-Condensin | 1516 | 415 |  | 08/22/2023 | 119937 | 203325160 | 08/22/2023
WM Technologies | Dettson | RLB-140F-SV-140-BNX | Federally-Regulated Consumer Product | Non-Weatherized, Non-Condensin | 2298 | 394 |  | 08/22/2023 | 166791 | 203325237 | 08/22/2023
WM Technologies | Dettson | RLB-140F-SV-120-RF | Federally-Regulated Consumer Product | Non-Weatherized, Non-Condensin | 2298 | 394 |  | 08/22/2023 | 166791 | 203325238 | 08/22/2023
WM Technologies | Dettson | RHB-105-SV-90-BF | Federally-Regulated Consumer Product | Non-Weatherized, Non-Condensin | 1516 | 415 |  | 08/22/2023 | 119937 | 203325159 | 08/22/2023
WM Technologies | Dettson | RHB-105-SV-90-RF | Federally-Regulated Consumer Product | Non-Weatherized, Non-Condensin | 1516 | 415 |  | 08/22/2023 | 119937 | 203325168 | 08/22/2023
WM Technologies | Dettson | RHB-105-SV-90-BNX | Federally-Regulated Consumer Product | Non-Weatherized, Non-Condensin | 1516 | 415 |  | 08/22/2023 | 119937 | 203325165 | 08/22/2023
WM Technologies | Dettson | RLB-140F-SV-140-RF | Federally-Regulated Consumer Product | Non-Weatherized, Non-Condensin | 2298 | 394 |  | 08/22/2023 | 166791 | 203325239 | 08/22/2023
WM Technologies | Dettson | RLB-140F-SV-140-BF | Federally-Regulated Consumer Product | Non-Weatherized, Non-Condensin | 2298 | 394 |  | 08/22/2023 | 166791 | 203325234 | 08/22/2023
WM Technologies | Dettson | RLB-140F-SV-120-BNX | Federally-Regulated Consumer Product | Non-Weatherized, Non-Condensin | 2298 | 394 |  | 08/22/2023 | 166791 | 203325236 | 08/22/2023
WM Technologies | Dettson | RHB-105-SV-80-BF | Federally-Regulated Consumer Product | Non-Weatherized, Non-Condensin | 1516 | 415 |  | 08/22/2023 | 119937 | 203325158 | 08/22/2023
WM Technologies | Williamson-Thermoflo | CLB-140-VS-F-S2-AF120 | Federally-Regulated Consumer Product | Non-Weatherized, Non-Condensin | 2298 | 394 |  | 08/22/2023 | 166791 | 4892710 | 08/22/2023
WM Technologies | Williamson-Thermoflo | CLB-140-VS-F-S2-NX100 | Federally-Regulated Consumer Product | Non-Weatherized, Non-Condensin | 2298 | 394 |  | 08/22/2023 | 166791 | 4892706 | 08/22/2023
WM Technologies | Williamson-Thermoflo | CHB-105-VS-S2-RB085 | Federally-Regulated Consumer Product | Non-Weatherized, Non-Condensin | 1516 | 415 |  | 08/22/2023 | 119937 | 4890803 | 08/22/2023
WM Technologies | Williamson-Thermoflo | CHB-140-VS-S2-AF100 | Federally-Regulated Consumer Product | Non-Weatherized, Non-Condensin | 1816 | 510 |  | 08/22/2023 | 1567 | 4890805 | 08/22/2023
WM Technologies | Williamson-Thermoflo | CHB-105-VS-S2-RB075 | Federally-Regulated Consumer Product | Non-Weatherized, Non-Condensin | 1516 | 415 |  | 08/22/2023 | 119937 | 4890799 | 08/22/2023
WM Technologies | Williamson-Thermoflo | CHB-105-VS-S2-AF085 | Federally-Regulated Consumer Product | Non-Weatherized, Non-Condensin | 1516 | 415 |  | 08/22/2023 | 119937 | 4890801 | 08/22/2023
WM Technologies | Williamson-Thermoflo | CHB-105-VS-S2-CB075 | Federally-Regulated Consumer Product | Non-Weatherized, Non-Condensin | 1516 | 415 |  | 08/22/2023 | 119937 | 4890800 | 08/22/2023
WM Technologies | Williamson-Thermoflo | CHB-140-VS-S2-NX100 | Federally-Regulated Consumer Product | Non-Weatherized, Non-Condensin | 1964 | 420 |  | 08/22/2023 | 140490 | 4890806 | 08/22/2023
WM Technologies | Williamson-Thermoflo | CHB-105-VS-S2-NX065 | Federally-Regulated Consumer Product | Non-Weatherized, Non-Condensin | 1516 | 415 |  | 08/22/2023 | 119937 | 4890794 | 08/22/2023
WM Technologies | Williamson-Thermoflo | CHB-105-VS-S2-RB065 | Federally-Regulated Consumer Product | Non-Weatherized, Non-Condensin | 1516 | 415 |  | 08/22/2023 | 119937 | 4890795 | 08/22/2023
WM Technologies | Williamson-Thermoflo | CHB-105-VS-S2-NX085 | Federally-Regulated Consumer Product | Non-Weatherized, Non-Condensin | 1516 | 415 |  | 08/22/2023 | 119937 | 4890802 | 08/22/2023
WM Technologies | Williamson-Thermoflo | CLB-140-VS-F-S2-NX120 | Federally-Regulated Consumer Product | Non-Weatherized, Non-Condensin | 2298 | 394 |  | 08/22/2023 | 166791 | 4892711 | 08/22/2023
WM Technologies | Williamson-Thermoflo | CLB-140-VS-F-S2-RB100 | Federally-Regulated Consumer Product | Non-Weatherized, Non-Condensin | 2298 | 394 |  | 08/22/2023 | 166791 | 4892707 | 08/22/2023
WM Technologies | Williamson-Thermoflo | CHB-105-VS-S2-AF075 | Federally-Regulated Consumer Product | Non-Weatherized, Non-Condensin | 1516 | 415 |  | 08/22/2023 | 119937 | 4890797 | 08/22/2023
WM Technologies | Williamson-Thermoflo | CHB-140-VS-S2-RB100 | Federally-Regulated Consumer Product | Non-Weatherized, Non-Condensin | 1816 | 510 |  | 08/22/2023 | 1567 | 4890807 | 08/22/2023
WM Technologies | Williamson-Thermoflo | CHB-105-VS-S2-CB085 | Federally-Regulated Consumer Product | Non-Weatherized, Non-Condensin | 1516 | 415 |  | 08/22/2023 | 119937 | 4890804 | 08/22/2023
WM Technologies | Williamson-Thermoflo | CLB-140-VS-F-S2-CB100 | Federally-Regulated Consumer Product | Non-Weatherized, Non-Condensin | 2298 | 394 |  | 08/22/2023 | 166791 | 4892709 | 08/22/2023
WM Technologies | Williamson-Thermoflo | chb-105-vs-s2-af065 | Federally-Regulated Consumer Product | Non-Weatherized, Non-Condensin | 1516 | 415 |  | 08/22/2023 | 119937 | 4890793 | 08/22/2023
WM Technologies | Williamson-Thermoflo | CHB-105-VS-S2-NX075 | Federally-Regulated Consumer Product | Non-Weatherized, Non-Condensin | 1516 | 415 |  | 08/22/2023 | 119937 | 4890798 | 08/22/2023
WM Technologies | Williamson-Thermoflo | CLB-140-VS-F-S2-RB120 | Federally-Regulated Consumer Product | Non-Weatherized, Non-Condensin | 2298 | 394 |  | 08/22/2023 | 166791 | 4892712 | 08/22/2023
WM Technologies | Williamson-Thermoflo | CLB-140-VS-F-S2-AF100 | Federally-Regulated Consumer Product | Non-Weatherized, Non-Condensin | 1798 | 509 |  | 08/22/2023 | 1568 | 4892705 | 08/22/2023
WM Technologies | Williamson-Thermoflo | CHB-105-VS-S2-CB065 | Federally-Regulated Consumer Product | Non-Weatherized, Non-Condensin | 1516 | 415 |  | 08/22/2023 | 119937 | 4890796 | 08/22/2023
WM Technologies | Williamson-Thermoflo | CHB-140-VS-S2-CB100 | Federally-Regulated Consumer Product | Non-Weatherized, Non-Condensin | 1816 | 510 |  | 08/22/2023 | 1567 | 4890808 | 08/22/2023
WM Technologies | Dettson | RLB-140F-SV-120-BF | Federally-Regulated Consumer Product | Non-Weatherized, Non-Condensin | 1798 | 509 |  | 08/22/2023 | 1568 | 203325233 | 08/22/2023
WM Technologies | Dettson | RHB-140-SV-120-BF | Federally-Regulated Consumer Product | Non-Weatherized, Non-Condensin | 1816 | 510 |  | 08/22/2023 | 1567 | 203325174 | 08/22/2023
WM Technologies | Dettson | RHB-105-SV-80-RF | Federally-Regulated Consumer Product | Non-Weatherized, Non-Condensin | 1516 | 415 |  | 08/22/2023 | 119937 | 203325167 | 08/22/2023
WM Technologies | Dettson | RHB-140-SV-120-CAR | Federally-Regulated Consumer Product | Non-Weatherized, Non-Condensin | 1816 | 510 |  | 08/22/2023 | 1567 | 203325175 | 08/22/2023
WM Technologies | Dettson | RHB-105-SV-90-CAR | Federally-Regulated Consumer Product | Non-Weatherized, Non-Condensin | 1516 | 415 |  | 08/22/2023 | 119937 | 203325162 | 08/22/2023
WM Technologies | Dettson | RHB-105-SV-100-BNX | Federally-Regulated Consumer Product | Non-Weatherized, Non-Condensin | 1516 | 415 |  | 08/22/2023 | 119937 | 203325166 | 08/22/2023
WM Technologies | Dettson | RLB-140F-SV-120-CAR | Federally-Regulated Consumer Product | Non-Weatherized, Non-Condensin | 2298 | 394 |  | 08/22/2023 | 166791 | 203325235 | 08/22/2023
WM Technologies | Dettson | RHB-105-SV-80-CAR | Federally-Regulated Consumer Product | Non-Weatherized, Non-Condensin | 1516 | 415 |  | 08/22/2023 | 119937 | 203325161 | 08/22/2023
WM Technologies | Dettson | RHB-105-SV-100-CAR | Federally-Regulated Consumer Product | Non-Weatherized, Non-Condensin | 1516 | 415 |  | 08/22/2023 | 119937 | 203325163 | 08/22/2023
WM Technologies | Dettson | RHB-105-SV-100-RF | Federally-Regulated Consumer Product | Non-Weatherized, Non-Condensin | 1516 | 415 |  | 08/22/2023 | 119937 | 203325169 | 08/22/2023
WM Technologies | Dettson | RHB-140-SV-120-RF | Federally-Regulated Consumer Product | Non-Weatherized, Non-Condensin | 1816 | 510 |  | 08/22/2023 | 1567 | 203325177 | 08/22/2023
WM Technologies | Dettson | RHB-105-SV-80-BNX | Federally-Regulated Consumer Product | Non-Weatherized, Non-Condensin | 1516 | 415 |  | 08/22/2023 | 119937 | 203325164 | 08/22/2023
WM Technologies | Dettson | RHB-140-SV-120-BNX | Federally-Regulated Consumer Product | Non-Weatherized, Non-Condensin | 1964 | 420 |  | 08/22/2023 | 140490 | 203325176 | 08/22/2023
WM Technologies | Dettson | RHB-105-SV-100-BF | Federally-Regulated Consumer Product | Non-Weatherized, Non-Condensin | 1516 | 415 |  | 08/22/2023 | 119937 | 203325160 | 08/22/2023
WM Technologies | Dettson | RLB-140F-SV-140-BNX | Federally-Regulated Consumer Product | Non-Weatherized, Non-Condensin | 2298 | 394 |  | 08/22/2023 | 166791 | 203325237 | 08/22/2023
WM Technologies | Dettson | RLB-140F-SV-120-RF | Federally-Regulated Consumer Product | Non-Weatherized, Non-Condensin | 2298 | 394 |  | 08/22/2023 | 166791 | 203325238 | 08/22/2023
WM Technologies | Dettson | RHB-105-SV-90-BF | Federally-Regulated Consumer Product | Non-Weatherized, Non-Condensin | 1516 | 415 |  | 08/22/2023 | 119937 | 203325159 | 08/22/2023
WM Technologies | Dettson | RHB-105-SV-90-RF | Federally-Regulated Consumer Product | Non-Weatherized, Non-Condensin | 1516 | 415 |  | 08/22/2023 | 119937 | 203325168 | 08/22/2023
WM Technologies | Dettson | RHB-105-SV-90-BNX | Federally-Regulated Consumer Product | Non-Weatherized, Non-Condensin | 1516 | 415 |  | 08/22/2023 | 119937 | 203325165 | 08/22/2023
WM Technologies | Dettson | RLB-140F-SV-140-RF | Federally-Regulated Consumer Product | Non-Weatherized, Non-Condensin | 2298 | 394 |  | 08/22/2023 | 166791 | 203325239 | 08/22/2023
WM Technologies | Dettson | RLB-140F-SV-140-BF | Federally-Regulated Consumer Product | Non-Weatherized, Non-Condensin | 2298 | 394 |  | 08/22/2023 | 166791 | 203325234 | 08/22/2023
WM Technologies | Dettson | RLB-140F-SV-120-BNX | Federally-Regulated Consumer Product | Non-Weatherized, Non-Condensin | 2298 | 394 |  | 08/22/2023 | 166791 | 203325236 | 08/22/2023
WM Technologies | Dettson | RHB-105-SV-80-BF | Federally-Regulated Consumer Product | Non-Weatherized, Non-Condensin | 1516 | 415 |  | 08/22/2023 | 119937 | 203325158 | 08/22/2023
Lennox Industries Inc. | Lennox | EL297UH090XV36C-* | Federally-Regulated Consumer Product | Non-Weatherized, Condensing Ga | 1487 | 211 |  | 08/08/2023 | 57123 | 213249118 | 09/12/2023
Lennox Industries Inc. | Lennox | EL297UH090XV60C-* | Federally-Regulated Consumer Product | Non-Weatherized, Condensing Ga | 2273 | 242 |  | 08/08/2023 | 57149 | 213249120 | 09/12/2023
American Standard, Inc. | AMERICAN STANDARD | 4DCZ5024E1060** | Federally-Regulated Consumer Product | Weatherized Non-Condensing Gas | 1036 | 245 |  | 07/06/2023 | 59807 | 210606806 | 09/12/2023
American Standard, Inc. | AMERICAN STANDARD | 4YCZ5036E1090** | Federally-Regulated Consumer Product | Weatherized Non-Condensing Gas | 1311 | 257 |  | 05/25/2023 | 90186 | 210606840 | 09/12/2023
American Standard, Inc. | AMERICAN STANDARD | 4YCZ5024E1060** | Federally-Regulated Consumer Product | Weatherized Non-Condensing Gas | 1056 | 245 |  | 05/25/2023 | 60351 | 210606835 | 09/12/2023
American Standard, Inc. | AMERICAN STANDARD | 4YCZ5036E1070** | Federally-Regulated Consumer Product | Weatherized Non-Condensing Gas | 1504 | 265 |  | 05/25/2023 | 55291 | 210606838 | 09/12/2023
Lennox Industries Inc. | Lennox | EL297UH090XV36C-* | Federally-Regulated Consumer Product | Non-Weatherized, Condensing Ga | 1487 | 211 |  | 09/12/2023 | 57123 | 213249118 | 09/12/2023
Lennox Industries Inc. | Lennox | EL297UH090XV60C-* | Federally-Regulated Consumer Product | Non-Weatherized, Condensing Ga | 2273 | 242 |  | 09/12/2023 | 57149 | 213249120 | 09/12/2023
American Standard, Inc. | AMERICAN STANDARD | 4DCZ5024E1060** | Federally-Regulated Consumer Product | Weatherized Non-Condensing Gas | 1036 | 245 |  | 09/12/2023 | 59807 | 210606806 | 09/12/2023
American Standard, Inc. | AMERICAN STANDARD | 4YCZ5036E1090** | Federally-Regulated Consumer Product | Weatherized Non-Condensing Gas | 1311 | 257 |  | 09/12/2023 | 90186 | 210606840 | 09/12/2023
American Standard, Inc. | AMERICAN STANDARD | 4YCZ5024E1060** | Federally-Regulated Consumer Product | Weatherized Non-Condensing Gas | 1056 | 245 |  | 09/12/2023 | 60351 | 210606835 | 09/12/2023
American Standard, Inc. | AMERICAN STANDARD | 4YCZ5036E1070** | Federally-Regulated Consumer Product | Weatherized Non-Condensing Gas | 1504 | 265 |  | 09/12/2023 | 55291 | 210606838 | 09/12/2023
Lennox Industries Inc. | Lennox | EL297UH090XV36C-* | Federally-Regulated Consumer Product | Non-Weatherized, Condensing Ga | 1487 | 211 |  | 09/12/2023 | 57123 | 213249118 | 09/12/2023
Lennox Industries Inc. | Lennox | EL297UH090XV60C-* | Federally-Regulated Consumer Product | Non-Weatherized, Condensing Ga | 2273 | 242 |  | 09/12/2023 | 57149 | 213249120 | 09/12/2023
American Standard, Inc. | AMERICAN STANDARD | 4DCZ5024E1060** | Federally-Regulated Consumer Product | Weatherized Non-Condensing Gas | 1036 | 245 |  | 09/12/2023 | 59807 | 210606806 | 09/12/2023
American Standard, Inc. | AMERICAN STANDARD | 4YCZ5036E1090** | Federally-Regulated Consumer Product | Weatherized Non-Condensing Gas | 1311 | 257 |  | 09/12/2023 | 90186 | 210606840 | 09/12/2023
American Standard, Inc. | AMERICAN STANDARD | 4YCZ5024E1060** | Federally-Regulated Consumer Product | Weatherized Non-Condensing Gas | 1056 | 245 |  | 09/12/2023 | 60351 | 210606835 | 09/12/2023
American Standard, Inc. | AMERICAN STANDARD | 4YCZ5036E1070** | Federally-Regulated Consumer Product | Weatherized Non-Condensing Gas | 1504 | 265 |  | 09/12/2023 | 55291 | 210606838 | 09/12/2023
Lennox Industries Inc. | Lennox | EL297UH070XV36B-* | Federally-Regulated Consumer Product | Non-Weatherized, Condensing Ga | 1434 | 216 |  | 08/08/2023 | 42508 | 213249117 | 09/14/2023
Lennox Industries Inc. | Lennox | EL297DF045XV36B-* | Federally-Regulated Consumer Product | Non-Weatherized, Condensing Ga | 1292 | 191 |  | 08/08/2023 | 28786 | 213249124 | 09/14/2023
Lennox Industries Inc. | Lennox | EL297UH090XV48C-* | Federally-Regulated Consumer Product | Non-Weatherized, Condensing Ga | 1974 | 263 |  | 08/08/2023 | 58137 | 213249119 | 09/14/2023
Lennox Industries Inc. | Lennox | EL297UH135XV60D-* | Federally-Regulated Consumer Product | Non-Weatherized, Condensing Ga | 2345 | 265 |  | 08/08/2023 | 85709 | 213249123 | 09/14/2023
Lennox Industries Inc. | Lennox | EL297DF070XV48B-* | Federally-Regulated Consumer Product | Non-Weatherized, Condensing Ga | 1605 | 223 |  | 08/08/2023 | 42975 | 213249125 | 09/14/2023
Lennox Industries Inc. | Lennox | EL297UH045XV36B-* | Federally-Regulated Consumer Product | Non-Weatherized, Condensing Ga | 1340 | 237 |  | 08/08/2023 | 28896 | 213249116 | 09/14/2023
Lennox Industries Inc. | Lennox | EL297DF090XV60C-* | Federally-Regulated Consumer Product | Non-Weatherized, Condensing Ga | 2121 | 263 |  | 08/08/2023 | 56424 | 213249126 | 09/14/2023
Lennox Industries Inc. | Lennox | EL297UH110XV60C-* | Federally-Regulated Consumer Product | Non-Weatherized, Condensing Ga | 2190 | 250 |  | 08/08/2023 | 71912 | 213249122 | 09/14/2023
Lennox Industries Inc. | Lennox | EL297UH110XV48C-* | Federally-Regulated Consumer Product | Non-Weatherized, Condensing Ga | 1864 | 230 |  | 08/08/2023 | 71541 | 213249121 | 09/14/2023
Lennox Industries Inc. | Lennox | EL297DF110XV60C-* | Federally-Regulated Consumer Product | Non-Weatherized, Condensing Ga | 2128 | 265 |  | 08/08/2023 | 72074 | 213249127 | 09/14/2023
Lennox Industries Inc. | Lennox | EL297UH070XV36B-* | Federally-Regulated Consumer Product | Non-Weatherized, Condensing Ga | 1434 | 216 |  | 09/14/2023 | 42508 | 213249117 | 09/14/2023
Lennox Industries Inc. | Lennox | EL297DF045XV36B-* | Federally-Regulated Consumer Product | Non-Weatherized, Condensing Ga | 1292 | 191 |  | 09/14/2023 | 28786 | 213249124 | 09/14/2023
Lennox Industries Inc. | Lennox | EL297UH090XV48C-* | Federally-Regulated Consumer Product | Non-Weatherized, Condensing Ga | 1974 | 263 |  | 09/14/2023 | 58137 | 213249119 | 09/14/2023
Lennox Industries Inc. | Lennox | EL297UH135XV60D-* | Federally-Regulated Consumer Product | Non-Weatherized, Condensing Ga | 2345 | 265 |  | 09/14/2023 | 85709 | 213249123 | 09/14/2023
Lennox Industries Inc. | Lennox | EL297DF070XV48B-* | Federally-Regulated Consumer Product | Non-Weatherized, Condensing Ga | 1605 | 223 |  | 09/14/2023 | 42975 | 213249125 | 09/14/2023
Lennox Industries Inc. | Lennox | EL297UH045XV36B-* | Federally-Regulated Consumer Product | Non-Weatherized, Condensing Ga | 1340 | 237 |  | 09/14/2023 | 28896 | 213249116 | 09/14/2023
Lennox Industries Inc. | Lennox | EL297DF090XV60C-* | Federally-Regulated Consumer Product | Non-Weatherized, Condensing Ga | 2121 | 263 |  | 09/14/2023 | 56424 | 213249126 | 09/14/2023
Lennox Industries Inc. | Lennox | EL297UH110XV60C-* | Federally-Regulated Consumer Product | Non-Weatherized, Condensing Ga | 2190 | 250 |  | 09/14/2023 | 71912 | 213249122 | 09/14/2023
Lennox Industries Inc. | Lennox | EL297UH110XV48C-* | Federally-Regulated Consumer Product | Non-Weatherized, Condensing Ga | 1864 | 230 |  | 09/14/2023 | 71541 | 213249121 | 09/14/2023
Lennox Industries Inc. | Lennox | EL297DF110XV60C-* | Federally-Regulated Consumer Product | Non-Weatherized, Condensing Ga | 2128 | 265 |  | 09/14/2023 | 72074 | 213249127 | 09/14/2023
Rheem Sales Company, Inc. | Mainline | MP801T0755A21DZS | Federally-Regulated Consumer Product | Non-Weatherized, Non-Condensin | 1883 | 265 |  | 05/25/2023 | 75029 | 208430175 | 09/14/2023
Rheem Sales Company, Inc. | Mainline | ML951T0403A17M4 | Federally-Regulated Consumer Product | Non-Weatherized, Condensing Ga | 1107 | 244 |  | 05/25/2023 | 41877 | 208676654 | 09/14/2023
Rheem Sales Company, Inc. | Mainline | ML951T0703A17M4 | Federally-Regulated Consumer Product | Non-Weatherized, Condensing Ga | 1362 | 255 |  | 05/25/2023 | 69960 | 208676656 | 09/14/2023
Rheem Sales Company, Inc. | Mainline | ML802V0503A14UHS | Federally-Regulated Consumer Product | Non-Weatherized, Non-Condensin | 1318 | 240 | 240 | 05/25/2023 | 35484 | 208430190 | 09/14/2023
Rheem Sales Company, Inc. | Mainline | MP951T0403A17M4 | Federally-Regulated Consumer Product | Non-Weatherized, Condensing Ga | 1107 | 244 |  | 05/25/2023 | 41877 | 208676661 | 09/14/2023
Rheem Sales Company, Inc. | Mainline | MP951T0703A17M4 | Federally-Regulated Consumer Product | Non-Weatherized, Condensing Ga | 1362 | 255 |  | 05/25/2023 | 69960 | 208676663 | 09/14/2023
Rheem Sales Company, Inc. | Mainline | MP962W0403A17M4S | Federally-Regulated Consumer Product | Non-Weatherized, Condensing Ga | 1248 | 250 | 250 | 05/25/2023 | 29623 | 209214521 | 09/14/2023
Rheem Sales Company, Inc. | Mainline | ML962V0403A17M4S | Federally-Regulated Consumer Product | Non-Weatherized, Condensing Ga | 1248 | 250 | 250 | 05/25/2023 | 29623 | 208430202 | 09/14/2023
Rheem Sales Company, Inc. | Mainline | ML801T0755A21DZS | Federally-Regulated Consumer Product | Non-Weatherized, Non-Condensin | 1883 | 265 |  | 05/25/2023 | 75029 | 208430174 | 09/14/2023
Rheem Sales Company, Inc. | DURASTAR | DR80DZAT0751521S | Federally-Regulated Consumer Product | Non-Weatherized, Non-Condensin | 1883 | 265 |  | 05/25/2023 | 75029 | 208430121 | 09/14/2023
Rheem Sales Company, Inc. | DURASTAR | DR96M4AW0402317S | Federally-Regulated Consumer Product | Non-Weatherized, Condensing Ga | 1248 | 250 |  | 05/25/2023 | 29623 | 208430141 | 09/14/2023
Rheem Sales Company, Inc. | DURASTAR | DR80UHAW0502314S | Federally-Regulated Consumer Product | Non-Weatherized, Non-Condensin | 1318 | 240 |  | 05/25/2023 | 35484 | 208430129 | 09/14/2023
Rheem Sales Company, Inc. | DURASTAR | DR95M4AT0701317S | Federally-Regulated Consumer Product | Non-Weatherized, Condensing Ga | 1362 | 255 |  | 05/25/2023 | 69960 | 208676590 | 09/14/2023
Rheem Sales Company, Inc. | Rheem | R951T0403A17M4 | Federally-Regulated Consumer Product | Non-Weatherized, Condensing Ga | 1107 | 244 |  | 05/25/2023 | 41877 | 208663403 | 09/14/2023
Rheem Sales Company, Inc. | Rheem | R962V0403A17M4S | Federally-Regulated Consumer Product | Non-Weatherized, Condensing Ga | 1248 | 250 | 250 | 05/25/2023 | 29623 | 208243255 | 09/14/2023
Rheem Sales Company, Inc. | Rheem | R951T0703A17M4 | Federally-Regulated Consumer Product | Non-Weatherized, Condensing Ga | 1362 | 255 |  | 05/25/2023 | 69960 | 208663405 | 09/14/2023
Rheem Sales Company, Inc. | Rheem | R801T0755A21DZS | Federally-Regulated Consumer Product | Non-Weatherized, Non-Condensin | 1883 | 265 | 265 | 05/18/2022 | 75029 | 208242368 | 09/14/2023
Rheem Sales Company, Inc. | Rheem | R802V0503A14UHS | Federally-Regulated Consumer Product | Non-Weatherized, Non-Condensin | 1318 | 240 | 240 | 05/25/2023 | 35484 | 208243236 | 09/14/2023
Rheem Sales Company, Inc. | Thermal Zone | TZ95M41T040B3S | Federally-Regulated Consumer Product | Non-Weatherized, Condensing Ga | 1107 | 244 |  | 05/25/2023 | 41877 | 208676713 | 09/14/2023
Rheem Sales Company, Inc. | Thermal Zone | TZ80UH2V050A3SA | Federally-Regulated Consumer Product | Non-Weatherized, Non-Condensin | 1318 | 240 | 240 | 05/25/2023 | 35484 | 208430231 | 09/14/2023
Rheem Sales Company, Inc. | Thermal Zone | TZ95M41T070B3S | Federally-Regulated Consumer Product | Non-Weatherized, Condensing Ga | 1362 | 255 |  | 05/25/2023 | 69960 | 208676715 | 09/14/2023
Rheem Sales Company, Inc. | Thermal Zone | TZ96M42V040B3SA | Federally-Regulated Consumer Product | Non-Weatherized, Condensing Ga | 1248 | 250 | 250 | 05/25/2023 | 29623 | 208430243 | 09/14/2023
Rheem Sales Company, Inc. | Thermal Zone | TZ80DZ1T075C5SA | Federally-Regulated Consumer Product | Non-Weatherized, Non-Condensin | 1883 | 265 | 265 | 05/25/2023 | 75029 | 208430223 | 09/14/2023
Rheem Sales Company, Inc. | Thermal Zone | TZ80UH2V050A3SABAP | Federally-Regulated Consumer Product | Non-Weatherized, Non-Condensin | 1318 | 240 | 240 | 05/25/2023 | 35484 | 210728266 | 09/14/2023
Rheem Sales Company, Inc. | Fujitsu | FF80TV305014UHSCA*P | Federally-Regulated Consumer Product | Non-Weatherized, Non-Condensin | 1318 | 240 | 240 | 05/25/2022 | 35484 | 208430086 | 09/14/2023
Rheem Sales Company, Inc. | Fujitsu | FF80ST507521DZSNA*S | Federally-Regulated Consumer Product | Non-Weatherized, Non-Condensin | 1883 | 265 |  | 05/25/2023 | 75029 | 208430078 | 09/14/2023
Rheem Sales Company, Inc. | Fujitsu | FF80TV305014UHSCAAP | Federally-Regulated Consumer Product | Non-Weatherized, Non-Condensin | 1318 | 240 |  | 01/17/2023 | 35484 | 210727894 | 09/14/2023
Rheem Sales Company, Inc. | Fujitsu | FF95ST304017M4S | Federally-Regulated Consumer Product | Non-Weatherized, Condensing Ga | 1107 | 244 |  | 06/22/2022 | 41877 | 208676614 | 09/14/2023
Rheem Sales Company, Inc. | Fujitsu | FF96TV304017M4SCA*P | Federally-Regulated Consumer Product | Non-Weatherized, Condensing Ga | 1248 | 250 | 250 | 05/25/2022 | 29623 | 208430098 | 09/14/2023
Rheem Sales Company, Inc. | Fujitsu | FF95ST307017M4S | Federally-Regulated Consumer Product | Non-Weatherized, Condensing Ga | 1362 | 255 |  | 06/22/2022 | 69960 | 208676616 | 09/14/2023
Rheem Sales Company, Inc. | Mainline | MP801T0755A21DZS | Federally-Regulated Consumer Product | Non-Weatherized, Non-Condensin | 1883 | 265 |  | 09/14/2023 | 75029 | 208430175 | 09/14/2023
Rheem Sales Company, Inc. | Mainline | ML951T0403A17M4 | Federally-Regulated Consumer Product | Non-Weatherized, Condensing Ga | 1107 | 244 |  | 09/14/2023 | 41877 | 208676654 | 09/14/2023
Rheem Sales Company, Inc. | Mainline | ML951T0703A17M4 | Federally-Regulated Consumer Product | Non-Weatherized, Condensing Ga | 1362 | 255 |  | 09/14/2023 | 69960 | 208676656 | 09/14/2023
Rheem Sales Company, Inc. | Mainline | ML802V0503A14UHS | Federally-Regulated Consumer Product | Non-Weatherized, Non-Condensin | 1318 | 240 |  | 09/14/2023 | 35484 | 208430190 | 09/14/2023
Rheem Sales Company, Inc. | Mainline | MP951T0403A17M4 | Federally-Regulated Consumer Product | Non-Weatherized, Condensing Ga | 1107 | 244 |  | 09/14/2023 | 41877 | 208676661 | 09/14/2023
Rheem Sales Company, Inc. | Mainline | MP951T0703A17M4 | Federally-Regulated Consumer Product | Non-Weatherized, Condensing Ga | 1362 | 255 |  | 09/14/2023 | 69960 | 208676663 | 09/14/2023
Rheem Sales Company, Inc. | Mainline | MP962W0403A17M4S | Federally-Regulated Consumer Product | Non-Weatherized, Condensing Ga | 1248 | 250 |  | 09/14/2023 | 29623 | 209214521 | 09/14/2023
Rheem Sales Company, Inc. | Mainline | ML962V0403A17M4S | Federally-Regulated Consumer Product | Non-Weatherized, Condensing Ga | 1248 | 250 |  | 09/14/2023 | 29623 | 208430202 | 09/14/2023
Rheem Sales Company, Inc. | Mainline | ML801T0755A21DZS | Federally-Regulated Consumer Product | Non-Weatherized, Non-Condensin | 1883 | 265 |  | 09/14/2023 | 75029 | 208430174 | 09/14/2023
Rheem Sales Company, Inc. | DURASTAR | DR80DZAT0751521S | Federally-Regulated Consumer Product | Non-Weatherized, Non-Condensin | 1883 | 265 |  | 09/14/2023 | 75029 | 208430121 | 09/14/2023
Rheem Sales Company, Inc. | DURASTAR | DR96M4AW0402317S | Federally-Regulated Consumer Product | Non-Weatherized, Condensing Ga | 1248 | 250 |  | 09/14/2023 | 29623 | 208430141 | 09/14/2023
Rheem Sales Company, Inc. | DURASTAR | DR80UHAW0502314S | Federally-Regulated Consumer Product | Non-Weatherized, Non-Condensin | 1318 | 240 |  | 09/14/2023 | 35484 | 208430129 | 09/14/2023
Rheem Sales Company, Inc. | DURASTAR | DR95M4AT0701317S | Federally-Regulated Consumer Product | Non-Weatherized, Condensing Ga | 1362 | 255 |  | 09/14/2023 | 69960 | 208676590 | 09/14/2023
Rheem Sales Company, Inc. | Rheem | R951T0403A17M4 | Federally-Regulated Consumer Product | Non-Weatherized, Condensing Ga | 1107 | 244 |  | 09/14/2023 | 41877 | 208663403 | 09/14/2023
Rheem Sales Company, Inc. | Rheem | R962V0403A17M4S | Federally-Regulated Consumer Product | Non-Weatherized, Condensing Ga | 1248 | 250 |  | 09/14/2023 | 29623 | 208243255 | 09/14/2023
Rheem Sales Company, Inc. | Rheem | R951T0703A17M4 | Federally-Regulated Consumer Product | Non-Weatherized, Condensing Ga | 1362 | 255 |  | 09/14/2023 | 69960 | 208663405 | 09/14/2023
Rheem Sales Company, Inc. | Rheem | R801T0755A21DZS | Federally-Regulated Consumer Product | Non-Weatherized, Non-Condensin | 1883 | 265 |  | 09/14/2023 | 75029 | 208242368 | 09/14/2023
Rheem Sales Company, Inc. | Rheem | R802V0503A14UHS | Federally-Regulated Consumer Product | Non-Weatherized, Non-Condensin | 1318 | 240 |  | 09/14/2023 | 35484 | 208243236 | 09/14/2023
Rheem Sales Company, Inc. | Thermal Zone | TZ95M41T040B3S | Federally-Regulated Consumer Product | Non-Weatherized, Condensing Ga | 1107 | 244 |  | 09/14/2023 | 41877 | 208676713 | 09/14/2023
Rheem Sales Company, Inc. | Thermal Zone | TZ80UH2V050A3SA | Federally-Regulated Consumer Product | Non-Weatherized, Non-Condensin | 1318 | 240 |  | 09/14/2023 | 35484 | 208430231 | 09/14/2023
Rheem Sales Company, Inc. | Thermal Zone | TZ95M41T070B3S | Federally-Regulated Consumer Product | Non-Weatherized, Condensing Ga | 1362 | 255 |  | 09/14/2023 | 69960 | 208676715 | 09/14/2023
Rheem Sales Company, Inc. | Thermal Zone | TZ96M42V040B3SA | Federally-Regulated Consumer Product | Non-Weatherized, Condensing Ga | 1248 | 250 |  | 09/14/2023 | 29623 | 208430243 | 09/14/2023
Rheem Sales Company, Inc. | Thermal Zone | TZ80DZ1T075C5SA | Federally-Regulated Consumer Product | Non-Weatherized, Non-Condensin | 1883 | 265 |  | 09/14/2023 | 75029 | 208430223 | 09/14/2023
Rheem Sales Company, Inc. | Thermal Zone | TZ80UH2V050A3SABAP | Federally-Regulated Consumer Product | Non-Weatherized, Non-Condensin | 1318 | 240 |  | 09/14/2023 | 35484 | 210728266 | 09/14/2023
Rheem Sales Company, Inc. | Fujitsu | FF80TV305014UHSCA*P | Federally-Regulated Consumer Product | Non-Weatherized, Non-Condensin | 1318 | 240 |  | 09/14/2023 | 35484 | 208430086 | 09/14/2023
Rheem Sales Company, Inc. | Fujitsu | FF80ST507521DZSNA*S | Federally-Regulated Consumer Product | Non-Weatherized, Non-Condensin | 1883 | 265 |  | 09/14/2023 | 75029 | 208430078 | 09/14/2023
Rheem Sales Company, Inc. | Fujitsu | FF80TV305014UHSCAAP | Federally-Regulated Consumer Product | Non-Weatherized, Non-Condensin | 1318 | 240 |  | 09/14/2023 | 35484 | 210727894 | 09/14/2023
Rheem Sales Company, Inc. | Fujitsu | FF95ST304017M4S | Federally-Regulated Consumer Product | Non-Weatherized, Condensing Ga | 1107 | 244 |  | 09/14/2023 | 41877 | 208676614 | 09/14/2023
Rheem Sales Company, Inc. | Fujitsu | FF96TV304017M4SCA*P | Federally-Regulated Consumer Product | Non-Weatherized, Condensing Ga | 1248 | 250 |  | 09/14/2023 | 29623 | 208430098 | 09/14/2023
Rheem Sales Company, Inc. | Fujitsu | FF95ST307017M4S | Federally-Regulated Consumer Product | Non-Weatherized, Condensing Ga | 1362 | 255 |  | 09/14/2023 | 69960 | 208676616 | 09/14/2023
Rheem Sales Company, Inc. | Thermal Zone | TZ95M41T040B3S | Federally-Regulated Consumer Product | Non-Weatherized, Condensing Ga | 1107 | 244 |  | 09/14/2023 | 41877 | 208676713 | 09/14/2023
Rheem Sales Company, Inc. | Thermal Zone | TZ80UH2V050A3SA | Federally-Regulated Consumer Product | Non-Weatherized, Non-Condensin | 1318 | 240 |  | 09/14/2023 | 35484 | 208430231 | 09/14/2023
Rheem Sales Company, Inc. | Thermal Zone | TZ95M41T070B3S | Federally-Regulated Consumer Product | Non-Weatherized, Condensing Ga | 1362 | 255 |  | 09/14/2023 | 69960 | 208676715 | 09/14/2023
Rheem Sales Company, Inc. | Thermal Zone | TZ96M42V040B3SA | Federally-Regulated Consumer Product | Non-Weatherized, Condensing Ga | 1248 | 250 |  | 09/14/2023 | 29623 | 208430243 | 09/14/2023
Rheem Sales Company, Inc. | Thermal Zone | TZ80DZ1T075C5SA | Federally-Regulated Consumer Product | Non-Weatherized, Non-Condensin | 1883 | 265 |  | 09/14/2023 | 75029 | 208430223 | 09/14/2023
Rheem Sales Company, Inc. | Thermal Zone | TZ80UH2V050A3SABAP | Federally-Regulated Consumer Product | Non-Weatherized, Non-Condensin | 1318 | 240 |  | 09/14/2023 | 35484 | 210728266 | 09/14/2023
Lennox Industries Inc. | Lennox | EL297UH070XV36B-* | Federally-Regulated Consumer Product | Non-Weatherized, Condensing Ga | 1434 | 216 |  | 09/14/2023 | 42508 | 213249117 | 09/14/2023
Lennox Industries Inc. | Lennox | EL297DF045XV36B-* | Federally-Regulated Consumer Product | Non-Weatherized, Condensing Ga | 1292 | 191 |  | 09/14/2023 | 28786 | 213249124 | 09/14/2023
Lennox Industries Inc. | Lennox | EL297UH090XV48C-* | Federally-Regulated Consumer Product | Non-Weatherized, Condensing Ga | 1974 | 263 |  | 09/14/2023 | 58137 | 213249119 | 09/14/2023
Lennox Industries Inc. | Lennox | EL297UH135XV60D-* | Federally-Regulated Consumer Product | Non-Weatherized, Condensing Ga | 2345 | 265 |  | 09/14/2023 | 85709 | 213249123 | 09/14/2023
Lennox Industries Inc. | Lennox | EL297DF070XV48B-* | Federally-Regulated Consumer Product | Non-Weatherized, Condensing Ga | 1605 | 223 |  | 09/14/2023 | 42975 | 213249125 | 09/14/2023
Lennox Industries Inc. | Lennox | EL297UH045XV36B-* | Federally-Regulated Consumer Product | Non-Weatherized, Condensing Ga | 1340 | 237 |  | 09/14/2023 | 28896 | 213249116 | 09/14/2023
Lennox Industries Inc. | Lennox | EL297DF090XV60C-* | Federally-Regulated Consumer Product | Non-Weatherized, Condensing Ga | 2121 | 263 |  | 09/14/2023 | 56424 | 213249126 | 09/14/2023
Lennox Industries Inc. | Lennox | EL297UH110XV60C-* | Federally-Regulated Consumer Product | Non-Weatherized, Condensing Ga | 2190 | 250 |  | 09/14/2023 | 71912 | 213249122 | 09/14/2023
Lennox Industries Inc. | Lennox | EL297UH110XV48C-* | Federally-Regulated Consumer Product | Non-Weatherized, Condensing Ga | 1864 | 230 |  | 09/14/2023 | 71541 | 213249121 | 09/14/2023
Lennox Industries Inc. | Lennox | EL297DF110XV60C-* | Federally-Regulated Consumer Product | Non-Weatherized, Condensing Ga | 2128 | 265 |  | 09/14/2023 | 72074 | 213249127 | 09/14/2023
Rheem Sales Company, Inc. | Rheem | R951T0403A17M4 | Federally-Regulated Consumer Product | Non-Weatherized, Condensing Ga | 1107 | 244 |  | 09/14/2023 | 41877 | 208663403 | 09/14/2023
Rheem Sales Company, Inc. | Rheem | R962V0403A17M4S | Federally-Regulated Consumer Product | Non-Weatherized, Condensing Ga | 1248 | 250 |  | 09/14/2023 | 29623 | 208243255 | 09/14/2023
Rheem Sales Company, Inc. | Rheem | R951T0703A17M4 | Federally-Regulated Consumer Product | Non-Weatherized, Condensing Ga | 1362 | 255 |  | 09/14/2023 | 69960 | 208663405 | 09/14/2023
Rheem Sales Company, Inc. | Rheem | R801T0755A21DZS | Federally-Regulated Consumer Product | Non-Weatherized, Non-Condensin | 1883 | 265 |  | 09/14/2023 | 75029 | 208242368 | 09/14/2023
Rheem Sales Company, Inc. | Rheem | R802V0503A14UHS | Federally-Regulated Consumer Product | Non-Weatherized, Non-Condensin | 1318 | 240 |  | 09/14/2023 | 35484 | 208243236 | 09/14/2023
Rheem Sales Company, Inc. | DURASTAR | DR80DZAT0751521S | Federally-Regulated Consumer Product | Non-Weatherized, Non-Condensin | 1883 | 265 |  | 09/14/2023 | 75029 | 208430121 | 09/14/2023
Rheem Sales Company, Inc. | DURASTAR | DR96M4AW0402317S | Federally-Regulated Consumer Product | Non-Weatherized, Condensing Ga | 1248 | 250 |  | 09/14/2023 | 29623 | 208430141 | 09/14/2023
Rheem Sales Company, Inc. | DURASTAR | DR80UHAW0502314S | Federally-Regulated Consumer Product | Non-Weatherized, Non-Condensin | 1318 | 240 |  | 09/14/2023 | 35484 | 208430129 | 09/14/2023
Rheem Sales Company, Inc. | DURASTAR | DR95M4AT0701317S | Federally-Regulated Consumer Product | Non-Weatherized, Condensing Ga | 1362 | 255 |  | 09/14/2023 | 69960 | 208676590 | 09/14/2023
Rheem Sales Company, Inc. | Mainline | MP801T0755A21DZS | Federally-Regulated Consumer Product | Non-Weatherized, Non-Condensin | 1883 | 265 |  | 09/14/2023 | 75029 | 208430175 | 09/14/2023
Rheem Sales Company, Inc. | Mainline | ML951T0403A17M4 | Federally-Regulated Consumer Product | Non-Weatherized, Condensing Ga | 1107 | 244 |  | 09/14/2023 | 41877 | 208676654 | 09/14/2023
Rheem Sales Company, Inc. | Mainline | ML951T0703A17M4 | Federally-Regulated Consumer Product | Non-Weatherized, Condensing Ga | 1362 | 255 |  | 09/14/2023 | 69960 | 208676656 | 09/14/2023
Rheem Sales Company, Inc. | Mainline | ML802V0503A14UHS | Federally-Regulated Consumer Product | Non-Weatherized, Non-Condensin | 1318 | 240 |  | 09/14/2023 | 35484 | 208430190 | 09/14/2023
Rheem Sales Company, Inc. | Mainline | MP951T0403A17M4 | Federally-Regulated Consumer Product | Non-Weatherized, Condensing Ga | 1107 | 244 |  | 09/14/2023 | 41877 | 208676661 | 09/14/2023
Rheem Sales Company, Inc. | Mainline | MP951T0703A17M4 | Federally-Regulated Consumer Product | Non-Weatherized, Condensing Ga | 1362 | 255 |  | 09/14/2023 | 69960 | 208676663 | 09/14/2023
Rheem Sales Company, Inc. | Mainline | MP962W0403A17M4S | Federally-Regulated Consumer Product | Non-Weatherized, Condensing Ga | 1248 | 250 |  | 09/14/2023 | 29623 | 209214521 | 09/14/2023
Rheem Sales Company, Inc. | Mainline | ML962V0403A17M4S | Federally-Regulated Consumer Product | Non-Weatherized, Condensing Ga | 1248 | 250 |  | 09/14/2023 | 29623 | 208430202 | 09/14/2023
Rheem Sales Company, Inc. | Mainline | ML801T0755A21DZS | Federally-Regulated Consumer Product | Non-Weatherized, Non-Condensin | 1883 | 265 |  | 09/14/2023 | 75029 | 208430174 | 09/14/2023
Rheem Sales Company, Inc. | Fujitsu | FF80TV305014UHSCA*P | Federally-Regulated Consumer Product | Non-Weatherized, Non-Condensin | 1318 | 240 |  | 09/14/2023 | 35484 | 208430086 | 09/14/2023
Rheem Sales Company, Inc. | Fujitsu | FF80ST507521DZSNA*S | Federally-Regulated Consumer Product | Non-Weatherized, Non-Condensin | 1883 | 265 |  | 09/14/2023 | 75029 | 208430078 | 09/14/2023
Rheem Sales Company, Inc. | Fujitsu | FF80TV305014UHSCAAP | Federally-Regulated Consumer Product | Non-Weatherized, Non-Condensin | 1318 | 240 |  | 09/14/2023 | 35484 | 210727894 | 09/14/2023
Rheem Sales Company, Inc. | Fujitsu | FF95ST304017M4S | Federally-Regulated Consumer Product | Non-Weatherized, Condensing Ga | 1107 | 244 |  | 09/14/2023 | 41877 | 208676614 | 09/14/2023
Rheem Sales Company, Inc. | Fujitsu | FF96TV304017M4SCA*P | Federally-Regulated Consumer Product | Non-Weatherized, Condensing Ga | 1248 | 250 |  | 09/14/2023 | 29623 | 208430098 | 09/14/2023
Rheem Sales Company, Inc. | Fujitsu | FF95ST307017M4S | Federally-Regulated Consumer Product | Non-Weatherized, Condensing Ga | 1362 | 255 |  | 09/14/2023 | 69960 | 208676616 | 09/14/2023
Lennox Industries Inc. | Airease | A297US2V090C12S-*-* | Federally-Regulated Consumer Product | Non-Weatherized, Condensing Ga | 1487 | 211 |  | 09/15/2023 | 57123 | 213328493 | 09/19/2023
Lennox Industries Inc. | Airease | A297US2V090C20S-*-* | Federally-Regulated Consumer Product | Non-Weatherized, Condensing Ga | 2273 | 242 |  | 09/15/2023 | 57149 | 213328498 | 09/19/2023
Lennox Industries Inc. | ARMSTRONG AIR | A297US2V090C20S-*-* | Federally-Regulated Consumer Product | Non-Weatherized, Condensing Ga | 2273 | 242 |  | 09/15/2023 | 57149 | 213328497 | 09/19/2023
Lennox Industries Inc. | ARMSTRONG AIR | A297US2V090C12S-*-* | Federally-Regulated Consumer Product | Non-Weatherized, Condensing Ga | 1487 | 211 |  | 09/15/2023 | 57123 | 213328492 | 09/19/2023
Lennox Industries Inc. | Lennox | EL297UH090XV60C-* | Federally-Regulated Consumer Product | Non-Weatherized, Condensing Ga | 2273 | 242 |  | 09/12/2023 | 57149 | 213249120 | 09/19/2023
Lennox Industries Inc. | Lennox | EL297UH090XV36C-* | Federally-Regulated Consumer Product | Non-Weatherized, Condensing Ga | 1487 | 211 |  | 09/12/2023 | 57123 | 213249118 | 09/19/2023
Lennox Industries Inc. | Airease | A297US2V090C12S-*-* | Federally-Regulated Consumer Product | Non-Weatherized, Condensing Ga | 1487 | 211 |  | 09/19/2023 | 57123 | 213328493 | 09/19/2023
Lennox Industries Inc. | Airease | A297US2V090C20S-*-* | Federally-Regulated Consumer Product | Non-Weatherized, Condensing Ga | 2273 | 242 |  | 09/19/2023 | 57149 | 213328498 | 09/19/2023
Lennox Industries Inc. | ARMSTRONG AIR | A297US2V090C20S-*-* | Federally-Regulated Consumer Product | Non-Weatherized, Condensing Ga | 2273 | 242 |  | 09/19/2023 | 57149 | 213328497 | 09/19/2023
Lennox Industries Inc. | ARMSTRONG AIR | A297US2V090C12S-*-* | Federally-Regulated Consumer Product | Non-Weatherized, Condensing Ga | 1487 | 211 |  | 09/19/2023 | 57123 | 213328492 | 09/19/2023
Lennox Industries Inc. | Lennox | EL297UH090XV60C-* | Federally-Regulated Consumer Product | Non-Weatherized, Condensing Ga | 2273 | 242 |  | 09/19/2023 | 57149 | 213249120 | 09/19/2023
Lennox Industries Inc. | Lennox | EL297UH090XV36C-* | Federally-Regulated Consumer Product | Non-Weatherized, Condensing Ga | 1487 | 211 |  | 09/19/2023 | 57123 | 213249118 | 09/19/2023
Lennox Industries Inc. | Lennox | EL297UH090XV60C-* | Federally-Regulated Consumer Product | Non-Weatherized, Condensing Ga | 2273 | 242 |  | 09/19/2023 | 57149 | 213249120 | 09/19/2023
Lennox Industries Inc. | Lennox | EL297UH090XV36C-* | Federally-Regulated Consumer Product | Non-Weatherized, Condensing Ga | 1487 | 211 |  | 09/19/2023 | 57123 | 213249118 | 09/19/2023
Lennox Industries Inc. | ARMSTRONG AIR | A297US2V090C20S-*-* | Federally-Regulated Consumer Product | Non-Weatherized, Condensing Ga | 2273 | 242 |  | 09/19/2023 | 57149 | 213328497 | 09/19/2023
Lennox Industries Inc. | ARMSTRONG AIR | A297US2V090C12S-*-* | Federally-Regulated Consumer Product | Non-Weatherized, Condensing Ga | 1487 | 211 |  | 09/19/2023 | 57123 | 213328492 | 09/19/2023
Lennox Industries Inc. | Airease | A297US2V090C12S-*-* | Federally-Regulated Consumer Product | Non-Weatherized, Condensing Ga | 1487 | 211 |  | 09/19/2023 | 57123 | 213328493 | 09/19/2023
Lennox Industries Inc. | Airease | A297US2V090C20S-*-* | Federally-Regulated Consumer Product | Non-Weatherized, Condensing Ga | 2273 | 242 |  | 09/19/2023 | 57149 | 213328498 | 09/19/2023
Johnson Controls, Inc. | FRASER-JOHNSTON BY JOHNSON CONTROLS | TMLE080C16MP11 | Federally-Regulated Consumer Product | Non-Weatherized, Non-Condensin | 1616 | 248 |  | 08/17/2023 | 79634 | 203489612 | 09/22/2023
Johnson Controls, Inc. | FRASER-JOHNSTON BY JOHNSON CONTROLS | PHG4A240752X4 | Federally-Regulated Consumer Product | Weatherized Non-Condensing Gas | 1298 | 255 |  | 08/17/2023 | 75357 | 206338232 | 09/22/2023
Johnson Controls, Inc. | FRASER-JOHNSTON BY JOHNSON CONTROLS | PHG4B481252X4 | Federally-Regulated Consumer Product | Weatherized Non-Condensing Gas | 2057 | 288 |  | 08/17/2023 | 125500 | 206338274 | 09/22/2023
Johnson Controls, Inc. | CHAMPION HEATING AND COOLING | PHG4B481252X4 | Federally-Regulated Consumer Product | Weatherized Non-Condensing Gas | 2057 | 288 |  | 08/17/2023 | 125500 | 206338277 | 09/22/2023
Johnson Controls, Inc. | CHAMPION HEATING AND COOLING | PHG4A240752X4 | Federally-Regulated Consumer Product | Weatherized Non-Condensing Gas | 1298 | 255 |  | 08/17/2023 | 75357 | 206338235 | 09/22/2023
Johnson Controls, Inc. | CHAMPION HEATING AND COOLING | TPLC080B12MP13 | Federally-Regulated Consumer Product | Non-Weatherized, Non-Condensin | 1599 | 247 |  | 05/25/2023 | 40519 | 10534176 | 09/22/2023
Johnson Controls, Inc. | CHAMPION HEATING AND COOLING | TMLE080C16MP11 | Federally-Regulated Consumer Product | Non-Weatherized, Non-Condensin | 1616 | 248 |  | 08/17/2023 | 79634 | 203489614 | 09/22/2023
Johnson Controls, Inc. | LUXAIRE BY JOHNSON CONTROLS | PHG4A240752X4 | Federally-Regulated Consumer Product | Weatherized Non-Condensing Gas | 1298 | 255 | 256 | 08/17/2023 | 75357 | 206338231 | 09/22/2023
Johnson Controls, Inc. | LUXAIRE BY JOHNSON CONTROLS | PHG4B481252X4 | Federally-Regulated Consumer Product | Weatherized Non-Condensing Gas | 2057 | 288 | 290 | 08/17/2023 | 125500 | 206338273 | 09/22/2023
Johnson Controls, Inc. | LUXAIRE BY JOHNSON CONTROLS | TMLE080C16MP11 | Federally-Regulated Consumer Product | Non-Weatherized, Non-Condensin | 1616 | 248 | 253 | 08/17/2023 | 79634 | 203489611 | 09/22/2023
Johnson Controls, Inc. | COLEMAN BY JOHNSON CONTROLS | PHG4A240752X4 | Federally-Regulated Consumer Product | Weatherized Non-Condensing Gas | 1298 | 255 | 256 | 08/17/2023 | 75357 | 206338230 | 09/22/2023
Johnson Controls, Inc. | COLEMAN BY JOHNSON CONTROLS | PHG4B481252X4 | Federally-Regulated Consumer Product | Weatherized Non-Condensing Gas | 2057 | 288 | 290 | 08/17/2023 | 125500 | 206338272 | 09/22/2023
Johnson Controls, Inc. | COLEMAN BY JOHNSON CONTROLS | TMLE080C16MP11 | Federally-Regulated Consumer Product | Non-Weatherized, Non-Condensin | 1616 | 248 | 253 | 08/17/2023 | 79634 | 203489610 | 09/22/2023
Johnson Controls, Inc. | GUARDIAN BY JOHNSON CONTROLS | PHG4A240752X4 | Federally-Regulated Consumer Product | Weatherized Non-Condensing Gas | 1298 | 255 |  | 08/17/2023 | 75357 | 206338233 | 09/22/2023
Johnson Controls, Inc. | GUARDIAN BY JOHNSON CONTROLS | PHG4B481252X4 | Federally-Regulated Consumer Product | Weatherized Non-Condensing Gas | 2057 | 288 |  | 08/17/2023 | 125500 | 206338275 | 09/22/2023
Johnson Controls, Inc. | YORK BY JOHNSON CONTROLS | TMLE080C16MP11 | Federally-Regulated Consumer Product | Non-Weatherized, Non-Condensin | 1616 | 248 |  | 08/17/2023 | 79634 | 203489609 | 09/22/2023
Johnson Controls, Inc. | YORK BY JOHNSON CONTROLS | PHG4B481252X4 | Federally-Regulated Consumer Product | Weatherized Non-Condensing Gas | 2057 | 288 |  | 08/17/2023 | 125500 | 206338271 | 09/22/2023
Johnson Controls, Inc. | YORK BY JOHNSON CONTROLS | TPLC080B12MP13 | Federally-Regulated Consumer Product | Non-Weatherized, Non-Condensin | 1599 | 247 |  | 05/25/2023 | 40519 | 10533803 | 09/22/2023
Johnson Controls, Inc. | YORK BY JOHNSON CONTROLS | PHG4A240752X4 | Federally-Regulated Consumer Product | Weatherized Non-Condensing Gas | 1298 | 255 |  | 08/17/2023 | 75357 | 206338229 | 09/22/2023
Johnson Controls, Inc. | EVCON BY JOHNSON CONTROLS | PHG4B481252X4 | Federally-Regulated Consumer Product | Weatherized Non-Condensing Gas | 2057 | 288 |  | 08/17/2023 | 125500 | 206338276 | 09/22/2023
Johnson Controls, Inc. | EVCON BY JOHNSON CONTROLS | PHG4A240752X4 | Federally-Regulated Consumer Product | Weatherized Non-Condensing Gas | 1298 | 255 |  | 08/17/2023 | 75357 | 206338234 | 09/22/2023
Lennox Industries Inc. | Airease | A97US2V135D20S-*-* | Federally-Regulated Consumer Product | Non-Weatherized, Condensing Ga | 2345 | 265 |  | 09/21/2023 | 85709 | 213350283 | 09/26/2023
Lennox Industries Inc. | Airease | A97US2V090C16S-*-* | Federally-Regulated Consumer Product | Non-Weatherized, Condensing Ga | 1974 | 263 |  | 09/21/2023 | 58137 | 213350275 | 09/26/2023
Lennox Industries Inc. | Airease | A97US2V110C16S-*-* | Federally-Regulated Consumer Product | Non-Weatherized, Condensing Ga | 1864 | 230 |  | 09/21/2023 | 71541 | 213350279 | 09/26/2023
Lennox Industries Inc. | Airease | A97DS2V090C20S-*-* | Federally-Regulated Consumer Product | Non-Weatherized, Condensing Ga | 2121 | 263 |  | 09/21/2023 | 56424 | 213350289 | 09/26/2023
Lennox Industries Inc. | Airease | A97US2V045B12S-*-* | Federally-Regulated Consumer Product | Non-Weatherized, Condensing Ga | 1340 | 237 |  | 09/21/2023 | 28896 | 213350269 | 09/26/2023
Lennox Industries Inc. | Airease | A97US2V090C12S-*-* | Federally-Regulated Consumer Product | Non-Weatherized, Condensing Ga | 1487 | 211 |  | 09/21/2023 | 57123 | 213350273 | 09/26/2023
Lennox Industries Inc. | Airease | A97DS2V070B16S-*-* | Federally-Regulated Consumer Product | Non-Weatherized, Condensing Ga | 1605 | 223 |  | 09/21/2023 | 42975 | 213350287 | 09/26/2023
Lennox Industries Inc. | Airease | A97DS2V045B12S-*-* | Federally-Regulated Consumer Product | Non-Weatherized, Condensing Ga | 1292 | 191 |  | 09/21/2023 | 28786 | 213350285 | 09/26/2023
Lennox Industries Inc. | Airease | A97DS2V110C20S-*-* | Federally-Regulated Consumer Product | Non-Weatherized, Condensing Ga | 2128 | 265 |  | 09/21/2023 | 72074 | 213350291 | 09/26/2023
Lennox Industries Inc. | Airease | A97US2V070B12S-*-* | Federally-Regulated Consumer Product | Non-Weatherized, Condensing Ga | 1434 | 216 |  | 09/21/2023 | 42508 | 213350271 | 09/26/2023
Lennox Industries Inc. | Airease | A97US2V110C20S-*-* | Federally-Regulated Consumer Product | Non-Weatherized, Condensing Ga | 2190 | 250 |  | 09/21/2023 | 71912 | 213350281 | 09/26/2023
Lennox Industries Inc. | Airease | A97US2V090C20S-*-* | Federally-Regulated Consumer Product | Non-Weatherized, Condensing Ga | 2273 | 242 |  | 09/21/2023 | 57149 | 213350277 | 09/26/2023
Rheem Sales Company, Inc. | Thermal Zone | TZ95M41T060B3S | Federally-Regulated Consumer Product | Non-Weatherized, Condensing Ga | 1156 | 246 |  | 05/25/2023 | 55624 | 208676714 | 09/26/2023
Rheem Sales Company, Inc. | Thermal Zone | TZ92M41V100C5S | Federally-Regulated Consumer Product | Non-Weatherized, Condensing Ga | 2153 | 271 | 290 | 05/25/2023 | 98911 | 208676725 | 09/26/2023
Rheem Sales Company, Inc. | Thermal Zone | TZ95M41V115D5S | Federally-Regulated Consumer Product | Non-Weatherized, Condensing Ga | 2137 | 231 |  | 05/25/2023 | 111605 | 208676733 | 09/26/2023
Rheem Sales Company, Inc. | Thermal Zone | TZ95M41T100C5S | Federally-Regulated Consumer Product | Non-Weatherized, Condensing Ga | 2066 | 286 |  | 05/25/2023 | 98023 | 208676718 | 09/26/2023
Rheem Sales Company, Inc. | Thermal Zone | TZ92M41V070B3S | Federally-Regulated Consumer Product | Non-Weatherized, Condensing Ga | 1166 | 246 |  | 05/25/2023 | 70001 | 208676722 | 09/26/2023
Rheem Sales Company, Inc. | Thermal Zone | TZ95M41V085C5S | Federally-Regulated Consumer Product | Non-Weatherized, Condensing Ga | 1851 | 246 |  | 05/25/2023 | 84247 | 208676731 | 09/26/2023
Rheem Sales Company, Inc. | Thermal Zone | TZ95M41V060B3S | Federally-Regulated Consumer Product | Non-Weatherized, Condensing Ga | 1356 | 249 |  | 05/25/2023 | 56054 | 208676728 | 09/26/2023
Rheem Sales Company, Inc. | Thermal Zone | TZ95M41T085C5S | Federally-Regulated Consumer Product | Non-Weatherized, Condensing Ga | 1929 | 280 | 280 | 05/25/2023 | 84515 | 208676717 | 09/26/2023
Rheem Sales Company, Inc. | Thermal Zone | TZ95M41T070C5S | Federally-Regulated Consumer Product | Non-Weatherized, Condensing Ga | 1983 | 282 |  | 05/25/2023 | 70360 | 208676716 | 09/26/2023
Rheem Sales Company, Inc. | Thermal Zone | TZ95M41V070C5S | Federally-Regulated Consumer Product | Non-Weatherized, Condensing Ga | 1835 | 248 |  | 05/25/2023 | 69808 | 208676730 | 09/26/2023
Rheem Sales Company, Inc. | Thermal Zone | TZ95M41T115D5S | Federally-Regulated Consumer Product | Non-Weatherized, Condensing Ga | 2041 | 285 | 285 | 05/25/2023 | 111488 | 208676719 | 09/26/2023
Rheem Sales Company, Inc. | Thermal Zone | TZ92M41V085C5S | Federally-Regulated Consumer Product | Non-Weatherized, Condensing Ga | 1851 | 246 |  | 05/25/2023 | 84247 | 208676724 | 09/26/2023
Rheem Sales Company, Inc. | Thermal Zone | TZ92M41V115D5S | Federally-Regulated Consumer Product | Non-Weatherized, Condensing Ga | 2137 | 231 |  | 05/25/2023 | 111605 | 208676726 | 09/26/2023
Rheem Sales Company, Inc. | Thermal Zone | TZ92M41V070C5S | Federally-Regulated Consumer Product | Non-Weatherized, Condensing Ga | 1835 | 248 | 276 | 05/25/2023 | 69808 | 208676723 | 09/26/2023
Rheem Sales Company, Inc. | Thermal Zone | TZ92M41T060B3S | Federally-Regulated Consumer Product | Non-Weatherized, Condensing Ga | 1156 | 246 |  | 05/25/2023 | 55624 | 208676707 | 09/26/2023
Rheem Sales Company, Inc. | Thermal Zone | TZ92M41T100C5S | Federally-Regulated Consumer Product | Non-Weatherized, Condensing Ga | 2066 | 286 | 286 | 05/25/2023 | 98023 | 208676711 | 09/26/2023
Rheem Sales Company, Inc. | Thermal Zone | TZ92M41V060B3S | Federally-Regulated Consumer Product | Non-Weatherized, Condensing Ga | 1356 | 249 |  | 05/25/2023 | 56054 | 208676721 | 09/26/2023
Rheem Sales Company, Inc. | Thermal Zone | TZ95M41T070B3S | Federally-Regulated Consumer Product | Non-Weatherized, Condensing Ga | 1362 | 255 |  | 09/14/2023 | 69960 | 208676715 | 09/26/2023
Rheem Sales Company, Inc. | Thermal Zone | TZ92M41T070C5S | Federally-Regulated Consumer Product | Non-Weatherized, Condensing Ga | 1983 | 282 |  | 05/25/2023 | 70360 | 208676709 | 09/26/2023
Rheem Sales Company, Inc. | Thermal Zone | TZ92M41T070B3S | Federally-Regulated Consumer Product | Non-Weatherized, Condensing Ga | 1362 | 255 | 255 | 05/25/2023 | 69960 | 208676708 | 09/26/2023
Rheem Sales Company, Inc. | Thermal Zone | TZ95M41V100C5S | Federally-Regulated Consumer Product | Non-Weatherized, Condensing Ga | 2153 | 271 |  | 05/25/2023 | 98911 | 208676732 | 09/26/2023
Rheem Sales Company, Inc. | Thermal Zone | TZ92M41T115D5S | Federally-Regulated Consumer Product | Non-Weatherized, Condensing Ga | 2041 | 285 | 285 | 05/25/2023 | 111488 | 208676712 | 09/26/2023
Rheem Sales Company, Inc. | Thermal Zone | TZ95M41V070B3S | Federally-Regulated Consumer Product | Non-Weatherized, Condensing Ga | 1166 | 246 |  | 05/25/2023 | 70001 | 208676729 | 09/26/2023
Rheem Sales Company, Inc. | Thermal Zone | TZ92M41T085C5S | Federally-Regulated Consumer Product | Non-Weatherized, Condensing Ga | 1929 | 280 |  | 05/25/2023 | 84515 | 208676710 | 09/26/2023
Lennox Industries Inc. | ARMSTRONG AIR | A97DS2V045B12S-*-* | Federally-Regulated Consumer Product | Non-Weatherized, Condensing Ga | 1292 | 191 |  | 09/21/2023 | 28786 | 213350284 | 09/26/2023
Lennox Industries Inc. | ARMSTRONG AIR | A97US2V045B12S-*-* | Federally-Regulated Consumer Product | Non-Weatherized, Condensing Ga | 1340 | 237 |  | 09/21/2023 | 28896 | 213350268 | 09/26/2023
Lennox Industries Inc. | ARMSTRONG AIR | A97US2V110C16S-*-* | Federally-Regulated Consumer Product | Non-Weatherized, Condensing Ga | 1864 | 230 |  | 09/21/2023 | 71541 | 213350278 | 09/26/2023
Lennox Industries Inc. | ARMSTRONG AIR | A97US2V090C12S-*-* | Federally-Regulated Consumer Product | Non-Weatherized, Condensing Ga | 1487 | 211 |  | 09/21/2023 | 57123 | 213350272 | 09/26/2023
Lennox Industries Inc. | ARMSTRONG AIR | A97US2V090C20S-*-* | Federally-Regulated Consumer Product | Non-Weatherized, Condensing Ga | 2273 | 242 |  | 09/21/2023 | 57149 | 213350276 | 09/26/2023
Lennox Industries Inc. | ARMSTRONG AIR | A97DS2V110C20S-*-* | Federally-Regulated Consumer Product | Non-Weatherized, Condensing Ga | 2128 | 265 |  | 09/21/2023 | 72074 | 213350290 | 09/26/2023
Lennox Industries Inc. | ARMSTRONG AIR | A97US2V070B12S-*-* | Federally-Regulated Consumer Product | Non-Weatherized, Condensing Ga | 1434 | 216 |  | 09/21/2023 | 42508 | 213350270 | 09/26/2023
Lennox Industries Inc. | ARMSTRONG AIR | A97US2V090C16S-*-* | Federally-Regulated Consumer Product | Non-Weatherized, Condensing Ga | 1974 | 263 |  | 09/21/2023 | 58137 | 213350274 | 09/26/2023
Lennox Industries Inc. | ARMSTRONG AIR | A97US2V110C20S-*-* | Federally-Regulated Consumer Product | Non-Weatherized, Condensing Ga | 2190 | 250 |  | 09/21/2023 | 71912 | 213350280 | 09/26/2023
Lennox Industries Inc. | ARMSTRONG AIR | A97US2V135D20S-*-* | Federally-Regulated Consumer Product | Non-Weatherized, Condensing Ga | 2345 | 265 |  | 09/21/2023 | 85709 | 213350282 | 09/26/2023
Lennox Industries Inc. | ARMSTRONG AIR | A97DS2V090C20S-*-* | Federally-Regulated Consumer Product | Non-Weatherized, Condensing Ga | 2121 | 263 |  | 09/21/2023 | 56424 | 213350288 | 09/26/2023
Lennox Industries Inc. | ARMSTRONG AIR | A97DS2V070B16S-*-* | Federally-Regulated Consumer Product | Non-Weatherized, Condensing Ga | 1605 | 223 |  | 09/21/2023 | 42975 | 213350286 | 09/26/2023
Rheem Sales Company, Inc. | Mainline | ML97MV1155A24DHS | Federally-Regulated Consumer Product | Non-Weatherized, Condensing Ga | 1959 | 281 | 281 | 05/25/2023 | 44459 | 208157096 | 09/26/2023
Rheem Sales Company, Inc. | Mainline | ML921T0705A21M4 | Federally-Regulated Consumer Product | Non-Weatherized, Condensing Ga | 1983 | 282 |  | 05/25/2023 | 70360 | 208676643 | 09/26/2023
Rheem Sales Company, Inc. | Mainline | ML921V0705A21M4 | Federally-Regulated Consumer Product | Non-Weatherized, Condensing Ga | 1835 | 248 |  | 05/25/2023 | 69808 | 208676671 | 09/26/2023
Rheem Sales Company, Inc. | Mainline | MP921T0705A21M4 | Federally-Regulated Consumer Product | Non-Weatherized, Condensing Ga | 1983 | 282 |  | 05/25/2023 | 70360 | 208676650 | 09/26/2023
Rheem Sales Company, Inc. | Mainline | ML921V1005A21M4 | Federally-Regulated Consumer Product | Non-Weatherized, Condensing Ga | 2153 | 271 | 290 | 05/25/2023 | 98911 | 208676673 | 09/26/2023
Rheem Sales Company, Inc. | Mainline | ML98MV0603A17UPS | Federally-Regulated Consumer Product | Non-Weatherized, Condensing Ga | 1110 | 244 |  | 05/25/2023 | 22600 | 208157097 | 09/26/2023
Rheem Sales Company, Inc. | Mainline | MP951T0855A21M4 | Federally-Regulated Consumer Product | Non-Weatherized, Condensing Ga | 1929 | 280 |  | 05/25/2023 | 84515 | 208676665 | 09/26/2023
Rheem Sales Company, Inc. | Mainline | MP951W0703A17M4 | Federally-Regulated Consumer Product | Non-Weatherized, Condensing Ga | 1166 | 246 |  | 05/25/2023 | 70001 | 208676691 | 09/26/2023
Rheem Sales Company, Inc. | Mainline | ML921T1005A21M4 | Federally-Regulated Consumer Product | Non-Weatherized, Condensing Ga | 2066 | 286 |  | 05/25/2023 | 98023 | 208676645 | 09/26/2023
Rheem Sales Company, Inc. | Mainline | ML921T0855A21M4 | Federally-Regulated Consumer Product | Non-Weatherized, Condensing Ga | 1929 | 280 |  | 05/25/2023 | 84515 | 208676644 | 09/26/2023
Rheem Sales Company, Inc. | Mainline | ML951V0703A17M4 | Federally-Regulated Consumer Product | Non-Weatherized, Condensing Ga | 1166 | 246 |  | 05/25/2023 | 70001 | 208676684 | 09/26/2023
Rheem Sales Company, Inc. | Mainline | MP921T1005A21M4 | Federally-Regulated Consumer Product | Non-Weatherized, Condensing Ga | 2066 | 286 |  | 05/25/2023 | 98023 | 208676652 | 09/26/2023
Rheem Sales Company, Inc. | Mainline | ML921V0703A17M4 | Federally-Regulated Consumer Product | Non-Weatherized, Condensing Ga | 1166 | 246 |  | 05/25/2023 | 70001 | 208676670 | 09/26/2023
Rheem Sales Company, Inc. | Mainline | ML951V1155A24M4 | Federally-Regulated Consumer Product | Non-Weatherized, Condensing Ga | 2137 | 231 |  | 05/25/2023 | 111605 | 208676688 | 09/26/2023
Rheem Sales Company, Inc. | Mainline | ML98MV1155A24UPS | Federally-Regulated Consumer Product | Non-Weatherized, Condensing Ga | 1971 | 282 |  | 05/25/2023 | 44499 | 208157101 | 09/26/2023
Rheem Sales Company, Inc. | Mainline | MP951W0603A17M4 | Federally-Regulated Consumer Product | Non-Weatherized, Condensing Ga | 1356 | 249 |  | 05/25/2023 | 56054 | 208676690 | 09/26/2023
Rheem Sales Company, Inc. | Mainline | ML921T0603A17M4 | Federally-Regulated Consumer Product | Non-Weatherized, Condensing Ga | 1156 | 246 |  | 05/25/2023 | 55624 | 208676641 | 09/26/2023
Rheem Sales Company, Inc. | Mainline | ML951V1005A21M4 | Federally-Regulated Consumer Product | Non-Weatherized, Condensing Ga | 2153 | 271 |  | 05/25/2023 | 98911 | 208676687 | 09/26/2023
Rheem Sales Company, Inc. | Mainline | MP951T1005A21M4 | Federally-Regulated Consumer Product | Non-Weatherized, Condensing Ga | 2066 | 286 |  | 05/25/2023 | 98023 | 208676666 | 09/26/2023
Rheem Sales Company, Inc. | Mainline | ML921T1155A24M4 | Federally-Regulated Consumer Product | Non-Weatherized, Condensing Ga | 2041 | 285 | 285 | 05/25/2023 | 111488 | 208676646 | 09/26/2023
Rheem Sales Company, Inc. | Mainline | ML98MV1005A21UPS | Federally-Regulated Consumer Product | Non-Weatherized, Condensing Ga | 2084 | 287 |  | 05/25/2023 | 39023 | 208157100 | 09/26/2023
Rheem Sales Company, Inc. | Mainline | ML951T0855A21M4 | Federally-Regulated Consumer Product | Non-Weatherized, Condensing Ga | 1929 | 280 |  | 05/25/2023 | 84515 | 208676658 | 09/26/2023
Rheem Sales Company, Inc. | Mainline | ML98MV0855A21UPS | Federally-Regulated Consumer Product | Non-Weatherized, Condensing Ga | 2209 | 292 |  | 05/25/2023 | 33631 | 208157099 | 09/26/2023
Rheem Sales Company, Inc. | Mainline | MP921W0855A21M4 | Federally-Regulated Consumer Product | Non-Weatherized, Condensing Ga | 1851 | 246 |  | 05/25/2023 | 84247 | 208676679 | 09/26/2023
Rheem Sales Company, Inc. | Mainline | ML97MV0603A17DHS | Federally-Regulated Consumer Product | Non-Weatherized, Condensing Ga | 1327 | 253 | 253 | 05/25/2023 | 22218 | 208157092 | 09/26/2023
Rheem Sales Company, Inc. | Mainline | ML98MV0703A17UPS | Federally-Regulated Consumer Product | Non-Weatherized, Condensing Ga | 1162 | 246 |  | 05/25/2023 | 28246 | 208157098 | 09/26/2023
Rheem Sales Company, Inc. | Mainline | MP921T1155A24M4 | Federally-Regulated Consumer Product | Non-Weatherized, Condensing Ga | 2041 | 285 | 285 | 05/25/2023 | 111488 | 208676653 | 09/26/2023
Rheem Sales Company, Inc. | Mainline | ML97MV1005A21DHS | Federally-Regulated Consumer Product | Non-Weatherized, Condensing Ga | 1990 | 282 | 283 | 05/25/2023 | 39222 | 208157095 | 09/26/2023
Rheem Sales Company, Inc. | Mainline | ML951T0703A17M4 | Federally-Regulated Consumer Product | Non-Weatherized, Condensing Ga | 1362 | 255 |  | 09/14/2023 | 69960 | 208676656 | 09/26/2023
Rheem Sales Company, Inc. | Mainline | ML951T0705A21M4 | Federally-Regulated Consumer Product | Non-Weatherized, Condensing Ga | 1983 | 282 |  | 05/25/2023 | 70360 | 208676657 | 09/26/2023
Rheem Sales Company, Inc. | Mainline | ML921T0703A17M4 | Federally-Regulated Consumer Product | Non-Weatherized, Condensing Ga | 1362 | 255 | 255 | 05/25/2023 | 69960 | 208676642 | 09/26/2023
Rheem Sales Company, Inc. | Mainline | MP921W1005A21M4 | Federally-Regulated Consumer Product | Non-Weatherized, Condensing Ga | 2153 | 271 | 290 | 05/25/2023 | 98911 | 208676680 | 09/26/2023
Rheem Sales Company, Inc. | Mainline | ML951V0705A21M4 | Federally-Regulated Consumer Product | Non-Weatherized, Condensing Ga | 1835 | 248 |  | 05/25/2023 | 69808 | 208676685 | 09/26/2023
Rheem Sales Company, Inc. | Mainline | ML921V0603A17M4 | Federally-Regulated Consumer Product | Non-Weatherized, Condensing Ga | 1356 | 249 |  | 05/25/2023 | 56054 | 208676669 | 09/26/2023
Rheem Sales Company, Inc. | Mainline | MP951W1005A21M4 | Federally-Regulated Consumer Product | Non-Weatherized, Condensing Ga | 2153 | 271 |  | 05/25/2023 | 98911 | 208676694 | 09/26/2023
Rheem Sales Company, Inc. | Mainline | MP951T1155A24M4 | Federally-Regulated Consumer Product | Non-Weatherized, Condensing Ga | 2041 | 285 |  | 05/25/2023 | 111488 | 208676667 | 09/26/2023
Rheem Sales Company, Inc. | Mainline | MP951T0705A21M4 | Federally-Regulated Consumer Product | Non-Weatherized, Condensing Ga | 1983 | 282 |  | 05/25/2023 | 70360 | 208676664 | 09/26/2023
Rheem Sales Company, Inc. | Mainline | ML951T1005A21M4 | Federally-Regulated Consumer Product | Non-Weatherized, Condensing Ga | 2066 | 286 |  | 05/25/2023 | 98023 | 208676659 | 09/26/2023
Rheem Sales Company, Inc. | Mainline | MP951T0703A17M4 | Federally-Regulated Consumer Product | Non-Weatherized, Condensing Ga | 1362 | 255 |  | 09/14/2023 | 69960 | 208676663 | 09/26/2023
Rheem Sales Company, Inc. | Mainline | MP921T0703A17M4 | Federally-Regulated Consumer Product | Non-Weatherized, Condensing Ga | 1362 | 255 | 255 | 05/25/2023 | 69960 | 208676649 | 09/26/2023
Rheem Sales Company, Inc. | Mainline | ML951T1155A24M4 | Federally-Regulated Consumer Product | Non-Weatherized, Condensing Ga | 2041 | 285 |  | 05/25/2023 | 111488 | 208676660 | 09/26/2023
Rheem Sales Company, Inc. | Mainline | ML97MV0703A17DHS | Federally-Regulated Consumer Product | Non-Weatherized, Condensing Ga | 1282 | 251 | 251 | 05/25/2023 | 28494 | 208157093 | 09/26/2023
Rheem Sales Company, Inc. | Mainline | MP921T0603A17M4 | Federally-Regulated Consumer Product | Non-Weatherized, Condensing Ga | 1156 | 246 |  | 05/25/2023 | 55624 | 208676648 | 09/26/2023
Rheem Sales Company, Inc. | Mainline | ML951T0603A17M4 | Federally-Regulated Consumer Product | Non-Weatherized, Condensing Ga | 1156 | 246 |  | 05/25/2023 | 55624 | 208676655 | 09/26/2023
Rheem Sales Company, Inc. | Mainline | MP951W0705A21M4 | Federally-Regulated Consumer Product | Non-Weatherized, Condensing Ga | 1835 | 248 |  | 05/25/2023 | 69808 | 208676692 | 09/26/2023
Rheem Sales Company, Inc. | Mainline | ML951V0855A21M4 | Federally-Regulated Consumer Product | Non-Weatherized, Condensing Ga | 1851 | 246 |  | 05/25/2023 | 84247 | 208676686 | 09/26/2023
Rheem Sales Company, Inc. | Mainline | ML921V0855A21M4 | Federally-Regulated Consumer Product | Non-Weatherized, Condensing Ga | 1851 | 246 |  | 05/25/2023 | 84247 | 208676672 | 09/26/2023
Rheem Sales Company, Inc. | Mainline | MP921W0705A21M4 | Federally-Regulated Consumer Product | Non-Weatherized, Condensing Ga | 1835 | 248 |  | 05/25/2023 | 69808 | 208676678 | 09/26/2023
Rheem Sales Company, Inc. | Mainline | ML951V0603A17M4 | Federally-Regulated Consumer Product | Non-Weatherized, Condensing Ga | 1356 | 249 |  | 05/25/2023 | 56054 | 208676683 | 09/26/2023
Rheem Sales Company, Inc. | Mainline | MP951T0603A17M4 | Federally-Regulated Consumer Product | Non-Weatherized, Condensing Ga | 1156 | 246 |  | 05/25/2023 | 55624 | 208676662 | 09/26/2023
Rheem Sales Company, Inc. | Mainline | MP951W1155A24M4 | Federally-Regulated Consumer Product | Non-Weatherized, Condensing Ga | 2137 | 231 |  | 05/25/2023 | 111605 | 208676695 | 09/26/2023
Rheem Sales Company, Inc. | Mainline | MP921W0603A17M4 | Federally-Regulated Consumer Product | Non-Weatherized, Condensing Ga | 1356 | 249 |  | 05/25/2023 | 56054 | 208676676 | 09/26/2023
Rheem Sales Company, Inc. | Mainline | MP921T0855A21M4 | Federally-Regulated Consumer Product | Non-Weatherized, Condensing Ga | 1929 | 280 |  | 05/25/2023 | 84515 | 208676651 | 09/26/2023
Rheem Sales Company, Inc. | Mainline | MP921W1155A24M4 | Federally-Regulated Consumer Product | Non-Weatherized, Condensing Ga | 2137 | 231 |  | 05/25/2023 | 111605 | 208676681 | 09/26/2023
Rheem Sales Company, Inc. | Mainline | MP951W0855A21M4 | Federally-Regulated Consumer Product | Non-Weatherized, Condensing Ga | 1851 | 246 |  | 05/25/2023 | 84247 | 208676693 | 09/26/2023
Rheem Sales Company, Inc. | Mainline | ML97MV0855A21DHS | Federally-Regulated Consumer Product | Non-Weatherized, Condensing Ga | 2138 | 289 |  | 05/25/2023 | 33549 | 208157094 | 09/26/2023
Rheem Sales Company, Inc. | Mainline | ML921V1155A24M4 | Federally-Regulated Consumer Product | Non-Weatherized, Condensing Ga | 2137 | 231 |  | 05/25/2023 | 111605 | 208676674 | 09/26/2023
Lennox Industries Inc. | Airease | A97US2V135D20S-*-* | Federally-Regulated Consumer Product | Non-Weatherized, Condensing Ga | 2345 | 265 |  | 09/26/2023 | 85709 | 213350283 | 09/26/2023
Lennox Industries Inc. | Airease | A97US2V090C16S-*-* | Federally-Regulated Consumer Product | Non-Weatherized, Condensing Ga | 1974 | 263 |  | 09/26/2023 | 58137 | 213350275 | 09/26/2023
Lennox Industries Inc. | Airease | A97US2V110C16S-*-* | Federally-Regulated Consumer Product | Non-Weatherized, Condensing Ga | 1864 | 230 |  | 09/26/2023 | 71541 | 213350279 | 09/26/2023
Lennox Industries Inc. | Airease | A97DS2V090C20S-*-* | Federally-Regulated Consumer Product | Non-Weatherized, Condensing Ga | 2121 | 263 |  | 09/26/2023 | 56424 | 213350289 | 09/26/2023
Lennox Industries Inc. | Airease | A97US2V045B12S-*-* | Federally-Regulated Consumer Product | Non-Weatherized, Condensing Ga | 1340 | 237 |  | 09/26/2023 | 28896 | 213350269 | 09/26/2023
Lennox Industries Inc. | Airease | A97US2V090C12S-*-* | Federally-Regulated Consumer Product | Non-Weatherized, Condensing Ga | 1487 | 211 |  | 09/26/2023 | 57123 | 213350273 | 09/26/2023
Lennox Industries Inc. | Airease | A97DS2V070B16S-*-* | Federally-Regulated Consumer Product | Non-Weatherized, Condensing Ga | 1605 | 223 |  | 09/26/2023 | 42975 | 213350287 | 09/26/2023
Lennox Industries Inc. | Airease | A97DS2V045B12S-*-* | Federally-Regulated Consumer Product | Non-Weatherized, Condensing Ga | 1292 | 191 |  | 09/26/2023 | 28786 | 213350285 | 09/26/2023
Lennox Industries Inc. | Airease | A97DS2V110C20S-*-* | Federally-Regulated Consumer Product | Non-Weatherized, Condensing Ga | 2128 | 265 |  | 09/26/2023 | 72074 | 213350291 | 09/26/2023
Lennox Industries Inc. | Airease | A97US2V070B12S-*-* | Federally-Regulated Consumer Product | Non-Weatherized, Condensing Ga | 1434 | 216 |  | 09/26/2023 | 42508 | 213350271 | 09/26/2023
Lennox Industries Inc. | Airease | A97US2V110C20S-*-* | Federally-Regulated Consumer Product | Non-Weatherized, Condensing Ga | 2190 | 250 |  | 09/26/2023 | 71912 | 213350281 | 09/26/2023
Lennox Industries Inc. | Airease | A97US2V090C20S-*-* | Federally-Regulated Consumer Product | Non-Weatherized, Condensing Ga | 2273 | 242 |  | 09/26/2023 | 57149 | 213350277 | 09/26/2023
Rheem Sales Company, Inc. | DURASTAR | DR95M4AW0401317S | Federally-Regulated Consumer Product | Non-Weatherized, Condensing Ga | 1156 | 246 |  | 05/25/2023 | 55624 | 208676595 | 09/26/2023
Rheem Sales Company, Inc. | DURASTAR | DR95M4AT0851521S | Federally-Regulated Consumer Product | Non-Weatherized, Condensing Ga | 1929 | 280 |  | 05/25/2023 | 84515 | 208676592 | 09/26/2023
Rheem Sales Company, Inc. | DURASTAR | DR95M4AW1151524S | Federally-Regulated Consumer Product | Non-Weatherized, Condensing Ga | 2137 | 231 |  | 05/25/2023 | 111605 | 208676601 | 09/26/2023
Rheem Sales Company, Inc. | DURASTAR | DR95M4AW0851521S | Federally-Regulated Consumer Product | Non-Weatherized, Condensing Ga | 1851 | 246 |  | 05/25/2023 | 84247 | 208676599 | 09/26/2023
Rheem Sales Company, Inc. | DURASTAR | DR95M4AW0701317S | Federally-Regulated Consumer Product | Non-Weatherized, Condensing Ga | 1166 | 246 |  | 05/25/2023 | 70001 | 208676597 | 09/26/2023
Rheem Sales Company, Inc. | DURASTAR | DR95M4AT1001521S | Federally-Regulated Consumer Product | Non-Weatherized, Condensing Ga | 2066 | 286 |  | 05/25/2023 | 98023 | 208676593 | 09/26/2023
Rheem Sales Company, Inc. | DURASTAR | DR95M4AW1001521S | Federally-Regulated Consumer Product | Non-Weatherized, Condensing Ga | 2153 | 271 |  | 05/25/2023 | 98911 | 208676600 | 09/26/2023
Rheem Sales Company, Inc. | DURASTAR | DR95M4AT1151524S | Federally-Regulated Consumer Product | Non-Weatherized, Condensing Ga | 2041 | 285 |  | 05/25/2023 | 111488 | 208676594 | 09/26/2023
Rheem Sales Company, Inc. | DURASTAR | DR95M4AW0601317S | Federally-Regulated Consumer Product | Non-Weatherized, Condensing Ga | 1356 | 249 |  | 05/25/2023 | 56054 | 208676596 | 09/26/2023
Rheem Sales Company, Inc. | DURASTAR | DR95M4AT0701521S | Federally-Regulated Consumer Product | Non-Weatherized, Condensing Ga | 1983 | 282 |  | 05/25/2023 | 70360 | 208676591 | 09/26/2023
Rheem Sales Company, Inc. | DURASTAR | DR95M4AT0701317S | Federally-Regulated Consumer Product | Non-Weatherized, Condensing Ga | 1362 | 255 |  | 09/14/2023 | 69960 | 208676590 | 09/26/2023
Rheem Sales Company, Inc. | DURASTAR | DR95M4AW0701521S | Federally-Regulated Consumer Product | Non-Weatherized, Condensing Ga | 1835 | 248 |  | 05/25/2023 | 69808 | 208676598 | 09/26/2023
Rheem Sales Company, Inc. | DURASTAR | DR95M4AT0601317S | Federally-Regulated Consumer Product | Non-Weatherized, Condensing Ga | 1156 | 246 |  | 05/25/2023 | 55624 | 208676589 | 09/26/2023
Lennox Industries Inc. | ARMSTRONG AIR | A97DS2V045B12S-*-* | Federally-Regulated Consumer Product | Non-Weatherized, Condensing Ga | 1292 | 191 |  | 09/26/2023 | 28786 | 213350284 | 09/26/2023
Lennox Industries Inc. | ARMSTRONG AIR | A97US2V045B12S-*-* | Federally-Regulated Consumer Product | Non-Weatherized, Condensing Ga | 1340 | 237 |  | 09/26/2023 | 28896 | 213350268 | 09/26/2023
Lennox Industries Inc. | ARMSTRONG AIR | A97US2V110C16S-*-* | Federally-Regulated Consumer Product | Non-Weatherized, Condensing Ga | 1864 | 230 |  | 09/26/2023 | 71541 | 213350278 | 09/26/2023
Lennox Industries Inc. | ARMSTRONG AIR | A97US2V090C12S-*-* | Federally-Regulated Consumer Product | Non-Weatherized, Condensing Ga | 1487 | 211 |  | 09/26/2023 | 57123 | 213350272 | 09/26/2023
Lennox Industries Inc. | ARMSTRONG AIR | A97US2V090C20S-*-* | Federally-Regulated Consumer Product | Non-Weatherized, Condensing Ga | 2273 | 242 |  | 09/26/2023 | 57149 | 213350276 | 09/26/2023
Lennox Industries Inc. | ARMSTRONG AIR | A97DS2V110C20S-*-* | Federally-Regulated Consumer Product | Non-Weatherized, Condensing Ga | 2128 | 265 |  | 09/26/2023 | 72074 | 213350290 | 09/26/2023
Lennox Industries Inc. | ARMSTRONG AIR | A97US2V070B12S-*-* | Federally-Regulated Consumer Product | Non-Weatherized, Condensing Ga | 1434 | 216 |  | 09/26/2023 | 42508 | 213350270 | 09/26/2023
Lennox Industries Inc. | ARMSTRONG AIR | A97US2V090C16S-*-* | Federally-Regulated Consumer Product | Non-Weatherized, Condensing Ga | 1974 | 263 |  | 09/26/2023 | 58137 | 213350274 | 09/26/2023
Lennox Industries Inc. | ARMSTRONG AIR | A97US2V110C20S-*-* | Federally-Regulated Consumer Product | Non-Weatherized, Condensing Ga | 2190 | 250 |  | 09/26/2023 | 71912 | 213350280 | 09/26/2023
Lennox Industries Inc. | ARMSTRONG AIR | A97US2V135D20S-*-* | Federally-Regulated Consumer Product | Non-Weatherized, Condensing Ga | 2345 | 265 |  | 09/26/2023 | 85709 | 213350282 | 09/26/2023
Lennox Industries Inc. | ARMSTRONG AIR | A97DS2V090C20S-*-* | Federally-Regulated Consumer Product | Non-Weatherized, Condensing Ga | 2121 | 263 |  | 09/26/2023 | 56424 | 213350288 | 09/26/2023
Lennox Industries Inc. | ARMSTRONG AIR | A97DS2V070B16S-*-* | Federally-Regulated Consumer Product | Non-Weatherized, Condensing Ga | 1605 | 223 |  | 09/26/2023 | 42975 | 213350286 | 09/26/2023
Rheem Sales Company, Inc. | DURASTAR | DR95M4AW0401317S | Federally-Regulated Consumer Product | Non-Weatherized, Condensing Ga | 1156 | 246 |  | 09/26/2023 | 55624 | 208676595 | 09/26/2023
Rheem Sales Company, Inc. | DURASTAR | DR95M4AT0851521S | Federally-Regulated Consumer Product | Non-Weatherized, Condensing Ga | 1929 | 280 |  | 09/26/2023 | 84515 | 208676592 | 09/26/2023
Rheem Sales Company, Inc. | DURASTAR | DR95M4AW1151524S | Federally-Regulated Consumer Product | Non-Weatherized, Condensing Ga | 2137 | 231 |  | 09/26/2023 | 111605 | 208676601 | 09/26/2023
Rheem Sales Company, Inc. | DURASTAR | DR95M4AW0851521S | Federally-Regulated Consumer Product | Non-Weatherized, Condensing Ga | 1851 | 246 |  | 09/26/2023 | 84247 | 208676599 | 09/26/2023
Rheem Sales Company, Inc. | DURASTAR | DR95M4AW0701317S | Federally-Regulated Consumer Product | Non-Weatherized, Condensing Ga | 1166 | 246 |  | 09/26/2023 | 70001 | 208676597 | 09/26/2023
Rheem Sales Company, Inc. | DURASTAR | DR95M4AT1001521S | Federally-Regulated Consumer Product | Non-Weatherized, Condensing Ga | 2066 | 286 |  | 09/26/2023 | 98023 | 208676593 | 09/26/2023
Rheem Sales Company, Inc. | DURASTAR | DR95M4AW1001521S | Federally-Regulated Consumer Product | Non-Weatherized, Condensing Ga | 2153 | 271 |  | 09/26/2023 | 98911 | 208676600 | 09/26/2023
Rheem Sales Company, Inc. | DURASTAR | DR95M4AT1151524S | Federally-Regulated Consumer Product | Non-Weatherized, Condensing Ga | 2041 | 285 |  | 09/26/2023 | 111488 | 208676594 | 09/26/2023
Rheem Sales Company, Inc. | DURASTAR | DR95M4AW0601317S | Federally-Regulated Consumer Product | Non-Weatherized, Condensing Ga | 1356 | 249 |  | 09/26/2023 | 56054 | 208676596 | 09/26/2023
Rheem Sales Company, Inc. | DURASTAR | DR95M4AT0701521S | Federally-Regulated Consumer Product | Non-Weatherized, Condensing Ga | 1983 | 282 |  | 09/26/2023 | 70360 | 208676591 | 09/26/2023
Rheem Sales Company, Inc. | DURASTAR | DR95M4AT0701317S | Federally-Regulated Consumer Product | Non-Weatherized, Condensing Ga | 1362 | 255 |  | 09/26/2023 | 69960 | 208676590 | 09/26/2023
Rheem Sales Company, Inc. | DURASTAR | DR95M4AW0701521S | Federally-Regulated Consumer Product | Non-Weatherized, Condensing Ga | 1835 | 248 |  | 09/26/2023 | 69808 | 208676598 | 09/26/2023
Rheem Sales Company, Inc. | DURASTAR | DR95M4AT0601317S | Federally-Regulated Consumer Product | Non-Weatherized, Condensing Ga | 1156 | 246 |  | 09/26/2023 | 55624 | 208676589 | 09/26/2023
Rheem Sales Company, Inc. | Fujitsu | FF92ST511524M4S | Federally-Regulated Consumer Product | Non-Weatherized, Condensing Ga | 2041 | 285 |  | 06/22/2022 | 111488 | 208676613 | 09/26/2023
Rheem Sales Company, Inc. | Fujitsu | FF92ST307017M4S | Federally-Regulated Consumer Product | Non-Weatherized, Condensing Ga | 1362 | 255 |  | 06/22/2022 | 69960 | 208676609 | 09/26/2023
Rheem Sales Company, Inc. | Fujitsu | FF95SV507021M4S | Federally-Regulated Consumer Product | Non-Weatherized, Condensing Ga | 1835 | 248 |  | 05/25/2023 | 69808 | 208676631 | 09/26/2023
Rheem Sales Company, Inc. | Fujitsu | FF97MV307017DHS*A | Federally-Regulated Consumer Product | Non-Weatherized, Condensing Ga | 1282 | 251 |  | 05/04/2022 | 28494 | 208157103 | 09/26/2023
Rheem Sales Company, Inc. | Fujitsu | FF95SV510021M4S | Federally-Regulated Consumer Product | Non-Weatherized, Condensing Ga | 2153 | 271 |  | 06/24/2022 | 98911 | 208676633 | 09/26/2023
Rheem Sales Company, Inc. | Fujitsu | FF95ST507021M4S | Federally-Regulated Consumer Product | Non-Weatherized, Condensing Ga | 1983 | 282 |  | 06/22/2022 | 70360 | 208676617 | 09/26/2023
Rheem Sales Company, Inc. | Fujitsu | FF95ST307017M4S | Federally-Regulated Consumer Product | Non-Weatherized, Condensing Ga | 1362 | 255 |  | 09/14/2023 | 69960 | 208676616 | 09/26/2023
Rheem Sales Company, Inc. | Fujitsu | FF92ST510021M4S | Federally-Regulated Consumer Product | Non-Weatherized, Condensing Ga | 2066 | 286 |  | 06/22/2022 | 98023 | 208676612 | 09/26/2023
Rheem Sales Company, Inc. | Fujitsu | FF97MV306017DHS*A | Federally-Regulated Consumer Product | Non-Weatherized, Condensing Ga | 1327 | 253 |  | 05/04/2022 | 22218 | 208157102 | 09/26/2023
Rheem Sales Company, Inc. | Fujitsu | FF95ST508521M4S | Federally-Regulated Consumer Product | Non-Weatherized, Condensing Ga | 1929 | 280 |  | 06/22/2022 | 84515 | 208676618 | 09/26/2023
Rheem Sales Company, Inc. | Fujitsu | FF92SV306017M4S | Federally-Regulated Consumer Product | Non-Weatherized, Condensing Ga | 1356 | 249 |  | 06/24/2022 | 56054 | 208676622 | 09/26/2023
Rheem Sales Company, Inc. | Fujitsu | FF95SV508521M4S | Federally-Regulated Consumer Product | Non-Weatherized, Condensing Ga | 1851 | 246 |  | 05/25/2023 | 84247 | 208676632 | 09/26/2023
Rheem Sales Company, Inc. | Fujitsu | FF92SV508521M4S | Federally-Regulated Consumer Product | Non-Weatherized, Condensing Ga | 1851 | 246 |  | 06/24/2022 | 84247 | 208676625 | 09/26/2023
Rheem Sales Company, Inc. | Fujitsu | FF95SV306017M4S | Federally-Regulated Consumer Product | Non-Weatherized, Condensing Ga | 1356 | 249 |  | 05/25/2023 | 56054 | 208676629 | 09/26/2023
Rheem Sales Company, Inc. | Fujitsu | FF92SV510021M4S | Federally-Regulated Consumer Product | Non-Weatherized, Condensing Ga | 2153 | 271 |  | 06/24/2022 | 98911 | 208676626 | 09/26/2023
Rheem Sales Company, Inc. | Fujitsu | FF92SV511524M4S | Federally-Regulated Consumer Product | Non-Weatherized, Condensing Ga | 2137 | 231 |  | 05/25/2023 | 111605 | 208676627 | 09/26/2023
Rheem Sales Company, Inc. | Fujitsu | FF95ST510021M4S | Federally-Regulated Consumer Product | Non-Weatherized, Condensing Ga | 2066 | 286 |  | 05/25/2023 | 98023 | 208676619 | 09/26/2023
Rheem Sales Company, Inc. | Fujitsu | FF98MV510021UPS*A | Federally-Regulated Consumer Product | Non-Weatherized, Condensing Ga | 2084 | 287 |  | 05/25/2023 | 39023 | 208157110 | 09/26/2023
Rheem Sales Company, Inc. | Fujitsu | FF97MV508521DHS*A | Federally-Regulated Consumer Product | Non-Weatherized, Condensing Ga | 2138 | 289 |  | 05/25/2023 | 33549 | 208157104 | 09/26/2023
Rheem Sales Company, Inc. | Fujitsu | FF98MV511524UPS*A | Federally-Regulated Consumer Product | Non-Weatherized, Condensing Ga | 1971 | 282 |  | 05/25/2023 | 44499 | 208157111 | 09/26/2023
Rheem Sales Company, Inc. | Fujitsu | FF92ST306017M4S | Federally-Regulated Consumer Product | Non-Weatherized, Condensing Ga | 1156 | 246 |  | 05/25/2023 | 55624 | 208676608 | 09/26/2023
Rheem Sales Company, Inc. | Fujitsu | FF92ST507021M4S | Federally-Regulated Consumer Product | Non-Weatherized, Condensing Ga | 1983 | 282 |  | 06/22/2022 | 70360 | 208676610 | 09/26/2023
Rheem Sales Company, Inc. | Fujitsu | FF98MV508521UPS*A | Federally-Regulated Consumer Product | Non-Weatherized, Condensing Ga | 2209 | 292 |  | 05/25/2023 | 33631 | 208157109 | 09/26/2023
Rheem Sales Company, Inc. | Fujitsu | FF98MV307017UPS*A | Federally-Regulated Consumer Product | Non-Weatherized, Condensing Ga | 1162 | 246 |  | 05/25/2023 | 28246 | 208157108 | 09/26/2023
Rheem Sales Company, Inc. | Fujitsu | FF98MV306017UPS*A | Federally-Regulated Consumer Product | Non-Weatherized, Condensing Ga | 1110 | 244 |  | 05/25/2023 | 22600 | 208157107 | 09/26/2023
Rheem Sales Company, Inc. | Fujitsu | FF95ST511524M4S | Federally-Regulated Consumer Product | Non-Weatherized, Condensing Ga | 2041 | 285 |  | 06/22/2022 | 111488 | 208676620 | 09/26/2023
Rheem Sales Company, Inc. | Fujitsu | FF95SV307017M4S | Federally-Regulated Consumer Product | Non-Weatherized, Condensing Ga | 1166 | 246 |  | 05/25/2023 | 70001 | 208676630 | 09/26/2023
Rheem Sales Company, Inc. | Fujitsu | FF92SV507021M4S | Federally-Regulated Consumer Product | Non-Weatherized, Condensing Ga | 1835 | 248 |  | 06/24/2022 | 69808 | 208676624 | 09/26/2023
Rheem Sales Company, Inc. | Fujitsu | FF97MV510021DHS*A | Federally-Regulated Consumer Product | Non-Weatherized, Condensing Ga | 1990 | 282 |  | 05/04/2022 | 39222 | 208157105 | 09/26/2023
Rheem Sales Company, Inc. | Fujitsu | FF92SV307017M4S | Federally-Regulated Consumer Product | Non-Weatherized, Condensing Ga | 1166 | 246 |  | 06/24/2022 | 70001 | 208676623 | 09/26/2023
Rheem Sales Company, Inc. | Fujitsu | FF92ST508521M4S | Federally-Regulated Consumer Product | Non-Weatherized, Condensing Ga | 1929 | 280 |  | 05/25/2023 | 84515 | 208676611 | 09/26/2023
Rheem Sales Company, Inc. | Fujitsu | FF97MV511524DHS*A | Federally-Regulated Consumer Product | Non-Weatherized, Condensing Ga | 1959 | 281 |  | 05/04/2022 | 44459 | 208157106 | 09/26/2023
Rheem Sales Company, Inc. | Fujitsu | FF95ST306017M4S | Federally-Regulated Consumer Product | Non-Weatherized, Condensing Ga | 1156 | 246 |  | 05/25/2023 | 55624 | 208676615 | 09/26/2023
Rheem Sales Company, Inc. | Fujitsu | FF95SV511524M4S | Federally-Regulated Consumer Product | Non-Weatherized, Condensing Ga | 2137 | 231 |  | 06/24/2022 | 111605 | 208676634 | 09/26/2023
Lennox Industries Inc. | Airease | A97US2V135D20S-*-* | Federally-Regulated Consumer Product | Non-Weatherized, Condensing Ga | 2345 | 265 |  | 09/26/2023 | 85709 | 213350283 | 09/26/2023
Lennox Industries Inc. | Airease | A97US2V090C16S-*-* | Federally-Regulated Consumer Product | Non-Weatherized, Condensing Ga | 1974 | 263 |  | 09/26/2023 | 58137 | 213350275 | 09/26/2023
Lennox Industries Inc. | Airease | A97US2V110C16S-*-* | Federally-Regulated Consumer Product | Non-Weatherized, Condensing Ga | 1864 | 230 |  | 09/26/2023 | 71541 | 213350279 | 09/26/2023
Lennox Industries Inc. | Airease | A97DS2V090C20S-*-* | Federally-Regulated Consumer Product | Non-Weatherized, Condensing Ga | 2121 | 263 |  | 09/26/2023 | 56424 | 213350289 | 09/26/2023
Lennox Industries Inc. | Airease | A97US2V045B12S-*-* | Federally-Regulated Consumer Product | Non-Weatherized, Condensing Ga | 1340 | 237 |  | 09/26/2023 | 28896 | 213350269 | 09/26/2023
Lennox Industries Inc. | Airease | A97US2V090C12S-*-* | Federally-Regulated Consumer Product | Non-Weatherized, Condensing Ga | 1487 | 211 |  | 09/26/2023 | 57123 | 213350273 | 09/26/2023
Lennox Industries Inc. | Airease | A97DS2V070B16S-*-* | Federally-Regulated Consumer Product | Non-Weatherized, Condensing Ga | 1605 | 223 |  | 09/26/2023 | 42975 | 213350287 | 09/26/2023
Lennox Industries Inc. | Airease | A97DS2V045B12S-*-* | Federally-Regulated Consumer Product | Non-Weatherized, Condensing Ga | 1292 | 191 |  | 09/26/2023 | 28786 | 213350285 | 09/26/2023
Lennox Industries Inc. | Airease | A97DS2V110C20S-*-* | Federally-Regulated Consumer Product | Non-Weatherized, Condensing Ga | 2128 | 265 |  | 09/26/2023 | 72074 | 213350291 | 09/26/2023
Lennox Industries Inc. | Airease | A97US2V070B12S-*-* | Federally-Regulated Consumer Product | Non-Weatherized, Condensing Ga | 1434 | 216 |  | 09/26/2023 | 42508 | 213350271 | 09/26/2023
Lennox Industries Inc. | Airease | A97US2V110C20S-*-* | Federally-Regulated Consumer Product | Non-Weatherized, Condensing Ga | 2190 | 250 |  | 09/26/2023 | 71912 | 213350281 | 09/26/2023
Lennox Industries Inc. | Airease | A97US2V090C20S-*-* | Federally-Regulated Consumer Product | Non-Weatherized, Condensing Ga | 2273 | 242 |  | 09/26/2023 | 57149 | 213350277 | 09/26/2023
Lennox Industries Inc. | ARMSTRONG AIR | A97DS2V045B12S-*-* | Federally-Regulated Consumer Product | Non-Weatherized, Condensing Ga | 1292 | 191 |  | 09/26/2023 | 28786 | 213350284 | 09/26/2023
Lennox Industries Inc. | ARMSTRONG AIR | A97US2V045B12S-*-* | Federally-Regulated Consumer Product | Non-Weatherized, Condensing Ga | 1340 | 237 |  | 09/26/2023 | 28896 | 213350268 | 09/26/2023
Lennox Industries Inc. | ARMSTRONG AIR | A97US2V110C16S-*-* | Federally-Regulated Consumer Product | Non-Weatherized, Condensing Ga | 1864 | 230 |  | 09/26/2023 | 71541 | 213350278 | 09/26/2023
Lennox Industries Inc. | ARMSTRONG AIR | A97US2V090C12S-*-* | Federally-Regulated Consumer Product | Non-Weatherized, Condensing Ga | 1487 | 211 |  | 09/26/2023 | 57123 | 213350272 | 09/26/2023
Lennox Industries Inc. | ARMSTRONG AIR | A97US2V090C20S-*-* | Federally-Regulated Consumer Product | Non-Weatherized, Condensing Ga | 2273 | 242 |  | 09/26/2023 | 57149 | 213350276 | 09/26/2023
Lennox Industries Inc. | ARMSTRONG AIR | A97DS2V110C20S-*-* | Federally-Regulated Consumer Product | Non-Weatherized, Condensing Ga | 2128 | 265 |  | 09/26/2023 | 72074 | 213350290 | 09/26/2023
Lennox Industries Inc. | ARMSTRONG AIR | A97US2V070B12S-*-* | Federally-Regulated Consumer Product | Non-Weatherized, Condensing Ga | 1434 | 216 |  | 09/26/2023 | 42508 | 213350270 | 09/26/2023
Lennox Industries Inc. | ARMSTRONG AIR | A97US2V090C16S-*-* | Federally-Regulated Consumer Product | Non-Weatherized, Condensing Ga | 1974 | 263 |  | 09/26/2023 | 58137 | 213350274 | 09/26/2023
Lennox Industries Inc. | ARMSTRONG AIR | A97US2V110C20S-*-* | Federally-Regulated Consumer Product | Non-Weatherized, Condensing Ga | 2190 | 250 |  | 09/26/2023 | 71912 | 213350280 | 09/26/2023
Lennox Industries Inc. | ARMSTRONG AIR | A97US2V135D20S-*-* | Federally-Regulated Consumer Product | Non-Weatherized, Condensing Ga | 2345 | 265 |  | 09/26/2023 | 85709 | 213350282 | 09/26/2023
Lennox Industries Inc. | ARMSTRONG AIR | A97DS2V090C20S-*-* | Federally-Regulated Consumer Product | Non-Weatherized, Condensing Ga | 2121 | 263 |  | 09/26/2023 | 56424 | 213350288 | 09/26/2023
Lennox Industries Inc. | ARMSTRONG AIR | A97DS2V070B16S-*-* | Federally-Regulated Consumer Product | Non-Weatherized, Condensing Ga | 1605 | 223 |  | 09/26/2023 | 42975 | 213350286 | 09/26/2023
Rheem Sales Company, Inc. | DURASTAR | DR95M4AW0401317S | Federally-Regulated Consumer Product | Non-Weatherized, Condensing Ga | 1156 | 246 |  | 09/26/2023 | 55624 | 208676595 | 09/26/2023
Rheem Sales Company, Inc. | DURASTAR | DR95M4AT0851521S | Federally-Regulated Consumer Product | Non-Weatherized, Condensing Ga | 1929 | 280 |  | 09/26/2023 | 84515 | 208676592 | 09/26/2023
Rheem Sales Company, Inc. | DURASTAR | DR95M4AW1151524S | Federally-Regulated Consumer Product | Non-Weatherized, Condensing Ga | 2137 | 231 |  | 09/26/2023 | 111605 | 208676601 | 09/26/2023
Rheem Sales Company, Inc. | DURASTAR | DR95M4AW0851521S | Federally-Regulated Consumer Product | Non-Weatherized, Condensing Ga | 1851 | 246 |  | 09/26/2023 | 84247 | 208676599 | 09/26/2023
Rheem Sales Company, Inc. | DURASTAR | DR95M4AW0701317S | Federally-Regulated Consumer Product | Non-Weatherized, Condensing Ga | 1166 | 246 |  | 09/26/2023 | 70001 | 208676597 | 09/26/2023
Rheem Sales Company, Inc. | DURASTAR | DR95M4AT1001521S | Federally-Regulated Consumer Product | Non-Weatherized, Condensing Ga | 2066 | 286 |  | 09/26/2023 | 98023 | 208676593 | 09/26/2023
Rheem Sales Company, Inc. | DURASTAR | DR95M4AW1001521S | Federally-Regulated Consumer Product | Non-Weatherized, Condensing Ga | 2153 | 271 |  | 09/26/2023 | 98911 | 208676600 | 09/26/2023
Rheem Sales Company, Inc. | DURASTAR | DR95M4AT1151524S | Federally-Regulated Consumer Product | Non-Weatherized, Condensing Ga | 2041 | 285 |  | 09/26/2023 | 111488 | 208676594 | 09/26/2023
Rheem Sales Company, Inc. | DURASTAR | DR95M4AW0601317S | Federally-Regulated Consumer Product | Non-Weatherized, Condensing Ga | 1356 | 249 |  | 09/26/2023 | 56054 | 208676596 | 09/26/2023
Rheem Sales Company, Inc. | DURASTAR | DR95M4AT0701521S | Federally-Regulated Consumer Product | Non-Weatherized, Condensing Ga | 1983 | 282 |  | 09/26/2023 | 70360 | 208676591 | 09/26/2023
Rheem Sales Company, Inc. | DURASTAR | DR95M4AT0701317S | Federally-Regulated Consumer Product | Non-Weatherized, Condensing Ga | 1362 | 255 |  | 09/26/2023 | 69960 | 208676590 | 09/26/2023
Rheem Sales Company, Inc. | DURASTAR | DR95M4AW0701521S | Federally-Regulated Consumer Product | Non-Weatherized, Condensing Ga | 1835 | 248 |  | 09/26/2023 | 69808 | 208676598 | 09/26/2023
Rheem Sales Company, Inc. | DURASTAR | DR95M4AT0601317S | Federally-Regulated Consumer Product | Non-Weatherized, Condensing Ga | 1156 | 246 |  | 09/26/2023 | 55624 | 208676589 | 09/26/2023
Lennox Industries Inc. | Concord | 96G1DF110CE20-* | Federally-Regulated Consumer Product | Non-Weatherized, Condensing Ga | 2033 | 284 |  | 06/22/2023 | 111365 | 209191312 | 09/29/2023
Lennox Industries Inc. | Concord | 96G1DF110CE20-* | Federally-Regulated Consumer Product | Non-Weatherized, Condensing Ga | 2033 | 284 | 284 | 09/29/2023 | 111365 | 209191312 | 09/29/2023
Lennox Industries Inc. | Concord | 96G1DF110CE20-* | Federally-Regulated Consumer Product | Non-Weatherized, Condensing Ga | 2033 | 284 | 284 | 09/29/2023 | 111365 | 209191312 | 09/29/2023
Allied Air | Century | OHRB95-E3-1 | Federally-Regulated Consumer Product | Non-Weatherized, Non-Condensin | 1918 | 350 |  | 08/11/2021 | 102410 | 205013903 | 10/03/2023
Allied Air | Century | ODFB95-E3-1 | Federally-Regulated Consumer Product | Non-Weatherized, Non-Condensin | 1918 | 350 |  | 08/11/2021 | 102410 | 205013905 | 10/03/2023
Allied Air | Century | OHRB95-E3-1 | Federally-Regulated Consumer Product | Non-Weatherized, Non-Condensin | 1918 | 350 |  | 10/03/2023 | 102410 | 205013903 | 10/03/2023
Allied Air | Century | ODFB95-E3-1 | Federally-Regulated Consumer Product | Non-Weatherized, Non-Condensin | 1918 | 350 |  | 10/03/2023 | 102410 | 205013905 | 10/03/2023
Allied Air | Century | OHRB95-E3-1 | Federally-Regulated Consumer Product | Non-Weatherized, Non-Condensin | 1918 | 350 |  | 10/03/2023 | 102410 | 205013903 | 10/03/2023
Allied Air | Century | ODFB95-E3-1 | Federally-Regulated Consumer Product | Non-Weatherized, Non-Condensin | 1918 | 350 |  | 10/03/2023 | 102410 | 205013905 | 10/03/2023
Johnson Controls, Inc. | Luxaire | TPLC060A12MP13 | Federally-Regulated Consumer Product | Non-Weatherized, Non-Condensin | 1330 | 236 |  | 05/25/2023 | 30082 | 10534069 | 10/05/2023
Johnson Controls, Inc. | Luxaire | TPLC100C20MP13 | Federally-Regulated Consumer Product | Non-Weatherized, Non-Condensin | 2229 | 274 |  | 05/25/2023 | 48317 | 10534087 | 10/05/2023
Johnson Controls, Inc. | FRASER-JOHNSTON | TPLC060A12MP13 | Federally-Regulated Consumer Product | Non-Weatherized, Non-Condensin | 1330 | 236 |  | 08/18/2022 | 30082 | 10534113 | 10/05/2023
Johnson Controls, Inc. | FRASER-JOHNSTON | TPLC100C20MP13 | Federally-Regulated Consumer Product | Non-Weatherized, Non-Condensin | 2229 | 274 |  | 08/18/2022 | 48317 | 10534117 | 10/05/2023
Johnson Controls, Inc. | Luxaire | TPLC060A12MP13 | Federally-Regulated Consumer Product | Non-Weatherized, Non-Condensin | 1330 | 236 |  | 10/05/2023 | 30082 | 10534069 | 10/05/2023
Johnson Controls, Inc. | Luxaire | TPLC100C20MP13 | Federally-Regulated Consumer Product | Non-Weatherized, Non-Condensin | 2229 | 274 |  | 10/05/2023 | 48317 | 10534087 | 10/05/2023
Johnson Controls, Inc. | FRASER-JOHNSTON | TPLC060A12MP13 | Federally-Regulated Consumer Product | Non-Weatherized, Non-Condensin | 1330 | 236 |  | 10/05/2023 | 30082 | 10534113 | 10/05/2023
Johnson Controls, Inc. | FRASER-JOHNSTON | TPLC100C20MP13 | Federally-Regulated Consumer Product | Non-Weatherized, Non-Condensin | 2229 | 274 |  | 10/05/2023 | 48317 | 10534117 | 10/05/2023
Johnson Controls, Inc. | Coleman | TPLC060A12MP13 | Federally-Regulated Consumer Product | Non-Weatherized, Non-Condensin | 1330 | 236 |  | 05/25/2023 | 30082 | 10534014 | 10/05/2023
Johnson Controls, Inc. | Coleman | TPLC100C20MP13 | Federally-Regulated Consumer Product | Non-Weatherized, Non-Condensin | 2229 | 274 |  | 05/25/2023 | 48317 | 10534032 | 10/05/2023
ECR International, Ltd. | AIRCO | HTL120D2 | Federally-Regulated Consumer Product | Non-Weatherized, Non-Condensin | 1336 | 352 |  | 05/09/2023 | 141697 | 201705524 | 10/05/2023
Johnson Controls, Inc. | Coleman | TPLC060A12MP13 | Federally-Regulated Consumer Product | Non-Weatherized, Non-Condensin | 1330 | 236 |  | 10/05/2023 | 30082 | 10534014 | 10/05/2023
Johnson Controls, Inc. | Coleman | TPLC100C20MP13 | Federally-Regulated Consumer Product | Non-Weatherized, Non-Condensin | 2229 | 274 |  | 10/05/2023 | 48317 | 10534032 | 10/05/2023
ECR International, Ltd. | OLSEN | HTL120D2 | Federally-Regulated Consumer Product | Non-Weatherized, Non-Condensin | 1336 | 352 |  | 05/09/2023 | 141697 | 201705523 | 10/05/2023
ECR International, Ltd. | AIRCO | HTL120D2 | Federally-Regulated Consumer Product | Non-Weatherized, Non-Condensin | 1336 | 352 |  | 10/05/2023 | 141697 | 201705524 | 10/05/2023
ECR International, Ltd. | OLSEN | HTL120D2 | Federally-Regulated Consumer Product | Non-Weatherized, Non-Condensin | 1336 | 352 |  | 10/05/2023 | 141697 | 201705523 | 10/05/2023
Johnson Controls, Inc. | YORK BY JOHNSON CONTROLS | TPLC100C16MP13 | Federally-Regulated Consumer Product | Non-Weatherized, Non-Condensin | 1706 | 252 |  | 05/25/2023 | 50511 | 10533805 | 10/05/2023
Johnson Controls, Inc. | YORK BY JOHNSON CONTROLS | TPLC120C20MP13 | Federally-Regulated Consumer Product | Non-Weatherized, Non-Condensin | 2162 | 272 |  | 05/25/2023 | 59868 | 10533806 | 10/05/2023
Johnson Controls, Inc. | YORK BY JOHNSON CONTROLS | TPLC060A12MP13 | Federally-Regulated Consumer Product | Non-Weatherized, Non-Condensin | 1330 | 236 |  | 05/25/2023 | 30082 | 10533802 | 10/05/2023
Johnson Controls, Inc. | YORK BY JOHNSON CONTROLS | YPLC100C16MP13 | Federally-Regulated Consumer Product | Non-Weatherized, Non-Condensin | 1706 | 252 |  | 05/25/2023 | 50511 | 10533816 | 10/05/2023
Johnson Controls, Inc. | YORK BY JOHNSON CONTROLS | YPLC100C20MP13 | Federally-Regulated Consumer Product | Non-Weatherized, Non-Condensin | 2229 | 274 |  | 05/25/2023 | 48317 | 10533817 | 10/05/2023
Johnson Controls, Inc. | YORK BY JOHNSON CONTROLS | TPLC100C20MP13 | Federally-Regulated Consumer Product | Non-Weatherized, Non-Condensin | 2229 | 274 |  | 05/25/2023 | 48317 | 10533981 | 10/05/2023
Johnson Controls, Inc. | YORK BY JOHNSON CONTROLS | TPLC080C16MP13 | Federally-Regulated Consumer Product | Non-Weatherized, Non-Condensin | 1657 | 250 |  | 05/25/2023 | 38933 | 10533804 | 10/05/2023
Johnson Controls, Inc. | YORK BY JOHNSON CONTROLS | YPLC080C16MP13 | Federally-Regulated Consumer Product | Non-Weatherized, Non-Condensin | 1657 | 250 |  | 05/25/2023 | 38933 | 10533815 | 10/05/2023
Johnson Controls, Inc. | YORK BY JOHNSON CONTROLS | YPLC060A12MP13 | Federally-Regulated Consumer Product | Non-Weatherized, Non-Condensin | 1330 | 236 |  | 05/25/2023 | 30082 | 10533813 | 10/05/2023
Johnson Controls, Inc. | YORK BY JOHNSON CONTROLS | YPLC120C20MP13 | Federally-Regulated Consumer Product | Non-Weatherized, Non-Condensin | 2162 | 272 |  | 05/25/2023 | 59868 | 10533818 | 10/05/2023
Johnson Controls, Inc. | YORK BY JOHNSON CONTROLS | YPLC080B12MP13 | Federally-Regulated Consumer Product | Non-Weatherized, Non-Condensin | 1599 | 247 |  | 05/25/2023 | 40519 | 10533814 | 10/05/2023
Johnson Controls, Inc. | LUXAIRE BY JOHNSON CONTROLS | LPLC100C20MP13 | Federally-Regulated Consumer Product | Non-Weatherized, Non-Condensin | 2229 | 274 | 280 | 02/09/2022 | 48317 | 207783436 | 10/05/2023
Johnson Controls, Inc. | LUXAIRE BY JOHNSON CONTROLS | LPLC060A12MP13 | Federally-Regulated Consumer Product | Non-Weatherized, Non-Condensin | 1330 | 236 |  | 02/16/2022 | 30082 | 207783434 | 10/05/2023
Johnson Controls, Inc. | COLEMAN BY JOHNSON CONTROLS | CPLC120C20MP13 | Federally-Regulated Consumer Product | Non-Weatherized, Non-Condensin | 2162 | 272 |  | 05/25/2023 | 59868 | 204829708 | 10/05/2023
Johnson Controls, Inc. | COLEMAN BY JOHNSON CONTROLS | CPLC080C16MP13 | Federally-Regulated Consumer Product | Non-Weatherized, Non-Condensin | 1657 | 250 |  | 05/25/2023 | 38933 | 204829706 | 10/05/2023
Johnson Controls, Inc. | COLEMAN BY JOHNSON CONTROLS | CPLC080B12MP13 | Federally-Regulated Consumer Product | Non-Weatherized, Non-Condensin | 1599 | 247 |  | 05/25/2023 | 40519 | 204829705 | 10/05/2023
Johnson Controls, Inc. | COLEMAN BY JOHNSON CONTROLS | CPLC060A12MP13 | Federally-Regulated Consumer Product | Non-Weatherized, Non-Condensin | 1330 | 236 |  | 05/25/2023 | 30082 | 207783433 | 10/05/2023
Johnson Controls, Inc. | COLEMAN BY JOHNSON CONTROLS | CPLC100C16MP13 | Federally-Regulated Consumer Product | Non-Weatherized, Non-Condensin | 1706 | 252 |  | 05/25/2023 | 50511 | 204829707 | 10/05/2023
Johnson Controls, Inc. | COLEMAN BY JOHNSON CONTROLS | CPLC100C20MP13 | Federally-Regulated Consumer Product | Non-Weatherized, Non-Condensin | 2229 | 274 |  | 05/25/2023 | 48317 | 207783435 | 10/05/2023
Johnson Controls, Inc. | YORK BY JOHNSON CONTROLS | TPLC100C16MP13 | Federally-Regulated Consumer Product | Non-Weatherized, Non-Condensin | 1706 | 252 |  | 10/05/2023 | 50511 | 10533805 | 10/05/2023
Johnson Controls, Inc. | YORK BY JOHNSON CONTROLS | TPLC120C20MP13 | Federally-Regulated Consumer Product | Non-Weatherized, Non-Condensin | 2162 | 272 |  | 10/05/2023 | 59868 | 10533806 | 10/05/2023
Johnson Controls, Inc. | YORK BY JOHNSON CONTROLS | TPLC060A12MP13 | Federally-Regulated Consumer Product | Non-Weatherized, Non-Condensin | 1330 | 236 |  | 10/05/2023 | 30082 | 10533802 | 10/05/2023
Johnson Controls, Inc. | YORK BY JOHNSON CONTROLS | YPLC100C16MP13 | Federally-Regulated Consumer Product | Non-Weatherized, Non-Condensin | 1706 | 252 |  | 10/05/2023 | 50511 | 10533816 | 10/05/2023
Johnson Controls, Inc. | YORK BY JOHNSON CONTROLS | YPLC100C20MP13 | Federally-Regulated Consumer Product | Non-Weatherized, Non-Condensin | 2229 | 274 |  | 10/05/2023 | 48317 | 10533817 | 10/05/2023
Johnson Controls, Inc. | YORK BY JOHNSON CONTROLS | TPLC100C20MP13 | Federally-Regulated Consumer Product | Non-Weatherized, Non-Condensin | 2229 | 274 |  | 10/05/2023 | 48317 | 10533981 | 10/05/2023
Johnson Controls, Inc. | YORK BY JOHNSON CONTROLS | TPLC080C16MP13 | Federally-Regulated Consumer Product | Non-Weatherized, Non-Condensin | 1657 | 250 |  | 10/05/2023 | 38933 | 10533804 | 10/05/2023
Johnson Controls, Inc. | YORK BY JOHNSON CONTROLS | YPLC080C16MP13 | Federally-Regulated Consumer Product | Non-Weatherized, Non-Condensin | 1657 | 250 |  | 10/05/2023 | 38933 | 10533815 | 10/05/2023
Johnson Controls, Inc. | YORK BY JOHNSON CONTROLS | YPLC060A12MP13 | Federally-Regulated Consumer Product | Non-Weatherized, Non-Condensin | 1330 | 236 |  | 10/05/2023 | 30082 | 10533813 | 10/05/2023
Johnson Controls, Inc. | YORK BY JOHNSON CONTROLS | YPLC120C20MP13 | Federally-Regulated Consumer Product | Non-Weatherized, Non-Condensin | 2162 | 272 |  | 10/05/2023 | 59868 | 10533818 | 10/05/2023
Johnson Controls, Inc. | YORK BY JOHNSON CONTROLS | YPLC080B12MP13 | Federally-Regulated Consumer Product | Non-Weatherized, Non-Condensin | 1599 | 247 |  | 10/05/2023 | 40519 | 10533814 | 10/05/2023
Johnson Controls, Inc. | LUXAIRE BY JOHNSON CONTROLS | LPLC100C20MP13 | Federally-Regulated Consumer Product | Non-Weatherized, Non-Condensin | 2229 | 274 |  | 10/05/2023 | 48317 | 207783436 | 10/05/2023
Johnson Controls, Inc. | LUXAIRE BY JOHNSON CONTROLS | LPLC060A12MP13 | Federally-Regulated Consumer Product | Non-Weatherized, Non-Condensin | 1330 | 236 |  | 10/05/2023 | 30082 | 207783434 | 10/05/2023
Johnson Controls, Inc. | COLEMAN BY JOHNSON CONTROLS | CPLC120C20MP13 | Federally-Regulated Consumer Product | Non-Weatherized, Non-Condensin | 2162 | 272 |  | 10/05/2023 | 59868 | 204829708 | 10/05/2023
Johnson Controls, Inc. | COLEMAN BY JOHNSON CONTROLS | CPLC080C16MP13 | Federally-Regulated Consumer Product | Non-Weatherized, Non-Condensin | 1657 | 250 |  | 10/05/2023 | 38933 | 204829706 | 10/05/2023
Johnson Controls, Inc. | COLEMAN BY JOHNSON CONTROLS | CPLC080B12MP13 | Federally-Regulated Consumer Product | Non-Weatherized, Non-Condensin | 1599 | 247 |  | 10/05/2023 | 40519 | 204829705 | 10/05/2023
Johnson Controls, Inc. | COLEMAN BY JOHNSON CONTROLS | CPLC060A12MP13 | Federally-Regulated Consumer Product | Non-Weatherized, Non-Condensin | 1330 | 236 |  | 10/05/2023 | 30082 | 207783433 | 10/05/2023
Johnson Controls, Inc. | COLEMAN BY JOHNSON CONTROLS | CPLC100C16MP13 | Federally-Regulated Consumer Product | Non-Weatherized, Non-Condensin | 1706 | 252 |  | 10/05/2023 | 50511 | 204829707 | 10/05/2023
Johnson Controls, Inc. | COLEMAN BY JOHNSON CONTROLS | CPLC100C20MP13 | Federally-Regulated Consumer Product | Non-Weatherized, Non-Condensin | 2229 | 274 |  | 10/05/2023 | 48317 | 207783435 | 10/05/2023
Johnson Controls, Inc. | CHAMPION HEATING AND COOLING | TPLC100C20MP13 | Federally-Regulated Consumer Product | Non-Weatherized, Non-Condensin | 2229 | 274 |  | 05/25/2023 | 48317 | 10534179 | 10/05/2023
Johnson Controls, Inc. | CHAMPION HEATING AND COOLING | TPLC120C20MP13 | Federally-Regulated Consumer Product | Non-Weatherized, Non-Condensin | 2162 | 272 |  | 05/25/2023 | 59868 | 10534180 | 10/05/2023
Johnson Controls, Inc. | CHAMPION HEATING AND COOLING | TPLC100C16MP13 | Federally-Regulated Consumer Product | Non-Weatherized, Non-Condensin | 1706 | 252 |  | 05/25/2023 | 50511 | 10534178 | 10/05/2023
Johnson Controls, Inc. | CHAMPION HEATING AND COOLING | TPLC080C16MP13 | Federally-Regulated Consumer Product | Non-Weatherized, Non-Condensin | 1657 | 250 |  | 05/25/2023 | 38933 | 10534177 | 10/05/2023
Johnson Controls, Inc. | CHAMPION HEATING AND COOLING | TPLC060A12MP13 | Federally-Regulated Consumer Product | Non-Weatherized, Non-Condensin | 1330 | 236 |  | 05/25/2023 | 30082 | 10534175 | 10/05/2023
Johnson Controls, Inc. | CHAMPION HEATING AND COOLING | TPLC100C20MP13 | Federally-Regulated Consumer Product | Non-Weatherized, Non-Condensin | 2229 | 274 |  | 10/05/2023 | 48317 | 10534179 | 10/05/2023
Johnson Controls, Inc. | CHAMPION HEATING AND COOLING | TPLC120C20MP13 | Federally-Regulated Consumer Product | Non-Weatherized, Non-Condensin | 2162 | 272 |  | 10/05/2023 | 59868 | 10534180 | 10/05/2023
Johnson Controls, Inc. | CHAMPION HEATING AND COOLING | TPLC100C16MP13 | Federally-Regulated Consumer Product | Non-Weatherized, Non-Condensin | 1706 | 252 |  | 10/05/2023 | 50511 | 10534178 | 10/05/2023
Johnson Controls, Inc. | CHAMPION HEATING AND COOLING | TPLC080C16MP13 | Federally-Regulated Consumer Product | Non-Weatherized, Non-Condensin | 1657 | 250 |  | 10/05/2023 | 38933 | 10534177 | 10/05/2023
Johnson Controls, Inc. | CHAMPION HEATING AND COOLING | TPLC060A12MP13 | Federally-Regulated Consumer Product | Non-Weatherized, Non-Condensin | 1330 | 236 |  | 10/05/2023 | 30082 | 10534175 | 10/05/2023
Johnson Controls, Inc. | LUXAIRE BY JOHNSON CONTROLS | LPLC100C20MP13 | Federally-Regulated Consumer Product | Non-Weatherized, Non-Condensin | 2229 | 274 |  | 10/05/2023 | 48317 | 207783436 | 10/05/2023
Johnson Controls, Inc. | LUXAIRE BY JOHNSON CONTROLS | LPLC060A12MP13 | Federally-Regulated Consumer Product | Non-Weatherized, Non-Condensin | 1330 | 236 |  | 10/05/2023 | 30082 | 207783434 | 10/05/2023
Johnson Controls, Inc. | FRASER-JOHNSTON | TPLC060A12MP13 | Federally-Regulated Consumer Product | Non-Weatherized, Non-Condensin | 1330 | 236 |  | 10/05/2023 | 30082 | 10534113 | 10/05/2023
Johnson Controls, Inc. | FRASER-JOHNSTON | TPLC100C20MP13 | Federally-Regulated Consumer Product | Non-Weatherized, Non-Condensin | 2229 | 274 |  | 10/05/2023 | 48317 | 10534117 | 10/05/2023
Johnson Controls, Inc. | CHAMPION HEATING AND COOLING | TPLC100C20MP13 | Federally-Regulated Consumer Product | Non-Weatherized, Non-Condensin | 2229 | 274 |  | 10/05/2023 | 48317 | 10534179 | 10/05/2023
Johnson Controls, Inc. | CHAMPION HEATING AND COOLING | TPLC120C20MP13 | Federally-Regulated Consumer Product | Non-Weatherized, Non-Condensin | 2162 | 272 |  | 10/05/2023 | 59868 | 10534180 | 10/05/2023
Johnson Controls, Inc. | CHAMPION HEATING AND COOLING | TPLC100C16MP13 | Federally-Regulated Consumer Product | Non-Weatherized, Non-Condensin | 1706 | 252 |  | 10/05/2023 | 50511 | 10534178 | 10/05/2023
Johnson Controls, Inc. | CHAMPION HEATING AND COOLING | TPLC080C16MP13 | Federally-Regulated Consumer Product | Non-Weatherized, Non-Condensin | 1657 | 250 |  | 10/05/2023 | 38933 | 10534177 | 10/05/2023
Johnson Controls, Inc. | CHAMPION HEATING AND COOLING | TPLC060A12MP13 | Federally-Regulated Consumer Product | Non-Weatherized, Non-Condensin | 1330 | 236 |  | 10/05/2023 | 30082 | 10534175 | 10/05/2023
Johnson Controls, Inc. | YORK BY JOHNSON CONTROLS | TPLC100C16MP13 | Federally-Regulated Consumer Product | Non-Weatherized, Non-Condensin | 1706 | 252 |  | 10/05/2023 | 50511 | 10533805 | 10/05/2023
Johnson Controls, Inc. | YORK BY JOHNSON CONTROLS | TPLC120C20MP13 | Federally-Regulated Consumer Product | Non-Weatherized, Non-Condensin | 2162 | 272 |  | 10/05/2023 | 59868 | 10533806 | 10/05/2023
Johnson Controls, Inc. | YORK BY JOHNSON CONTROLS | TPLC060A12MP13 | Federally-Regulated Consumer Product | Non-Weatherized, Non-Condensin | 1330 | 236 |  | 10/05/2023 | 30082 | 10533802 | 10/05/2023
Johnson Controls, Inc. | YORK BY JOHNSON CONTROLS | YPLC100C16MP13 | Federally-Regulated Consumer Product | Non-Weatherized, Non-Condensin | 1706 | 252 |  | 10/05/2023 | 50511 | 10533816 | 10/05/2023
Johnson Controls, Inc. | YORK BY JOHNSON CONTROLS | YPLC100C20MP13 | Federally-Regulated Consumer Product | Non-Weatherized, Non-Condensin | 2229 | 274 |  | 10/05/2023 | 48317 | 10533817 | 10/05/2023
Johnson Controls, Inc. | YORK BY JOHNSON CONTROLS | TPLC100C20MP13 | Federally-Regulated Consumer Product | Non-Weatherized, Non-Condensin | 2229 | 274 |  | 10/05/2023 | 48317 | 10533981 | 10/05/2023
Johnson Controls, Inc. | YORK BY JOHNSON CONTROLS | TPLC080C16MP13 | Federally-Regulated Consumer Product | Non-Weatherized, Non-Condensin | 1657 | 250 |  | 10/05/2023 | 38933 | 10533804 | 10/05/2023
Johnson Controls, Inc. | YORK BY JOHNSON CONTROLS | YPLC080C16MP13 | Federally-Regulated Consumer Product | Non-Weatherized, Non-Condensin | 1657 | 250 |  | 10/05/2023 | 38933 | 10533815 | 10/05/2023
Johnson Controls, Inc. | YORK BY JOHNSON CONTROLS | YPLC060A12MP13 | Federally-Regulated Consumer Product | Non-Weatherized, Non-Condensin | 1330 | 236 |  | 10/05/2023 | 30082 | 10533813 | 10/05/2023
Johnson Controls, Inc. | YORK BY JOHNSON CONTROLS | YPLC120C20MP13 | Federally-Regulated Consumer Product | Non-Weatherized, Non-Condensin | 2162 | 272 |  | 10/05/2023 | 59868 | 10533818 | 10/05/2023
Johnson Controls, Inc. | YORK BY JOHNSON CONTROLS | YPLC080B12MP13 | Federally-Regulated Consumer Product | Non-Weatherized, Non-Condensin | 1599 | 247 |  | 10/05/2023 | 40519 | 10533814 | 10/05/2023
Johnson Controls, Inc. | Luxaire | TPLC060A12MP13 | Federally-Regulated Consumer Product | Non-Weatherized, Non-Condensin | 1330 | 236 |  | 10/05/2023 | 30082 | 10534069 | 10/05/2023
Johnson Controls, Inc. | Luxaire | TPLC100C20MP13 | Federally-Regulated Consumer Product | Non-Weatherized, Non-Condensin | 2229 | 274 |  | 10/05/2023 | 48317 | 10534087 | 10/05/2023
Johnson Controls, Inc. | Coleman | TPLC060A12MP13 | Federally-Regulated Consumer Product | Non-Weatherized, Non-Condensin | 1330 | 236 |  | 10/05/2023 | 30082 | 10534014 | 10/05/2023
Johnson Controls, Inc. | Coleman | TPLC100C20MP13 | Federally-Regulated Consumer Product | Non-Weatherized, Non-Condensin | 2229 | 274 |  | 10/05/2023 | 48317 | 10534032 | 10/05/2023
ECR International, Ltd. | AIRCO | HTL120D2 | Federally-Regulated Consumer Product | Non-Weatherized, Non-Condensin | 1336 | 352 |  | 10/05/2023 | 141697 | 201705524 | 10/05/2023
ECR International, Ltd. | OLSEN | HTL120D2 | Federally-Regulated Consumer Product | Non-Weatherized, Non-Condensin | 1336 | 352 |  | 10/05/2023 | 141697 | 201705523 | 10/05/2023
Johnson Controls, Inc. | COLEMAN BY JOHNSON CONTROLS | CPLC120C20MP13 | Federally-Regulated Consumer Product | Non-Weatherized, Non-Condensin | 2162 | 272 |  | 10/05/2023 | 59868 | 204829708 | 10/05/2023
Johnson Controls, Inc. | COLEMAN BY JOHNSON CONTROLS | CPLC080C16MP13 | Federally-Regulated Consumer Product | Non-Weatherized, Non-Condensin | 1657 | 250 |  | 10/05/2023 | 38933 | 204829706 | 10/05/2023
Johnson Controls, Inc. | COLEMAN BY JOHNSON CONTROLS | CPLC080B12MP13 | Federally-Regulated Consumer Product | Non-Weatherized, Non-Condensin | 1599 | 247 |  | 10/05/2023 | 40519 | 204829705 | 10/05/2023
Johnson Controls, Inc. | COLEMAN BY JOHNSON CONTROLS | CPLC060A12MP13 | Federally-Regulated Consumer Product | Non-Weatherized, Non-Condensin | 1330 | 236 |  | 10/05/2023 | 30082 | 207783433 | 10/05/2023
Johnson Controls, Inc. | COLEMAN BY JOHNSON CONTROLS | CPLC100C16MP13 | Federally-Regulated Consumer Product | Non-Weatherized, Non-Condensin | 1706 | 252 |  | 10/05/2023 | 50511 | 204829707 | 10/05/2023
Johnson Controls, Inc. | COLEMAN BY JOHNSON CONTROLS | CPLC100C20MP13 | Federally-Regulated Consumer Product | Non-Weatherized, Non-Condensin | 2229 | 274 |  | 10/05/2023 | 48317 | 207783435 | 10/05/2023
Lennox Industries Inc. | Breeze33 | 96G1UH030BE08-* | Federally-Regulated Consumer Product | Non-Weatherized, Condensing Ga | 1312 | 252 |  | 09/29/2023 | 29941 | 213355329 | 10/06/2023
Lennox Industries Inc. | Breeze33 | 96G1UH030BE08-* | Federally-Regulated Consumer Product | Non-Weatherized, Condensing Ga | 1312 | 252 |  | 10/06/2023 | 29941 | 213355329 | 10/06/2023
Lennox Industries Inc. | Breeze33 | 96G1UH030BE08-* | Federally-Regulated Consumer Product | Non-Weatherized, Condensing Ga | 1312 | 252 |  | 10/06/2023 | 29941 | 213355329 | 10/06/2023
Lennox Industries Inc. | Breeze33 | 96G2DF110CE20-* | Federally-Regulated Consumer Product | Non-Weatherized, Condensing Ga | 2109 | 288 |  | 09/29/2023 | 71791 | 213355328 | 10/12/2023
Lennox Industries Inc. | Breeze33 | 96G2DF045BE12-* | Federally-Regulated Consumer Product | Non-Weatherized, Condensing Ga | 1241 | 250 |  | 09/29/2023 | 29295 | 213355325 | 10/12/2023
Lennox Industries Inc. | Breeze33 | 96G2DF090CE16-* | Federally-Regulated Consumer Product | Non-Weatherized, Condensing Ga | 1608 | 266 |  | 09/29/2023 | 57408 | 213355327 | 10/12/2023
Lennox Industries Inc. | Breeze33 | 96G2DF070BE16-* | Federally-Regulated Consumer Product | Non-Weatherized, Condensing Ga | 1638 | 267 |  | 09/29/2023 | 43233 | 213355326 | 10/12/2023
Lennox Industries Inc. | Ducane | 96G2UH045BE12-* | Federally-Regulated Consumer Product | Non-Weatherized, Condensing Ga | 1332 | 254 |  | 06/27/2023 | 28924 | 209191318 | 10/12/2023
Lennox Industries Inc. | Ducane | 96G2DF110CE20-* | Federally-Regulated Consumer Product | Non-Weatherized, Condensing Ga | 2109 | 288 |  | 06/27/2023 | 71791 | 209191311 | 10/12/2023
Lennox Industries Inc. | Ducane | 96G2DF045BE12-* | Federally-Regulated Consumer Product | Non-Weatherized, Condensing Ga | 1241 | 250 |  | 06/27/2023 | 29295 | 209191305 | 10/12/2023
Lennox Industries Inc. | Ducane | 96G2DF090CE16-* | Federally-Regulated Consumer Product | Non-Weatherized, Condensing Ga | 1608 | 266 |  | 06/27/2023 | 57408 | 209191309 | 10/12/2023
Lennox Industries Inc. | Ducane | 96G2UH090CE16-* | Federally-Regulated Consumer Product | Non-Weatherized, Condensing Ga | 1593 | 265 |  | 06/27/2023 | 57310 | 209191322 | 10/12/2023
Lennox Industries Inc. | Ducane | 96G2UH110CE20-** | Federally-Regulated Consumer Product | Non-Weatherized, Condensing Ga | 1970 | 282 |  | 06/27/2023 | 72043 | 209191324 | 10/12/2023
Lennox Industries Inc. | Ducane | 96G2DF070BE16-* | Federally-Regulated Consumer Product | Non-Weatherized, Condensing Ga | 1638 | 267 |  | 06/27/2023 | 43233 | 209191307 | 10/12/2023
Lennox Industries Inc. | Ducane | 96G2UH070BE12-* | Federally-Regulated Consumer Product | Non-Weatherized, Condensing Ga | 1293 | 252 |  | 06/27/2023 | 42936 | 209191320 | 10/12/2023
Lennox Industries Inc. | Concord | 96G2UH090CE16-* | Federally-Regulated Consumer Product | Non-Weatherized, Condensing Ga | 1593 | 265 |  | 06/27/2023 | 57310 | 209191321 | 10/12/2023
Lennox Industries Inc. | Concord | 96G2UH070BE12-* | Federally-Regulated Consumer Product | Non-Weatherized, Condensing Ga | 1293 | 252 |  | 06/27/2023 | 42936 | 209191319 | 10/12/2023
Lennox Industries Inc. | Concord | 96G2UH045BE12-* | Federally-Regulated Consumer Product | Non-Weatherized, Condensing Ga | 1332 | 254 |  | 06/27/2023 | 28924 | 209191316 | 10/12/2023
Lennox Industries Inc. | Concord | 96G2DF090CE16-* | Federally-Regulated Consumer Product | Non-Weatherized, Condensing Ga | 1608 | 266 |  | 06/27/2023 | 57408 | 209191308 | 10/12/2023
Lennox Industries Inc. | Concord | 96G2DF110CE20-* | Federally-Regulated Consumer Product | Non-Weatherized, Condensing Ga | 2109 | 288 |  | 06/27/2023 | 71791 | 209191310 | 10/12/2023
Lennox Industries Inc. | Concord | 96G2UH110CE20-* | Federally-Regulated Consumer Product | Non-Weatherized, Condensing Ga | 1970 | 282 |  | 06/27/2023 | 72043 | 209191323 | 10/12/2023
Lennox Industries Inc. | Concord | 96G2DF045BE12-* | Federally-Regulated Consumer Product | Non-Weatherized, Condensing Ga | 1241 | 250 |  | 06/27/2023 | 29295 | 209191304 | 10/12/2023
Lennox Industries Inc. | Concord | 96G2DF070BE16-* | Federally-Regulated Consumer Product | Non-Weatherized, Condensing Ga | 1638 | 267 |  | 06/27/2023 | 43233 | 209191306 | 10/12/2023
Lennox Industries Inc. | Breeze33 | 96G2DF110CE20-* | Federally-Regulated Consumer Product | Non-Weatherized, Condensing Ga | 2109 | 288 |  | 10/12/2023 | 71791 | 213355328 | 10/12/2023
Lennox Industries Inc. | Breeze33 | 96G2DF045BE12-* | Federally-Regulated Consumer Product | Non-Weatherized, Condensing Ga | 1241 | 250 |  | 10/12/2023 | 29295 | 213355325 | 10/12/2023
Lennox Industries Inc. | Breeze33 | 96G2DF090CE16-* | Federally-Regulated Consumer Product | Non-Weatherized, Condensing Ga | 1608 | 266 |  | 10/12/2023 | 57408 | 213355327 | 10/12/2023
Lennox Industries Inc. | Breeze33 | 96G2DF070BE16-* | Federally-Regulated Consumer Product | Non-Weatherized, Condensing Ga | 1638 | 267 |  | 10/12/2023 | 43233 | 213355326 | 10/12/2023
Lennox Industries Inc. | Ducane | 96G2UH045BE12-* | Federally-Regulated Consumer Product | Non-Weatherized, Condensing Ga | 1332 | 254 |  | 10/12/2023 | 28924 | 209191318 | 10/12/2023
Lennox Industries Inc. | Ducane | 96G2DF110CE20-* | Federally-Regulated Consumer Product | Non-Weatherized, Condensing Ga | 2109 | 288 |  | 10/12/2023 | 71791 | 209191311 | 10/12/2023
Lennox Industries Inc. | Ducane | 96G2DF045BE12-* | Federally-Regulated Consumer Product | Non-Weatherized, Condensing Ga | 1241 | 250 |  | 10/12/2023 | 29295 | 209191305 | 10/12/2023
Lennox Industries Inc. | Ducane | 96G2DF090CE16-* | Federally-Regulated Consumer Product | Non-Weatherized, Condensing Ga | 1608 | 266 |  | 10/12/2023 | 57408 | 209191309 | 10/12/2023
Lennox Industries Inc. | Ducane | 96G2UH090CE16-* | Federally-Regulated Consumer Product | Non-Weatherized, Condensing Ga | 1593 | 265 |  | 10/12/2023 | 57310 | 209191322 | 10/12/2023
Lennox Industries Inc. | Ducane | 96G2UH110CE20-** | Federally-Regulated Consumer Product | Non-Weatherized, Condensing Ga | 1970 | 282 |  | 10/12/2023 | 72043 | 209191324 | 10/12/2023
Lennox Industries Inc. | Ducane | 96G2DF070BE16-* | Federally-Regulated Consumer Product | Non-Weatherized, Condensing Ga | 1638 | 267 |  | 10/12/2023 | 43233 | 209191307 | 10/12/2023
Lennox Industries Inc. | Ducane | 96G2UH070BE12-* | Federally-Regulated Consumer Product | Non-Weatherized, Condensing Ga | 1293 | 252 |  | 10/12/2023 | 42936 | 209191320 | 10/12/2023
Lennox Industries Inc. | Concord | 96G2UH090CE16-* | Federally-Regulated Consumer Product | Non-Weatherized, Condensing Ga | 1593 | 265 |  | 10/12/2023 | 57310 | 209191321 | 10/12/2023
Lennox Industries Inc. | Concord | 96G2UH070BE12-* | Federally-Regulated Consumer Product | Non-Weatherized, Condensing Ga | 1293 | 252 |  | 10/12/2023 | 42936 | 209191319 | 10/12/2023
Lennox Industries Inc. | Concord | 96G2UH045BE12-* | Federally-Regulated Consumer Product | Non-Weatherized, Condensing Ga | 1332 | 254 |  | 10/12/2023 | 28924 | 209191316 | 10/12/2023
Lennox Industries Inc. | Concord | 96G2DF090CE16-* | Federally-Regulated Consumer Product | Non-Weatherized, Condensing Ga | 1608 | 266 |  | 10/12/2023 | 57408 | 209191308 | 10/12/2023
Lennox Industries Inc. | Concord | 96G2DF110CE20-* | Federally-Regulated Consumer Product | Non-Weatherized, Condensing Ga | 2109 | 288 |  | 10/12/2023 | 71791 | 209191310 | 10/12/2023
Lennox Industries Inc. | Concord | 96G2UH110CE20-* | Federally-Regulated Consumer Product | Non-Weatherized, Condensing Ga | 1970 | 282 |  | 10/12/2023 | 72043 | 209191323 | 10/12/2023
Lennox Industries Inc. | Concord | 96G2DF045BE12-* | Federally-Regulated Consumer Product | Non-Weatherized, Condensing Ga | 1241 | 250 |  | 10/12/2023 | 29295 | 209191304 | 10/12/2023
Lennox Industries Inc. | Concord | 96G2DF070BE16-* | Federally-Regulated Consumer Product | Non-Weatherized, Condensing Ga | 1638 | 267 |  | 10/12/2023 | 43233 | 209191306 | 10/12/2023
Lennox Industries Inc. | Lennox | EL296DF090XV60C-* | Federally-Regulated Consumer Product | Non-Weatherized, Condensing Ga | 2247 | 294 |  | 05/25/2023 | 57246 | 5625146 | 10/12/2023
Lennox Industries Inc. | Lennox | EL296UH135XE60D-* | Federally-Regulated Consumer Product | Non-Weatherized, Condensing Ga | 2344 | 298 |  | 05/25/2023 | 86592 | 5625721 | 10/12/2023
Lennox Industries Inc. | Lennox | EL296UH110XV60C-* | Federally-Regulated Consumer Product | Non-Weatherized, Condensing Ga | 2307 | 297 |  | 05/25/2023 | 71185 | 4988516 | 10/12/2023
Lennox Industries Inc. | Lennox | EL296UH070XE36B-* | Federally-Regulated Consumer Product | Non-Weatherized, Condensing Ga | 1293 | 252 |  | 05/25/2023 | 42936 | 5625718 | 10/12/2023
Lennox Industries Inc. | Lennox | EL296UH135XV60D-* | Federally-Regulated Consumer Product | Non-Weatherized, Condensing Ga | 2361 | 299 |  | 05/25/2023 | 86440 | 4988517 | 10/12/2023
Lennox Industries Inc. | Lennox | EL296UH090XE48C-* | Federally-Regulated Consumer Product | Non-Weatherized, Condensing Ga | 1593 | 265 |  | 05/25/2023 | 57310 | 5625719 | 10/12/2023
Lennox Industries Inc. | Lennox | EL296UH090XV36C-* | Federally-Regulated Consumer Product | Non-Weatherized, Condensing Ga | 1394 | 256 |  | 05/25/2023 | 57911 | 4988512 | 10/12/2023
Lennox Industries Inc. | Lennox | EL296UH110XV48C-* | Federally-Regulated Consumer Product | Non-Weatherized, Condensing Ga | 1752 | 272 |  | 05/25/2023 | 71078 | 4988515 | 10/12/2023
Lennox Industries Inc. | Lennox | EL296UH045XV36B-* | Federally-Regulated Consumer Product | Non-Weatherized, Condensing Ga | 1270 | 251 |  | 05/25/2023 | 28998 | 4988231 | 10/12/2023
Lennox Industries Inc. | Lennox | EL296UH070XV36B-* | Federally-Regulated Consumer Product | Non-Weatherized, Condensing Ga | 1473 | 260 |  | 05/25/2023 | 43248 | 4988511 | 10/12/2023
Lennox Industries Inc. | Lennox | EL296DF110XV60C-* | Federally-Regulated Consumer Product | Non-Weatherized, Condensing Ga | 2263 | 295 |  | 06/22/2023 | 71480 | 4988230 | 10/12/2023
Lennox Industries Inc. | Lennox | EL296UH110XE60C-* | Federally-Regulated Consumer Product | Non-Weatherized, Condensing Ga | 1970 | 282 |  | 05/25/2023 | 72043 | 5625720 | 10/12/2023
Lennox Industries Inc. | Lennox | EL296DF110XE60C-* | Federally-Regulated Consumer Product | Non-Weatherized, Condensing Ga | 2109 | 288 |  | 05/25/2023 | 71791 | 5625725 | 10/12/2023
Lennox Industries Inc. | Lennox | EL296DF070XE48B-* | Federally-Regulated Consumer Product | Non-Weatherized, Condensing Ga | 1638 | 267 |  | 05/25/2023 | 43233 | 5625723 | 10/12/2023
Lennox Industries Inc. | Lennox | EL296DF045XE36B-* | Federally-Regulated Consumer Product | Non-Weatherized, Condensing Ga | 1241 | 250 |  | 05/25/2023 | 29295 | 5625722 | 10/12/2023
Lennox Industries Inc. | Lennox | EL296DF090XE48C-* | Federally-Regulated Consumer Product | Non-Weatherized, Condensing Ga | 1608 | 266 |  | 05/25/2023 | 57408 | 5940633 | 10/12/2023
Lennox Industries Inc. | Lennox | EL296UH090XV48C-* | Federally-Regulated Consumer Product | Non-Weatherized, Condensing Ga | 1764 | 273 |  | 05/25/2023 | 57721 | 4988513 | 10/12/2023
Lennox Industries Inc. | Lennox | EL296DF045XV36B-* | Federally-Regulated Consumer Product | Non-Weatherized, Condensing Ga | 1331 | 254 |  | 05/25/2023 | 28604 | 4988227 | 10/12/2023
Lennox Industries Inc. | Lennox | EL296DF070XV48B-* | Federally-Regulated Consumer Product | Non-Weatherized, Condensing Ga | 1755 | 272 |  | 05/25/2023 | 43625 | 4988228 | 10/12/2023
Lennox Industries Inc. | Lennox | EL296UH090XV60C-* | Federally-Regulated Consumer Product | Non-Weatherized, Condensing Ga | 2339 | 298 |  | 05/25/2023 | 57122 | 4988514 | 10/12/2023
Lennox Industries Inc. | Lennox | EL296UH045XE36B-* | Federally-Regulated Consumer Product | Non-Weatherized, Condensing Ga | 1332 | 254 |  | 05/25/2023 | 28924 | 5625717 | 10/12/2023
Lennox Industries Inc. | Airease | A96US2V090C16*-* | Federally-Regulated Consumer Product | Non-Weatherized, Condensing Ga | 1764 | 273 |  | 06/20/2023 | 57721 | 201696025 | 10/12/2023
Lennox Industries Inc. | Airease | A96US2V090C20S-* | Federally-Regulated Consumer Product | Non-Weatherized, Condensing Ga | 2339 | 298 |  | 06/20/2023 | 57122 | 201695966 | 10/12/2023
Lennox Industries Inc. | Airease | A96DS2V070B16S-* | Federally-Regulated Consumer Product | Non-Weatherized, Condensing Ga | 1755 | 272 |  | 06/20/2023 | 43625 | 201695956 | 10/12/2023
Lennox Industries Inc. | Airease | A96DS2V110C20S-* | Federally-Regulated Consumer Product | Non-Weatherized, Condensing Ga | 2263 | 295 |  | 06/22/2023 | 71480 | 201695958 | 10/12/2023
Lennox Industries Inc. | Airease | A96US2V070B12S-* | Federally-Regulated Consumer Product | Non-Weatherized, Condensing Ga | 1473 | 260 |  | 06/20/2023 | 43248 | 201695945 | 10/12/2023
Lennox Industries Inc. | Airease | A96US2V045B12S-* | Federally-Regulated Consumer Product | Non-Weatherized, Condensing Ga | 1270 | 251 |  | 06/20/2023 | 28998 | 201695943 | 10/12/2023
Lennox Industries Inc. | Airease | A96DS2V090C20S-* | Federally-Regulated Consumer Product | Non-Weatherized, Condensing Ga | 2247 | 294 |  | 06/20/2023 | 57246 | 201695964 | 10/12/2023
Lennox Industries Inc. | Airease | A96US2V135D20S-* | Federally-Regulated Consumer Product | Non-Weatherized, Condensing Ga | 2361 | 299 |  | 06/20/2023 | 86440 | 201695947 | 10/12/2023
Lennox Industries Inc. | Airease | A96US2V110C16S-* | Federally-Regulated Consumer Product | Non-Weatherized, Condensing Ga | 1752 | 272 |  | 06/20/2023 | 71078 | 201695952 | 10/12/2023
Lennox Industries Inc. | Airease | A96US2V090C12S-* | Federally-Regulated Consumer Product | Non-Weatherized, Condensing Ga | 1394 | 256 |  | 06/20/2023 | 57911 | 201695960 | 10/12/2023
Lennox Industries Inc. | Airease | A96DS2V045B12S-* | Federally-Regulated Consumer Product | Non-Weatherized, Condensing Ga | 1331 | 254 |  | 06/20/2023 | 28604 | 201695954 | 10/12/2023
Lennox Industries Inc. | Airease | A96US2V110C20S-* | Federally-Regulated Consumer Product | Non-Weatherized, Condensing Ga | 2307 | 297 |  | 06/20/2023 | 71185 | 201695949 | 10/12/2023
Lennox Industries Inc. | ARMSTRONG AIR | A96US2V090C20S-* | Federally-Regulated Consumer Product | Non-Weatherized, Condensing Ga | 2339 | 298 |  | 06/20/2023 | 57122 | 201695967 | 10/12/2023
Lennox Industries Inc. | ARMSTRONG AIR | A96US2V090C16*-* | Federally-Regulated Consumer Product | Non-Weatherized, Condensing Ga | 1764 | 273 |  | 06/20/2023 | 57721 | 201696026 | 10/12/2023
Lennox Industries Inc. | ARMSTRONG AIR | A96DS2V045B12S-* | Federally-Regulated Consumer Product | Non-Weatherized, Condensing Ga | 1331 | 254 |  | 06/20/2023 | 28604 | 201695955 | 10/12/2023
Lennox Industries Inc. | ARMSTRONG AIR | A96US2V110C16S-* | Federally-Regulated Consumer Product | Non-Weatherized, Condensing Ga | 1752 | 272 |  | 06/20/2023 | 71078 | 201695953 | 10/12/2023
Lennox Industries Inc. | ARMSTRONG AIR | A96US2V070B12S-* | Federally-Regulated Consumer Product | Non-Weatherized, Condensing Ga | 1473 | 260 |  | 06/20/2023 | 43248 | 201695946 | 10/12/2023
Lennox Industries Inc. | ARMSTRONG AIR | A96US2V135D20S-* | Federally-Regulated Consumer Product | Non-Weatherized, Condensing Ga | 2361 | 299 |  | 06/20/2023 | 86440 | 201695948 | 10/12/2023
Lennox Industries Inc. | ARMSTRONG AIR | A96DS2V110C20S-* | Federally-Regulated Consumer Product | Non-Weatherized, Condensing Ga | 2263 | 295 |  | 06/22/2023 | 71480 | 201695959 | 10/12/2023
Lennox Industries Inc. | ARMSTRONG AIR | A96DS2V090C20S-* | Federally-Regulated Consumer Product | Non-Weatherized, Condensing Ga | 2247 | 294 |  | 06/20/2023 | 57246 | 201695965 | 10/12/2023
Lennox Industries Inc. | ARMSTRONG AIR | A96DS2V070B16S-* | Federally-Regulated Consumer Product | Non-Weatherized, Condensing Ga | 1755 | 272 |  | 06/20/2023 | 43625 | 201695957 | 10/12/2023
Lennox Industries Inc. | ARMSTRONG AIR | A96US2V090C12S-* | Federally-Regulated Consumer Product | Non-Weatherized, Condensing Ga | 1394 | 256 |  | 06/20/2023 | 57911 | 201695961 | 10/12/2023
Lennox Industries Inc. | ARMSTRONG AIR | A96US2V045B12S-* | Federally-Regulated Consumer Product | Non-Weatherized, Condensing Ga | 1270 | 251 |  | 06/20/2023 | 28998 | 201695944 | 10/12/2023
Lennox Industries Inc. | ARMSTRONG AIR | A96US2V110C20S-* | Federally-Regulated Consumer Product | Non-Weatherized, Condensing Ga | 2307 | 297 |  | 06/20/2023 | 71185 | 201695951 | 10/12/2023
Lennox Industries Inc. | Lennox | EL296DF090XV60C-* | Federally-Regulated Consumer Product | Non-Weatherized, Condensing Ga | 2247 | 294 |  | 10/12/2023 | 57246 | 5625146 | 10/12/2023
Lennox Industries Inc. | Lennox | EL296UH135XE60D-* | Federally-Regulated Consumer Product | Non-Weatherized, Condensing Ga | 2344 | 298 |  | 10/12/2023 | 86592 | 5625721 | 10/12/2023
Lennox Industries Inc. | Lennox | EL296UH110XV60C-* | Federally-Regulated Consumer Product | Non-Weatherized, Condensing Ga | 2307 | 297 |  | 10/12/2023 | 71185 | 4988516 | 10/12/2023
Lennox Industries Inc. | Lennox | EL296UH070XE36B-* | Federally-Regulated Consumer Product | Non-Weatherized, Condensing Ga | 1293 | 252 |  | 10/12/2023 | 42936 | 5625718 | 10/12/2023
Lennox Industries Inc. | Lennox | EL296UH135XV60D-* | Federally-Regulated Consumer Product | Non-Weatherized, Condensing Ga | 2361 | 299 |  | 10/12/2023 | 86440 | 4988517 | 10/12/2023
Lennox Industries Inc. | Lennox | EL296UH090XE48C-* | Federally-Regulated Consumer Product | Non-Weatherized, Condensing Ga | 1593 | 265 |  | 10/12/2023 | 57310 | 5625719 | 10/12/2023
Lennox Industries Inc. | Lennox | EL296UH090XV36C-* | Federally-Regulated Consumer Product | Non-Weatherized, Condensing Ga | 1394 | 256 |  | 10/12/2023 | 57911 | 4988512 | 10/12/2023
Lennox Industries Inc. | Lennox | EL296UH110XV48C-* | Federally-Regulated Consumer Product | Non-Weatherized, Condensing Ga | 1752 | 272 |  | 10/12/2023 | 71078 | 4988515 | 10/12/2023
Lennox Industries Inc. | Lennox | EL296UH045XV36B-* | Federally-Regulated Consumer Product | Non-Weatherized, Condensing Ga | 1270 | 251 |  | 10/12/2023 | 28998 | 4988231 | 10/12/2023
Lennox Industries Inc. | Lennox | EL296UH070XV36B-* | Federally-Regulated Consumer Product | Non-Weatherized, Condensing Ga | 1473 | 260 |  | 10/12/2023 | 43248 | 4988511 | 10/12/2023
Lennox Industries Inc. | Lennox | EL296DF110XV60C-* | Federally-Regulated Consumer Product | Non-Weatherized, Condensing Ga | 2263 | 295 |  | 10/12/2023 | 71480 | 4988230 | 10/12/2023
Lennox Industries Inc. | Lennox | EL296UH110XE60C-* | Federally-Regulated Consumer Product | Non-Weatherized, Condensing Ga | 1970 | 282 |  | 10/12/2023 | 72043 | 5625720 | 10/12/2023
Lennox Industries Inc. | Lennox | EL296DF110XE60C-* | Federally-Regulated Consumer Product | Non-Weatherized, Condensing Ga | 2109 | 288 |  | 10/12/2023 | 71791 | 5625725 | 10/12/2023
Lennox Industries Inc. | Lennox | EL296DF070XE48B-* | Federally-Regulated Consumer Product | Non-Weatherized, Condensing Ga | 1638 | 267 |  | 10/12/2023 | 43233 | 5625723 | 10/12/2023
Lennox Industries Inc. | Lennox | EL296DF045XE36B-* | Federally-Regulated Consumer Product | Non-Weatherized, Condensing Ga | 1241 | 250 |  | 10/12/2023 | 29295 | 5625722 | 10/12/2023
Lennox Industries Inc. | Lennox | EL296DF090XE48C-* | Federally-Regulated Consumer Product | Non-Weatherized, Condensing Ga | 1608 | 266 |  | 10/12/2023 | 57408 | 5940633 | 10/12/2023
Lennox Industries Inc. | Lennox | EL296UH090XV48C-* | Federally-Regulated Consumer Product | Non-Weatherized, Condensing Ga | 1764 | 273 |  | 10/12/2023 | 57721 | 4988513 | 10/12/2023
Lennox Industries Inc. | Lennox | EL296DF045XV36B-* | Federally-Regulated Consumer Product | Non-Weatherized, Condensing Ga | 1331 | 254 |  | 10/12/2023 | 28604 | 4988227 | 10/12/2023
Lennox Industries Inc. | Lennox | EL296DF070XV48B-* | Federally-Regulated Consumer Product | Non-Weatherized, Condensing Ga | 1755 | 272 |  | 10/12/2023 | 43625 | 4988228 | 10/12/2023
Lennox Industries Inc. | Lennox | EL296UH090XV60C-* | Federally-Regulated Consumer Product | Non-Weatherized, Condensing Ga | 2339 | 298 |  | 10/12/2023 | 57122 | 4988514 | 10/12/2023
Lennox Industries Inc. | Lennox | EL296UH045XE36B-* | Federally-Regulated Consumer Product | Non-Weatherized, Condensing Ga | 1332 | 254 |  | 10/12/2023 | 28924 | 5625717 | 10/12/2023
Lennox Industries Inc. | Airease | A96US2V090C16*-* | Federally-Regulated Consumer Product | Non-Weatherized, Condensing Ga | 1764 | 273 |  | 10/12/2023 | 57721 | 201696025 | 10/12/2023
Lennox Industries Inc. | Airease | A96US2V090C20S-* | Federally-Regulated Consumer Product | Non-Weatherized, Condensing Ga | 2339 | 298 |  | 10/12/2023 | 57122 | 201695966 | 10/12/2023
Lennox Industries Inc. | Airease | A96DS2V070B16S-* | Federally-Regulated Consumer Product | Non-Weatherized, Condensing Ga | 1755 | 272 |  | 10/12/2023 | 43625 | 201695956 | 10/12/2023
Lennox Industries Inc. | Airease | A96DS2V110C20S-* | Federally-Regulated Consumer Product | Non-Weatherized, Condensing Ga | 2263 | 295 |  | 10/12/2023 | 71480 | 201695958 | 10/12/2023
Lennox Industries Inc. | Airease | A96US2V070B12S-* | Federally-Regulated Consumer Product | Non-Weatherized, Condensing Ga | 1473 | 260 |  | 10/12/2023 | 43248 | 201695945 | 10/12/2023
Lennox Industries Inc. | Airease | A96US2V045B12S-* | Federally-Regulated Consumer Product | Non-Weatherized, Condensing Ga | 1270 | 251 |  | 10/12/2023 | 28998 | 201695943 | 10/12/2023
Lennox Industries Inc. | Airease | A96DS2V090C20S-* | Federally-Regulated Consumer Product | Non-Weatherized, Condensing Ga | 2247 | 294 |  | 10/12/2023 | 57246 | 201695964 | 10/12/2023
Lennox Industries Inc. | Airease | A96US2V135D20S-* | Federally-Regulated Consumer Product | Non-Weatherized, Condensing Ga | 2361 | 299 |  | 10/12/2023 | 86440 | 201695947 | 10/12/2023
Lennox Industries Inc. | Airease | A96US2V110C16S-* | Federally-Regulated Consumer Product | Non-Weatherized, Condensing Ga | 1752 | 272 |  | 10/12/2023 | 71078 | 201695952 | 10/12/2023
Lennox Industries Inc. | Airease | A96US2V090C12S-* | Federally-Regulated Consumer Product | Non-Weatherized, Condensing Ga | 1394 | 256 |  | 10/12/2023 | 57911 | 201695960 | 10/12/2023
Lennox Industries Inc. | Airease | A96DS2V045B12S-* | Federally-Regulated Consumer Product | Non-Weatherized, Condensing Ga | 1331 | 254 |  | 10/12/2023 | 28604 | 201695954 | 10/12/2023
Lennox Industries Inc. | Airease | A96US2V110C20S-* | Federally-Regulated Consumer Product | Non-Weatherized, Condensing Ga | 2307 | 297 |  | 10/12/2023 | 71185 | 201695949 | 10/12/2023
Lennox Industries Inc. | ARMSTRONG AIR | A96US2V090C20S-* | Federally-Regulated Consumer Product | Non-Weatherized, Condensing Ga | 2339 | 298 |  | 10/12/2023 | 57122 | 201695967 | 10/12/2023
Lennox Industries Inc. | ARMSTRONG AIR | A96US2V090C16*-* | Federally-Regulated Consumer Product | Non-Weatherized, Condensing Ga | 1764 | 273 |  | 10/12/2023 | 57721 | 201696026 | 10/12/2023
Lennox Industries Inc. | ARMSTRONG AIR | A96DS2V045B12S-* | Federally-Regulated Consumer Product | Non-Weatherized, Condensing Ga | 1331 | 254 |  | 10/12/2023 | 28604 | 201695955 | 10/12/2023
Lennox Industries Inc. | ARMSTRONG AIR | A96US2V110C16S-* | Federally-Regulated Consumer Product | Non-Weatherized, Condensing Ga | 1752 | 272 |  | 10/12/2023 | 71078 | 201695953 | 10/12/2023
Lennox Industries Inc. | ARMSTRONG AIR | A96US2V070B12S-* | Federally-Regulated Consumer Product | Non-Weatherized, Condensing Ga | 1473 | 260 |  | 10/12/2023 | 43248 | 201695946 | 10/12/2023
Lennox Industries Inc. | ARMSTRONG AIR | A96US2V135D20S-* | Federally-Regulated Consumer Product | Non-Weatherized, Condensing Ga | 2361 | 299 |  | 10/12/2023 | 86440 | 201695948 | 10/12/2023
Lennox Industries Inc. | ARMSTRONG AIR | A96DS2V110C20S-* | Federally-Regulated Consumer Product | Non-Weatherized, Condensing Ga | 2263 | 295 |  | 10/12/2023 | 71480 | 201695959 | 10/12/2023
Lennox Industries Inc. | ARMSTRONG AIR | A96DS2V090C20S-* | Federally-Regulated Consumer Product | Non-Weatherized, Condensing Ga | 2247 | 294 |  | 10/12/2023 | 57246 | 201695965 | 10/12/2023
Lennox Industries Inc. | ARMSTRONG AIR | A96DS2V070B16S-* | Federally-Regulated Consumer Product | Non-Weatherized, Condensing Ga | 1755 | 272 |  | 10/12/2023 | 43625 | 201695957 | 10/12/2023
Lennox Industries Inc. | ARMSTRONG AIR | A96US2V090C12S-* | Federally-Regulated Consumer Product | Non-Weatherized, Condensing Ga | 1394 | 256 |  | 10/12/2023 | 57911 | 201695961 | 10/12/2023
Lennox Industries Inc. | ARMSTRONG AIR | A96US2V045B12S-* | Federally-Regulated Consumer Product | Non-Weatherized, Condensing Ga | 1270 | 251 |  | 10/12/2023 | 28998 | 201695944 | 10/12/2023
Lennox Industries Inc. | ARMSTRONG AIR | A96US2V110C20S-* | Federally-Regulated Consumer Product | Non-Weatherized, Condensing Ga | 2307 | 297 |  | 10/12/2023 | 71185 | 201695951 | 10/12/2023
Lennox Industries Inc. | ALLIED | A96US2V110C20S-* | Federally-Regulated Consumer Product | Non-Weatherized, Condensing Ga | 2307 | 297 |  | 06/20/2023 | 71185 | 201695950 | 10/12/2023
Lennox Industries Inc. | ALLIED | A96US2V110C20S-* | Federally-Regulated Consumer Product | Non-Weatherized, Condensing Ga | 2307 | 297 |  | 10/12/2023 | 71185 | 201695950 | 10/12/2023
Lennox Industries Inc. | Concord | 96G2UH090CE16-* | Federally-Regulated Consumer Product | Non-Weatherized, Condensing Ga | 1593 | 265 |  | 10/12/2023 | 57310 | 209191321 | 10/12/2023
Lennox Industries Inc. | Concord | 96G2UH070BE12-* | Federally-Regulated Consumer Product | Non-Weatherized, Condensing Ga | 1293 | 252 |  | 10/12/2023 | 42936 | 209191319 | 10/12/2023
Lennox Industries Inc. | Concord | 96G2UH045BE12-* | Federally-Regulated Consumer Product | Non-Weatherized, Condensing Ga | 1332 | 254 |  | 10/12/2023 | 28924 | 209191316 | 10/12/2023
Lennox Industries Inc. | Concord | 96G2DF090CE16-* | Federally-Regulated Consumer Product | Non-Weatherized, Condensing Ga | 1608 | 266 |  | 10/12/2023 | 57408 | 209191308 | 10/12/2023
Lennox Industries Inc. | Concord | 96G2DF110CE20-* | Federally-Regulated Consumer Product | Non-Weatherized, Condensing Ga | 2109 | 288 |  | 10/12/2023 | 71791 | 209191310 | 10/12/2023
Lennox Industries Inc. | Concord | 96G2UH110CE20-* | Federally-Regulated Consumer Product | Non-Weatherized, Condensing Ga | 1970 | 282 |  | 10/12/2023 | 72043 | 209191323 | 10/12/2023
Lennox Industries Inc. | Concord | 96G2DF045BE12-* | Federally-Regulated Consumer Product | Non-Weatherized, Condensing Ga | 1241 | 250 |  | 10/12/2023 | 29295 | 209191304 | 10/12/2023
Lennox Industries Inc. | Concord | 96G2DF070BE16-* | Federally-Regulated Consumer Product | Non-Weatherized, Condensing Ga | 1638 | 267 |  | 10/12/2023 | 43233 | 209191306 | 10/12/2023
Lennox Industries Inc. | Ducane | 96G2UH045BE12-* | Federally-Regulated Consumer Product | Non-Weatherized, Condensing Ga | 1332 | 254 |  | 10/12/2023 | 28924 | 209191318 | 10/12/2023
Lennox Industries Inc. | Ducane | 96G2DF110CE20-* | Federally-Regulated Consumer Product | Non-Weatherized, Condensing Ga | 2109 | 288 |  | 10/12/2023 | 71791 | 209191311 | 10/12/2023
Lennox Industries Inc. | Ducane | 96G2DF045BE12-* | Federally-Regulated Consumer Product | Non-Weatherized, Condensing Ga | 1241 | 250 |  | 10/12/2023 | 29295 | 209191305 | 10/12/2023
Lennox Industries Inc. | Ducane | 96G2DF090CE16-* | Federally-Regulated Consumer Product | Non-Weatherized, Condensing Ga | 1608 | 266 |  | 10/12/2023 | 57408 | 209191309 | 10/12/2023
Lennox Industries Inc. | Ducane | 96G2UH090CE16-* | Federally-Regulated Consumer Product | Non-Weatherized, Condensing Ga | 1593 | 265 |  | 10/12/2023 | 57310 | 209191322 | 10/12/2023
Lennox Industries Inc. | Ducane | 96G2UH110CE20-** | Federally-Regulated Consumer Product | Non-Weatherized, Condensing Ga | 1970 | 282 |  | 10/12/2023 | 72043 | 209191324 | 10/12/2023
Lennox Industries Inc. | Ducane | 96G2DF070BE16-* | Federally-Regulated Consumer Product | Non-Weatherized, Condensing Ga | 1638 | 267 |  | 10/12/2023 | 43233 | 209191307 | 10/12/2023
Lennox Industries Inc. | Ducane | 96G2UH070BE12-* | Federally-Regulated Consumer Product | Non-Weatherized, Condensing Ga | 1293 | 252 |  | 10/12/2023 | 42936 | 209191320 | 10/12/2023
Lennox Industries Inc. | Lennox | EL296DF090XV60C-* | Federally-Regulated Consumer Product | Non-Weatherized, Condensing Ga | 2247 | 294 |  | 10/12/2023 | 57246 | 5625146 | 10/12/2023
Lennox Industries Inc. | Lennox | EL296UH135XE60D-* | Federally-Regulated Consumer Product | Non-Weatherized, Condensing Ga | 2344 | 298 |  | 10/12/2023 | 86592 | 5625721 | 10/12/2023
Lennox Industries Inc. | Lennox | EL296UH110XV60C-* | Federally-Regulated Consumer Product | Non-Weatherized, Condensing Ga | 2307 | 297 |  | 10/12/2023 | 71185 | 4988516 | 10/12/2023
Lennox Industries Inc. | Lennox | EL296UH070XE36B-* | Federally-Regulated Consumer Product | Non-Weatherized, Condensing Ga | 1293 | 252 |  | 10/12/2023 | 42936 | 5625718 | 10/12/2023
Lennox Industries Inc. | Lennox | EL296UH135XV60D-* | Federally-Regulated Consumer Product | Non-Weatherized, Condensing Ga | 2361 | 299 |  | 10/12/2023 | 86440 | 4988517 | 10/12/2023
Lennox Industries Inc. | Lennox | EL296UH090XE48C-* | Federally-Regulated Consumer Product | Non-Weatherized, Condensing Ga | 1593 | 265 |  | 10/12/2023 | 57310 | 5625719 | 10/12/2023
Lennox Industries Inc. | Lennox | EL296UH090XV36C-* | Federally-Regulated Consumer Product | Non-Weatherized, Condensing Ga | 1394 | 256 |  | 10/12/2023 | 57911 | 4988512 | 10/12/2023
Lennox Industries Inc. | Lennox | EL296UH110XV48C-* | Federally-Regulated Consumer Product | Non-Weatherized, Condensing Ga | 1752 | 272 |  | 10/12/2023 | 71078 | 4988515 | 10/12/2023
Lennox Industries Inc. | Lennox | EL296UH045XV36B-* | Federally-Regulated Consumer Product | Non-Weatherized, Condensing Ga | 1270 | 251 |  | 10/12/2023 | 28998 | 4988231 | 10/12/2023
Lennox Industries Inc. | Lennox | EL296UH070XV36B-* | Federally-Regulated Consumer Product | Non-Weatherized, Condensing Ga | 1473 | 260 |  | 10/12/2023 | 43248 | 4988511 | 10/12/2023
Lennox Industries Inc. | Lennox | EL296DF110XV60C-* | Federally-Regulated Consumer Product | Non-Weatherized, Condensing Ga | 2263 | 295 |  | 10/12/2023 | 71480 | 4988230 | 10/12/2023
Lennox Industries Inc. | Lennox | EL296UH110XE60C-* | Federally-Regulated Consumer Product | Non-Weatherized, Condensing Ga | 1970 | 282 |  | 10/12/2023 | 72043 | 5625720 | 10/12/2023
Lennox Industries Inc. | Lennox | EL296DF110XE60C-* | Federally-Regulated Consumer Product | Non-Weatherized, Condensing Ga | 2109 | 288 |  | 10/12/2023 | 71791 | 5625725 | 10/12/2023
Lennox Industries Inc. | Lennox | EL296DF070XE48B-* | Federally-Regulated Consumer Product | Non-Weatherized, Condensing Ga | 1638 | 267 |  | 10/12/2023 | 43233 | 5625723 | 10/12/2023
Lennox Industries Inc. | Lennox | EL296DF045XE36B-* | Federally-Regulated Consumer Product | Non-Weatherized, Condensing Ga | 1241 | 250 |  | 10/12/2023 | 29295 | 5625722 | 10/12/2023
Lennox Industries Inc. | Lennox | EL296DF090XE48C-* | Federally-Regulated Consumer Product | Non-Weatherized, Condensing Ga | 1608 | 266 |  | 10/12/2023 | 57408 | 5940633 | 10/12/2023
Lennox Industries Inc. | Lennox | EL296UH090XV48C-* | Federally-Regulated Consumer Product | Non-Weatherized, Condensing Ga | 1764 | 273 |  | 10/12/2023 | 57721 | 4988513 | 10/12/2023
Lennox Industries Inc. | Lennox | EL296DF045XV36B-* | Federally-Regulated Consumer Product | Non-Weatherized, Condensing Ga | 1331 | 254 |  | 10/12/2023 | 28604 | 4988227 | 10/12/2023
Lennox Industries Inc. | Lennox | EL296DF070XV48B-* | Federally-Regulated Consumer Product | Non-Weatherized, Condensing Ga | 1755 | 272 |  | 10/12/2023 | 43625 | 4988228 | 10/12/2023
Lennox Industries Inc. | Lennox | EL296UH090XV60C-* | Federally-Regulated Consumer Product | Non-Weatherized, Condensing Ga | 2339 | 298 |  | 10/12/2023 | 57122 | 4988514 | 10/12/2023
Lennox Industries Inc. | Lennox | EL296UH045XE36B-* | Federally-Regulated Consumer Product | Non-Weatherized, Condensing Ga | 1332 | 254 |  | 10/12/2023 | 28924 | 5625717 | 10/12/2023
Lennox Industries Inc. | Breeze33 | 96G2DF110CE20-* | Federally-Regulated Consumer Product | Non-Weatherized, Condensing Ga | 2109 | 288 |  | 10/12/2023 | 71791 | 213355328 | 10/12/2023
Lennox Industries Inc. | Breeze33 | 96G2DF045BE12-* | Federally-Regulated Consumer Product | Non-Weatherized, Condensing Ga | 1241 | 250 |  | 10/12/2023 | 29295 | 213355325 | 10/12/2023
Lennox Industries Inc. | Breeze33 | 96G2DF090CE16-* | Federally-Regulated Consumer Product | Non-Weatherized, Condensing Ga | 1608 | 266 |  | 10/12/2023 | 57408 | 213355327 | 10/12/2023
Lennox Industries Inc. | Breeze33 | 96G2DF070BE16-* | Federally-Regulated Consumer Product | Non-Weatherized, Condensing Ga | 1638 | 267 |  | 10/12/2023 | 43233 | 213355326 | 10/12/2023
Lennox Industries Inc. | ARMSTRONG AIR | A96US2V090C20S-* | Federally-Regulated Consumer Product | Non-Weatherized, Condensing Ga | 2339 | 298 |  | 10/12/2023 | 57122 | 201695967 | 10/12/2023
Lennox Industries Inc. | ARMSTRONG AIR | A96US2V090C16*-* | Federally-Regulated Consumer Product | Non-Weatherized, Condensing Ga | 1764 | 273 |  | 10/12/2023 | 57721 | 201696026 | 10/12/2023
Lennox Industries Inc. | ARMSTRONG AIR | A96DS2V045B12S-* | Federally-Regulated Consumer Product | Non-Weatherized, Condensing Ga | 1331 | 254 |  | 10/12/2023 | 28604 | 201695955 | 10/12/2023
Lennox Industries Inc. | ARMSTRONG AIR | A96US2V110C16S-* | Federally-Regulated Consumer Product | Non-Weatherized, Condensing Ga | 1752 | 272 |  | 10/12/2023 | 71078 | 201695953 | 10/12/2023
Lennox Industries Inc. | ARMSTRONG AIR | A96US2V070B12S-* | Federally-Regulated Consumer Product | Non-Weatherized, Condensing Ga | 1473 | 260 |  | 10/12/2023 | 43248 | 201695946 | 10/12/2023
Lennox Industries Inc. | ARMSTRONG AIR | A96US2V135D20S-* | Federally-Regulated Consumer Product | Non-Weatherized, Condensing Ga | 2361 | 299 |  | 10/12/2023 | 86440 | 201695948 | 10/12/2023
Lennox Industries Inc. | ARMSTRONG AIR | A96DS2V110C20S-* | Federally-Regulated Consumer Product | Non-Weatherized, Condensing Ga | 2263 | 295 |  | 10/12/2023 | 71480 | 201695959 | 10/12/2023
Lennox Industries Inc. | ARMSTRONG AIR | A96DS2V090C20S-* | Federally-Regulated Consumer Product | Non-Weatherized, Condensing Ga | 2247 | 294 |  | 10/12/2023 | 57246 | 201695965 | 10/12/2023
Lennox Industries Inc. | ARMSTRONG AIR | A96DS2V070B16S-* | Federally-Regulated Consumer Product | Non-Weatherized, Condensing Ga | 1755 | 272 |  | 10/12/2023 | 43625 | 201695957 | 10/12/2023
Lennox Industries Inc. | ARMSTRONG AIR | A96US2V090C12S-* | Federally-Regulated Consumer Product | Non-Weatherized, Condensing Ga | 1394 | 256 |  | 10/12/2023 | 57911 | 201695961 | 10/12/2023
Lennox Industries Inc. | ARMSTRONG AIR | A96US2V045B12S-* | Federally-Regulated Consumer Product | Non-Weatherized, Condensing Ga | 1270 | 251 |  | 10/12/2023 | 28998 | 201695944 | 10/12/2023
Lennox Industries Inc. | ARMSTRONG AIR | A96US2V110C20S-* | Federally-Regulated Consumer Product | Non-Weatherized, Condensing Ga | 2307 | 297 |  | 10/12/2023 | 71185 | 201695951 | 10/12/2023
Lennox Industries Inc. | Airease | A96US2V090C16*-* | Federally-Regulated Consumer Product | Non-Weatherized, Condensing Ga | 1764 | 273 |  | 10/12/2023 | 57721 | 201696025 | 10/12/2023
Lennox Industries Inc. | Airease | A96US2V090C20S-* | Federally-Regulated Consumer Product | Non-Weatherized, Condensing Ga | 2339 | 298 |  | 10/12/2023 | 57122 | 201695966 | 10/12/2023
Lennox Industries Inc. | Airease | A96DS2V070B16S-* | Federally-Regulated Consumer Product | Non-Weatherized, Condensing Ga | 1755 | 272 |  | 10/12/2023 | 43625 | 201695956 | 10/12/2023
Lennox Industries Inc. | Airease | A96DS2V110C20S-* | Federally-Regulated Consumer Product | Non-Weatherized, Condensing Ga | 2263 | 295 |  | 10/12/2023 | 71480 | 201695958 | 10/12/2023
Lennox Industries Inc. | Airease | A96US2V070B12S-* | Federally-Regulated Consumer Product | Non-Weatherized, Condensing Ga | 1473 | 260 |  | 10/12/2023 | 43248 | 201695945 | 10/12/2023
Lennox Industries Inc. | Airease | A96US2V045B12S-* | Federally-Regulated Consumer Product | Non-Weatherized, Condensing Ga | 1270 | 251 |  | 10/12/2023 | 28998 | 201695943 | 10/12/2023
Lennox Industries Inc. | Airease | A96DS2V090C20S-* | Federally-Regulated Consumer Product | Non-Weatherized, Condensing Ga | 2247 | 294 |  | 10/12/2023 | 57246 | 201695964 | 10/12/2023
Lennox Industries Inc. | Airease | A96US2V135D20S-* | Federally-Regulated Consumer Product | Non-Weatherized, Condensing Ga | 2361 | 299 |  | 10/12/2023 | 86440 | 201695947 | 10/12/2023
Lennox Industries Inc. | Airease | A96US2V110C16S-* | Federally-Regulated Consumer Product | Non-Weatherized, Condensing Ga | 1752 | 272 |  | 10/12/2023 | 71078 | 201695952 | 10/12/2023
Lennox Industries Inc. | Airease | A96US2V090C12S-* | Federally-Regulated Consumer Product | Non-Weatherized, Condensing Ga | 1394 | 256 |  | 10/12/2023 | 57911 | 201695960 | 10/12/2023
Lennox Industries Inc. | Airease | A96DS2V045B12S-* | Federally-Regulated Consumer Product | Non-Weatherized, Condensing Ga | 1331 | 254 |  | 10/12/2023 | 28604 | 201695954 | 10/12/2023
Lennox Industries Inc. | Airease | A96US2V110C20S-* | Federally-Regulated Consumer Product | Non-Weatherized, Condensing Ga | 2307 | 297 |  | 10/12/2023 | 71185 | 201695949 | 10/12/2023
Lennox Industries Inc. | ALLIED | A96US2V110C20S-* | Federally-Regulated Consumer Product | Non-Weatherized, Condensing Ga | 2307 | 297 |  | 10/12/2023 | 71185 | 201695950 | 10/12/2023
Lennox Industries Inc. | Airease | A96US2V090C12S-* | Federally-Regulated Consumer Product | Non-Weatherized, Condensing Ga | 1394 | 256 |  | 10/12/2023 | 57911 | 201695960 | 10/17/2023
Lennox Industries Inc. | Airease | A96DS2V045B12S-* | Federally-Regulated Consumer Product | Non-Weatherized, Condensing Ga | 1331 | 254 |  | 10/12/2023 | 28604 | 201695954 | 10/17/2023
Lennox Industries Inc. | Airease | A96DS2V090C20S-* | Federally-Regulated Consumer Product | Non-Weatherized, Condensing Ga | 2247 | 294 |  | 10/12/2023 | 57246 | 201695964 | 10/17/2023
Lennox Industries Inc. | Airease | A96US2V045B12S-* | Federally-Regulated Consumer Product | Non-Weatherized, Condensing Ga | 1270 | 251 |  | 10/12/2023 | 28998 | 201695943 | 10/17/2023
Lennox Industries Inc. | Airease | A96US2V090C20S-* | Federally-Regulated Consumer Product | Non-Weatherized, Condensing Ga | 2339 | 298 |  | 10/12/2023 | 57122 | 201695966 | 10/17/2023
Lennox Industries Inc. | Airease | A96US2V135D20S-* | Federally-Regulated Consumer Product | Non-Weatherized, Condensing Ga | 2361 | 299 |  | 10/12/2023 | 86440 | 201695947 | 10/17/2023
Lennox Industries Inc. | Airease | A96DS2V110C20S-* | Federally-Regulated Consumer Product | Non-Weatherized, Condensing Ga | 2263 | 295 |  | 10/12/2023 | 71480 | 201695958 | 10/17/2023
Lennox Industries Inc. | Airease | A96US2V110C20S-* | Federally-Regulated Consumer Product | Non-Weatherized, Condensing Ga | 2307 | 297 |  | 10/12/2023 | 71185 | 201695949 | 10/17/2023
Lennox Industries Inc. | Airease | A96DS2V070B16S-* | Federally-Regulated Consumer Product | Non-Weatherized, Condensing Ga | 1755 | 272 |  | 10/12/2023 | 43625 | 201695956 | 10/17/2023
Lennox Industries Inc. | Airease | A96US2V090C16*-* | Federally-Regulated Consumer Product | Non-Weatherized, Condensing Ga | 1764 | 273 |  | 10/12/2023 | 57721 | 201696025 | 10/17/2023
Lennox Industries Inc. | Airease | A96US2V110C16S-* | Federally-Regulated Consumer Product | Non-Weatherized, Condensing Ga | 1752 | 272 |  | 10/12/2023 | 71078 | 201695952 | 10/17/2023
Lennox Industries Inc. | Airease | A96US2V070B12S-* | Federally-Regulated Consumer Product | Non-Weatherized, Condensing Ga | 1473 | 260 |  | 10/12/2023 | 43248 | 201695945 | 10/17/2023
Rheem Sales Company, Inc. | Friedrich | FR921T0703A17M4 | Federally-Regulated Consumer Product | Non-Weatherized, Condensing Ga | 1362 | 255 |  | 09/14/2023 | 69960 | 213319213 | 10/17/2023
Rheem Sales Company, Inc. | Friedrich | FR921V0603A17M4 | Federally-Regulated Consumer Product | Non-Weatherized, Condensing Ga | 1356 | 249 | 255 | 08/03/2023 | 56054 | 213112765 | 10/17/2023
Rheem Sales Company, Inc. | Friedrich | FR951T0603A17M4 | Federally-Regulated Consumer Product | Non-Weatherized, Condensing Ga | 1156 | 246 | 246 | 08/03/2023 | 55624 | 213112737 | 10/17/2023
Rheem Sales Company, Inc. | Friedrich | FR98MV0603A17UPS | Federally-Regulated Consumer Product | Non-Weatherized, Condensing Ga | 1110 | 244 | 244 | 07/25/2023 | 22600 | 213112676 | 10/17/2023
Rheem Sales Company, Inc. | Friedrich | FR921T0855A21M4 | Federally-Regulated Consumer Product | Non-Weatherized, Condensing Ga | 1929 | 280 | 280 | 08/03/2023 | 84515 | 213112745 | 10/17/2023
Rheem Sales Company, Inc. | Friedrich | FR951V0855A21M4 | Federally-Regulated Consumer Product | Non-Weatherized, Condensing Ga | 1851 | 246 | 276 | 08/03/2023 | 84247 | 213112763 | 10/17/2023
Rheem Sales Company, Inc. | Friedrich | FR951V0703A17M4 | Federally-Regulated Consumer Product | Non-Weatherized, Condensing Ga | 1166 | 246 |  | 09/14/2023 | 70001 | 213319215 | 10/17/2023
Rheem Sales Company, Inc. | Friedrich | FR921T0705A21M4 | Federally-Regulated Consumer Product | Non-Weatherized, Condensing Ga | 1983 | 282 | 282 | 08/03/2023 | 70360 | 213112744 | 10/17/2023
Rheem Sales Company, Inc. | Friedrich | FR921T0603A17M4 | Federally-Regulated Consumer Product | Non-Weatherized, Condensing Ga | 1156 | 246 | 246 | 08/03/2023 | 55624 | 213112742 | 10/17/2023
Rheem Sales Company, Inc. | Friedrich | FR951T0703A17M4 | Federally-Regulated Consumer Product | Non-Weatherized, Condensing Ga | 1362 | 255 |  | 09/14/2023 | 69960 | 213319211 | 10/17/2023
Rheem Sales Company, Inc. | Friedrich | FR951V1005A21M4 | Federally-Regulated Consumer Product | Non-Weatherized, Condensing Ga | 2153 | 271 | 290 | 08/03/2023 | 98911 | 213112764 | 10/17/2023
Rheem Sales Company, Inc. | Friedrich | FR951V0603A17M4 | Federally-Regulated Consumer Product | Non-Weatherized, Condensing Ga | 1356 | 249 | 255 | 08/03/2023 | 56054 | 213112760 | 10/17/2023
Rheem Sales Company, Inc. | Friedrich | FR921V0855A21M4 | Federally-Regulated Consumer Product | Non-Weatherized, Condensing Ga | 1851 | 246 | 276 | 08/03/2023 | 84247 | 213112756 | 10/17/2023
Rheem Sales Company, Inc. | Friedrich | FR951T0705A21M4 | Federally-Regulated Consumer Product | Non-Weatherized, Condensing Ga | 1983 | 282 | 282 | 08/03/2023 | 70360 | 213112738 | 10/17/2023
Rheem Sales Company, Inc. | Friedrich | FR98MV0703A17UPS | Federally-Regulated Consumer Product | Non-Weatherized, Condensing Ga | 1162 | 246 | 246 | 07/25/2023 | 28246 | 213112677 | 10/17/2023
Rheem Sales Company, Inc. | Friedrich | FR921T1005A21M4 | Federally-Regulated Consumer Product | Non-Weatherized, Condensing Ga | 2066 | 286 | 286 | 08/03/2023 | 98023 | 213112746 | 10/17/2023
Rheem Sales Company, Inc. | Friedrich | FR97MV0603A17DHS | Federally-Regulated Consumer Product | Non-Weatherized, Condensing Ga | 1327 | 253 |  | 07/25/2023 | 22218 | 213112668 | 10/17/2023
Rheem Sales Company, Inc. | Friedrich | FR921T1155A24M4 | Federally-Regulated Consumer Product | Non-Weatherized, Condensing Ga | 2041 | 285 | 285 | 08/03/2023 | 111488 | 213112747 | 10/17/2023
Rheem Sales Company, Inc. | Friedrich | FR951T1005A21M4 | Federally-Regulated Consumer Product | Non-Weatherized, Condensing Ga | 2066 | 286 | 286 | 08/03/2023 | 98023 | 213112741 | 10/17/2023
Rheem Sales Company, Inc. | Friedrich | FR921V1005A21M4 | Federally-Regulated Consumer Product | Non-Weatherized, Condensing Ga | 2153 | 271 | 290 | 08/03/2023 | 98911 | 213112757 | 10/17/2023
Rheem Sales Company, Inc. | Friedrich | FR98MV0855A21UPS | Federally-Regulated Consumer Product | Non-Weatherized, Condensing Ga | 2209 | 292 | 292 | 07/25/2023 | 33631 | 213112678 | 10/17/2023
Rheem Sales Company, Inc. | Friedrich | FR97MV1005A21DHS | Federally-Regulated Consumer Product | Non-Weatherized, Condensing Ga | 1990 | 282 | 283 | 07/25/2023 | 39222 | 213112673 | 10/17/2023
Rheem Sales Company, Inc. | Friedrich | FR951T1155A24M4 | Federally-Regulated Consumer Product | Non-Weatherized, Condensing Ga | 2041 | 285 | 285 | 08/03/2023 | 111488 | 213112736 | 10/17/2023
Rheem Sales Company, Inc. | Friedrich | FR921V0705A21M4 | Federally-Regulated Consumer Product | Non-Weatherized, Condensing Ga | 1835 | 248 | 276 | 08/03/2023 | 69808 | 213112755 | 10/17/2023
Rheem Sales Company, Inc. | Friedrich | FR97MV0855A21DHS | Federally-Regulated Consumer Product | Non-Weatherized, Condensing Ga | 2138 | 289 | 289 | 07/25/2023 | 33549 | 213112672 | 10/17/2023
Rheem Sales Company, Inc. | Friedrich | FR921V1155A24M4 | Federally-Regulated Consumer Product | Non-Weatherized, Condensing Ga | 2137 | 231 | 289 | 08/03/2023 | 111605 | 213112759 | 10/17/2023
Rheem Sales Company, Inc. | Friedrich | FR97MV1155A24DHS | Federally-Regulated Consumer Product | Non-Weatherized, Condensing Ga | 1959 | 281 | 281 | 07/25/2023 | 44459 | 213112675 | 10/17/2023
Rheem Sales Company, Inc. | Friedrich | FR97MV0703A17DHS | Federally-Regulated Consumer Product | Non-Weatherized, Condensing Ga | 1282 | 251 |  | 07/25/2023 | 28494 | 213112670 | 10/17/2023
Rheem Sales Company, Inc. | Friedrich | FR951V1155A24M4 | Federally-Regulated Consumer Product | Non-Weatherized, Condensing Ga | 2137 | 231 | 289 | 08/03/2023 | 111605 | 213112754 | 10/17/2023
Rheem Sales Company, Inc. | Friedrich | FR951V0705A21M4 | Federally-Regulated Consumer Product | Non-Weatherized, Condensing Ga | 1835 | 248 | 276 | 08/03/2023 | 69808 | 213112761 | 10/17/2023
Rheem Sales Company, Inc. | Friedrich | FR98MV1005A21UPS | Federally-Regulated Consumer Product | Non-Weatherized, Condensing Ga | 2084 | 287 | 287 | 07/25/2023 | 39023 | 213112680 | 10/17/2023
Rheem Sales Company, Inc. | Friedrich | FR921V0703A17M4 | Federally-Regulated Consumer Product | Non-Weatherized, Condensing Ga | 1166 | 246 |  | 09/14/2023 | 70001 | 213319217 | 10/17/2023
Rheem Sales Company, Inc. | Friedrich | FR951T0855A21M4 | Federally-Regulated Consumer Product | Non-Weatherized, Condensing Ga | 1929 | 280 | 280 | 08/03/2023 | 84515 | 213112740 | 10/17/2023
Rheem Sales Company, Inc. | Friedrich | FR98MV1155A24UPS | Federally-Regulated Consumer Product | Non-Weatherized, Condensing Ga | 1971 | 282 | 282 | 07/25/2023 | 44499 | 213112682 | 10/17/2023
Lennox Industries Inc. | Airease | A96US2V090C12S-* | Federally-Regulated Consumer Product | Non-Weatherized, Condensing Ga | 1394 | 256 |  | 10/17/2023 | 57911 | 201695960 | 10/17/2023
Lennox Industries Inc. | Airease | A96DS2V045B12S-* | Federally-Regulated Consumer Product | Non-Weatherized, Condensing Ga | 1331 | 254 |  | 10/17/2023 | 28604 | 201695954 | 10/17/2023
Lennox Industries Inc. | Airease | A96DS2V090C20S-* | Federally-Regulated Consumer Product | Non-Weatherized, Condensing Ga | 2247 | 294 |  | 10/17/2023 | 57246 | 201695964 | 10/17/2023
Lennox Industries Inc. | Airease | A96US2V045B12S-* | Federally-Regulated Consumer Product | Non-Weatherized, Condensing Ga | 1270 | 251 |  | 10/17/2023 | 28998 | 201695943 | 10/17/2023
Lennox Industries Inc. | Airease | A96US2V090C20S-* | Federally-Regulated Consumer Product | Non-Weatherized, Condensing Ga | 2339 | 298 |  | 10/17/2023 | 57122 | 201695966 | 10/17/2023
Lennox Industries Inc. | Airease | A96US2V135D20S-* | Federally-Regulated Consumer Product | Non-Weatherized, Condensing Ga | 2361 | 299 |  | 10/17/2023 | 86440 | 201695947 | 10/17/2023
Lennox Industries Inc. | Airease | A96DS2V110C20S-* | Federally-Regulated Consumer Product | Non-Weatherized, Condensing Ga | 2263 | 295 |  | 10/17/2023 | 71480 | 201695958 | 10/17/2023
Lennox Industries Inc. | Airease | A96US2V110C20S-* | Federally-Regulated Consumer Product | Non-Weatherized, Condensing Ga | 2307 | 297 |  | 10/17/2023 | 71185 | 201695949 | 10/17/2023
Lennox Industries Inc. | Airease | A96DS2V070B16S-* | Federally-Regulated Consumer Product | Non-Weatherized, Condensing Ga | 1755 | 272 |  | 10/17/2023 | 43625 | 201695956 | 10/17/2023
Lennox Industries Inc. | Airease | A96US2V090C16*-* | Federally-Regulated Consumer Product | Non-Weatherized, Condensing Ga | 1764 | 273 |  | 10/17/2023 | 57721 | 201696025 | 10/17/2023
Lennox Industries Inc. | Airease | A96US2V110C16S-* | Federally-Regulated Consumer Product | Non-Weatherized, Condensing Ga | 1752 | 272 |  | 10/17/2023 | 71078 | 201695952 | 10/17/2023
Lennox Industries Inc. | Airease | A96US2V070B12S-* | Federally-Regulated Consumer Product | Non-Weatherized, Condensing Ga | 1473 | 260 |  | 10/17/2023 | 43248 | 201695945 | 10/17/2023
Rheem Sales Company, Inc. | Friedrich | FR921T0703A17M4 | Federally-Regulated Consumer Product | Non-Weatherized, Condensing Ga | 1362 | 255 |  | 10/17/2023 | 69960 | 213319213 | 10/17/2023
Rheem Sales Company, Inc. | Friedrich | FR921V0603A17M4 | Federally-Regulated Consumer Product | Non-Weatherized, Condensing Ga | 1356 | 249 |  | 10/17/2023 | 56054 | 213112765 | 10/17/2023
Rheem Sales Company, Inc. | Friedrich | FR951T0603A17M4 | Federally-Regulated Consumer Product | Non-Weatherized, Condensing Ga | 1156 | 246 |  | 10/17/2023 | 55624 | 213112737 | 10/17/2023
Rheem Sales Company, Inc. | Friedrich | FR98MV0603A17UPS | Federally-Regulated Consumer Product | Non-Weatherized, Condensing Ga | 1110 | 244 |  | 10/17/2023 | 22600 | 213112676 | 10/17/2023
Rheem Sales Company, Inc. | Friedrich | FR921T0855A21M4 | Federally-Regulated Consumer Product | Non-Weatherized, Condensing Ga | 1929 | 280 |  | 10/17/2023 | 84515 | 213112745 | 10/17/2023
Rheem Sales Company, Inc. | Friedrich | FR951V0855A21M4 | Federally-Regulated Consumer Product | Non-Weatherized, Condensing Ga | 1851 | 246 | 276 | 08/03/2023 | 84247 | 213112763 | 10/17/2023
Rheem Sales Company, Inc. | Friedrich | FR951V0703A17M4 | Federally-Regulated Consumer Product | Non-Weatherized, Condensing Ga | 1166 | 246 |  | 10/17/2023 | 70001 | 213319215 | 10/17/2023
Rheem Sales Company, Inc. | Friedrich | FR921T0705A21M4 | Federally-Regulated Consumer Product | Non-Weatherized, Condensing Ga | 1983 | 282 |  | 10/17/2023 | 70360 | 213112744 | 10/17/2023
Rheem Sales Company, Inc. | Friedrich | FR921T0603A17M4 | Federally-Regulated Consumer Product | Non-Weatherized, Condensing Ga | 1156 | 246 | 246 | 08/03/2023 | 55624 | 213112742 | 10/17/2023
Rheem Sales Company, Inc. | Friedrich | FR951T0703A17M4 | Federally-Regulated Consumer Product | Non-Weatherized, Condensing Ga | 1362 | 255 |  | 10/17/2023 | 69960 | 213319211 | 10/17/2023
Rheem Sales Company, Inc. | Friedrich | FR951V1005A21M4 | Federally-Regulated Consumer Product | Non-Weatherized, Condensing Ga | 2153 | 271 |  | 10/17/2023 | 98911 | 213112764 | 10/17/2023
Rheem Sales Company, Inc. | Friedrich | FR951V0603A17M4 | Federally-Regulated Consumer Product | Non-Weatherized, Condensing Ga | 1356 | 249 |  | 10/17/2023 | 56054 | 213112760 | 10/17/2023
Rheem Sales Company, Inc. | Friedrich | FR921V0855A21M4 | Federally-Regulated Consumer Product | Non-Weatherized, Condensing Ga | 1851 | 246 | 276 | 08/03/2023 | 84247 | 213112756 | 10/17/2023
Rheem Sales Company, Inc. | Friedrich | FR951T0705A21M4 | Federally-Regulated Consumer Product | Non-Weatherized, Condensing Ga | 1983 | 282 |  | 10/17/2023 | 70360 | 213112738 | 10/17/2023
Rheem Sales Company, Inc. | Friedrich | FR98MV0703A17UPS | Federally-Regulated Consumer Product | Non-Weatherized, Condensing Ga | 1162 | 246 |  | 10/17/2023 | 28246 | 213112677 | 10/17/2023
Rheem Sales Company, Inc. | Friedrich | FR921T1005A21M4 | Federally-Regulated Consumer Product | Non-Weatherized, Condensing Ga | 2066 | 286 |  | 10/17/2023 | 98023 | 213112746 | 10/17/2023
Rheem Sales Company, Inc. | Friedrich | FR97MV0603A17DHS | Federally-Regulated Consumer Product | Non-Weatherized, Condensing Ga | 1327 | 253 |  | 10/17/2023 | 22218 | 213112668 | 10/17/2023
Rheem Sales Company, Inc. | Friedrich | FR921T1155A24M4 | Federally-Regulated Consumer Product | Non-Weatherized, Condensing Ga | 2041 | 285 |  | 10/17/2023 | 111488 | 213112747 | 10/17/2023
Rheem Sales Company, Inc. | Friedrich | FR951T1005A21M4 | Federally-Regulated Consumer Product | Non-Weatherized, Condensing Ga | 2066 | 286 | 286 | 08/03/2023 | 98023 | 213112741 | 10/17/2023
Rheem Sales Company, Inc. | Friedrich | FR921V1005A21M4 | Federally-Regulated Consumer Product | Non-Weatherized, Condensing Ga | 2153 | 271 |  | 10/17/2023 | 98911 | 213112757 | 10/17/2023
Rheem Sales Company, Inc. | Friedrich | FR98MV0855A21UPS | Federally-Regulated Consumer Product | Non-Weatherized, Condensing Ga | 2209 | 292 |  | 10/17/2023 | 33631 | 213112678 | 10/17/2023
Rheem Sales Company, Inc. | Friedrich | FR97MV1005A21DHS | Federally-Regulated Consumer Product | Non-Weatherized, Condensing Ga | 1990 | 282 |  | 10/17/2023 | 39222 | 213112673 | 10/17/2023
Rheem Sales Company, Inc. | Friedrich | FR951T1155A24M4 | Federally-Regulated Consumer Product | Non-Weatherized, Condensing Ga | 2041 | 285 |  | 10/17/2023 | 111488 | 213112736 | 10/17/2023
Rheem Sales Company, Inc. | Friedrich | FR921V0705A21M4 | Federally-Regulated Consumer Product | Non-Weatherized, Condensing Ga | 1835 | 248 | 276 | 08/03/2023 | 69808 | 213112755 | 10/17/2023
Rheem Sales Company, Inc. | Friedrich | FR97MV0855A21DHS | Federally-Regulated Consumer Product | Non-Weatherized, Condensing Ga | 2138 | 289 |  | 10/17/2023 | 33549 | 213112672 | 10/17/2023
Rheem Sales Company, Inc. | Friedrich | FR921V1155A24M4 | Federally-Regulated Consumer Product | Non-Weatherized, Condensing Ga | 2137 | 231 |  | 10/17/2023 | 111605 | 213112759 | 10/17/2023
Rheem Sales Company, Inc. | Friedrich | FR97MV1155A24DHS | Federally-Regulated Consumer Product | Non-Weatherized, Condensing Ga | 1959 | 281 |  | 10/17/2023 | 44459 | 213112675 | 10/17/2023
Rheem Sales Company, Inc. | Friedrich | FR97MV0703A17DHS | Federally-Regulated Consumer Product | Non-Weatherized, Condensing Ga | 1282 | 251 |  | 10/17/2023 | 28494 | 213112670 | 10/17/2023
Rheem Sales Company, Inc. | Friedrich | FR951V1155A24M4 | Federally-Regulated Consumer Product | Non-Weatherized, Condensing Ga | 2137 | 231 |  | 10/17/2023 | 111605 | 213112754 | 10/17/2023
Rheem Sales Company, Inc. | Friedrich | FR951V0705A21M4 | Federally-Regulated Consumer Product | Non-Weatherized, Condensing Ga | 1835 | 248 | 276 | 08/03/2023 | 69808 | 213112761 | 10/17/2023
Rheem Sales Company, Inc. | Friedrich | FR98MV1005A21UPS | Federally-Regulated Consumer Product | Non-Weatherized, Condensing Ga | 2084 | 287 |  | 10/17/2023 | 39023 | 213112680 | 10/17/2023
Rheem Sales Company, Inc. | Friedrich | FR921V0703A17M4 | Federally-Regulated Consumer Product | Non-Weatherized, Condensing Ga | 1166 | 246 |  | 10/17/2023 | 70001 | 213319217 | 10/17/2023
Rheem Sales Company, Inc. | Friedrich | FR951T0855A21M4 | Federally-Regulated Consumer Product | Non-Weatherized, Condensing Ga | 1929 | 280 |  | 10/17/2023 | 84515 | 213112740 | 10/17/2023
Rheem Sales Company, Inc. | Friedrich | FR98MV1155A24UPS | Federally-Regulated Consumer Product | Non-Weatherized, Condensing Ga | 1971 | 282 |  | 10/17/2023 | 44499 | 213112682 | 10/17/2023
Lennox Industries Inc. | ALLIED | A96US2V110C20S-* | Federally-Regulated Consumer Product | Non-Weatherized, Condensing Ga | 2307 | 297 |  | 10/12/2023 | 71185 | 201695950 | 10/17/2023
Lennox Industries Inc. | ALLIED | A96US2V110C20S-* | Federally-Regulated Consumer Product | Non-Weatherized, Condensing Ga | 2307 | 297 | 297 | 10/17/2023 | 71185 | 201695950 | 10/17/2023
Lennox Industries Inc. | Concord | 96G2UH110CE20-* | Federally-Regulated Consumer Product | Non-Weatherized, Condensing Ga | 1970 | 282 |  | 10/12/2023 | 72043 | 209191323 | 10/17/2023
Lennox Industries Inc. | Concord | 96G2DF090CE16-* | Federally-Regulated Consumer Product | Non-Weatherized, Condensing Ga | 1608 | 266 |  | 10/12/2023 | 57408 | 209191308 | 10/17/2023
Lennox Industries Inc. | Concord | 96G2UH070BE12-* | Federally-Regulated Consumer Product | Non-Weatherized, Condensing Ga | 1293 | 252 |  | 10/12/2023 | 42936 | 209191319 | 10/17/2023
Lennox Industries Inc. | Concord | 96G2DF070BE16-* | Federally-Regulated Consumer Product | Non-Weatherized, Condensing Ga | 1638 | 267 |  | 10/12/2023 | 43233 | 209191306 | 10/17/2023
Lennox Industries Inc. | Concord | 96G2DF110CE20-* | Federally-Regulated Consumer Product | Non-Weatherized, Condensing Ga | 2109 | 288 |  | 10/12/2023 | 71791 | 209191310 | 10/17/2023
Lennox Industries Inc. | Concord | 96G2UH090CE16-* | Federally-Regulated Consumer Product | Non-Weatherized, Condensing Ga | 1593 | 265 |  | 10/12/2023 | 57310 | 209191321 | 10/17/2023
Lennox Industries Inc. | Concord | 96G2DF045BE12-* | Federally-Regulated Consumer Product | Non-Weatherized, Condensing Ga | 1241 | 250 |  | 10/12/2023 | 29295 | 209191304 | 10/17/2023
Lennox Industries Inc. | Concord | 96G2UH045BE12-* | Federally-Regulated Consumer Product | Non-Weatherized, Condensing Ga | 1332 | 254 |  | 10/12/2023 | 28924 | 209191316 | 10/17/2023
Lennox Industries Inc. | Concord | 96G2UH110CE20-* | Federally-Regulated Consumer Product | Non-Weatherized, Condensing Ga | 1970 | 282 |  | 10/17/2023 | 72043 | 209191323 | 10/17/2023
Lennox Industries Inc. | Concord | 96G2DF090CE16-* | Federally-Regulated Consumer Product | Non-Weatherized, Condensing Ga | 1608 | 266 |  | 10/17/2023 | 57408 | 209191308 | 10/17/2023
Lennox Industries Inc. | Concord | 96G2UH070BE12-* | Federally-Regulated Consumer Product | Non-Weatherized, Condensing Ga | 1293 | 252 |  | 10/17/2023 | 42936 | 209191319 | 10/17/2023
Lennox Industries Inc. | Concord | 96G2DF070BE16-* | Federally-Regulated Consumer Product | Non-Weatherized, Condensing Ga | 1638 | 267 |  | 10/17/2023 | 43233 | 209191306 | 10/17/2023
Lennox Industries Inc. | Concord | 96G2DF110CE20-* | Federally-Regulated Consumer Product | Non-Weatherized, Condensing Ga | 2109 | 288 |  | 10/17/2023 | 71791 | 209191310 | 10/17/2023
Lennox Industries Inc. | Concord | 96G2UH090CE16-* | Federally-Regulated Consumer Product | Non-Weatherized, Condensing Ga | 1593 | 265 |  | 10/17/2023 | 57310 | 209191321 | 10/17/2023
Lennox Industries Inc. | Concord | 96G2DF045BE12-* | Federally-Regulated Consumer Product | Non-Weatherized, Condensing Ga | 1241 | 250 |  | 10/17/2023 | 29295 | 209191304 | 10/17/2023
Lennox Industries Inc. | Concord | 96G2UH045BE12-* | Federally-Regulated Consumer Product | Non-Weatherized, Condensing Ga | 1332 | 254 |  | 10/17/2023 | 28924 | 209191316 | 10/17/2023
Lennox Industries Inc. | Airease | A96US2V090C12S-* | Federally-Regulated Consumer Product | Non-Weatherized, Condensing Ga | 1394 | 256 |  | 10/17/2023 | 57911 | 201695960 | 10/17/2023
Lennox Industries Inc. | Airease | A96DS2V045B12S-* | Federally-Regulated Consumer Product | Non-Weatherized, Condensing Ga | 1331 | 254 |  | 10/17/2023 | 28604 | 201695954 | 10/17/2023
Lennox Industries Inc. | Airease | A96DS2V090C20S-* | Federally-Regulated Consumer Product | Non-Weatherized, Condensing Ga | 2247 | 294 |  | 10/17/2023 | 57246 | 201695964 | 10/17/2023
Lennox Industries Inc. | Airease | A96US2V045B12S-* | Federally-Regulated Consumer Product | Non-Weatherized, Condensing Ga | 1270 | 251 |  | 10/17/2023 | 28998 | 201695943 | 10/17/2023
Lennox Industries Inc. | Airease | A96US2V090C20S-* | Federally-Regulated Consumer Product | Non-Weatherized, Condensing Ga | 2339 | 298 |  | 10/17/2023 | 57122 | 201695966 | 10/17/2023
Lennox Industries Inc. | Airease | A96US2V135D20S-* | Federally-Regulated Consumer Product | Non-Weatherized, Condensing Ga | 2361 | 299 |  | 10/17/2023 | 86440 | 201695947 | 10/17/2023
Lennox Industries Inc. | Airease | A96DS2V110C20S-* | Federally-Regulated Consumer Product | Non-Weatherized, Condensing Ga | 2263 | 295 |  | 10/17/2023 | 71480 | 201695958 | 10/17/2023
Lennox Industries Inc. | Airease | A96US2V110C20S-* | Federally-Regulated Consumer Product | Non-Weatherized, Condensing Ga | 2307 | 297 |  | 10/17/2023 | 71185 | 201695949 | 10/17/2023
Lennox Industries Inc. | Airease | A96DS2V070B16S-* | Federally-Regulated Consumer Product | Non-Weatherized, Condensing Ga | 1755 | 272 |  | 10/17/2023 | 43625 | 201695956 | 10/17/2023
Lennox Industries Inc. | Airease | A96US2V090C16*-* | Federally-Regulated Consumer Product | Non-Weatherized, Condensing Ga | 1764 | 273 |  | 10/17/2023 | 57721 | 201696025 | 10/17/2023
Lennox Industries Inc. | Airease | A96US2V110C16S-* | Federally-Regulated Consumer Product | Non-Weatherized, Condensing Ga | 1752 | 272 |  | 10/17/2023 | 71078 | 201695952 | 10/17/2023
Lennox Industries Inc. | Airease | A96US2V070B12S-* | Federally-Regulated Consumer Product | Non-Weatherized, Condensing Ga | 1473 | 260 |  | 10/17/2023 | 43248 | 201695945 | 10/17/2023
Rheem Sales Company, Inc. | Friedrich | FR921T0703A17M4 | Federally-Regulated Consumer Product | Non-Weatherized, Condensing Ga | 1362 | 255 |  | 10/17/2023 | 69960 | 213319213 | 10/17/2023
Rheem Sales Company, Inc. | Friedrich | FR921V0603A17M4 | Federally-Regulated Consumer Product | Non-Weatherized, Condensing Ga | 1356 | 249 |  | 10/17/2023 | 56054 | 213112765 | 10/17/2023
Rheem Sales Company, Inc. | Friedrich | FR951T0603A17M4 | Federally-Regulated Consumer Product | Non-Weatherized, Condensing Ga | 1156 | 246 |  | 10/17/2023 | 55624 | 213112737 | 10/17/2023
Rheem Sales Company, Inc. | Friedrich | FR98MV0603A17UPS | Federally-Regulated Consumer Product | Non-Weatherized, Condensing Ga | 1110 | 244 |  | 10/17/2023 | 22600 | 213112676 | 10/17/2023
Rheem Sales Company, Inc. | Friedrich | FR921T0855A21M4 | Federally-Regulated Consumer Product | Non-Weatherized, Condensing Ga | 1929 | 280 |  | 10/17/2023 | 84515 | 213112745 | 10/17/2023
Rheem Sales Company, Inc. | Friedrich | FR951V0855A21M4 | Federally-Regulated Consumer Product | Non-Weatherized, Condensing Ga | 1851 | 246 |  | 10/17/2023 | 84247 | 213112763 | 10/17/2023
Rheem Sales Company, Inc. | Friedrich | FR951V0703A17M4 | Federally-Regulated Consumer Product | Non-Weatherized, Condensing Ga | 1166 | 246 |  | 10/17/2023 | 70001 | 213319215 | 10/17/2023
Rheem Sales Company, Inc. | Friedrich | FR921T0705A21M4 | Federally-Regulated Consumer Product | Non-Weatherized, Condensing Ga | 1983 | 282 |  | 10/17/2023 | 70360 | 213112744 | 10/17/2023
Rheem Sales Company, Inc. | Friedrich | FR921T0603A17M4 | Federally-Regulated Consumer Product | Non-Weatherized, Condensing Ga | 1156 | 246 |  | 10/17/2023 | 55624 | 213112742 | 10/17/2023
Rheem Sales Company, Inc. | Friedrich | FR951T0703A17M4 | Federally-Regulated Consumer Product | Non-Weatherized, Condensing Ga | 1362 | 255 |  | 10/17/2023 | 69960 | 213319211 | 10/17/2023
Rheem Sales Company, Inc. | Friedrich | FR951V1005A21M4 | Federally-Regulated Consumer Product | Non-Weatherized, Condensing Ga | 2153 | 271 |  | 10/17/2023 | 98911 | 213112764 | 10/17/2023
Rheem Sales Company, Inc. | Friedrich | FR951V0603A17M4 | Federally-Regulated Consumer Product | Non-Weatherized, Condensing Ga | 1356 | 249 |  | 10/17/2023 | 56054 | 213112760 | 10/17/2023
Rheem Sales Company, Inc. | Friedrich | FR921V0855A21M4 | Federally-Regulated Consumer Product | Non-Weatherized, Condensing Ga | 1851 | 246 |  | 10/17/2023 | 84247 | 213112756 | 10/17/2023
Rheem Sales Company, Inc. | Friedrich | FR951T0705A21M4 | Federally-Regulated Consumer Product | Non-Weatherized, Condensing Ga | 1983 | 282 |  | 10/17/2023 | 70360 | 213112738 | 10/17/2023
Rheem Sales Company, Inc. | Friedrich | FR98MV0703A17UPS | Federally-Regulated Consumer Product | Non-Weatherized, Condensing Ga | 1162 | 246 |  | 10/17/2023 | 28246 | 213112677 | 10/17/2023
Rheem Sales Company, Inc. | Friedrich | FR921T1005A21M4 | Federally-Regulated Consumer Product | Non-Weatherized, Condensing Ga | 2066 | 286 |  | 10/17/2023 | 98023 | 213112746 | 10/17/2023
Rheem Sales Company, Inc. | Friedrich | FR97MV0603A17DHS | Federally-Regulated Consumer Product | Non-Weatherized, Condensing Ga | 1327 | 253 |  | 10/17/2023 | 22218 | 213112668 | 10/17/2023
Rheem Sales Company, Inc. | Friedrich | FR921T1155A24M4 | Federally-Regulated Consumer Product | Non-Weatherized, Condensing Ga | 2041 | 285 |  | 10/17/2023 | 111488 | 213112747 | 10/17/2023
Rheem Sales Company, Inc. | Friedrich | FR951T1005A21M4 | Federally-Regulated Consumer Product | Non-Weatherized, Condensing Ga | 2066 | 286 |  | 10/17/2023 | 98023 | 213112741 | 10/17/2023
Rheem Sales Company, Inc. | Friedrich | FR921V1005A21M4 | Federally-Regulated Consumer Product | Non-Weatherized, Condensing Ga | 2153 | 271 |  | 10/17/2023 | 98911 | 213112757 | 10/17/2023
Rheem Sales Company, Inc. | Friedrich | FR98MV0855A21UPS | Federally-Regulated Consumer Product | Non-Weatherized, Condensing Ga | 2209 | 292 |  | 10/17/2023 | 33631 | 213112678 | 10/17/2023
Rheem Sales Company, Inc. | Friedrich | FR97MV1005A21DHS | Federally-Regulated Consumer Product | Non-Weatherized, Condensing Ga | 1990 | 282 |  | 10/17/2023 | 39222 | 213112673 | 10/17/2023
Rheem Sales Company, Inc. | Friedrich | FR951T1155A24M4 | Federally-Regulated Consumer Product | Non-Weatherized, Condensing Ga | 2041 | 285 |  | 10/17/2023 | 111488 | 213112736 | 10/17/2023
Rheem Sales Company, Inc. | Friedrich | FR921V0705A21M4 | Federally-Regulated Consumer Product | Non-Weatherized, Condensing Ga | 1835 | 248 |  | 10/17/2023 | 69808 | 213112755 | 10/17/2023
Rheem Sales Company, Inc. | Friedrich | FR97MV0855A21DHS | Federally-Regulated Consumer Product | Non-Weatherized, Condensing Ga | 2138 | 289 |  | 10/17/2023 | 33549 | 213112672 | 10/17/2023
Rheem Sales Company, Inc. | Friedrich | FR921V1155A24M4 | Federally-Regulated Consumer Product | Non-Weatherized, Condensing Ga | 2137 | 231 |  | 10/17/2023 | 111605 | 213112759 | 10/17/2023
Rheem Sales Company, Inc. | Friedrich | FR97MV1155A24DHS | Federally-Regulated Consumer Product | Non-Weatherized, Condensing Ga | 1959 | 281 |  | 10/17/2023 | 44459 | 213112675 | 10/17/2023
Rheem Sales Company, Inc. | Friedrich | FR97MV0703A17DHS | Federally-Regulated Consumer Product | Non-Weatherized, Condensing Ga | 1282 | 251 |  | 10/17/2023 | 28494 | 213112670 | 10/17/2023
Rheem Sales Company, Inc. | Friedrich | FR951V1155A24M4 | Federally-Regulated Consumer Product | Non-Weatherized, Condensing Ga | 2137 | 231 |  | 10/17/2023 | 111605 | 213112754 | 10/17/2023
Rheem Sales Company, Inc. | Friedrich | FR951V0705A21M4 | Federally-Regulated Consumer Product | Non-Weatherized, Condensing Ga | 1835 | 248 |  | 10/17/2023 | 69808 | 213112761 | 10/17/2023
Rheem Sales Company, Inc. | Friedrich | FR98MV1005A21UPS | Federally-Regulated Consumer Product | Non-Weatherized, Condensing Ga | 2084 | 287 |  | 10/17/2023 | 39023 | 213112680 | 10/17/2023
Rheem Sales Company, Inc. | Friedrich | FR921V0703A17M4 | Federally-Regulated Consumer Product | Non-Weatherized, Condensing Ga | 1166 | 246 |  | 10/17/2023 | 70001 | 213319217 | 10/17/2023
Rheem Sales Company, Inc. | Friedrich | FR951T0855A21M4 | Federally-Regulated Consumer Product | Non-Weatherized, Condensing Ga | 1929 | 280 |  | 10/17/2023 | 84515 | 213112740 | 10/17/2023
Rheem Sales Company, Inc. | Friedrich | FR98MV1155A24UPS | Federally-Regulated Consumer Product | Non-Weatherized, Condensing Ga | 1971 | 282 |  | 10/17/2023 | 44499 | 213112682 | 10/17/2023
Lennox Industries Inc. | ARMSTRONG AIR | A96US2V110C16S-* | Federally-Regulated Consumer Product | Non-Weatherized, Condensing Ga | 1752 | 272 |  | 10/12/2023 | 71078 | 201695953 | 10/17/2023
Lennox Industries Inc. | ARMSTRONG AIR | A96US2V070B12S-* | Federally-Regulated Consumer Product | Non-Weatherized, Condensing Ga | 1473 | 260 |  | 10/12/2023 | 43248 | 201695946 | 10/17/2023
Lennox Industries Inc. | ARMSTRONG AIR | A96US2V110C20S-* | Federally-Regulated Consumer Product | Non-Weatherized, Condensing Ga | 2307 | 297 |  | 10/12/2023 | 71185 | 201695951 | 10/17/2023
Lennox Industries Inc. | ARMSTRONG AIR | A96DS2V110C20S-* | Federally-Regulated Consumer Product | Non-Weatherized, Condensing Ga | 2263 | 295 |  | 10/12/2023 | 71480 | 201695959 | 10/17/2023
Lennox Industries Inc. | ARMSTRONG AIR | A96US2V135D20S-* | Federally-Regulated Consumer Product | Non-Weatherized, Condensing Ga | 2361 | 299 |  | 10/12/2023 | 86440 | 201695948 | 10/17/2023
Lennox Industries Inc. | ARMSTRONG AIR | A96US2V090C12S-* | Federally-Regulated Consumer Product | Non-Weatherized, Condensing Ga | 1394 | 256 |  | 10/12/2023 | 57911 | 201695961 | 10/17/2023
Lennox Industries Inc. | ARMSTRONG AIR | A96US2V090C20S-* | Federally-Regulated Consumer Product | Non-Weatherized, Condensing Ga | 2339 | 298 |  | 10/12/2023 | 57122 | 201695967 | 10/17/2023
Lennox Industries Inc. | ARMSTRONG AIR | A96US2V045B12S-* | Federally-Regulated Consumer Product | Non-Weatherized, Condensing Ga | 1270 | 251 |  | 10/12/2023 | 28998 | 201695944 | 10/17/2023
Lennox Industries Inc. | ARMSTRONG AIR | A96DS2V070B16S-* | Federally-Regulated Consumer Product | Non-Weatherized, Condensing Ga | 1755 | 272 |  | 10/12/2023 | 43625 | 201695957 | 10/17/2023
Lennox Industries Inc. | ARMSTRONG AIR | A96US2V090C16*-* | Federally-Regulated Consumer Product | Non-Weatherized, Condensing Ga | 1764 | 273 |  | 10/12/2023 | 57721 | 201696026 | 10/17/2023
Lennox Industries Inc. | ARMSTRONG AIR | A96DS2V045B12S-* | Federally-Regulated Consumer Product | Non-Weatherized, Condensing Ga | 1331 | 254 |  | 10/12/2023 | 28604 | 201695955 | 10/17/2023
Lennox Industries Inc. | ARMSTRONG AIR | A96DS2V090C20S-* | Federally-Regulated Consumer Product | Non-Weatherized, Condensing Ga | 2247 | 294 |  | 10/12/2023 | 57246 | 201695965 | 10/17/2023
Rheem Sales Company, Inc. | RUSSELL | S98MV0703A17UPS | Federally-Regulated Consumer Product | Non-Weatherized, Condensing Ga | 1162 | 246 |  | 05/25/2023 | 28246 | 208157057 | 10/17/2023
Rheem Sales Company, Inc. | RUSSELL | S97MV0603A17DHS | Federally-Regulated Consumer Product | Non-Weatherized, Condensing Ga | 1327 | 253 |  | 05/25/2023 | 22218 | 208157051 | 10/17/2023
Rheem Sales Company, Inc. | RUSSELL | S951T0705A21M4 | Federally-Regulated Consumer Product | Non-Weatherized, Condensing Ga | 1983 | 282 |  | 05/25/2023 | 70360 | 208663412 | 10/17/2023
Rheem Sales Company, Inc. | RUSSELL | S921V1155A24M4 | Federally-Regulated Consumer Product | Non-Weatherized, Condensing Ga | 2137 | 231 |  | 05/25/2023 | 111605 | 208676285 | 10/17/2023
Rheem Sales Company, Inc. | RUSSELL | S97MV1155A24DHS | Federally-Regulated Consumer Product | Non-Weatherized, Condensing Ga | 1959 | 281 |  | 05/25/2023 | 44459 | 208157055 | 10/17/2023
Rheem Sales Company, Inc. | RUSSELL | S921V0603A17M4 | Federally-Regulated Consumer Product | Non-Weatherized, Condensing Ga | 1356 | 249 |  | 05/25/2023 | 56054 | 208676280 | 10/17/2023
Rheem Sales Company, Inc. | RUSSELL | S98MV0603A17UPS | Federally-Regulated Consumer Product | Non-Weatherized, Condensing Ga | 1110 | 244 |  | 05/25/2023 | 22600 | 208157056 | 10/17/2023
Rheem Sales Company, Inc. | RUSSELL | S97MV0703A17DHS | Federally-Regulated Consumer Product | Non-Weatherized, Condensing Ga | 1282 | 251 |  | 05/25/2023 | 28494 | 208157052 | 10/17/2023
Rheem Sales Company, Inc. | RUSSELL | S921T0855A21M4 | Federally-Regulated Consumer Product | Non-Weatherized, Condensing Ga | 1929 | 280 |  | 05/25/2023 | 84515 | 208663444 | 10/17/2023
Rheem Sales Company, Inc. | RUSSELL | S921T0705A21M4 | Federally-Regulated Consumer Product | Non-Weatherized, Condensing Ga | 1983 | 282 |  | 05/25/2023 | 70360 | 208663443 | 10/17/2023
Rheem Sales Company, Inc. | RUSSELL | S98MV0855A21UPS | Federally-Regulated Consumer Product | Non-Weatherized, Condensing Ga | 2209 | 292 |  | 05/25/2023 | 33631 | 208157058 | 10/17/2023
Rheem Sales Company, Inc. | RUSSELL | S97MV1005A21DHS | Federally-Regulated Consumer Product | Non-Weatherized, Condensing Ga | 1990 | 282 |  | 05/25/2023 | 39222 | 208157054 | 10/17/2023
Rheem Sales Company, Inc. | RUSSELL | S921V0705A21M4 | Federally-Regulated Consumer Product | Non-Weatherized, Condensing Ga | 1835 | 248 |  | 05/25/2023 | 69808 | 208676282 | 10/17/2023
Rheem Sales Company, Inc. | RUSSELL | S951V1155A24M4 | Federally-Regulated Consumer Product | Non-Weatherized, Condensing Ga | 2137 | 231 |  | 05/25/2023 | 111605 | 208676271 | 10/17/2023
Rheem Sales Company, Inc. | RUSSELL | S951T1005A21M4 | Federally-Regulated Consumer Product | Non-Weatherized, Condensing Ga | 2066 | 286 |  | 05/25/2023 | 98023 | 208663414 | 10/17/2023
Rheem Sales Company, Inc. | RUSSELL | S921T0603A17M4 | Federally-Regulated Consumer Product | Non-Weatherized, Condensing Ga | 1156 | 246 |  | 05/25/2023 | 55624 | 208663441 | 10/17/2023
Rheem Sales Company, Inc. | RUSSELL | S951V1005A21M4 | Federally-Regulated Consumer Product | Non-Weatherized, Condensing Ga | 2153 | 271 |  | 05/25/2023 | 98911 | 208676318 | 10/17/2023
Rheem Sales Company, Inc. | RUSSELL | S951T0855A21M4 | Federally-Regulated Consumer Product | Non-Weatherized, Condensing Ga | 1929 | 280 |  | 05/25/2023 | 84515 | 208663413 | 10/17/2023
Rheem Sales Company, Inc. | RUSSELL | S98MV1005A21UPS | Federally-Regulated Consumer Product | Non-Weatherized, Condensing Ga | 2084 | 287 |  | 05/25/2023 | 39023 | 208157059 | 10/17/2023
Rheem Sales Company, Inc. | RUSSELL | S98MV1155A24UPS | Federally-Regulated Consumer Product | Non-Weatherized, Condensing Ga | 1971 | 282 |  | 05/25/2023 | 44499 | 208157060 | 10/17/2023
Rheem Sales Company, Inc. | RUSSELL | S921T1155A24M4 | Federally-Regulated Consumer Product | Non-Weatherized, Condensing Ga | 2041 | 285 |  | 05/25/2023 | 111488 | 208663446 | 10/17/2023
Rheem Sales Company, Inc. | RUSSELL | S951T0703A17M4 | Federally-Regulated Consumer Product | Non-Weatherized, Condensing Ga | 1362 | 255 |  | 05/25/2023 | 69960 | 208663411 | 10/17/2023
Rheem Sales Company, Inc. | RUSSELL | S951V0855A21M4 | Federally-Regulated Consumer Product | Non-Weatherized, Condensing Ga | 1851 | 246 |  | 05/25/2023 | 84247 | 208676317 | 10/17/2023
Rheem Sales Company, Inc. | RUSSELL | S951V0703A17M4 | Federally-Regulated Consumer Product | Non-Weatherized, Condensing Ga | 1166 | 246 |  | 05/25/2023 | 70001 | 208676315 | 10/17/2023
Rheem Sales Company, Inc. | RUSSELL | S921T0703A17M4 | Federally-Regulated Consumer Product | Non-Weatherized, Condensing Ga | 1362 | 255 |  | 05/25/2023 | 69960 | 208663442 | 10/17/2023
Rheem Sales Company, Inc. | RUSSELL | S921V0703A17M4 | Federally-Regulated Consumer Product | Non-Weatherized, Condensing Ga | 1166 | 246 |  | 05/25/2023 | 70001 | 208676281 | 10/17/2023
Rheem Sales Company, Inc. | RUSSELL | S921V1005A21M4 | Federally-Regulated Consumer Product | Non-Weatherized, Condensing Ga | 2153 | 271 |  | 05/25/2023 | 98911 | 208676284 | 10/17/2023
Rheem Sales Company, Inc. | RUSSELL | S951V0705A21M4 | Federally-Regulated Consumer Product | Non-Weatherized, Condensing Ga | 1835 | 248 |  | 05/25/2023 | 69808 | 208676316 | 10/17/2023
Rheem Sales Company, Inc. | RUSSELL | S951V0603A17M4 | Federally-Regulated Consumer Product | Non-Weatherized, Condensing Ga | 1356 | 249 |  | 05/25/2023 | 56054 | 208676314 | 10/17/2023
Rheem Sales Company, Inc. | RUSSELL | S951T0603A17M4 | Federally-Regulated Consumer Product | Non-Weatherized, Condensing Ga | 1156 | 246 |  | 05/25/2023 | 55624 | 208663410 | 10/17/2023
Rheem Sales Company, Inc. | RUSSELL | S921V0855A21M4 | Federally-Regulated Consumer Product | Non-Weatherized, Condensing Ga | 1851 | 246 |  | 05/25/2023 | 84247 | 208676283 | 10/17/2023
Rheem Sales Company, Inc. | RUSSELL | S951T1155A24M4 | Federally-Regulated Consumer Product | Non-Weatherized, Condensing Ga | 2041 | 285 |  | 05/25/2023 | 111488 | 208663351 | 10/17/2023
Rheem Sales Company, Inc. | RUSSELL | S921T1005A21M4 | Federally-Regulated Consumer Product | Non-Weatherized, Condensing Ga | 2066 | 286 |  | 05/25/2023 | 98023 | 208663445 | 10/17/2023
Rheem Sales Company, Inc. | RUSSELL | S97MV0855A21DHS | Federally-Regulated Consumer Product | Non-Weatherized, Condensing Ga | 2138 | 289 |  | 05/25/2023 | 33549 | 208157053 | 10/17/2023
Rheem Sales Company, Inc. | Ruud | R951V1155A24M4 | Federally-Regulated Consumer Product | Non-Weatherized, Condensing Ga | 2137 | 231 |  | 06/24/2022 | 111605 | 208676272 | 10/17/2023
Rheem Sales Company, Inc. | Ruud | U98VB100M521USA | Federally-Regulated Consumer Product | Non-Weatherized, Condensing Ga | 2084 | 287 | 287 | 06/22/2023 | 39023 | 10524994 | 10/17/2023
Rheem Sales Company, Inc. | Ruud | R951V0705A21M4 | Federally-Regulated Consumer Product | Non-Weatherized, Condensing Ga | 1835 | 248 |  | 05/25/2023 | 69808 | 208676322 | 10/17/2023
Rheem Sales Company, Inc. | Ruud | R921V1155A24M4 | Federally-Regulated Consumer Product | Non-Weatherized, Condensing Ga | 2137 | 231 |  | 05/25/2023 | 111605 | 208676292 | 10/17/2023
Rheem Sales Company, Inc. | Ruud | U97MV0603A17DHS | Federally-Regulated Consumer Product | Non-Weatherized, Condensing Ga | 1327 | 253 |  | 05/25/2023 | 22218 | 208157031 | 10/17/2023
Rheem Sales Company, Inc. | Ruud | R921V0703A17M4 | Federally-Regulated Consumer Product | Non-Weatherized, Condensing Ga | 1166 | 246 |  | 06/24/2022 | 70001 | 208676288 | 10/17/2023
Rheem Sales Company, Inc. | Ruud | R951T0705A21M4 | Federally-Regulated Consumer Product | Non-Weatherized, Condensing Ga | 1983 | 282 |  | 06/15/2022 | 70360 | 208663418 | 10/17/2023
Rheem Sales Company, Inc. | Ruud | R921V0855A21M4 | Federally-Regulated Consumer Product | Non-Weatherized, Condensing Ga | 1851 | 246 |  | 05/25/2023 | 84247 | 208676290 | 10/17/2023
Rheem Sales Company, Inc. | Ruud | R921T1155A24M4 | Federally-Regulated Consumer Product | Non-Weatherized, Condensing Ga | 2041 | 285 |  | 06/15/2022 | 111488 | 208663453 | 10/17/2023
Rheem Sales Company, Inc. | Ruud | U97MV0855A21DHS | Federally-Regulated Consumer Product | Non-Weatherized, Condensing Ga | 2138 | 289 |  | 05/25/2023 | 33549 | 208157033 | 10/17/2023
Rheem Sales Company, Inc. | Ruud | R951T0603A17M4 | Federally-Regulated Consumer Product | Non-Weatherized, Condensing Ga | 1156 | 246 |  | 05/25/2023 | 55624 | 208663416 | 10/17/2023
Rheem Sales Company, Inc. | Ruud | U97MV0703A17DHS | Federally-Regulated Consumer Product | Non-Weatherized, Condensing Ga | 1282 | 251 |  | 05/25/2023 | 28494 | 208157032 | 10/17/2023
Rheem Sales Company, Inc. | Ruud | U98MV1005A21UPS | Federally-Regulated Consumer Product | Non-Weatherized, Condensing Ga | 2084 | 287 |  | 05/25/2023 | 39023 | 208157039 | 10/17/2023
Rheem Sales Company, Inc. | Ruud | R96TA1152524MSA | Federally-Regulated Consumer Product | Non-Weatherized, Condensing Ga | 1935 | 280 | 280 | 06/22/2023 | 78711 | 201712928 | 10/17/2023
Rheem Sales Company, Inc. | Ruud | R921V1005A21M4 | Federally-Regulated Consumer Product | Non-Weatherized, Condensing Ga | 2153 | 271 |  | 06/24/2022 | 98911 | 208676291 | 10/17/2023
Rheem Sales Company, Inc. | Ruud | R92TA0851521MSA | Federally-Regulated Consumer Product | Non-Weatherized, Condensing Ga | 1929 | 280 | 280 | 05/26/2023 | 84515 | 201712984 | 10/17/2023
Rheem Sales Company, Inc. | Ruud | U98MV0603A17UPS | Federally-Regulated Consumer Product | Non-Weatherized, Condensing Ga | 1110 | 244 |  | 05/25/2023 | 22600 | 208157036 | 10/17/2023
Rheem Sales Company, Inc. | Ruud | R96TA0702317MSA | Federally-Regulated Consumer Product | Non-Weatherized, Condensing Ga | 1321 | 253 | 253 | 06/22/2023 | 49242 | 201712922 | 10/17/2023
Rheem Sales Company, Inc. | Ruud | U98MV0855A21UPS | Federally-Regulated Consumer Product | Non-Weatherized, Condensing Ga | 2209 | 292 |  | 05/25/2023 | 33631 | 208157038 | 10/17/2023
Rheem Sales Company, Inc. | Ruud | R951V1005A21M4 | Federally-Regulated Consumer Product | Non-Weatherized, Condensing Ga | 2153 | 271 |  | 05/25/2023 | 98911 | 208676324 | 10/17/2023
Rheem Sales Company, Inc. | Ruud | R921T0603A17M4 | Federally-Regulated Consumer Product | Non-Weatherized, Condensing Ga | 1156 | 246 |  | 05/25/2023 | 55624 | 208663448 | 10/17/2023
Rheem Sales Company, Inc. | Ruud | R921T1005A21M4 | Federally-Regulated Consumer Product | Non-Weatherized, Condensing Ga | 2066 | 286 |  | 05/25/2023 | 98023 | 208663452 | 10/17/2023
Rheem Sales Company, Inc. | Ruud | R96TA0602317MSA | Federally-Regulated Consumer Product | Non-Weatherized, Condensing Ga | 1342 | 254 | 254 | 06/22/2023 | 39319 | 201712920 | 10/17/2023
Rheem Sales Company, Inc. | Ruud | R951T0703A17M4 | Federally-Regulated Consumer Product | Non-Weatherized, Condensing Ga | 1362 | 255 |  | 05/25/2023 | 69960 | 208663417 | 10/17/2023
Rheem Sales Company, Inc. | Ruud | R96TA1002521MSA | Federally-Regulated Consumer Product | Non-Weatherized, Condensing Ga | 1930 | 280 | 280 | 06/22/2023 | 69202 | 201712926 | 10/17/2023
Rheem Sales Company, Inc. | Ruud | U98MV1155A24UPS | Federally-Regulated Consumer Product | Non-Weatherized, Condensing Ga | 1971 | 282 |  | 05/25/2023 | 44499 | 208157040 | 10/17/2023
Rheem Sales Company, Inc. | Ruud | R921V0603A17M4 | Federally-Regulated Consumer Product | Non-Weatherized, Condensing Ga | 1356 | 249 |  | 05/25/2023 | 56054 | 208676287 | 10/17/2023
Rheem Sales Company, Inc. | Ruud | R951T1005A21M4 | Federally-Regulated Consumer Product | Non-Weatherized, Condensing Ga | 2066 | 286 |  | 05/25/2023 | 98023 | 208663420 | 10/17/2023
Rheem Sales Company, Inc. | Ruud | R951T0855A21M4 | Federally-Regulated Consumer Product | Non-Weatherized, Condensing Ga | 1929 | 280 |  | 06/15/2022 | 84515 | 208663419 | 10/17/2023
Rheem Sales Company, Inc. | Ruud | R96TA0852521MSA | Federally-Regulated Consumer Product | Non-Weatherized, Condensing Ga | 2115 | 288 | 288 | 06/22/2023 | 58240 | 201712924 | 10/17/2023
Rheem Sales Company, Inc. | Ruud | R96TA0402317MSA | Federally-Regulated Consumer Product | Non-Weatherized, Condensing Ga | 1252 | 250 | 250 | 06/22/2023 | 29298 | 201712918 | 10/17/2023
Rheem Sales Company, Inc. | Ruud | R95TC0701521MSA | Federally-Regulated Consumer Product | Non-Weatherized, Condensing Ga | 1983 | 279 | 282 | 06/22/2023 | 70360 | 203261700 | 10/17/2023
Rheem Sales Company, Inc. | Ruud | R951T1155A24M4 | Federally-Regulated Consumer Product | Non-Weatherized, Condensing Ga | 2041 | 285 |  | 05/25/2023 | 111488 | 208663352 | 10/17/2023
Rheem Sales Company, Inc. | Ruud | R951V0603A17M4 | Federally-Regulated Consumer Product | Non-Weatherized, Condensing Ga | 1356 | 249 |  | 05/25/2023 | 56054 | 208676320 | 10/17/2023
Rheem Sales Company, Inc. | Ruud | R951V0703A17M4 | Federally-Regulated Consumer Product | Non-Weatherized, Condensing Ga | 1166 | 246 |  | 05/25/2023 | 70001 | 208676321 | 10/17/2023
Rheem Sales Company, Inc. | Ruud | R921T0705A21M4 | Federally-Regulated Consumer Product | Non-Weatherized, Condensing Ga | 1983 | 282 |  | 05/25/2023 | 70360 | 208663450 | 10/17/2023
Rheem Sales Company, Inc. | Ruud | U98MV0703A17UPS | Federally-Regulated Consumer Product | Non-Weatherized, Condensing Ga | 1162 | 246 |  | 05/25/2023 | 28246 | 208157037 | 10/17/2023
Rheem Sales Company, Inc. | Ruud | U97MV1155A24DHS | Federally-Regulated Consumer Product | Non-Weatherized, Condensing Ga | 1959 | 281 |  | 05/25/2023 | 44459 | 208157035 | 10/17/2023
Rheem Sales Company, Inc. | Ruud | R951V0855A21M4 | Federally-Regulated Consumer Product | Non-Weatherized, Condensing Ga | 1851 | 246 |  | 06/24/2022 | 84247 | 208676323 | 10/17/2023
Rheem Sales Company, Inc. | Ruud | R921T0855A21M4 | Federally-Regulated Consumer Product | Non-Weatherized, Condensing Ga | 1929 | 280 |  | 05/25/2023 | 84515 | 208663451 | 10/17/2023
Rheem Sales Company, Inc. | Ruud | U97MV1005A21DHS | Federally-Regulated Consumer Product | Non-Weatherized, Condensing Ga | 1990 | 282 |  | 05/25/2023 | 39222 | 208157034 | 10/17/2023
Rheem Sales Company, Inc. | Ruud | R96TA0702521MSA | Federally-Regulated Consumer Product | Non-Weatherized, Condensing Ga | 1854 | 277 | 277 | 06/22/2023 | 49250 | 203261705 | 10/17/2023
Rheem Sales Company, Inc. | Ruud | R921T0703A17M4 | Federally-Regulated Consumer Product | Non-Weatherized, Condensing Ga | 1362 | 255 |  | 05/25/2023 | 69960 | 208663449 | 10/17/2023
Rheem Sales Company, Inc. | Ruud | R921V0705A21M4 | Federally-Regulated Consumer Product | Non-Weatherized, Condensing Ga | 1835 | 248 |  | 05/25/2023 | 69808 | 208676289 | 10/17/2023
Lennox Industries Inc. | ARMSTRONG AIR | A96US2V110C16S-* | Federally-Regulated Consumer Product | Non-Weatherized, Condensing Ga | 1752 | 272 |  | 10/17/2023 | 71078 | 201695953 | 10/17/2023
Lennox Industries Inc. | ARMSTRONG AIR | A96US2V070B12S-* | Federally-Regulated Consumer Product | Non-Weatherized, Condensing Ga | 1473 | 260 |  | 10/17/2023 | 43248 | 201695946 | 10/17/2023
Lennox Industries Inc. | ARMSTRONG AIR | A96US2V110C20S-* | Federally-Regulated Consumer Product | Non-Weatherized, Condensing Ga | 2307 | 297 |  | 10/17/2023 | 71185 | 201695951 | 10/17/2023
Lennox Industries Inc. | ARMSTRONG AIR | A96DS2V110C20S-* | Federally-Regulated Consumer Product | Non-Weatherized, Condensing Ga | 2263 | 295 |  | 10/17/2023 | 71480 | 201695959 | 10/17/2023
Lennox Industries Inc. | ARMSTRONG AIR | A96US2V135D20S-* | Federally-Regulated Consumer Product | Non-Weatherized, Condensing Ga | 2361 | 299 |  | 10/17/2023 | 86440 | 201695948 | 10/17/2023
Lennox Industries Inc. | ARMSTRONG AIR | A96US2V090C12S-* | Federally-Regulated Consumer Product | Non-Weatherized, Condensing Ga | 1394 | 256 |  | 10/17/2023 | 57911 | 201695961 | 10/17/2023
Lennox Industries Inc. | ARMSTRONG AIR | A96US2V090C20S-* | Federally-Regulated Consumer Product | Non-Weatherized, Condensing Ga | 2339 | 298 |  | 10/17/2023 | 57122 | 201695967 | 10/17/2023
Lennox Industries Inc. | ARMSTRONG AIR | A96US2V045B12S-* | Federally-Regulated Consumer Product | Non-Weatherized, Condensing Ga | 1270 | 251 |  | 10/17/2023 | 28998 | 201695944 | 10/17/2023
Lennox Industries Inc. | ARMSTRONG AIR | A96DS2V070B16S-* | Federally-Regulated Consumer Product | Non-Weatherized, Condensing Ga | 1755 | 272 |  | 10/17/2023 | 43625 | 201695957 | 10/17/2023
Lennox Industries Inc. | ARMSTRONG AIR | A96US2V090C16*-* | Federally-Regulated Consumer Product | Non-Weatherized, Condensing Ga | 1764 | 273 |  | 10/17/2023 | 57721 | 201696026 | 10/17/2023
Lennox Industries Inc. | ARMSTRONG AIR | A96DS2V045B12S-* | Federally-Regulated Consumer Product | Non-Weatherized, Condensing Ga | 1331 | 254 |  | 10/17/2023 | 28604 | 201695955 | 10/17/2023
Lennox Industries Inc. | ARMSTRONG AIR | A96DS2V090C20S-* | Federally-Regulated Consumer Product | Non-Weatherized, Condensing Ga | 2247 | 294 |  | 10/17/2023 | 57246 | 201695965 | 10/17/2023
Rheem Sales Company, Inc. | Sure | S921V0855A21M4 | Federally-Regulated Consumer Product | Non-Weatherized, Condensing Ga | 1851 | 246 |  | 05/25/2023 | 84247 | 208676297 | 10/17/2023
Rheem Sales Company, Inc. | Sure | S98MV0603A17UPS | Federally-Regulated Consumer Product | Non-Weatherized, Condensing Ga | 1110 | 244 |  | 05/25/2023 | 22600 | 208157046 | 10/17/2023
Rheem Sales Company, Inc. | Sure | S921V0705A21M4 | Federally-Regulated Consumer Product | Non-Weatherized, Condensing Ga | 1835 | 248 |  | 05/25/2023 | 69808 | 208676296 | 10/17/2023
Rheem Sales Company, Inc. | Sure | S96TA1152524MSA | Federally-Regulated Consumer Product | Non-Weatherized, Condensing Ga | 1935 | 280 | 280 | 06/22/2023 | 78711 | 9950861 | 10/17/2023
Rheem Sales Company, Inc. | Sure | S921T0705A21M4 | Federally-Regulated Consumer Product | Non-Weatherized, Condensing Ga | 1983 | 282 |  | 05/25/2023 | 70360 | 208663457 | 10/17/2023
Rheem Sales Company, Inc. | Sure | S96TA0402317MSA | Federally-Regulated Consumer Product | Non-Weatherized, Condensing Ga | 1252 | 250 | 250 | 06/22/2023 | 29298 | 9950841 | 10/17/2023
Rheem Sales Company, Inc. | Sure | S921T0603A17M4 | Federally-Regulated Consumer Product | Non-Weatherized, Condensing Ga | 1156 | 246 | 246 | 05/25/2023 | 55624 | 208663455 | 10/17/2023
Rheem Sales Company, Inc. | Sure | S921V1005A21M4 | Federally-Regulated Consumer Product | Non-Weatherized, Condensing Ga | 2153 | 271 |  | 05/25/2023 | 98911 | 208676298 | 10/17/2023
Rheem Sales Company, Inc. | Sure | S921V1155A24M4 | Federally-Regulated Consumer Product | Non-Weatherized, Condensing Ga | 2137 | 231 | 289 | 05/25/2023 | 111605 | 208676299 | 10/17/2023
Rheem Sales Company, Inc. | Sure | S951T0703A17M4 | Federally-Regulated Consumer Product | Non-Weatherized, Condensing Ga | 1362 | 255 | 255 | 05/25/2023 | 69960 | 208663423 | 10/17/2023
Rheem Sales Company, Inc. | Sure | S98MV0855A21UPS | Federally-Regulated Consumer Product | Non-Weatherized, Condensing Ga | 2209 | 292 | 292 | 05/25/2023 | 33631 | 208157048 | 10/17/2023
Rheem Sales Company, Inc. | Sure | S97MV0855A21DHS | Federally-Regulated Consumer Product | Non-Weatherized, Condensing Ga | 2138 | 289 |  | 05/25/2023 | 33549 | 208157043 | 10/17/2023
Rheem Sales Company, Inc. | Sure | S98MV1005A21UPS | Federally-Regulated Consumer Product | Non-Weatherized, Condensing Ga | 2084 | 287 | 287 | 05/25/2023 | 39023 | 208157049 | 10/17/2023
Rheem Sales Company, Inc. | Sure | S951T0705A21M4 | Federally-Regulated Consumer Product | Non-Weatherized, Condensing Ga | 1983 | 282 |  | 05/25/2023 | 70360 | 208663424 | 10/17/2023
Rheem Sales Company, Inc. | Sure | S921T1155A24M4 | Federally-Regulated Consumer Product | Non-Weatherized, Condensing Ga | 2041 | 285 | 285 | 05/25/2023 | 111488 | 208663460 | 10/17/2023
Rheem Sales Company, Inc. | Sure | S951T1005A21M4 | Federally-Regulated Consumer Product | Non-Weatherized, Condensing Ga | 2066 | 286 | 286 | 05/25/2023 | 98023 | 208663426 | 10/17/2023
Rheem Sales Company, Inc. | Sure | S951V1155A24M4 | Federally-Regulated Consumer Product | Non-Weatherized, Condensing Ga | 2137 | 231 |  | 05/25/2023 | 111605 | 208676273 | 10/17/2023
Rheem Sales Company, Inc. | Sure | S951V0855A21M4 | Federally-Regulated Consumer Product | Non-Weatherized, Condensing Ga | 1851 | 246 |  | 05/25/2023 | 84247 | 208676329 | 10/17/2023
Rheem Sales Company, Inc. | Sure | S951T0855A21M4 | Federally-Regulated Consumer Product | Non-Weatherized, Condensing Ga | 1929 | 280 | 280 | 05/25/2023 | 84515 | 208663425 | 10/17/2023
Rheem Sales Company, Inc. | Sure | S921V0703A17M4 | Federally-Regulated Consumer Product | Non-Weatherized, Condensing Ga | 1166 | 246 |  | 05/25/2023 | 70001 | 208676295 | 10/17/2023
Rheem Sales Company, Inc. | Sure | S96TA0602317MSA | Federally-Regulated Consumer Product | Non-Weatherized, Condensing Ga | 1342 | 254 | 254 | 06/22/2023 | 39319 | 9950845 | 10/17/2023
Rheem Sales Company, Inc. | Sure | S98MV0703A17UPS | Federally-Regulated Consumer Product | Non-Weatherized, Condensing Ga | 1162 | 246 |  | 05/25/2023 | 28246 | 208157047 | 10/17/2023
Rheem Sales Company, Inc. | Sure | S96TA1002521MSA | Federally-Regulated Consumer Product | Non-Weatherized, Condensing Ga | 1930 | 280 | 280 | 06/22/2023 | 69202 | 9950857 | 10/17/2023
Rheem Sales Company, Inc. | Sure | S97MV0703A17DHS | Federally-Regulated Consumer Product | Non-Weatherized, Condensing Ga | 1282 | 251 | 251 | 05/25/2023 | 28494 | 208157042 | 10/17/2023
Rheem Sales Company, Inc. | Sure | S97MV0603A17DHS | Federally-Regulated Consumer Product | Non-Weatherized, Condensing Ga | 1327 | 253 | 253 | 05/25/2023 | 22218 | 208157041 | 10/17/2023
Rheem Sales Company, Inc. | Sure | S951V0705A21M4 | Federally-Regulated Consumer Product | Non-Weatherized, Condensing Ga | 1835 | 248 |  | 05/25/2023 | 69808 | 208676328 | 10/17/2023
Rheem Sales Company, Inc. | Sure | S951V0603A17M4 | Federally-Regulated Consumer Product | Non-Weatherized, Condensing Ga | 1356 | 249 |  | 05/25/2023 | 56054 | 208676326 | 10/17/2023
Rheem Sales Company, Inc. | Sure | S97MV1155A24DHS | Federally-Regulated Consumer Product | Non-Weatherized, Condensing Ga | 1959 | 281 | 281 | 05/25/2023 | 44459 | 208157045 | 10/17/2023
Rheem Sales Company, Inc. | Sure | S96TA0852521MSA | Federally-Regulated Consumer Product | Non-Weatherized, Condensing Ga | 2115 | 288 | 288 | 06/22/2023 | 58240 | 9950853 | 10/17/2023
Rheem Sales Company, Inc. | Sure | S96TA0702317MSA | Federally-Regulated Consumer Product | Non-Weatherized, Condensing Ga | 1321 | 253 | 253 | 06/22/2023 | 49242 | 9950849 | 10/17/2023
Rheem Sales Company, Inc. | Sure | S921T0855A21M4 | Federally-Regulated Consumer Product | Non-Weatherized, Condensing Ga | 1929 | 280 |  | 05/25/2023 | 84515 | 208663458 | 10/17/2023
Rheem Sales Company, Inc. | Sure | S921T1005A21M4 | Federally-Regulated Consumer Product | Non-Weatherized, Condensing Ga | 2066 | 286 |  | 05/25/2023 | 98023 | 208663459 | 10/17/2023
Rheem Sales Company, Inc. | Sure | S921T0703A17M4 | Federally-Regulated Consumer Product | Non-Weatherized, Condensing Ga | 1362 | 255 | 255 | 05/25/2023 | 69960 | 208663456 | 10/17/2023
Rheem Sales Company, Inc. | Sure | S951V0703A17M4 | Federally-Regulated Consumer Product | Non-Weatherized, Condensing Ga | 1166 | 246 |  | 05/25/2023 | 70001 | 208676327 | 10/17/2023
Rheem Sales Company, Inc. | Sure | S921V0603A17M4 | Federally-Regulated Consumer Product | Non-Weatherized, Condensing Ga | 1356 | 249 | 255 | 05/25/2023 | 56054 | 208676294 | 10/17/2023
Rheem Sales Company, Inc. | Sure | S98MV1155A24UPS | Federally-Regulated Consumer Product | Non-Weatherized, Condensing Ga | 1971 | 282 |  | 05/25/2023 | 44499 | 208157050 | 10/17/2023
Rheem Sales Company, Inc. | Sure | S951V1005A21M4 | Federally-Regulated Consumer Product | Non-Weatherized, Condensing Ga | 2153 | 271 |  | 05/25/2023 | 98911 | 208676330 | 10/17/2023
Rheem Sales Company, Inc. | Sure | S951T1155A24M4 | Federally-Regulated Consumer Product | Non-Weatherized, Condensing Ga | 2041 | 285 |  | 05/25/2023 | 111488 | 208663353 | 10/17/2023
Rheem Sales Company, Inc. | Sure | S951T0603A17M4 | Federally-Regulated Consumer Product | Non-Weatherized, Condensing Ga | 1156 | 246 |  | 05/25/2023 | 55624 | 208663422 | 10/17/2023
Rheem Sales Company, Inc. | Sure | S97MV1005A21DHS | Federally-Regulated Consumer Product | Non-Weatherized, Condensing Ga | 1990 | 282 |  | 05/25/2023 | 39222 | 208157044 | 10/17/2023
Rheem Sales Company, Inc. | RUSSELL | S98MV0703A17UPS | Federally-Regulated Consumer Product | Non-Weatherized, Condensing Ga | 1162 | 246 |  | 10/17/2023 | 28246 | 208157057 | 10/17/2023
Rheem Sales Company, Inc. | RUSSELL | S97MV0603A17DHS | Federally-Regulated Consumer Product | Non-Weatherized, Condensing Ga | 1327 | 253 |  | 10/17/2023 | 22218 | 208157051 | 10/17/2023
Rheem Sales Company, Inc. | RUSSELL | S951T0705A21M4 | Federally-Regulated Consumer Product | Non-Weatherized, Condensing Ga | 1983 | 282 |  | 10/17/2023 | 70360 | 208663412 | 10/17/2023
Rheem Sales Company, Inc. | RUSSELL | S921V1155A24M4 | Federally-Regulated Consumer Product | Non-Weatherized, Condensing Ga | 2137 | 231 |  | 10/17/2023 | 111605 | 208676285 | 10/17/2023
Rheem Sales Company, Inc. | RUSSELL | S97MV1155A24DHS | Federally-Regulated Consumer Product | Non-Weatherized, Condensing Ga | 1959 | 281 |  | 10/17/2023 | 44459 | 208157055 | 10/17/2023
Rheem Sales Company, Inc. | RUSSELL | S921V0603A17M4 | Federally-Regulated Consumer Product | Non-Weatherized, Condensing Ga | 1356 | 249 |  | 10/17/2023 | 56054 | 208676280 | 10/17/2023
Rheem Sales Company, Inc. | RUSSELL | S98MV0603A17UPS | Federally-Regulated Consumer Product | Non-Weatherized, Condensing Ga | 1110 | 244 |  | 10/17/2023 | 22600 | 208157056 | 10/17/2023
Rheem Sales Company, Inc. | RUSSELL | S97MV0703A17DHS | Federally-Regulated Consumer Product | Non-Weatherized, Condensing Ga | 1282 | 251 |  | 10/17/2023 | 28494 | 208157052 | 10/17/2023
Rheem Sales Company, Inc. | RUSSELL | S921T0855A21M4 | Federally-Regulated Consumer Product | Non-Weatherized, Condensing Ga | 1929 | 280 |  | 10/17/2023 | 84515 | 208663444 | 10/17/2023
Rheem Sales Company, Inc. | RUSSELL | S921T0705A21M4 | Federally-Regulated Consumer Product | Non-Weatherized, Condensing Ga | 1983 | 282 |  | 10/17/2023 | 70360 | 208663443 | 10/17/2023
Rheem Sales Company, Inc. | RUSSELL | S98MV0855A21UPS | Federally-Regulated Consumer Product | Non-Weatherized, Condensing Ga | 2209 | 292 |  | 10/17/2023 | 33631 | 208157058 | 10/17/2023
Rheem Sales Company, Inc. | RUSSELL | S97MV1005A21DHS | Federally-Regulated Consumer Product | Non-Weatherized, Condensing Ga | 1990 | 282 |  | 10/17/2023 | 39222 | 208157054 | 10/17/2023
Rheem Sales Company, Inc. | RUSSELL | S921V0705A21M4 | Federally-Regulated Consumer Product | Non-Weatherized, Condensing Ga | 1835 | 248 |  | 10/17/2023 | 69808 | 208676282 | 10/17/2023
Rheem Sales Company, Inc. | RUSSELL | S951V1155A24M4 | Federally-Regulated Consumer Product | Non-Weatherized, Condensing Ga | 2137 | 231 |  | 10/17/2023 | 111605 | 208676271 | 10/17/2023
Rheem Sales Company, Inc. | RUSSELL | S951T1005A21M4 | Federally-Regulated Consumer Product | Non-Weatherized, Condensing Ga | 2066 | 286 |  | 10/17/2023 | 98023 | 208663414 | 10/17/2023
Rheem Sales Company, Inc. | RUSSELL | S921T0603A17M4 | Federally-Regulated Consumer Product | Non-Weatherized, Condensing Ga | 1156 | 246 |  | 10/17/2023 | 55624 | 208663441 | 10/17/2023
Rheem Sales Company, Inc. | RUSSELL | S951V1005A21M4 | Federally-Regulated Consumer Product | Non-Weatherized, Condensing Ga | 2153 | 271 |  | 10/17/2023 | 98911 | 208676318 | 10/17/2023
Rheem Sales Company, Inc. | RUSSELL | S951T0855A21M4 | Federally-Regulated Consumer Product | Non-Weatherized, Condensing Ga | 1929 | 280 |  | 10/17/2023 | 84515 | 208663413 | 10/17/2023
Rheem Sales Company, Inc. | RUSSELL | S98MV1005A21UPS | Federally-Regulated Consumer Product | Non-Weatherized, Condensing Ga | 2084 | 287 |  | 10/17/2023 | 39023 | 208157059 | 10/17/2023
Rheem Sales Company, Inc. | RUSSELL | S98MV1155A24UPS | Federally-Regulated Consumer Product | Non-Weatherized, Condensing Ga | 1971 | 282 |  | 10/17/2023 | 44499 | 208157060 | 10/17/2023
Rheem Sales Company, Inc. | RUSSELL | S921T1155A24M4 | Federally-Regulated Consumer Product | Non-Weatherized, Condensing Ga | 2041 | 285 |  | 10/17/2023 | 111488 | 208663446 | 10/17/2023
Rheem Sales Company, Inc. | RUSSELL | S951T0703A17M4 | Federally-Regulated Consumer Product | Non-Weatherized, Condensing Ga | 1362 | 255 |  | 10/17/2023 | 69960 | 208663411 | 10/17/2023
Rheem Sales Company, Inc. | RUSSELL | S951V0855A21M4 | Federally-Regulated Consumer Product | Non-Weatherized, Condensing Ga | 1851 | 246 |  | 10/17/2023 | 84247 | 208676317 | 10/17/2023
Rheem Sales Company, Inc. | RUSSELL | S951V0703A17M4 | Federally-Regulated Consumer Product | Non-Weatherized, Condensing Ga | 1166 | 246 |  | 10/17/2023 | 70001 | 208676315 | 10/17/2023
Rheem Sales Company, Inc. | RUSSELL | S921T0703A17M4 | Federally-Regulated Consumer Product | Non-Weatherized, Condensing Ga | 1362 | 255 |  | 10/17/2023 | 69960 | 208663442 | 10/17/2023
Rheem Sales Company, Inc. | RUSSELL | S921V0703A17M4 | Federally-Regulated Consumer Product | Non-Weatherized, Condensing Ga | 1166 | 246 |  | 10/17/2023 | 70001 | 208676281 | 10/17/2023
Rheem Sales Company, Inc. | RUSSELL | S921V1005A21M4 | Federally-Regulated Consumer Product | Non-Weatherized, Condensing Ga | 2153 | 271 |  | 10/17/2023 | 98911 | 208676284 | 10/17/2023
Rheem Sales Company, Inc. | RUSSELL | S951V0705A21M4 | Federally-Regulated Consumer Product | Non-Weatherized, Condensing Ga | 1835 | 248 |  | 10/17/2023 | 69808 | 208676316 | 10/17/2023
Rheem Sales Company, Inc. | RUSSELL | S951V0603A17M4 | Federally-Regulated Consumer Product | Non-Weatherized, Condensing Ga | 1356 | 249 |  | 10/17/2023 | 56054 | 208676314 | 10/17/2023
Rheem Sales Company, Inc. | RUSSELL | S951T0603A17M4 | Federally-Regulated Consumer Product | Non-Weatherized, Condensing Ga | 1156 | 246 |  | 10/17/2023 | 55624 | 208663410 | 10/17/2023
Rheem Sales Company, Inc. | RUSSELL | S921V0855A21M4 | Federally-Regulated Consumer Product | Non-Weatherized, Condensing Ga | 1851 | 246 |  | 10/17/2023 | 84247 | 208676283 | 10/17/2023
Rheem Sales Company, Inc. | RUSSELL | S951T1155A24M4 | Federally-Regulated Consumer Product | Non-Weatherized, Condensing Ga | 2041 | 285 |  | 10/17/2023 | 111488 | 208663351 | 10/17/2023
Rheem Sales Company, Inc. | RUSSELL | S921T1005A21M4 | Federally-Regulated Consumer Product | Non-Weatherized, Condensing Ga | 2066 | 286 |  | 10/17/2023 | 98023 | 208663445 | 10/17/2023
Rheem Sales Company, Inc. | RUSSELL | S97MV0855A21DHS | Federally-Regulated Consumer Product | Non-Weatherized, Condensing Ga | 2138 | 289 |  | 10/17/2023 | 33549 | 208157053 | 10/17/2023
Rheem Sales Company, Inc. | Weatherking | W921W1155A24M4 | Federally-Regulated Consumer Product | Non-Weatherized, Condensing Ga | 2137 | 231 |  | 05/25/2023 | 111605 | 208770573 | 10/17/2023
Rheem Sales Company, Inc. | Weatherking | W96TA0602317MSA | Federally-Regulated Consumer Product | Non-Weatherized, Condensing Ga | 1342 | 254 |  | 06/22/2023 | 39319 | 9950847 | 10/17/2023
Rheem Sales Company, Inc. | Weatherking | W921T0705A21M4 | Federally-Regulated Consumer Product | Non-Weatherized, Condensing Ga | 1983 | 282 |  | 05/25/2023 | 70360 | 208663464 | 10/17/2023
Rheem Sales Company, Inc. | Weatherking | W921T1155A24M4 | Federally-Regulated Consumer Product | Non-Weatherized, Condensing Ga | 2041 | 285 |  | 05/25/2023 | 111488 | 208663467 | 10/17/2023
Rheem Sales Company, Inc. | Weatherking | W951W0705A21M4 | Federally-Regulated Consumer Product | Non-Weatherized, Condensing Ga | 1835 | 248 |  | 05/25/2023 | 69808 | 208770577 | 10/17/2023
Rheem Sales Company, Inc. | Weatherking | W921T0855A21M4 | Federally-Regulated Consumer Product | Non-Weatherized, Condensing Ga | 1929 | 280 |  | 05/25/2023 | 84515 | 208663465 | 10/17/2023
Rheem Sales Company, Inc. | Weatherking | W96TA0402317MSA | Federally-Regulated Consumer Product | Non-Weatherized, Condensing Ga | 1252 | 250 |  | 06/22/2023 | 29298 | 9950843 | 10/17/2023
Rheem Sales Company, Inc. | Weatherking | W95TC1151524MSA | Federally-Regulated Consumer Product | Non-Weatherized, Condensing Ga | 2041 | 285 |  | 06/22/2023 | 111488 | 8934629 | 10/17/2023
Rheem Sales Company, Inc. | Weatherking | W951W1155A24M4 | Federally-Regulated Consumer Product | Non-Weatherized, Condensing Ga | 2137 | 231 |  | 05/25/2023 | 111605 | 208770580 | 10/17/2023
Rheem Sales Company, Inc. | Weatherking | W951W0603A17M4 | Federally-Regulated Consumer Product | Non-Weatherized, Condensing Ga | 1356 | 249 |  | 05/25/2023 | 56054 | 208770575 | 10/17/2023
Rheem Sales Company, Inc. | Weatherking | W96TA0852521MSA | Federally-Regulated Consumer Product | Non-Weatherized, Condensing Ga | 2115 | 288 |  | 06/22/2023 | 58240 | 9950855 | 10/17/2023
Rheem Sales Company, Inc. | Weatherking | W951T0603A17M4 | Federally-Regulated Consumer Product | Non-Weatherized, Condensing Ga | 1156 | 246 |  | 05/25/2023 | 55624 | 208663428 | 10/17/2023
Rheem Sales Company, Inc. | Weatherking | W951T0703A17M4 | Federally-Regulated Consumer Product | Non-Weatherized, Condensing Ga | 1362 | 255 |  | 05/25/2023 | 69960 | 208663429 | 10/17/2023
Rheem Sales Company, Inc. | Weatherking | W96TA1152524MSA | Federally-Regulated Consumer Product | Non-Weatherized, Condensing Ga | 1935 | 280 |  | 06/22/2023 | 78711 | 9950863 | 10/17/2023
Rheem Sales Company, Inc. | Weatherking | W951T1005A21M4 | Federally-Regulated Consumer Product | Non-Weatherized, Condensing Ga | 2066 | 286 |  | 05/25/2023 | 98023 | 208663432 | 10/17/2023
Rheem Sales Company, Inc. | Weatherking | W96TA0702317MSA | Federally-Regulated Consumer Product | Non-Weatherized, Condensing Ga | 1321 | 253 |  | 06/22/2023 | 49242 | 9950851 | 10/17/2023
Rheem Sales Company, Inc. | Weatherking | W921T1005A21M4 | Federally-Regulated Consumer Product | Non-Weatherized, Condensing Ga | 2066 | 286 |  | 05/25/2023 | 98023 | 208663466 | 10/17/2023
Rheem Sales Company, Inc. | Weatherking | W951T1155A24M4 | Federally-Regulated Consumer Product | Non-Weatherized, Condensing Ga | 2041 | 285 |  | 05/25/2023 | 111488 | 208663354 | 10/17/2023
Rheem Sales Company, Inc. | Weatherking | W951W0855A21M4 | Federally-Regulated Consumer Product | Non-Weatherized, Condensing Ga | 1851 | 246 |  | 05/25/2023 | 84247 | 208770578 | 10/17/2023
Rheem Sales Company, Inc. | Weatherking | W921T0603A17M4 | Federally-Regulated Consumer Product | Non-Weatherized, Condensing Ga | 1156 | 246 |  | 05/25/2023 | 55624 | 208663462 | 10/17/2023
Rheem Sales Company, Inc. | Weatherking | W921W0603A17M4 | Federally-Regulated Consumer Product | Non-Weatherized, Condensing Ga | 1356 | 249 |  | 05/25/2023 | 56054 | 208770568 | 10/17/2023
Rheem Sales Company, Inc. | Weatherking | W921W1005A21M4 | Federally-Regulated Consumer Product | Non-Weatherized, Condensing Ga | 2153 | 271 |  | 05/25/2023 | 98911 | 208770572 | 10/17/2023
Rheem Sales Company, Inc. | Weatherking | W951T0705A21M4 | Federally-Regulated Consumer Product | Non-Weatherized, Condensing Ga | 1983 | 282 |  | 05/25/2023 | 70360 | 208663430 | 10/17/2023
Rheem Sales Company, Inc. | Weatherking | W921W0703A17M4 | Federally-Regulated Consumer Product | Non-Weatherized, Condensing Ga | 1166 | 246 |  | 05/25/2023 | 70001 | 208770569 | 10/17/2023
Rheem Sales Company, Inc. | Weatherking | W951W0703A17M4 | Federally-Regulated Consumer Product | Non-Weatherized, Condensing Ga | 1166 | 246 |  | 05/25/2023 | 70001 | 208770576 | 10/17/2023
Rheem Sales Company, Inc. | Weatherking | W921T0703A17M4 | Federally-Regulated Consumer Product | Non-Weatherized, Condensing Ga | 1362 | 255 |  | 05/25/2023 | 69960 | 208663463 | 10/17/2023
Rheem Sales Company, Inc. | Weatherking | W96TA1002521MSA | Federally-Regulated Consumer Product | Non-Weatherized, Condensing Ga | 1930 | 280 |  | 06/22/2023 | 69202 | 9950859 | 10/17/2023
Rheem Sales Company, Inc. | Weatherking | W951W1005A21M4 | Federally-Regulated Consumer Product | Non-Weatherized, Condensing Ga | 2153 | 271 |  | 05/25/2023 | 98911 | 208770579 | 10/17/2023
Rheem Sales Company, Inc. | Weatherking | W921W0855A21M4 | Federally-Regulated Consumer Product | Non-Weatherized, Condensing Ga | 1851 | 246 |  | 05/25/2023 | 84247 | 208770571 | 10/17/2023
Rheem Sales Company, Inc. | Weatherking | W951T0855A21M4 | Federally-Regulated Consumer Product | Non-Weatherized, Condensing Ga | 1929 | 280 |  | 05/25/2023 | 84515 | 208663431 | 10/17/2023
Rheem Sales Company, Inc. | Ruud | R951V1155A24M4 | Federally-Regulated Consumer Product | Non-Weatherized, Condensing Ga | 2137 | 231 |  | 10/17/2023 | 111605 | 208676272 | 10/17/2023
Rheem Sales Company, Inc. | Ruud | U98VB100M521USA | Federally-Regulated Consumer Product | Non-Weatherized, Condensing Ga | 2084 | 287 |  | 10/17/2023 | 39023 | 10524994 | 10/17/2023
Rheem Sales Company, Inc. | Ruud | R951V0705A21M4 | Federally-Regulated Consumer Product | Non-Weatherized, Condensing Ga | 1835 | 248 |  | 10/17/2023 | 69808 | 208676322 | 10/17/2023
Rheem Sales Company, Inc. | Ruud | R921V1155A24M4 | Federally-Regulated Consumer Product | Non-Weatherized, Condensing Ga | 2137 | 231 |  | 10/17/2023 | 111605 | 208676292 | 10/17/2023
Rheem Sales Company, Inc. | Ruud | U97MV0603A17DHS | Federally-Regulated Consumer Product | Non-Weatherized, Condensing Ga | 1327 | 253 |  | 10/17/2023 | 22218 | 208157031 | 10/17/2023
Rheem Sales Company, Inc. | Ruud | R921V0703A17M4 | Federally-Regulated Consumer Product | Non-Weatherized, Condensing Ga | 1166 | 246 |  | 10/17/2023 | 70001 | 208676288 | 10/17/2023
Rheem Sales Company, Inc. | Ruud | R951T0705A21M4 | Federally-Regulated Consumer Product | Non-Weatherized, Condensing Ga | 1983 | 282 |  | 10/17/2023 | 70360 | 208663418 | 10/17/2023
Rheem Sales Company, Inc. | Ruud | R921V0855A21M4 | Federally-Regulated Consumer Product | Non-Weatherized, Condensing Ga | 1851 | 246 |  | 10/17/2023 | 84247 | 208676290 | 10/17/2023
Rheem Sales Company, Inc. | Ruud | R921T1155A24M4 | Federally-Regulated Consumer Product | Non-Weatherized, Condensing Ga | 2041 | 285 |  | 10/17/2023 | 111488 | 208663453 | 10/17/2023
Rheem Sales Company, Inc. | Ruud | U97MV0855A21DHS | Federally-Regulated Consumer Product | Non-Weatherized, Condensing Ga | 2138 | 289 |  | 10/17/2023 | 33549 | 208157033 | 10/17/2023
Rheem Sales Company, Inc. | Ruud | R951T0603A17M4 | Federally-Regulated Consumer Product | Non-Weatherized, Condensing Ga | 1156 | 246 |  | 10/17/2023 | 55624 | 208663416 | 10/17/2023
Rheem Sales Company, Inc. | Ruud | U97MV0703A17DHS | Federally-Regulated Consumer Product | Non-Weatherized, Condensing Ga | 1282 | 251 |  | 10/17/2023 | 28494 | 208157032 | 10/17/2023
Rheem Sales Company, Inc. | Ruud | U98MV1005A21UPS | Federally-Regulated Consumer Product | Non-Weatherized, Condensing Ga | 2084 | 287 |  | 10/17/2023 | 39023 | 208157039 | 10/17/2023
Rheem Sales Company, Inc. | Ruud | R96TA1152524MSA | Federally-Regulated Consumer Product | Non-Weatherized, Condensing Ga | 1935 | 280 |  | 10/17/2023 | 78711 | 201712928 | 10/17/2023
Rheem Sales Company, Inc. | Ruud | R921V1005A21M4 | Federally-Regulated Consumer Product | Non-Weatherized, Condensing Ga | 2153 | 271 |  | 10/17/2023 | 98911 | 208676291 | 10/17/2023
Rheem Sales Company, Inc. | Ruud | R92TA0851521MSA | Federally-Regulated Consumer Product | Non-Weatherized, Condensing Ga | 1929 | 280 |  | 10/17/2023 | 84515 | 201712984 | 10/17/2023
Rheem Sales Company, Inc. | Ruud | U98MV0603A17UPS | Federally-Regulated Consumer Product | Non-Weatherized, Condensing Ga | 1110 | 244 |  | 10/17/2023 | 22600 | 208157036 | 10/17/2023
Rheem Sales Company, Inc. | Ruud | R96TA0702317MSA | Federally-Regulated Consumer Product | Non-Weatherized, Condensing Ga | 1321 | 253 |  | 10/17/2023 | 49242 | 201712922 | 10/17/2023
Rheem Sales Company, Inc. | Ruud | U98MV0855A21UPS | Federally-Regulated Consumer Product | Non-Weatherized, Condensing Ga | 2209 | 292 |  | 10/17/2023 | 33631 | 208157038 | 10/17/2023
Rheem Sales Company, Inc. | Ruud | R951V1005A21M4 | Federally-Regulated Consumer Product | Non-Weatherized, Condensing Ga | 2153 | 271 |  | 10/17/2023 | 98911 | 208676324 | 10/17/2023
Rheem Sales Company, Inc. | Ruud | R921T0603A17M4 | Federally-Regulated Consumer Product | Non-Weatherized, Condensing Ga | 1156 | 246 |  | 10/17/2023 | 55624 | 208663448 | 10/17/2023
Rheem Sales Company, Inc. | Ruud | R921T1005A21M4 | Federally-Regulated Consumer Product | Non-Weatherized, Condensing Ga | 2066 | 286 |  | 10/17/2023 | 98023 | 208663452 | 10/17/2023
Rheem Sales Company, Inc. | Ruud | R96TA0602317MSA | Federally-Regulated Consumer Product | Non-Weatherized, Condensing Ga | 1342 | 254 |  | 10/17/2023 | 39319 | 201712920 | 10/17/2023
Rheem Sales Company, Inc. | Ruud | R951T0703A17M4 | Federally-Regulated Consumer Product | Non-Weatherized, Condensing Ga | 1362 | 255 |  | 10/17/2023 | 69960 | 208663417 | 10/17/2023
Rheem Sales Company, Inc. | Ruud | R96TA1002521MSA | Federally-Regulated Consumer Product | Non-Weatherized, Condensing Ga | 1930 | 280 |  | 10/17/2023 | 69202 | 201712926 | 10/17/2023
Rheem Sales Company, Inc. | Ruud | U98MV1155A24UPS | Federally-Regulated Consumer Product | Non-Weatherized, Condensing Ga | 1971 | 282 |  | 10/17/2023 | 44499 | 208157040 | 10/17/2023
Rheem Sales Company, Inc. | Ruud | R921V0603A17M4 | Federally-Regulated Consumer Product | Non-Weatherized, Condensing Ga | 1356 | 249 |  | 10/17/2023 | 56054 | 208676287 | 10/17/2023
Rheem Sales Company, Inc. | Ruud | R951T1005A21M4 | Federally-Regulated Consumer Product | Non-Weatherized, Condensing Ga | 2066 | 286 |  | 10/17/2023 | 98023 | 208663420 | 10/17/2023
Rheem Sales Company, Inc. | Ruud | R951T0855A21M4 | Federally-Regulated Consumer Product | Non-Weatherized, Condensing Ga | 1929 | 280 |  | 10/17/2023 | 84515 | 208663419 | 10/17/2023
Rheem Sales Company, Inc. | Ruud | R96TA0852521MSA | Federally-Regulated Consumer Product | Non-Weatherized, Condensing Ga | 2115 | 288 |  | 10/17/2023 | 58240 | 201712924 | 10/17/2023
Rheem Sales Company, Inc. | Ruud | R96TA0402317MSA | Federally-Regulated Consumer Product | Non-Weatherized, Condensing Ga | 1252 | 250 |  | 10/17/2023 | 29298 | 201712918 | 10/17/2023
Rheem Sales Company, Inc. | Ruud | R95TC0701521MSA | Federally-Regulated Consumer Product | Non-Weatherized, Condensing Ga | 1983 | 279 |  | 10/17/2023 | 70360 | 203261700 | 10/17/2023
Rheem Sales Company, Inc. | Ruud | R951T1155A24M4 | Federally-Regulated Consumer Product | Non-Weatherized, Condensing Ga | 2041 | 285 |  | 10/17/2023 | 111488 | 208663352 | 10/17/2023
Rheem Sales Company, Inc. | Ruud | R951V0603A17M4 | Federally-Regulated Consumer Product | Non-Weatherized, Condensing Ga | 1356 | 249 |  | 10/17/2023 | 56054 | 208676320 | 10/17/2023
Rheem Sales Company, Inc. | Ruud | R951V0703A17M4 | Federally-Regulated Consumer Product | Non-Weatherized, Condensing Ga | 1166 | 246 |  | 10/17/2023 | 70001 | 208676321 | 10/17/2023
Rheem Sales Company, Inc. | Ruud | R921T0705A21M4 | Federally-Regulated Consumer Product | Non-Weatherized, Condensing Ga | 1983 | 282 |  | 10/17/2023 | 70360 | 208663450 | 10/17/2023
Rheem Sales Company, Inc. | Ruud | U98MV0703A17UPS | Federally-Regulated Consumer Product | Non-Weatherized, Condensing Ga | 1162 | 246 |  | 10/17/2023 | 28246 | 208157037 | 10/17/2023
Rheem Sales Company, Inc. | Ruud | U97MV1155A24DHS | Federally-Regulated Consumer Product | Non-Weatherized, Condensing Ga | 1959 | 281 |  | 10/17/2023 | 44459 | 208157035 | 10/17/2023
Rheem Sales Company, Inc. | Ruud | R951V0855A21M4 | Federally-Regulated Consumer Product | Non-Weatherized, Condensing Ga | 1851 | 246 |  | 10/17/2023 | 84247 | 208676323 | 10/17/2023
Rheem Sales Company, Inc. | Ruud | R921T0855A21M4 | Federally-Regulated Consumer Product | Non-Weatherized, Condensing Ga | 1929 | 280 |  | 10/17/2023 | 84515 | 208663451 | 10/17/2023
Rheem Sales Company, Inc. | Ruud | U97MV1005A21DHS | Federally-Regulated Consumer Product | Non-Weatherized, Condensing Ga | 1990 | 282 |  | 10/17/2023 | 39222 | 208157034 | 10/17/2023
Rheem Sales Company, Inc. | Ruud | R96TA0702521MSA | Federally-Regulated Consumer Product | Non-Weatherized, Condensing Ga | 1854 | 277 |  | 10/17/2023 | 49250 | 203261705 | 10/17/2023
Rheem Sales Company, Inc. | Ruud | R921T0703A17M4 | Federally-Regulated Consumer Product | Non-Weatherized, Condensing Ga | 1362 | 255 |  | 10/17/2023 | 69960 | 208663449 | 10/17/2023
Rheem Sales Company, Inc. | Ruud | R921V0705A21M4 | Federally-Regulated Consumer Product | Non-Weatherized, Condensing Ga | 1835 | 248 |  | 10/17/2023 | 69808 | 208676289 | 10/17/2023
Lennox Industries Inc. | Breeze33 | 96G2DF090CE16-* | Federally-Regulated Consumer Product | Non-Weatherized, Condensing Ga | 1608 | 266 |  | 10/12/2023 | 57408 | 213355327 | 10/17/2023
Lennox Industries Inc. | Breeze33 | 96G2DF070BE16-* | Federally-Regulated Consumer Product | Non-Weatherized, Condensing Ga | 1638 | 267 |  | 10/12/2023 | 43233 | 213355326 | 10/17/2023
Lennox Industries Inc. | Breeze33 | 96G1UH110CE20-* | Federally-Regulated Consumer Product | Non-Weatherized, Condensing Ga | 2018 | 284 |  | 09/29/2023 | 110619 | 213355324 | 10/17/2023
Lennox Industries Inc. | Breeze33 | 96G2DF045BE12-* | Federally-Regulated Consumer Product | Non-Weatherized, Condensing Ga | 1241 | 250 |  | 10/12/2023 | 29295 | 213355325 | 10/17/2023
Lennox Industries Inc. | Breeze33 | 96G2DF110CE20-* | Federally-Regulated Consumer Product | Non-Weatherized, Condensing Ga | 2109 | 288 |  | 10/12/2023 | 71791 | 213355328 | 10/17/2023
Lennox Industries Inc. | Breeze33 | 96G1UH070BE12-* | Federally-Regulated Consumer Product | Non-Weatherized, Condensing Ga | 1298 | 252 |  | 09/29/2023 | 65683 | 213355322 | 10/17/2023
Lennox Industries Inc. | Breeze33 | 96G1UH090CE16-* | Federally-Regulated Consumer Product | Non-Weatherized, Condensing Ga | 1566 | 264 |  | 09/29/2023 | 87748 | 213355323 | 10/17/2023
Lennox Industries Inc. | Breeze33 | 96G1UH045BE12-* | Federally-Regulated Consumer Product | Non-Weatherized, Condensing Ga | 1284 | 251 |  | 09/29/2023 | 44162 | 213355321 | 10/17/2023
Allied Air | Concord | 96G1UH030BE08-** | Federally-Regulated Consumer Product | Non-Weatherized, Condensing Ga | 870 | 233 |  | 10/12/2023 | 29792 | 213366899 | 10/17/2023
Rheem Sales Company, Inc. | Sure | S921V0855A21M4 | Federally-Regulated Consumer Product | Non-Weatherized, Condensing Ga | 1851 | 246 |  | 10/17/2023 | 84247 | 208676297 | 10/17/2023
Rheem Sales Company, Inc. | Sure | S98MV0603A17UPS | Federally-Regulated Consumer Product | Non-Weatherized, Condensing Ga | 1110 | 244 |  | 10/17/2023 | 22600 | 208157046 | 10/17/2023
Rheem Sales Company, Inc. | Sure | S921V0705A21M4 | Federally-Regulated Consumer Product | Non-Weatherized, Condensing Ga | 1835 | 248 |  | 10/17/2023 | 69808 | 208676296 | 10/17/2023
Rheem Sales Company, Inc. | Sure | S96TA1152524MSA | Federally-Regulated Consumer Product | Non-Weatherized, Condensing Ga | 1935 | 280 |  | 10/17/2023 | 78711 | 9950861 | 10/17/2023
Rheem Sales Company, Inc. | Sure | S921T0705A21M4 | Federally-Regulated Consumer Product | Non-Weatherized, Condensing Ga | 1983 | 282 |  | 10/17/2023 | 70360 | 208663457 | 10/17/2023
Rheem Sales Company, Inc. | Sure | S96TA0402317MSA | Federally-Regulated Consumer Product | Non-Weatherized, Condensing Ga | 1252 | 250 |  | 10/17/2023 | 29298 | 9950841 | 10/17/2023
Rheem Sales Company, Inc. | Sure | S921T0603A17M4 | Federally-Regulated Consumer Product | Non-Weatherized, Condensing Ga | 1156 | 246 |  | 10/17/2023 | 55624 | 208663455 | 10/17/2023
Rheem Sales Company, Inc. | Sure | S921V1005A21M4 | Federally-Regulated Consumer Product | Non-Weatherized, Condensing Ga | 2153 | 271 |  | 10/17/2023 | 98911 | 208676298 | 10/17/2023
Rheem Sales Company, Inc. | Sure | S921V1155A24M4 | Federally-Regulated Consumer Product | Non-Weatherized, Condensing Ga | 2137 | 231 |  | 10/17/2023 | 111605 | 208676299 | 10/17/2023
Rheem Sales Company, Inc. | Sure | S951T0703A17M4 | Federally-Regulated Consumer Product | Non-Weatherized, Condensing Ga | 1362 | 255 |  | 10/17/2023 | 69960 | 208663423 | 10/17/2023
Rheem Sales Company, Inc. | Sure | S98MV0855A21UPS | Federally-Regulated Consumer Product | Non-Weatherized, Condensing Ga | 2209 | 292 |  | 10/17/2023 | 33631 | 208157048 | 10/17/2023
Rheem Sales Company, Inc. | Sure | S97MV0855A21DHS | Federally-Regulated Consumer Product | Non-Weatherized, Condensing Ga | 2138 | 289 |  | 10/17/2023 | 33549 | 208157043 | 10/17/2023
Rheem Sales Company, Inc. | Sure | S98MV1005A21UPS | Federally-Regulated Consumer Product | Non-Weatherized, Condensing Ga | 2084 | 287 |  | 10/17/2023 | 39023 | 208157049 | 10/17/2023
Rheem Sales Company, Inc. | Sure | S951T0705A21M4 | Federally-Regulated Consumer Product | Non-Weatherized, Condensing Ga | 1983 | 282 |  | 10/17/2023 | 70360 | 208663424 | 10/17/2023
Rheem Sales Company, Inc. | Sure | S921T1155A24M4 | Federally-Regulated Consumer Product | Non-Weatherized, Condensing Ga | 2041 | 285 |  | 10/17/2023 | 111488 | 208663460 | 10/17/2023
Rheem Sales Company, Inc. | Sure | S951T1005A21M4 | Federally-Regulated Consumer Product | Non-Weatherized, Condensing Ga | 2066 | 286 |  | 10/17/2023 | 98023 | 208663426 | 10/17/2023
Rheem Sales Company, Inc. | Sure | S951V1155A24M4 | Federally-Regulated Consumer Product | Non-Weatherized, Condensing Ga | 2137 | 231 |  | 10/17/2023 | 111605 | 208676273 | 10/17/2023
Rheem Sales Company, Inc. | Sure | S951V0855A21M4 | Federally-Regulated Consumer Product | Non-Weatherized, Condensing Ga | 1851 | 246 |  | 10/17/2023 | 84247 | 208676329 | 10/17/2023
Rheem Sales Company, Inc. | Sure | S951T0855A21M4 | Federally-Regulated Consumer Product | Non-Weatherized, Condensing Ga | 1929 | 280 |  | 10/17/2023 | 84515 | 208663425 | 10/17/2023
Rheem Sales Company, Inc. | Sure | S921V0703A17M4 | Federally-Regulated Consumer Product | Non-Weatherized, Condensing Ga | 1166 | 246 |  | 10/17/2023 | 70001 | 208676295 | 10/17/2023
Rheem Sales Company, Inc. | Sure | S96TA0602317MSA | Federally-Regulated Consumer Product | Non-Weatherized, Condensing Ga | 1342 | 254 |  | 10/17/2023 | 39319 | 9950845 | 10/17/2023
Rheem Sales Company, Inc. | Sure | S98MV0703A17UPS | Federally-Regulated Consumer Product | Non-Weatherized, Condensing Ga | 1162 | 246 |  | 10/17/2023 | 28246 | 208157047 | 10/17/2023
Rheem Sales Company, Inc. | Sure | S96TA1002521MSA | Federally-Regulated Consumer Product | Non-Weatherized, Condensing Ga | 1930 | 280 |  | 10/17/2023 | 69202 | 9950857 | 10/17/2023
Rheem Sales Company, Inc. | Sure | S97MV0703A17DHS | Federally-Regulated Consumer Product | Non-Weatherized, Condensing Ga | 1282 | 251 |  | 10/17/2023 | 28494 | 208157042 | 10/17/2023
Rheem Sales Company, Inc. | Sure | S97MV0603A17DHS | Federally-Regulated Consumer Product | Non-Weatherized, Condensing Ga | 1327 | 253 |  | 10/17/2023 | 22218 | 208157041 | 10/17/2023
Rheem Sales Company, Inc. | Sure | S951V0705A21M4 | Federally-Regulated Consumer Product | Non-Weatherized, Condensing Ga | 1835 | 248 |  | 10/17/2023 | 69808 | 208676328 | 10/17/2023
Rheem Sales Company, Inc. | Sure | S951V0603A17M4 | Federally-Regulated Consumer Product | Non-Weatherized, Condensing Ga | 1356 | 249 |  | 10/17/2023 | 56054 | 208676326 | 10/17/2023
Rheem Sales Company, Inc. | Sure | S97MV1155A24DHS | Federally-Regulated Consumer Product | Non-Weatherized, Condensing Ga | 1959 | 281 |  | 10/17/2023 | 44459 | 208157045 | 10/17/2023
Rheem Sales Company, Inc. | Sure | S96TA0852521MSA | Federally-Regulated Consumer Product | Non-Weatherized, Condensing Ga | 2115 | 288 |  | 10/17/2023 | 58240 | 9950853 | 10/17/2023
Rheem Sales Company, Inc. | Sure | S96TA0702317MSA | Federally-Regulated Consumer Product | Non-Weatherized, Condensing Ga | 1321 | 253 |  | 10/17/2023 | 49242 | 9950849 | 10/17/2023
Rheem Sales Company, Inc. | Sure | S921T0855A21M4 | Federally-Regulated Consumer Product | Non-Weatherized, Condensing Ga | 1929 | 280 |  | 10/17/2023 | 84515 | 208663458 | 10/17/2023
Rheem Sales Company, Inc. | Sure | S921T1005A21M4 | Federally-Regulated Consumer Product | Non-Weatherized, Condensing Ga | 2066 | 286 |  | 10/17/2023 | 98023 | 208663459 | 10/17/2023
Rheem Sales Company, Inc. | Sure | S921T0703A17M4 | Federally-Regulated Consumer Product | Non-Weatherized, Condensing Ga | 1362 | 255 |  | 10/17/2023 | 69960 | 208663456 | 10/17/2023
Rheem Sales Company, Inc. | Sure | S951V0703A17M4 | Federally-Regulated Consumer Product | Non-Weatherized, Condensing Ga | 1166 | 246 |  | 10/17/2023 | 70001 | 208676327 | 10/17/2023
Rheem Sales Company, Inc. | Sure | S921V0603A17M4 | Federally-Regulated Consumer Product | Non-Weatherized, Condensing Ga | 1356 | 249 |  | 10/17/2023 | 56054 | 208676294 | 10/17/2023
Rheem Sales Company, Inc. | Sure | S98MV1155A24UPS | Federally-Regulated Consumer Product | Non-Weatherized, Condensing Ga | 1971 | 282 |  | 10/17/2023 | 44499 | 208157050 | 10/17/2023
Rheem Sales Company, Inc. | Sure | S951V1005A21M4 | Federally-Regulated Consumer Product | Non-Weatherized, Condensing Ga | 2153 | 271 |  | 10/17/2023 | 98911 | 208676330 | 10/17/2023
Rheem Sales Company, Inc. | Sure | S951T1155A24M4 | Federally-Regulated Consumer Product | Non-Weatherized, Condensing Ga | 2041 | 285 |  | 10/17/2023 | 111488 | 208663353 | 10/17/2023
Rheem Sales Company, Inc. | Sure | S951T0603A17M4 | Federally-Regulated Consumer Product | Non-Weatherized, Condensing Ga | 1156 | 246 |  | 10/17/2023 | 55624 | 208663422 | 10/17/2023
Rheem Sales Company, Inc. | Sure | S97MV1005A21DHS | Federally-Regulated Consumer Product | Non-Weatherized, Condensing Ga | 1990 | 282 |  | 10/17/2023 | 39222 | 208157044 | 10/17/2023
Rheem Sales Company, Inc. | Weatherking | W921W1155A24M4 | Federally-Regulated Consumer Product | Non-Weatherized, Condensing Ga | 2137 | 231 |  | 10/17/2023 | 111605 | 208770573 | 10/17/2023
Rheem Sales Company, Inc. | Weatherking | W96TA0602317MSA | Federally-Regulated Consumer Product | Non-Weatherized, Condensing Ga | 1342 | 254 |  | 10/17/2023 | 39319 | 9950847 | 10/17/2023
Rheem Sales Company, Inc. | Weatherking | W921T0705A21M4 | Federally-Regulated Consumer Product | Non-Weatherized, Condensing Ga | 1983 | 282 |  | 10/17/2023 | 70360 | 208663464 | 10/17/2023
Rheem Sales Company, Inc. | Weatherking | W921T1155A24M4 | Federally-Regulated Consumer Product | Non-Weatherized, Condensing Ga | 2041 | 285 |  | 10/17/2023 | 111488 | 208663467 | 10/17/2023
Rheem Sales Company, Inc. | Weatherking | W951W0705A21M4 | Federally-Regulated Consumer Product | Non-Weatherized, Condensing Ga | 1835 | 248 |  | 10/17/2023 | 69808 | 208770577 | 10/17/2023
Rheem Sales Company, Inc. | Weatherking | W921T0855A21M4 | Federally-Regulated Consumer Product | Non-Weatherized, Condensing Ga | 1929 | 280 |  | 10/17/2023 | 84515 | 208663465 | 10/17/2023
Rheem Sales Company, Inc. | Weatherking | W96TA0402317MSA | Federally-Regulated Consumer Product | Non-Weatherized, Condensing Ga | 1252 | 250 |  | 10/17/2023 | 29298 | 9950843 | 10/17/2023
Rheem Sales Company, Inc. | Weatherking | W95TC1151524MSA | Federally-Regulated Consumer Product | Non-Weatherized, Condensing Ga | 2041 | 285 |  | 06/22/2023 | 111488 | 8934629 | 10/17/2023
Rheem Sales Company, Inc. | Weatherking | W951W1155A24M4 | Federally-Regulated Consumer Product | Non-Weatherized, Condensing Ga | 2137 | 231 |  | 10/17/2023 | 111605 | 208770580 | 10/17/2023
Rheem Sales Company, Inc. | Weatherking | W951W0603A17M4 | Federally-Regulated Consumer Product | Non-Weatherized, Condensing Ga | 1356 | 249 |  | 10/17/2023 | 56054 | 208770575 | 10/17/2023
Rheem Sales Company, Inc. | Weatherking | W96TA0852521MSA | Federally-Regulated Consumer Product | Non-Weatherized, Condensing Ga | 2115 | 288 |  | 10/17/2023 | 58240 | 9950855 | 10/17/2023
Rheem Sales Company, Inc. | Weatherking | W951T0603A17M4 | Federally-Regulated Consumer Product | Non-Weatherized, Condensing Ga | 1156 | 246 |  | 10/17/2023 | 55624 | 208663428 | 10/17/2023
Rheem Sales Company, Inc. | Weatherking | W951T0703A17M4 | Federally-Regulated Consumer Product | Non-Weatherized, Condensing Ga | 1362 | 255 |  | 10/17/2023 | 69960 | 208663429 | 10/17/2023
Rheem Sales Company, Inc. | Weatherking | W96TA1152524MSA | Federally-Regulated Consumer Product | Non-Weatherized, Condensing Ga | 1935 | 280 |  | 10/17/2023 | 78711 | 9950863 | 10/17/2023
Rheem Sales Company, Inc. | Weatherking | W951T1005A21M4 | Federally-Regulated Consumer Product | Non-Weatherized, Condensing Ga | 2066 | 286 |  | 10/17/2023 | 98023 | 208663432 | 10/17/2023
Rheem Sales Company, Inc. | Weatherking | W96TA0702317MSA | Federally-Regulated Consumer Product | Non-Weatherized, Condensing Ga | 1321 | 253 |  | 10/17/2023 | 49242 | 9950851 | 10/17/2023
Rheem Sales Company, Inc. | Weatherking | W921T1005A21M4 | Federally-Regulated Consumer Product | Non-Weatherized, Condensing Ga | 2066 | 286 |  | 10/17/2023 | 98023 | 208663466 | 10/17/2023
Rheem Sales Company, Inc. | Weatherking | W951T1155A24M4 | Federally-Regulated Consumer Product | Non-Weatherized, Condensing Ga | 2041 | 285 |  | 10/17/2023 | 111488 | 208663354 | 10/17/2023
Rheem Sales Company, Inc. | Weatherking | W951W0855A21M4 | Federally-Regulated Consumer Product | Non-Weatherized, Condensing Ga | 1851 | 246 |  | 10/17/2023 | 84247 | 208770578 | 10/17/2023
Rheem Sales Company, Inc. | Weatherking | W921T0603A17M4 | Federally-Regulated Consumer Product | Non-Weatherized, Condensing Ga | 1156 | 246 |  | 10/17/2023 | 55624 | 208663462 | 10/17/2023
Rheem Sales Company, Inc. | Weatherking | W921W0603A17M4 | Federally-Regulated Consumer Product | Non-Weatherized, Condensing Ga | 1356 | 249 |  | 10/17/2023 | 56054 | 208770568 | 10/17/2023
Rheem Sales Company, Inc. | Weatherking | W921W1005A21M4 | Federally-Regulated Consumer Product | Non-Weatherized, Condensing Ga | 2153 | 271 |  | 10/17/2023 | 98911 | 208770572 | 10/17/2023
Rheem Sales Company, Inc. | Weatherking | W951T0705A21M4 | Federally-Regulated Consumer Product | Non-Weatherized, Condensing Ga | 1983 | 282 |  | 10/17/2023 | 70360 | 208663430 | 10/17/2023
Rheem Sales Company, Inc. | Weatherking | W921W0703A17M4 | Federally-Regulated Consumer Product | Non-Weatherized, Condensing Ga | 1166 | 246 |  | 10/17/2023 | 70001 | 208770569 | 10/17/2023
Rheem Sales Company, Inc. | Weatherking | W951W0703A17M4 | Federally-Regulated Consumer Product | Non-Weatherized, Condensing Ga | 1166 | 246 |  | 10/17/2023 | 70001 | 208770576 | 10/17/2023
Rheem Sales Company, Inc. | Weatherking | W921T0703A17M4 | Federally-Regulated Consumer Product | Non-Weatherized, Condensing Ga | 1362 | 255 |  | 10/17/2023 | 69960 | 208663463 | 10/17/2023
Rheem Sales Company, Inc. | Weatherking | W96TA1002521MSA | Federally-Regulated Consumer Product | Non-Weatherized, Condensing Ga | 1930 | 280 |  | 10/17/2023 | 69202 | 9950859 | 10/17/2023
Rheem Sales Company, Inc. | Weatherking | W951W1005A21M4 | Federally-Regulated Consumer Product | Non-Weatherized, Condensing Ga | 2153 | 271 |  | 10/17/2023 | 98911 | 208770579 | 10/17/2023
Rheem Sales Company, Inc. | Weatherking | W921W0855A21M4 | Federally-Regulated Consumer Product | Non-Weatherized, Condensing Ga | 1851 | 246 |  | 10/17/2023 | 84247 | 208770571 | 10/17/2023
Rheem Sales Company, Inc. | Weatherking | W951T0855A21M4 | Federally-Regulated Consumer Product | Non-Weatherized, Condensing Ga | 1929 | 280 |  | 10/17/2023 | 84515 | 208663431 | 10/17/2023
Lennox Industries Inc. | Breeze33 | 96G2DF090CE16-* | Federally-Regulated Consumer Product | Non-Weatherized, Condensing Ga | 1608 | 266 |  | 10/17/2023 | 57408 | 213355327 | 10/17/2023
Lennox Industries Inc. | Breeze33 | 96G2DF070BE16-* | Federally-Regulated Consumer Product | Non-Weatherized, Condensing Ga | 1638 | 267 |  | 10/17/2023 | 43233 | 213355326 | 10/17/2023
Lennox Industries Inc. | Breeze33 | 96G1UH110CE20-* | Federally-Regulated Consumer Product | Non-Weatherized, Condensing Ga | 2018 | 284 |  | 10/17/2023 | 110619 | 213355324 | 10/17/2023
Lennox Industries Inc. | Breeze33 | 96G2DF045BE12-* | Federally-Regulated Consumer Product | Non-Weatherized, Condensing Ga | 1241 | 250 |  | 10/17/2023 | 29295 | 213355325 | 10/17/2023
Lennox Industries Inc. | Breeze33 | 96G2DF110CE20-* | Federally-Regulated Consumer Product | Non-Weatherized, Condensing Ga | 2109 | 288 |  | 10/17/2023 | 71791 | 213355328 | 10/17/2023
Lennox Industries Inc. | Breeze33 | 96G1UH070BE12-* | Federally-Regulated Consumer Product | Non-Weatherized, Condensing Ga | 1298 | 252 |  | 10/17/2023 | 65683 | 213355322 | 10/17/2023
Lennox Industries Inc. | Breeze33 | 96G1UH090CE16-* | Federally-Regulated Consumer Product | Non-Weatherized, Condensing Ga | 1566 | 264 |  | 10/17/2023 | 87748 | 213355323 | 10/17/2023
Lennox Industries Inc. | Breeze33 | 96G1UH045BE12-* | Federally-Regulated Consumer Product | Non-Weatherized, Condensing Ga | 1284 | 251 |  | 10/17/2023 | 44162 | 213355321 | 10/17/2023
Allied Air | Concord | 96G1UH030BE08-** | Federally-Regulated Consumer Product | Non-Weatherized, Condensing Ga | 870 | 233 |  | 10/17/2023 | 29792 | 213366899 | 10/17/2023
Lennox Industries Inc. | Ducane | 96G2UH070BE12-* | Federally-Regulated Consumer Product | Non-Weatherized, Condensing Ga | 1293 | 252 |  | 10/12/2023 | 42936 | 209191320 | 10/17/2023
Lennox Industries Inc. | Ducane | 96G2DF090CE16-* | Federally-Regulated Consumer Product | Non-Weatherized, Condensing Ga | 1608 | 266 |  | 10/12/2023 | 57408 | 209191309 | 10/17/2023
Lennox Industries Inc. | Ducane | 96G2DF045BE12-* | Federally-Regulated Consumer Product | Non-Weatherized, Condensing Ga | 1241 | 250 |  | 10/12/2023 | 29295 | 209191305 | 10/17/2023
Lennox Industries Inc. | Ducane | 96G2UH045BE12-* | Federally-Regulated Consumer Product | Non-Weatherized, Condensing Ga | 1332 | 254 |  | 10/12/2023 | 28924 | 209191318 | 10/17/2023
Lennox Industries Inc. | Ducane | 96G2UH110CE20-** | Federally-Regulated Consumer Product | Non-Weatherized, Condensing Ga | 1970 | 282 |  | 10/12/2023 | 72043 | 209191324 | 10/17/2023
Lennox Industries Inc. | Ducane | 96G2UH090CE16-* | Federally-Regulated Consumer Product | Non-Weatherized, Condensing Ga | 1593 | 265 |  | 10/12/2023 | 57310 | 209191322 | 10/17/2023
Lennox Industries Inc. | Ducane | 96G2DF110CE20-* | Federally-Regulated Consumer Product | Non-Weatherized, Condensing Ga | 2109 | 288 |  | 10/12/2023 | 71791 | 209191311 | 10/17/2023
Lennox Industries Inc. | Ducane | 96G2DF070BE16-* | Federally-Regulated Consumer Product | Non-Weatherized, Condensing Ga | 1638 | 267 |  | 10/12/2023 | 43233 | 209191307 | 10/17/2023
Lennox Industries Inc. | Ducane | 96G2UH070BE12-* | Federally-Regulated Consumer Product | Non-Weatherized, Condensing Ga | 1293 | 252 |  | 10/17/2023 | 42936 | 209191320 | 10/17/2023
Lennox Industries Inc. | Ducane | 96G2DF090CE16-* | Federally-Regulated Consumer Product | Non-Weatherized, Condensing Ga | 1608 | 266 |  | 10/17/2023 | 57408 | 209191309 | 10/17/2023
Lennox Industries Inc. | Ducane | 96G2DF045BE12-* | Federally-Regulated Consumer Product | Non-Weatherized, Condensing Ga | 1241 | 250 |  | 10/17/2023 | 29295 | 209191305 | 10/17/2023
Lennox Industries Inc. | Ducane | 96G2UH045BE12-* | Federally-Regulated Consumer Product | Non-Weatherized, Condensing Ga | 1332 | 254 |  | 10/17/2023 | 28924 | 209191318 | 10/17/2023
Lennox Industries Inc. | Ducane | 96G2UH110CE20-** | Federally-Regulated Consumer Product | Non-Weatherized, Condensing Ga | 1970 | 282 |  | 10/17/2023 | 72043 | 209191324 | 10/17/2023
Lennox Industries Inc. | Ducane | 96G2UH090CE16-* | Federally-Regulated Consumer Product | Non-Weatherized, Condensing Ga | 1593 | 265 |  | 10/17/2023 | 57310 | 209191322 | 10/17/2023
Lennox Industries Inc. | Ducane | 96G2DF110CE20-* | Federally-Regulated Consumer Product | Non-Weatherized, Condensing Ga | 2109 | 288 |  | 10/17/2023 | 71791 | 209191311 | 10/17/2023
Lennox Industries Inc. | Ducane | 96G2DF070BE16-* | Federally-Regulated Consumer Product | Non-Weatherized, Condensing Ga | 1638 | 267 |  | 10/17/2023 | 43233 | 209191307 | 10/17/2023
Rheem Sales Company, Inc. | Rheem | R96TA0852521MSA | Federally-Regulated Consumer Product | Non-Weatherized, Condensing Ga | 2115 | 288 | 288 | 06/22/2023 | 58240 | 201712923 | 10/17/2023
Rheem Sales Company, Inc. | Rheem | R97MV1005A21DHS | Federally-Regulated Consumer Product | Non-Weatherized, Condensing Ga | 1990 | 282 | 283 | 05/25/2023 | 39222 | 208157024 | 10/17/2023
Rheem Sales Company, Inc. | Rheem | R921T1155A24M4 | Federally-Regulated Consumer Product | Non-Weatherized, Condensing Ga | 2041 | 285 | 285 | 05/25/2023 | 111488 | 208663439 | 10/17/2023
Rheem Sales Company, Inc. | Rheem | R97MV0855A21DHS | Federally-Regulated Consumer Product | Non-Weatherized, Condensing Ga | 2138 | 289 |  | 05/04/2022 | 33549 | 208157023 | 10/17/2023
Rheem Sales Company, Inc. | Rheem | R951T1005A21M4 | Federally-Regulated Consumer Product | Non-Weatherized, Condensing Ga | 2066 | 286 |  | 06/15/2022 | 98023 | 208663408 | 10/17/2023
Rheem Sales Company, Inc. | Rheem | R95TC0701521MSA | Federally-Regulated Consumer Product | Non-Weatherized, Condensing Ga | 1983 | 279 | 282 | 06/22/2023 | 70360 | 203261130 | 10/17/2023
Rheem Sales Company, Inc. | Rheem | R96TA1002521MSA | Federally-Regulated Consumer Product | Non-Weatherized, Condensing Ga | 1930 | 280 | 280 | 06/22/2023 | 69202 | 201712925 | 10/17/2023
Rheem Sales Company, Inc. | Rheem | R921V0603A17M4 | Federally-Regulated Consumer Product | Non-Weatherized, Condensing Ga | 1356 | 249 | 255 | 05/25/2023 | 56054 | 208676338 | 10/17/2023
Rheem Sales Company, Inc. | Rheem | R921V0703A17M4 | Federally-Regulated Consumer Product | Non-Weatherized, Condensing Ga | 1166 | 246 |  | 05/25/2023 | 70001 | 208676339 | 10/17/2023
Rheem Sales Company, Inc. | Rheem | R921V0705A21M4 | Federally-Regulated Consumer Product | Non-Weatherized, Condensing Ga | 1835 | 248 | 276 | 05/25/2023 | 69808 | 208676275 | 10/17/2023
Rheem Sales Company, Inc. | Rheem | R92TA0851521MSA | Federally-Regulated Consumer Product | Non-Weatherized, Condensing Ga | 1929 | 280 | 280 | 05/26/2023 | 84515 | 201712983 | 10/17/2023
Rheem Sales Company, Inc. | Rheem | R951V0603A17M4 | Federally-Regulated Consumer Product | Non-Weatherized, Condensing Ga | 1356 | 249 |  | 06/24/2022 | 56054 | 208676308 | 10/17/2023
Rheem Sales Company, Inc. | Rheem | R97MV1155A24DHS | Federally-Regulated Consumer Product | Non-Weatherized, Condensing Ga | 1959 | 281 | 281 | 05/25/2023 | 44459 | 208157025 | 10/17/2023
Rheem Sales Company, Inc. | Rheem | R921T0855A21M4 | Federally-Regulated Consumer Product | Non-Weatherized, Condensing Ga | 1929 | 280 |  | 06/15/2022 | 84515 | 208663437 | 10/17/2023
Rheem Sales Company, Inc. | Rheem | R96TA1152524MSA | Federally-Regulated Consumer Product | Non-Weatherized, Condensing Ga | 1935 | 280 | 280 | 06/22/2023 | 78711 | 201712927 | 10/17/2023
Rheem Sales Company, Inc. | Rheem | R951V1005A21M4 | Federally-Regulated Consumer Product | Non-Weatherized, Condensing Ga | 2153 | 271 |  | 06/24/2022 | 98911 | 208676312 | 10/17/2023
Rheem Sales Company, Inc. | Rheem | R98MV1155A24UPS | Federally-Regulated Consumer Product | Non-Weatherized, Condensing Ga | 1971 | 282 |  | 05/04/2022 | 44499 | 208157030 | 10/17/2023
Rheem Sales Company, Inc. | Rheem | R951V0703A17M4 | Federally-Regulated Consumer Product | Non-Weatherized, Condensing Ga | 1166 | 246 |  | 06/24/2022 | 70001 | 208676309 | 10/17/2023
Rheem Sales Company, Inc. | Rheem | R921T0703A17M4 | Federally-Regulated Consumer Product | Non-Weatherized, Condensing Ga | 1362 | 255 | 255 | 05/25/2023 | 69960 | 208663435 | 10/17/2023
Rheem Sales Company, Inc. | Rheem | R98MV0855A21UPS | Federally-Regulated Consumer Product | Non-Weatherized, Condensing Ga | 2209 | 292 |  | 05/04/2022 | 33631 | 208157028 | 10/17/2023
Rheem Sales Company, Inc. | Rheem | R96TA0702521MSA | Federally-Regulated Consumer Product | Non-Weatherized, Condensing Ga | 1854 | 277 | 277 | 06/22/2023 | 49250 | 203261132 | 10/17/2023
Rheem Sales Company, Inc. | Rheem | R951T0603A17M4 | Federally-Regulated Consumer Product | Non-Weatherized, Condensing Ga | 1156 | 246 |  | 06/15/2022 | 55624 | 208663404 | 10/17/2023
Rheem Sales Company, Inc. | Rheem | R96TA0402317MSA | Federally-Regulated Consumer Product | Non-Weatherized, Condensing Ga | 1252 | 250 | 250 | 06/22/2023 | 29298 | 201712917 | 10/17/2023
Rheem Sales Company, Inc. | Rheem | R921T0603A17M4 | Federally-Regulated Consumer Product | Non-Weatherized, Condensing Ga | 1156 | 246 |  | 06/15/2022 | 55624 | 208663434 | 10/17/2023
Rheem Sales Company, Inc. | Rheem | R921T1005A21M4 | Federally-Regulated Consumer Product | Non-Weatherized, Condensing Ga | 2066 | 286 | 286 | 05/25/2023 | 98023 | 208663438 | 10/17/2023
Rheem Sales Company, Inc. | Rheem | R98MV1005A21UPS | Federally-Regulated Consumer Product | Non-Weatherized, Condensing Ga | 2084 | 287 |  | 05/04/2022 | 39023 | 208157029 | 10/17/2023
Rheem Sales Company, Inc. | Rheem | R951V1155A24M4 | Federally-Regulated Consumer Product | Non-Weatherized, Condensing Ga | 2137 | 231 |  | 05/25/2023 | 111605 | 208676270 | 10/17/2023
Rheem Sales Company, Inc. | Rheem | R921V0855A21M4 | Federally-Regulated Consumer Product | Non-Weatherized, Condensing Ga | 1851 | 246 | 276 | 05/25/2023 | 84247 | 208676276 | 10/17/2023
Rheem Sales Company, Inc. | Rheem | R951V0855A21M4 | Federally-Regulated Consumer Product | Non-Weatherized, Condensing Ga | 1851 | 246 |  | 06/24/2022 | 84247 | 208676311 | 10/17/2023
Rheem Sales Company, Inc. | Rheem | R97MV0703A17DHS | Federally-Regulated Consumer Product | Non-Weatherized, Condensing Ga | 1282 | 251 | 251 | 05/25/2023 | 28494 | 208157022 | 10/17/2023
Rheem Sales Company, Inc. | Rheem | R951T1155A24M4 | Federally-Regulated Consumer Product | Non-Weatherized, Condensing Ga | 2041 | 285 | 285 | 05/25/2023 | 111488 | 208663350 | 10/17/2023
Rheem Sales Company, Inc. | Rheem | R951T0855A21M4 | Federally-Regulated Consumer Product | Non-Weatherized, Condensing Ga | 1929 | 280 | 280 | 05/25/2023 | 84515 | 208663407 | 10/17/2023
Rheem Sales Company, Inc. | Rheem | R921V1155A24M4 | Federally-Regulated Consumer Product | Non-Weatherized, Condensing Ga | 2137 | 231 |  | 06/24/2022 | 111605 | 208676278 | 10/17/2023
Rheem Sales Company, Inc. | Rheem | R98VB085M521USA | Federally-Regulated Consumer Product | Non-Weatherized, Condensing Ga | 2209 | 292 | 292 | 06/22/2023 | 33631 | 10524982 | 10/17/2023
Rheem Sales Company, Inc. | Rheem | R98MV0703A17UPS | Federally-Regulated Consumer Product | Non-Weatherized, Condensing Ga | 1162 | 246 | 246 | 05/25/2023 | 28246 | 208157027 | 10/17/2023
Rheem Sales Company, Inc. | Rheem | R951T0705A21M4 | Federally-Regulated Consumer Product | Non-Weatherized, Condensing Ga | 1983 | 282 | 282 | 05/25/2023 | 70360 | 208663406 | 10/17/2023
Rheem Sales Company, Inc. | Rheem | R96TA0602317MSA | Federally-Regulated Consumer Product | Non-Weatherized, Condensing Ga | 1342 | 254 | 254 | 06/22/2023 | 39319 | 201712919 | 10/17/2023
Rheem Sales Company, Inc. | Rheem | R98MV0603A17UPS | Federally-Regulated Consumer Product | Non-Weatherized, Condensing Ga | 1110 | 244 |  | 05/04/2022 | 22600 | 208157026 | 10/17/2023
Rheem Sales Company, Inc. | Rheem | R96TA0702317MSA | Federally-Regulated Consumer Product | Non-Weatherized, Condensing Ga | 1321 | 253 | 253 | 06/22/2023 | 49242 | 201712921 | 10/17/2023
Rheem Sales Company, Inc. | Rheem | R951V0705A21M4 | Federally-Regulated Consumer Product | Non-Weatherized, Condensing Ga | 1835 | 248 |  | 06/24/2022 | 69808 | 208676310 | 10/17/2023
Rheem Sales Company, Inc. | Rheem | R97MV0603A17DHS | Federally-Regulated Consumer Product | Non-Weatherized, Condensing Ga | 1327 | 253 | 253 | 05/25/2023 | 22218 | 208157021 | 10/17/2023
Rheem Sales Company, Inc. | Rheem | R921T0705A21M4 | Federally-Regulated Consumer Product | Non-Weatherized, Condensing Ga | 1983 | 282 |  | 05/25/2023 | 70360 | 208663436 | 10/17/2023
Rheem Sales Company, Inc. | Rheem | R921V1005A21M4 | Federally-Regulated Consumer Product | Non-Weatherized, Condensing Ga | 2153 | 271 | 290 | 05/25/2023 | 98911 | 208676277 | 10/17/2023
Rheem Sales Company, Inc. | Rheem | R951T0703A17M4 | Federally-Regulated Consumer Product | Non-Weatherized, Condensing Ga | 1362 | 255 |  | 09/14/2023 | 69960 | 208663405 | 10/17/2023
Rheem Sales Company, Inc. | Rheem | R96TA0852521MSA | Federally-Regulated Consumer Product | Non-Weatherized, Condensing Ga | 2115 | 288 |  | 10/17/2023 | 58240 | 201712923 | 10/17/2023
Rheem Sales Company, Inc. | Rheem | R97MV1005A21DHS | Federally-Regulated Consumer Product | Non-Weatherized, Condensing Ga | 1990 | 282 |  | 10/17/2023 | 39222 | 208157024 | 10/17/2023
Rheem Sales Company, Inc. | Rheem | R921T1155A24M4 | Federally-Regulated Consumer Product | Non-Weatherized, Condensing Ga | 2041 | 285 |  | 10/17/2023 | 111488 | 208663439 | 10/17/2023
Rheem Sales Company, Inc. | Rheem | R97MV0855A21DHS | Federally-Regulated Consumer Product | Non-Weatherized, Condensing Ga | 2138 | 289 |  | 10/17/2023 | 33549 | 208157023 | 10/17/2023
Rheem Sales Company, Inc. | Rheem | R951T1005A21M4 | Federally-Regulated Consumer Product | Non-Weatherized, Condensing Ga | 2066 | 286 |  | 10/17/2023 | 98023 | 208663408 | 10/17/2023
Rheem Sales Company, Inc. | Rheem | R95TC0701521MSA | Federally-Regulated Consumer Product | Non-Weatherized, Condensing Ga | 1983 | 279 |  | 10/17/2023 | 70360 | 203261130 | 10/17/2023
Rheem Sales Company, Inc. | Rheem | R96TA1002521MSA | Federally-Regulated Consumer Product | Non-Weatherized, Condensing Ga | 1930 | 280 |  | 10/17/2023 | 69202 | 201712925 | 10/17/2023
Rheem Sales Company, Inc. | Rheem | R921V0603A17M4 | Federally-Regulated Consumer Product | Non-Weatherized, Condensing Ga | 1356 | 249 |  | 10/17/2023 | 56054 | 208676338 | 10/17/2023
Rheem Sales Company, Inc. | Rheem | R921V0703A17M4 | Federally-Regulated Consumer Product | Non-Weatherized, Condensing Ga | 1166 | 246 |  | 10/17/2023 | 70001 | 208676339 | 10/17/2023
Rheem Sales Company, Inc. | Rheem | R921V0705A21M4 | Federally-Regulated Consumer Product | Non-Weatherized, Condensing Ga | 1835 | 248 |  | 10/17/2023 | 69808 | 208676275 | 10/17/2023
Rheem Sales Company, Inc. | Rheem | R92TA0851521MSA | Federally-Regulated Consumer Product | Non-Weatherized, Condensing Ga | 1929 | 280 |  | 10/17/2023 | 84515 | 201712983 | 10/17/2023
Rheem Sales Company, Inc. | Rheem | R951V0603A17M4 | Federally-Regulated Consumer Product | Non-Weatherized, Condensing Ga | 1356 | 249 |  | 10/17/2023 | 56054 | 208676308 | 10/17/2023
Rheem Sales Company, Inc. | Rheem | R97MV1155A24DHS | Federally-Regulated Consumer Product | Non-Weatherized, Condensing Ga | 1959 | 281 |  | 10/17/2023 | 44459 | 208157025 | 10/17/2023
Rheem Sales Company, Inc. | Rheem | R921T0855A21M4 | Federally-Regulated Consumer Product | Non-Weatherized, Condensing Ga | 1929 | 280 |  | 10/17/2023 | 84515 | 208663437 | 10/17/2023
Rheem Sales Company, Inc. | Rheem | R96TA1152524MSA | Federally-Regulated Consumer Product | Non-Weatherized, Condensing Ga | 1935 | 280 |  | 10/17/2023 | 78711 | 201712927 | 10/17/2023
Rheem Sales Company, Inc. | Rheem | R951V1005A21M4 | Federally-Regulated Consumer Product | Non-Weatherized, Condensing Ga | 2153 | 271 |  | 10/17/2023 | 98911 | 208676312 | 10/17/2023
Rheem Sales Company, Inc. | Rheem | R98MV1155A24UPS | Federally-Regulated Consumer Product | Non-Weatherized, Condensing Ga | 1971 | 282 |  | 10/17/2023 | 44499 | 208157030 | 10/17/2023
Rheem Sales Company, Inc. | Rheem | R951V0703A17M4 | Federally-Regulated Consumer Product | Non-Weatherized, Condensing Ga | 1166 | 246 |  | 10/17/2023 | 70001 | 208676309 | 10/17/2023
Rheem Sales Company, Inc. | Rheem | R921T0703A17M4 | Federally-Regulated Consumer Product | Non-Weatherized, Condensing Ga | 1362 | 255 |  | 10/17/2023 | 69960 | 208663435 | 10/17/2023
Rheem Sales Company, Inc. | Rheem | R98MV0855A21UPS | Federally-Regulated Consumer Product | Non-Weatherized, Condensing Ga | 2209 | 292 |  | 10/17/2023 | 33631 | 208157028 | 10/17/2023
Rheem Sales Company, Inc. | Rheem | R96TA0702521MSA | Federally-Regulated Consumer Product | Non-Weatherized, Condensing Ga | 1854 | 277 |  | 10/17/2023 | 49250 | 203261132 | 10/17/2023
Rheem Sales Company, Inc. | Rheem | R951T0603A17M4 | Federally-Regulated Consumer Product | Non-Weatherized, Condensing Ga | 1156 | 246 |  | 10/17/2023 | 55624 | 208663404 | 10/17/2023
Rheem Sales Company, Inc. | Rheem | R96TA0402317MSA | Federally-Regulated Consumer Product | Non-Weatherized, Condensing Ga | 1252 | 250 |  | 10/17/2023 | 29298 | 201712917 | 10/17/2023
Rheem Sales Company, Inc. | Rheem | R921T0603A17M4 | Federally-Regulated Consumer Product | Non-Weatherized, Condensing Ga | 1156 | 246 |  | 10/17/2023 | 55624 | 208663434 | 10/17/2023
Rheem Sales Company, Inc. | Rheem | R921T1005A21M4 | Federally-Regulated Consumer Product | Non-Weatherized, Condensing Ga | 2066 | 286 |  | 10/17/2023 | 98023 | 208663438 | 10/17/2023
Rheem Sales Company, Inc. | Rheem | R98MV1005A21UPS | Federally-Regulated Consumer Product | Non-Weatherized, Condensing Ga | 2084 | 287 |  | 10/17/2023 | 39023 | 208157029 | 10/17/2023
Rheem Sales Company, Inc. | Rheem | R951V1155A24M4 | Federally-Regulated Consumer Product | Non-Weatherized, Condensing Ga | 2137 | 231 |  | 10/17/2023 | 111605 | 208676270 | 10/17/2023
Rheem Sales Company, Inc. | Rheem | R921V0855A21M4 | Federally-Regulated Consumer Product | Non-Weatherized, Condensing Ga | 1851 | 246 |  | 10/17/2023 | 84247 | 208676276 | 10/17/2023
Rheem Sales Company, Inc. | Rheem | R951V0855A21M4 | Federally-Regulated Consumer Product | Non-Weatherized, Condensing Ga | 1851 | 246 |  | 10/17/2023 | 84247 | 208676311 | 10/17/2023
Rheem Sales Company, Inc. | Rheem | R97MV0703A17DHS | Federally-Regulated Consumer Product | Non-Weatherized, Condensing Ga | 1282 | 251 |  | 10/17/2023 | 28494 | 208157022 | 10/17/2023
Rheem Sales Company, Inc. | Rheem | R951T1155A24M4 | Federally-Regulated Consumer Product | Non-Weatherized, Condensing Ga | 2041 | 285 |  | 10/17/2023 | 111488 | 208663350 | 10/17/2023
Rheem Sales Company, Inc. | Rheem | R951T0855A21M4 | Federally-Regulated Consumer Product | Non-Weatherized, Condensing Ga | 1929 | 280 |  | 10/17/2023 | 84515 | 208663407 | 10/17/2023
Rheem Sales Company, Inc. | Rheem | R921V1155A24M4 | Federally-Regulated Consumer Product | Non-Weatherized, Condensing Ga | 2137 | 231 |  | 10/17/2023 | 111605 | 208676278 | 10/17/2023
Rheem Sales Company, Inc. | Rheem | R98VB085M521USA | Federally-Regulated Consumer Product | Non-Weatherized, Condensing Ga | 2209 | 292 |  | 10/17/2023 | 33631 | 10524982 | 10/17/2023
Rheem Sales Company, Inc. | Rheem | R98MV0703A17UPS | Federally-Regulated Consumer Product | Non-Weatherized, Condensing Ga | 1162 | 246 |  | 10/17/2023 | 28246 | 208157027 | 10/17/2023
Rheem Sales Company, Inc. | Rheem | R951T0705A21M4 | Federally-Regulated Consumer Product | Non-Weatherized, Condensing Ga | 1983 | 282 |  | 10/17/2023 | 70360 | 208663406 | 10/17/2023
Rheem Sales Company, Inc. | Rheem | R96TA0602317MSA | Federally-Regulated Consumer Product | Non-Weatherized, Condensing Ga | 1342 | 254 |  | 10/17/2023 | 39319 | 201712919 | 10/17/2023
Rheem Sales Company, Inc. | Rheem | R98MV0603A17UPS | Federally-Regulated Consumer Product | Non-Weatherized, Condensing Ga | 1110 | 244 |  | 10/17/2023 | 22600 | 208157026 | 10/17/2023
Rheem Sales Company, Inc. | Rheem | R96TA0702317MSA | Federally-Regulated Consumer Product | Non-Weatherized, Condensing Ga | 1321 | 253 |  | 10/17/2023 | 49242 | 201712921 | 10/17/2023
Rheem Sales Company, Inc. | Rheem | R951V0705A21M4 | Federally-Regulated Consumer Product | Non-Weatherized, Condensing Ga | 1835 | 248 |  | 10/17/2023 | 69808 | 208676310 | 10/17/2023
Rheem Sales Company, Inc. | Rheem | R97MV0603A17DHS | Federally-Regulated Consumer Product | Non-Weatherized, Condensing Ga | 1327 | 253 |  | 10/17/2023 | 22218 | 208157021 | 10/17/2023
Rheem Sales Company, Inc. | Rheem | R921T0705A21M4 | Federally-Regulated Consumer Product | Non-Weatherized, Condensing Ga | 1983 | 282 |  | 10/17/2023 | 70360 | 208663436 | 10/17/2023
Rheem Sales Company, Inc. | Rheem | R921V1005A21M4 | Federally-Regulated Consumer Product | Non-Weatherized, Condensing Ga | 2153 | 271 |  | 10/17/2023 | 98911 | 208676277 | 10/17/2023
Rheem Sales Company, Inc. | Rheem | R951T0703A17M4 | Federally-Regulated Consumer Product | Non-Weatherized, Condensing Ga | 1362 | 255 |  | 10/17/2023 | 69960 | 208663405 | 10/17/2023
Rheem Sales Company, Inc. | RUSSELL | S98MV0703A17UPS | Federally-Regulated Consumer Product | Non-Weatherized, Condensing Ga | 1162 | 246 |  | 10/17/2023 | 28246 | 208157057 | 10/17/2023
Rheem Sales Company, Inc. | RUSSELL | S97MV0603A17DHS | Federally-Regulated Consumer Product | Non-Weatherized, Condensing Ga | 1327 | 253 |  | 10/17/2023 | 22218 | 208157051 | 10/17/2023
Rheem Sales Company, Inc. | RUSSELL | S951T0705A21M4 | Federally-Regulated Consumer Product | Non-Weatherized, Condensing Ga | 1983 | 282 |  | 10/17/2023 | 70360 | 208663412 | 10/17/2023
Rheem Sales Company, Inc. | RUSSELL | S921V1155A24M4 | Federally-Regulated Consumer Product | Non-Weatherized, Condensing Ga | 2137 | 231 |  | 10/17/2023 | 111605 | 208676285 | 10/17/2023
Rheem Sales Company, Inc. | RUSSELL | S97MV1155A24DHS | Federally-Regulated Consumer Product | Non-Weatherized, Condensing Ga | 1959 | 281 |  | 10/17/2023 | 44459 | 208157055 | 10/17/2023
Rheem Sales Company, Inc. | RUSSELL | S921V0603A17M4 | Federally-Regulated Consumer Product | Non-Weatherized, Condensing Ga | 1356 | 249 |  | 10/17/2023 | 56054 | 208676280 | 10/17/2023
Rheem Sales Company, Inc. | RUSSELL | S98MV0603A17UPS | Federally-Regulated Consumer Product | Non-Weatherized, Condensing Ga | 1110 | 244 |  | 10/17/2023 | 22600 | 208157056 | 10/17/2023
Rheem Sales Company, Inc. | RUSSELL | S97MV0703A17DHS | Federally-Regulated Consumer Product | Non-Weatherized, Condensing Ga | 1282 | 251 |  | 10/17/2023 | 28494 | 208157052 | 10/17/2023
Rheem Sales Company, Inc. | RUSSELL | S921T0855A21M4 | Federally-Regulated Consumer Product | Non-Weatherized, Condensing Ga | 1929 | 280 |  | 10/17/2023 | 84515 | 208663444 | 10/17/2023
Rheem Sales Company, Inc. | RUSSELL | S921T0705A21M4 | Federally-Regulated Consumer Product | Non-Weatherized, Condensing Ga | 1983 | 282 |  | 10/17/2023 | 70360 | 208663443 | 10/17/2023
Rheem Sales Company, Inc. | RUSSELL | S98MV0855A21UPS | Federally-Regulated Consumer Product | Non-Weatherized, Condensing Ga | 2209 | 292 |  | 10/17/2023 | 33631 | 208157058 | 10/17/2023
Rheem Sales Company, Inc. | RUSSELL | S97MV1005A21DHS | Federally-Regulated Consumer Product | Non-Weatherized, Condensing Ga | 1990 | 282 |  | 10/17/2023 | 39222 | 208157054 | 10/17/2023
Rheem Sales Company, Inc. | RUSSELL | S921V0705A21M4 | Federally-Regulated Consumer Product | Non-Weatherized, Condensing Ga | 1835 | 248 |  | 10/17/2023 | 69808 | 208676282 | 10/17/2023
Rheem Sales Company, Inc. | RUSSELL | S951V1155A24M4 | Federally-Regulated Consumer Product | Non-Weatherized, Condensing Ga | 2137 | 231 |  | 10/17/2023 | 111605 | 208676271 | 10/17/2023
Rheem Sales Company, Inc. | RUSSELL | S951T1005A21M4 | Federally-Regulated Consumer Product | Non-Weatherized, Condensing Ga | 2066 | 286 |  | 10/17/2023 | 98023 | 208663414 | 10/17/2023
Rheem Sales Company, Inc. | RUSSELL | S921T0603A17M4 | Federally-Regulated Consumer Product | Non-Weatherized, Condensing Ga | 1156 | 246 |  | 10/17/2023 | 55624 | 208663441 | 10/17/2023
Rheem Sales Company, Inc. | RUSSELL | S951V1005A21M4 | Federally-Regulated Consumer Product | Non-Weatherized, Condensing Ga | 2153 | 271 |  | 10/17/2023 | 98911 | 208676318 | 10/17/2023
Rheem Sales Company, Inc. | RUSSELL | S951T0855A21M4 | Federally-Regulated Consumer Product | Non-Weatherized, Condensing Ga | 1929 | 280 |  | 10/17/2023 | 84515 | 208663413 | 10/17/2023
Rheem Sales Company, Inc. | RUSSELL | S98MV1005A21UPS | Federally-Regulated Consumer Product | Non-Weatherized, Condensing Ga | 2084 | 287 |  | 10/17/2023 | 39023 | 208157059 | 10/17/2023
Rheem Sales Company, Inc. | RUSSELL | S98MV1155A24UPS | Federally-Regulated Consumer Product | Non-Weatherized, Condensing Ga | 1971 | 282 |  | 10/17/2023 | 44499 | 208157060 | 10/17/2023
Rheem Sales Company, Inc. | RUSSELL | S921T1155A24M4 | Federally-Regulated Consumer Product | Non-Weatherized, Condensing Ga | 2041 | 285 |  | 10/17/2023 | 111488 | 208663446 | 10/17/2023
Rheem Sales Company, Inc. | RUSSELL | S951T0703A17M4 | Federally-Regulated Consumer Product | Non-Weatherized, Condensing Ga | 1362 | 255 |  | 10/17/2023 | 69960 | 208663411 | 10/17/2023
Rheem Sales Company, Inc. | RUSSELL | S951V0855A21M4 | Federally-Regulated Consumer Product | Non-Weatherized, Condensing Ga | 1851 | 246 |  | 10/17/2023 | 84247 | 208676317 | 10/17/2023
Rheem Sales Company, Inc. | RUSSELL | S951V0703A17M4 | Federally-Regulated Consumer Product | Non-Weatherized, Condensing Ga | 1166 | 246 |  | 10/17/2023 | 70001 | 208676315 | 10/17/2023
Rheem Sales Company, Inc. | RUSSELL | S921T0703A17M4 | Federally-Regulated Consumer Product | Non-Weatherized, Condensing Ga | 1362 | 255 |  | 10/17/2023 | 69960 | 208663442 | 10/17/2023
Rheem Sales Company, Inc. | RUSSELL | S921V0703A17M4 | Federally-Regulated Consumer Product | Non-Weatherized, Condensing Ga | 1166 | 246 |  | 10/17/2023 | 70001 | 208676281 | 10/17/2023
Rheem Sales Company, Inc. | RUSSELL | S921V1005A21M4 | Federally-Regulated Consumer Product | Non-Weatherized, Condensing Ga | 2153 | 271 |  | 10/17/2023 | 98911 | 208676284 | 10/17/2023
Rheem Sales Company, Inc. | RUSSELL | S951V0705A21M4 | Federally-Regulated Consumer Product | Non-Weatherized, Condensing Ga | 1835 | 248 |  | 10/17/2023 | 69808 | 208676316 | 10/17/2023
Rheem Sales Company, Inc. | RUSSELL | S951V0603A17M4 | Federally-Regulated Consumer Product | Non-Weatherized, Condensing Ga | 1356 | 249 |  | 10/17/2023 | 56054 | 208676314 | 10/17/2023
Rheem Sales Company, Inc. | RUSSELL | S951T0603A17M4 | Federally-Regulated Consumer Product | Non-Weatherized, Condensing Ga | 1156 | 246 |  | 10/17/2023 | 55624 | 208663410 | 10/17/2023
Rheem Sales Company, Inc. | RUSSELL | S921V0855A21M4 | Federally-Regulated Consumer Product | Non-Weatherized, Condensing Ga | 1851 | 246 |  | 10/17/2023 | 84247 | 208676283 | 10/17/2023
Rheem Sales Company, Inc. | RUSSELL | S951T1155A24M4 | Federally-Regulated Consumer Product | Non-Weatherized, Condensing Ga | 2041 | 285 |  | 10/17/2023 | 111488 | 208663351 | 10/17/2023
Rheem Sales Company, Inc. | RUSSELL | S921T1005A21M4 | Federally-Regulated Consumer Product | Non-Weatherized, Condensing Ga | 2066 | 286 |  | 10/17/2023 | 98023 | 208663445 | 10/17/2023
Rheem Sales Company, Inc. | RUSSELL | S97MV0855A21DHS | Federally-Regulated Consumer Product | Non-Weatherized, Condensing Ga | 2138 | 289 |  | 10/17/2023 | 33549 | 208157053 | 10/17/2023
Rheem Sales Company, Inc. | Sure | S921V0855A21M4 | Federally-Regulated Consumer Product | Non-Weatherized, Condensing Ga | 1851 | 246 |  | 10/17/2023 | 84247 | 208676297 | 10/17/2023
Rheem Sales Company, Inc. | Sure | S98MV0603A17UPS | Federally-Regulated Consumer Product | Non-Weatherized, Condensing Ga | 1110 | 244 |  | 10/17/2023 | 22600 | 208157046 | 10/17/2023
Rheem Sales Company, Inc. | Sure | S921V0705A21M4 | Federally-Regulated Consumer Product | Non-Weatherized, Condensing Ga | 1835 | 248 |  | 10/17/2023 | 69808 | 208676296 | 10/17/2023
Rheem Sales Company, Inc. | Sure | S96TA1152524MSA | Federally-Regulated Consumer Product | Non-Weatherized, Condensing Ga | 1935 | 280 |  | 10/17/2023 | 78711 | 9950861 | 10/17/2023
Rheem Sales Company, Inc. | Sure | S921T0705A21M4 | Federally-Regulated Consumer Product | Non-Weatherized, Condensing Ga | 1983 | 282 |  | 10/17/2023 | 70360 | 208663457 | 10/17/2023
Rheem Sales Company, Inc. | Sure | S96TA0402317MSA | Federally-Regulated Consumer Product | Non-Weatherized, Condensing Ga | 1252 | 250 |  | 10/17/2023 | 29298 | 9950841 | 10/17/2023
Rheem Sales Company, Inc. | Sure | S921T0603A17M4 | Federally-Regulated Consumer Product | Non-Weatherized, Condensing Ga | 1156 | 246 |  | 10/17/2023 | 55624 | 208663455 | 10/17/2023
Rheem Sales Company, Inc. | Sure | S921V1005A21M4 | Federally-Regulated Consumer Product | Non-Weatherized, Condensing Ga | 2153 | 271 |  | 10/17/2023 | 98911 | 208676298 | 10/17/2023
Rheem Sales Company, Inc. | Sure | S921V1155A24M4 | Federally-Regulated Consumer Product | Non-Weatherized, Condensing Ga | 2137 | 231 |  | 10/17/2023 | 111605 | 208676299 | 10/17/2023
Rheem Sales Company, Inc. | Sure | S951T0703A17M4 | Federally-Regulated Consumer Product | Non-Weatherized, Condensing Ga | 1362 | 255 |  | 10/17/2023 | 69960 | 208663423 | 10/17/2023
Rheem Sales Company, Inc. | Sure | S98MV0855A21UPS | Federally-Regulated Consumer Product | Non-Weatherized, Condensing Ga | 2209 | 292 |  | 10/17/2023 | 33631 | 208157048 | 10/17/2023
Rheem Sales Company, Inc. | Sure | S97MV0855A21DHS | Federally-Regulated Consumer Product | Non-Weatherized, Condensing Ga | 2138 | 289 |  | 10/17/2023 | 33549 | 208157043 | 10/17/2023
Rheem Sales Company, Inc. | Sure | S98MV1005A21UPS | Federally-Regulated Consumer Product | Non-Weatherized, Condensing Ga | 2084 | 287 |  | 10/17/2023 | 39023 | 208157049 | 10/17/2023
Rheem Sales Company, Inc. | Sure | S951T0705A21M4 | Federally-Regulated Consumer Product | Non-Weatherized, Condensing Ga | 1983 | 282 |  | 10/17/2023 | 70360 | 208663424 | 10/17/2023
Rheem Sales Company, Inc. | Sure | S921T1155A24M4 | Federally-Regulated Consumer Product | Non-Weatherized, Condensing Ga | 2041 | 285 |  | 10/17/2023 | 111488 | 208663460 | 10/17/2023
Rheem Sales Company, Inc. | Sure | S951T1005A21M4 | Federally-Regulated Consumer Product | Non-Weatherized, Condensing Ga | 2066 | 286 |  | 10/17/2023 | 98023 | 208663426 | 10/17/2023
Rheem Sales Company, Inc. | Sure | S951V1155A24M4 | Federally-Regulated Consumer Product | Non-Weatherized, Condensing Ga | 2137 | 231 |  | 10/17/2023 | 111605 | 208676273 | 10/17/2023
Rheem Sales Company, Inc. | Sure | S951V0855A21M4 | Federally-Regulated Consumer Product | Non-Weatherized, Condensing Ga | 1851 | 246 |  | 10/17/2023 | 84247 | 208676329 | 10/17/2023
Rheem Sales Company, Inc. | Sure | S951T0855A21M4 | Federally-Regulated Consumer Product | Non-Weatherized, Condensing Ga | 1929 | 280 |  | 10/17/2023 | 84515 | 208663425 | 10/17/2023
Rheem Sales Company, Inc. | Sure | S921V0703A17M4 | Federally-Regulated Consumer Product | Non-Weatherized, Condensing Ga | 1166 | 246 |  | 10/17/2023 | 70001 | 208676295 | 10/17/2023
Rheem Sales Company, Inc. | Sure | S96TA0602317MSA | Federally-Regulated Consumer Product | Non-Weatherized, Condensing Ga | 1342 | 254 |  | 10/17/2023 | 39319 | 9950845 | 10/17/2023
Rheem Sales Company, Inc. | Sure | S98MV0703A17UPS | Federally-Regulated Consumer Product | Non-Weatherized, Condensing Ga | 1162 | 246 |  | 10/17/2023 | 28246 | 208157047 | 10/17/2023
Rheem Sales Company, Inc. | Sure | S96TA1002521MSA | Federally-Regulated Consumer Product | Non-Weatherized, Condensing Ga | 1930 | 280 |  | 10/17/2023 | 69202 | 9950857 | 10/17/2023
Rheem Sales Company, Inc. | Sure | S97MV0703A17DHS | Federally-Regulated Consumer Product | Non-Weatherized, Condensing Ga | 1282 | 251 |  | 10/17/2023 | 28494 | 208157042 | 10/17/2023
Rheem Sales Company, Inc. | Sure | S97MV0603A17DHS | Federally-Regulated Consumer Product | Non-Weatherized, Condensing Ga | 1327 | 253 |  | 10/17/2023 | 22218 | 208157041 | 10/17/2023
Rheem Sales Company, Inc. | Sure | S951V0705A21M4 | Federally-Regulated Consumer Product | Non-Weatherized, Condensing Ga | 1835 | 248 |  | 10/17/2023 | 69808 | 208676328 | 10/17/2023
Rheem Sales Company, Inc. | Sure | S951V0603A17M4 | Federally-Regulated Consumer Product | Non-Weatherized, Condensing Ga | 1356 | 249 |  | 10/17/2023 | 56054 | 208676326 | 10/17/2023
Rheem Sales Company, Inc. | Sure | S97MV1155A24DHS | Federally-Regulated Consumer Product | Non-Weatherized, Condensing Ga | 1959 | 281 |  | 10/17/2023 | 44459 | 208157045 | 10/17/2023
Rheem Sales Company, Inc. | Sure | S96TA0852521MSA | Federally-Regulated Consumer Product | Non-Weatherized, Condensing Ga | 2115 | 288 |  | 10/17/2023 | 58240 | 9950853 | 10/17/2023
Rheem Sales Company, Inc. | Sure | S96TA0702317MSA | Federally-Regulated Consumer Product | Non-Weatherized, Condensing Ga | 1321 | 253 |  | 10/17/2023 | 49242 | 9950849 | 10/17/2023
Rheem Sales Company, Inc. | Sure | S921T0855A21M4 | Federally-Regulated Consumer Product | Non-Weatherized, Condensing Ga | 1929 | 280 |  | 10/17/2023 | 84515 | 208663458 | 10/17/2023
Rheem Sales Company, Inc. | Sure | S921T1005A21M4 | Federally-Regulated Consumer Product | Non-Weatherized, Condensing Ga | 2066 | 286 |  | 10/17/2023 | 98023 | 208663459 | 10/17/2023
Rheem Sales Company, Inc. | Sure | S921T0703A17M4 | Federally-Regulated Consumer Product | Non-Weatherized, Condensing Ga | 1362 | 255 |  | 10/17/2023 | 69960 | 208663456 | 10/17/2023
Rheem Sales Company, Inc. | Sure | S951V0703A17M4 | Federally-Regulated Consumer Product | Non-Weatherized, Condensing Ga | 1166 | 246 |  | 10/17/2023 | 70001 | 208676327 | 10/17/2023
Rheem Sales Company, Inc. | Sure | S921V0603A17M4 | Federally-Regulated Consumer Product | Non-Weatherized, Condensing Ga | 1356 | 249 |  | 10/17/2023 | 56054 | 208676294 | 10/17/2023
Rheem Sales Company, Inc. | Sure | S98MV1155A24UPS | Federally-Regulated Consumer Product | Non-Weatherized, Condensing Ga | 1971 | 282 |  | 10/17/2023 | 44499 | 208157050 | 10/17/2023
Rheem Sales Company, Inc. | Sure | S951V1005A21M4 | Federally-Regulated Consumer Product | Non-Weatherized, Condensing Ga | 2153 | 271 |  | 10/17/2023 | 98911 | 208676330 | 10/17/2023
Rheem Sales Company, Inc. | Sure | S951T1155A24M4 | Federally-Regulated Consumer Product | Non-Weatherized, Condensing Ga | 2041 | 285 |  | 10/17/2023 | 111488 | 208663353 | 10/17/2023
Rheem Sales Company, Inc. | Sure | S951T0603A17M4 | Federally-Regulated Consumer Product | Non-Weatherized, Condensing Ga | 1156 | 246 |  | 10/17/2023 | 55624 | 208663422 | 10/17/2023
Rheem Sales Company, Inc. | Sure | S97MV1005A21DHS | Federally-Regulated Consumer Product | Non-Weatherized, Condensing Ga | 1990 | 282 |  | 10/17/2023 | 39222 | 208157044 | 10/17/2023
Lennox Industries Inc. | ARMSTRONG AIR | A96US2V110C16S-* | Federally-Regulated Consumer Product | Non-Weatherized, Condensing Ga | 1752 | 272 |  | 10/17/2023 | 71078 | 201695953 | 10/17/2023
Lennox Industries Inc. | ARMSTRONG AIR | A96US2V070B12S-* | Federally-Regulated Consumer Product | Non-Weatherized, Condensing Ga | 1473 | 260 |  | 10/17/2023 | 43248 | 201695946 | 10/17/2023
Lennox Industries Inc. | ARMSTRONG AIR | A96US2V110C20S-* | Federally-Regulated Consumer Product | Non-Weatherized, Condensing Ga | 2307 | 297 |  | 10/17/2023 | 71185 | 201695951 | 10/17/2023
Lennox Industries Inc. | ARMSTRONG AIR | A96DS2V110C20S-* | Federally-Regulated Consumer Product | Non-Weatherized, Condensing Ga | 2263 | 295 |  | 10/17/2023 | 71480 | 201695959 | 10/17/2023
Lennox Industries Inc. | ARMSTRONG AIR | A96US2V135D20S-* | Federally-Regulated Consumer Product | Non-Weatherized, Condensing Ga | 2361 | 299 |  | 10/17/2023 | 86440 | 201695948 | 10/17/2023
Lennox Industries Inc. | ARMSTRONG AIR | A96US2V090C12S-* | Federally-Regulated Consumer Product | Non-Weatherized, Condensing Ga | 1394 | 256 |  | 10/17/2023 | 57911 | 201695961 | 10/17/2023
Lennox Industries Inc. | ARMSTRONG AIR | A96US2V090C20S-* | Federally-Regulated Consumer Product | Non-Weatherized, Condensing Ga | 2339 | 298 |  | 10/17/2023 | 57122 | 201695967 | 10/17/2023
Lennox Industries Inc. | ARMSTRONG AIR | A96US2V045B12S-* | Federally-Regulated Consumer Product | Non-Weatherized, Condensing Ga | 1270 | 251 |  | 10/17/2023 | 28998 | 201695944 | 10/17/2023
Lennox Industries Inc. | ARMSTRONG AIR | A96DS2V070B16S-* | Federally-Regulated Consumer Product | Non-Weatherized, Condensing Ga | 1755 | 272 |  | 10/17/2023 | 43625 | 201695957 | 10/17/2023
Lennox Industries Inc. | ARMSTRONG AIR | A96US2V090C16*-* | Federally-Regulated Consumer Product | Non-Weatherized, Condensing Ga | 1764 | 273 |  | 10/17/2023 | 57721 | 201696026 | 10/17/2023
Lennox Industries Inc. | ARMSTRONG AIR | A96DS2V045B12S-* | Federally-Regulated Consumer Product | Non-Weatherized, Condensing Ga | 1331 | 254 |  | 10/17/2023 | 28604 | 201695955 | 10/17/2023
Lennox Industries Inc. | ARMSTRONG AIR | A96DS2V090C20S-* | Federally-Regulated Consumer Product | Non-Weatherized, Condensing Ga | 2247 | 294 |  | 10/17/2023 | 57246 | 201695965 | 10/17/2023
Rheem Sales Company, Inc. | Ruud | R951V1155A24M4 | Federally-Regulated Consumer Product | Non-Weatherized, Condensing Ga | 2137 | 231 |  | 10/17/2023 | 111605 | 208676272 | 10/17/2023
Rheem Sales Company, Inc. | Ruud | U98VB100M521USA | Federally-Regulated Consumer Product | Non-Weatherized, Condensing Ga | 2084 | 287 |  | 10/17/2023 | 39023 | 10524994 | 10/17/2023
Rheem Sales Company, Inc. | Ruud | R951V0705A21M4 | Federally-Regulated Consumer Product | Non-Weatherized, Condensing Ga | 1835 | 248 |  | 10/17/2023 | 69808 | 208676322 | 10/17/2023
Rheem Sales Company, Inc. | Ruud | R921V1155A24M4 | Federally-Regulated Consumer Product | Non-Weatherized, Condensing Ga | 2137 | 231 |  | 10/17/2023 | 111605 | 208676292 | 10/17/2023
Rheem Sales Company, Inc. | Ruud | U97MV0603A17DHS | Federally-Regulated Consumer Product | Non-Weatherized, Condensing Ga | 1327 | 253 |  | 10/17/2023 | 22218 | 208157031 | 10/17/2023
Rheem Sales Company, Inc. | Ruud | R921V0703A17M4 | Federally-Regulated Consumer Product | Non-Weatherized, Condensing Ga | 1166 | 246 |  | 10/17/2023 | 70001 | 208676288 | 10/17/2023
Rheem Sales Company, Inc. | Ruud | R951T0705A21M4 | Federally-Regulated Consumer Product | Non-Weatherized, Condensing Ga | 1983 | 282 |  | 10/17/2023 | 70360 | 208663418 | 10/17/2023
Rheem Sales Company, Inc. | Ruud | R921V0855A21M4 | Federally-Regulated Consumer Product | Non-Weatherized, Condensing Ga | 1851 | 246 |  | 10/17/2023 | 84247 | 208676290 | 10/17/2023
Rheem Sales Company, Inc. | Ruud | R921T1155A24M4 | Federally-Regulated Consumer Product | Non-Weatherized, Condensing Ga | 2041 | 285 |  | 10/17/2023 | 111488 | 208663453 | 10/17/2023
Rheem Sales Company, Inc. | Ruud | U97MV0855A21DHS | Federally-Regulated Consumer Product | Non-Weatherized, Condensing Ga | 2138 | 289 |  | 10/17/2023 | 33549 | 208157033 | 10/17/2023
Rheem Sales Company, Inc. | Ruud | R951T0603A17M4 | Federally-Regulated Consumer Product | Non-Weatherized, Condensing Ga | 1156 | 246 |  | 10/17/2023 | 55624 | 208663416 | 10/17/2023
Rheem Sales Company, Inc. | Ruud | U97MV0703A17DHS | Federally-Regulated Consumer Product | Non-Weatherized, Condensing Ga | 1282 | 251 |  | 10/17/2023 | 28494 | 208157032 | 10/17/2023
Rheem Sales Company, Inc. | Ruud | U98MV1005A21UPS | Federally-Regulated Consumer Product | Non-Weatherized, Condensing Ga | 2084 | 287 |  | 10/17/2023 | 39023 | 208157039 | 10/17/2023
Rheem Sales Company, Inc. | Ruud | R96TA1152524MSA | Federally-Regulated Consumer Product | Non-Weatherized, Condensing Ga | 1935 | 280 |  | 10/17/2023 | 78711 | 201712928 | 10/17/2023
Rheem Sales Company, Inc. | Ruud | R921V1005A21M4 | Federally-Regulated Consumer Product | Non-Weatherized, Condensing Ga | 2153 | 271 |  | 10/17/2023 | 98911 | 208676291 | 10/17/2023
Rheem Sales Company, Inc. | Ruud | R92TA0851521MSA | Federally-Regulated Consumer Product | Non-Weatherized, Condensing Ga | 1929 | 280 |  | 10/17/2023 | 84515 | 201712984 | 10/17/2023
Rheem Sales Company, Inc. | Ruud | U98MV0603A17UPS | Federally-Regulated Consumer Product | Non-Weatherized, Condensing Ga | 1110 | 244 |  | 10/17/2023 | 22600 | 208157036 | 10/17/2023
Rheem Sales Company, Inc. | Ruud | R96TA0702317MSA | Federally-Regulated Consumer Product | Non-Weatherized, Condensing Ga | 1321 | 253 |  | 10/17/2023 | 49242 | 201712922 | 10/17/2023
Rheem Sales Company, Inc. | Ruud | U98MV0855A21UPS | Federally-Regulated Consumer Product | Non-Weatherized, Condensing Ga | 2209 | 292 |  | 10/17/2023 | 33631 | 208157038 | 10/17/2023
Rheem Sales Company, Inc. | Ruud | R951V1005A21M4 | Federally-Regulated Consumer Product | Non-Weatherized, Condensing Ga | 2153 | 271 |  | 10/17/2023 | 98911 | 208676324 | 10/17/2023
Rheem Sales Company, Inc. | Ruud | R921T0603A17M4 | Federally-Regulated Consumer Product | Non-Weatherized, Condensing Ga | 1156 | 246 |  | 10/17/2023 | 55624 | 208663448 | 10/17/2023
Rheem Sales Company, Inc. | Ruud | R921T1005A21M4 | Federally-Regulated Consumer Product | Non-Weatherized, Condensing Ga | 2066 | 286 |  | 10/17/2023 | 98023 | 208663452 | 10/17/2023
Rheem Sales Company, Inc. | Ruud | R96TA0602317MSA | Federally-Regulated Consumer Product | Non-Weatherized, Condensing Ga | 1342 | 254 |  | 10/17/2023 | 39319 | 201712920 | 10/17/2023
Rheem Sales Company, Inc. | Ruud | R951T0703A17M4 | Federally-Regulated Consumer Product | Non-Weatherized, Condensing Ga | 1362 | 255 |  | 10/17/2023 | 69960 | 208663417 | 10/17/2023
Rheem Sales Company, Inc. | Ruud | R96TA1002521MSA | Federally-Regulated Consumer Product | Non-Weatherized, Condensing Ga | 1930 | 280 |  | 10/17/2023 | 69202 | 201712926 | 10/17/2023
Rheem Sales Company, Inc. | Ruud | U98MV1155A24UPS | Federally-Regulated Consumer Product | Non-Weatherized, Condensing Ga | 1971 | 282 |  | 10/17/2023 | 44499 | 208157040 | 10/17/2023
Rheem Sales Company, Inc. | Ruud | R921V0603A17M4 | Federally-Regulated Consumer Product | Non-Weatherized, Condensing Ga | 1356 | 249 |  | 10/17/2023 | 56054 | 208676287 | 10/17/2023
Rheem Sales Company, Inc. | Ruud | R951T1005A21M4 | Federally-Regulated Consumer Product | Non-Weatherized, Condensing Ga | 2066 | 286 |  | 10/17/2023 | 98023 | 208663420 | 10/17/2023
Rheem Sales Company, Inc. | Ruud | R951T0855A21M4 | Federally-Regulated Consumer Product | Non-Weatherized, Condensing Ga | 1929 | 280 |  | 10/17/2023 | 84515 | 208663419 | 10/17/2023
Rheem Sales Company, Inc. | Ruud | R96TA0852521MSA | Federally-Regulated Consumer Product | Non-Weatherized, Condensing Ga | 2115 | 288 |  | 10/17/2023 | 58240 | 201712924 | 10/17/2023
Rheem Sales Company, Inc. | Ruud | R96TA0402317MSA | Federally-Regulated Consumer Product | Non-Weatherized, Condensing Ga | 1252 | 250 |  | 10/17/2023 | 29298 | 201712918 | 10/17/2023
Rheem Sales Company, Inc. | Ruud | R95TC0701521MSA | Federally-Regulated Consumer Product | Non-Weatherized, Condensing Ga | 1983 | 279 |  | 10/17/2023 | 70360 | 203261700 | 10/17/2023
Rheem Sales Company, Inc. | Ruud | R951T1155A24M4 | Federally-Regulated Consumer Product | Non-Weatherized, Condensing Ga | 2041 | 285 |  | 10/17/2023 | 111488 | 208663352 | 10/17/2023
Rheem Sales Company, Inc. | Ruud | R951V0603A17M4 | Federally-Regulated Consumer Product | Non-Weatherized, Condensing Ga | 1356 | 249 |  | 10/17/2023 | 56054 | 208676320 | 10/17/2023
Rheem Sales Company, Inc. | Ruud | R951V0703A17M4 | Federally-Regulated Consumer Product | Non-Weatherized, Condensing Ga | 1166 | 246 |  | 10/17/2023 | 70001 | 208676321 | 10/17/2023
Rheem Sales Company, Inc. | Ruud | R921T0705A21M4 | Federally-Regulated Consumer Product | Non-Weatherized, Condensing Ga | 1983 | 282 |  | 10/17/2023 | 70360 | 208663450 | 10/17/2023
Rheem Sales Company, Inc. | Ruud | U98MV0703A17UPS | Federally-Regulated Consumer Product | Non-Weatherized, Condensing Ga | 1162 | 246 |  | 10/17/2023 | 28246 | 208157037 | 10/17/2023
Rheem Sales Company, Inc. | Ruud | U97MV1155A24DHS | Federally-Regulated Consumer Product | Non-Weatherized, Condensing Ga | 1959 | 281 |  | 10/17/2023 | 44459 | 208157035 | 10/17/2023
Rheem Sales Company, Inc. | Ruud | R951V0855A21M4 | Federally-Regulated Consumer Product | Non-Weatherized, Condensing Ga | 1851 | 246 |  | 10/17/2023 | 84247 | 208676323 | 10/17/2023
Rheem Sales Company, Inc. | Ruud | R921T0855A21M4 | Federally-Regulated Consumer Product | Non-Weatherized, Condensing Ga | 1929 | 280 |  | 10/17/2023 | 84515 | 208663451 | 10/17/2023
Rheem Sales Company, Inc. | Ruud | U97MV1005A21DHS | Federally-Regulated Consumer Product | Non-Weatherized, Condensing Ga | 1990 | 282 |  | 10/17/2023 | 39222 | 208157034 | 10/17/2023
Rheem Sales Company, Inc. | Ruud | R96TA0702521MSA | Federally-Regulated Consumer Product | Non-Weatherized, Condensing Ga | 1854 | 277 |  | 10/17/2023 | 49250 | 203261705 | 10/17/2023
Rheem Sales Company, Inc. | Ruud | R921T0703A17M4 | Federally-Regulated Consumer Product | Non-Weatherized, Condensing Ga | 1362 | 255 |  | 10/17/2023 | 69960 | 208663449 | 10/17/2023
Rheem Sales Company, Inc. | Ruud | R921V0705A21M4 | Federally-Regulated Consumer Product | Non-Weatherized, Condensing Ga | 1835 | 248 |  | 10/17/2023 | 69808 | 208676289 | 10/17/2023
Lennox Industries Inc. | ALLIED | A96US2V110C20S-* | Federally-Regulated Consumer Product | Non-Weatherized, Condensing Ga | 2307 | 297 | 297 | 10/17/2023 | 71185 | 201695950 | 10/17/2023
Allied Air | Concord | 96G1UH030BE08-** | Federally-Regulated Consumer Product | Non-Weatherized, Condensing Ga | 870 | 233 |  | 10/17/2023 | 29792 | 213366899 | 10/17/2023
Rheem Sales Company, Inc. | Weatherking | W921W1155A24M4 | Federally-Regulated Consumer Product | Non-Weatherized, Condensing Ga | 2137 | 231 |  | 10/17/2023 | 111605 | 208770573 | 10/17/2023
Rheem Sales Company, Inc. | Weatherking | W96TA0602317MSA | Federally-Regulated Consumer Product | Non-Weatherized, Condensing Ga | 1342 | 254 |  | 10/17/2023 | 39319 | 9950847 | 10/17/2023
Rheem Sales Company, Inc. | Weatherking | W921T0705A21M4 | Federally-Regulated Consumer Product | Non-Weatherized, Condensing Ga | 1983 | 282 |  | 10/17/2023 | 70360 | 208663464 | 10/17/2023
Rheem Sales Company, Inc. | Weatherking | W921T1155A24M4 | Federally-Regulated Consumer Product | Non-Weatherized, Condensing Ga | 2041 | 285 |  | 10/17/2023 | 111488 | 208663467 | 10/17/2023
Rheem Sales Company, Inc. | Weatherking | W951W0705A21M4 | Federally-Regulated Consumer Product | Non-Weatherized, Condensing Ga | 1835 | 248 |  | 10/17/2023 | 69808 | 208770577 | 10/17/2023
Rheem Sales Company, Inc. | Weatherking | W921T0855A21M4 | Federally-Regulated Consumer Product | Non-Weatherized, Condensing Ga | 1929 | 280 |  | 10/17/2023 | 84515 | 208663465 | 10/17/2023
Rheem Sales Company, Inc. | Weatherking | W96TA0402317MSA | Federally-Regulated Consumer Product | Non-Weatherized, Condensing Ga | 1252 | 250 |  | 10/17/2023 | 29298 | 9950843 | 10/17/2023
Rheem Sales Company, Inc. | Weatherking | W95TC1151524MSA | Federally-Regulated Consumer Product | Non-Weatherized, Condensing Ga | 2041 | 285 |  | 10/17/2023 | 111488 | 8934629 | 10/17/2023
Rheem Sales Company, Inc. | Weatherking | W951W1155A24M4 | Federally-Regulated Consumer Product | Non-Weatherized, Condensing Ga | 2137 | 231 |  | 10/17/2023 | 111605 | 208770580 | 10/17/2023
Rheem Sales Company, Inc. | Weatherking | W951W0603A17M4 | Federally-Regulated Consumer Product | Non-Weatherized, Condensing Ga | 1356 | 249 |  | 10/17/2023 | 56054 | 208770575 | 10/17/2023
Rheem Sales Company, Inc. | Weatherking | W96TA0852521MSA | Federally-Regulated Consumer Product | Non-Weatherized, Condensing Ga | 2115 | 288 |  | 10/17/2023 | 58240 | 9950855 | 10/17/2023
Rheem Sales Company, Inc. | Weatherking | W951T0603A17M4 | Federally-Regulated Consumer Product | Non-Weatherized, Condensing Ga | 1156 | 246 |  | 10/17/2023 | 55624 | 208663428 | 10/17/2023
Rheem Sales Company, Inc. | Weatherking | W951T0703A17M4 | Federally-Regulated Consumer Product | Non-Weatherized, Condensing Ga | 1362 | 255 |  | 10/17/2023 | 69960 | 208663429 | 10/17/2023
Rheem Sales Company, Inc. | Weatherking | W96TA1152524MSA | Federally-Regulated Consumer Product | Non-Weatherized, Condensing Ga | 1935 | 280 |  | 10/17/2023 | 78711 | 9950863 | 10/17/2023
Rheem Sales Company, Inc. | Weatherking | W951T1005A21M4 | Federally-Regulated Consumer Product | Non-Weatherized, Condensing Ga | 2066 | 286 |  | 10/17/2023 | 98023 | 208663432 | 10/17/2023
Rheem Sales Company, Inc. | Weatherking | W96TA0702317MSA | Federally-Regulated Consumer Product | Non-Weatherized, Condensing Ga | 1321 | 253 |  | 10/17/2023 | 49242 | 9950851 | 10/17/2023
Rheem Sales Company, Inc. | Weatherking | W921T1005A21M4 | Federally-Regulated Consumer Product | Non-Weatherized, Condensing Ga | 2066 | 286 |  | 10/17/2023 | 98023 | 208663466 | 10/17/2023
Rheem Sales Company, Inc. | Weatherking | W951T1155A24M4 | Federally-Regulated Consumer Product | Non-Weatherized, Condensing Ga | 2041 | 285 |  | 10/17/2023 | 111488 | 208663354 | 10/17/2023
Rheem Sales Company, Inc. | Weatherking | W951W0855A21M4 | Federally-Regulated Consumer Product | Non-Weatherized, Condensing Ga | 1851 | 246 |  | 10/17/2023 | 84247 | 208770578 | 10/17/2023
Rheem Sales Company, Inc. | Weatherking | W921T0603A17M4 | Federally-Regulated Consumer Product | Non-Weatherized, Condensing Ga | 1156 | 246 |  | 10/17/2023 | 55624 | 208663462 | 10/17/2023
Rheem Sales Company, Inc. | Weatherking | W921W0603A17M4 | Federally-Regulated Consumer Product | Non-Weatherized, Condensing Ga | 1356 | 249 |  | 10/17/2023 | 56054 | 208770568 | 10/17/2023
Rheem Sales Company, Inc. | Weatherking | W921W1005A21M4 | Federally-Regulated Consumer Product | Non-Weatherized, Condensing Ga | 2153 | 271 |  | 10/17/2023 | 98911 | 208770572 | 10/17/2023
Rheem Sales Company, Inc. | Weatherking | W951T0705A21M4 | Federally-Regulated Consumer Product | Non-Weatherized, Condensing Ga | 1983 | 282 |  | 10/17/2023 | 70360 | 208663430 | 10/17/2023
Rheem Sales Company, Inc. | Weatherking | W921W0703A17M4 | Federally-Regulated Consumer Product | Non-Weatherized, Condensing Ga | 1166 | 246 |  | 10/17/2023 | 70001 | 208770569 | 10/17/2023
Rheem Sales Company, Inc. | Weatherking | W951W0703A17M4 | Federally-Regulated Consumer Product | Non-Weatherized, Condensing Ga | 1166 | 246 |  | 10/17/2023 | 70001 | 208770576 | 10/17/2023
Rheem Sales Company, Inc. | Weatherking | W921T0703A17M4 | Federally-Regulated Consumer Product | Non-Weatherized, Condensing Ga | 1362 | 255 |  | 10/17/2023 | 69960 | 208663463 | 10/17/2023
Rheem Sales Company, Inc. | Weatherking | W96TA1002521MSA | Federally-Regulated Consumer Product | Non-Weatherized, Condensing Ga | 1930 | 280 |  | 10/17/2023 | 69202 | 9950859 | 10/17/2023
Rheem Sales Company, Inc. | Weatherking | W951W1005A21M4 | Federally-Regulated Consumer Product | Non-Weatherized, Condensing Ga | 2153 | 271 |  | 10/17/2023 | 98911 | 208770579 | 10/17/2023
Rheem Sales Company, Inc. | Weatherking | W921W0855A21M4 | Federally-Regulated Consumer Product | Non-Weatherized, Condensing Ga | 1851 | 246 |  | 10/17/2023 | 84247 | 208770571 | 10/17/2023
Rheem Sales Company, Inc. | Weatherking | W951T0855A21M4 | Federally-Regulated Consumer Product | Non-Weatherized, Condensing Ga | 1929 | 280 |  | 10/17/2023 | 84515 | 208663431 | 10/17/2023
Rheem Sales Company, Inc. | Rheem | R96TA0852521MSA | Federally-Regulated Consumer Product | Non-Weatherized, Condensing Ga | 2115 | 288 |  | 10/17/2023 | 58240 | 201712923 | 10/17/2023
Rheem Sales Company, Inc. | Rheem | R97MV1005A21DHS | Federally-Regulated Consumer Product | Non-Weatherized, Condensing Ga | 1990 | 282 |  | 10/17/2023 | 39222 | 208157024 | 10/17/2023
Rheem Sales Company, Inc. | Rheem | R921T1155A24M4 | Federally-Regulated Consumer Product | Non-Weatherized, Condensing Ga | 2041 | 285 |  | 10/17/2023 | 111488 | 208663439 | 10/17/2023
Rheem Sales Company, Inc. | Rheem | R97MV0855A21DHS | Federally-Regulated Consumer Product | Non-Weatherized, Condensing Ga | 2138 | 289 |  | 10/17/2023 | 33549 | 208157023 | 10/17/2023
Rheem Sales Company, Inc. | Rheem | R951T1005A21M4 | Federally-Regulated Consumer Product | Non-Weatherized, Condensing Ga | 2066 | 286 |  | 10/17/2023 | 98023 | 208663408 | 10/17/2023
Rheem Sales Company, Inc. | Rheem | R95TC0701521MSA | Federally-Regulated Consumer Product | Non-Weatherized, Condensing Ga | 1983 | 279 |  | 10/17/2023 | 70360 | 203261130 | 10/17/2023
Rheem Sales Company, Inc. | Rheem | R96TA1002521MSA | Federally-Regulated Consumer Product | Non-Weatherized, Condensing Ga | 1930 | 280 |  | 10/17/2023 | 69202 | 201712925 | 10/17/2023
Rheem Sales Company, Inc. | Rheem | R921V0603A17M4 | Federally-Regulated Consumer Product | Non-Weatherized, Condensing Ga | 1356 | 249 |  | 10/17/2023 | 56054 | 208676338 | 10/17/2023
Rheem Sales Company, Inc. | Rheem | R921V0703A17M4 | Federally-Regulated Consumer Product | Non-Weatherized, Condensing Ga | 1166 | 246 |  | 10/17/2023 | 70001 | 208676339 | 10/17/2023
Rheem Sales Company, Inc. | Rheem | R921V0705A21M4 | Federally-Regulated Consumer Product | Non-Weatherized, Condensing Ga | 1835 | 248 |  | 10/17/2023 | 69808 | 208676275 | 10/17/2023
Rheem Sales Company, Inc. | Rheem | R92TA0851521MSA | Federally-Regulated Consumer Product | Non-Weatherized, Condensing Ga | 1929 | 280 |  | 10/17/2023 | 84515 | 201712983 | 10/17/2023
Rheem Sales Company, Inc. | Rheem | R951V0603A17M4 | Federally-Regulated Consumer Product | Non-Weatherized, Condensing Ga | 1356 | 249 |  | 10/17/2023 | 56054 | 208676308 | 10/17/2023
Rheem Sales Company, Inc. | Rheem | R97MV1155A24DHS | Federally-Regulated Consumer Product | Non-Weatherized, Condensing Ga | 1959 | 281 |  | 10/17/2023 | 44459 | 208157025 | 10/17/2023
Rheem Sales Company, Inc. | Rheem | R921T0855A21M4 | Federally-Regulated Consumer Product | Non-Weatherized, Condensing Ga | 1929 | 280 |  | 10/17/2023 | 84515 | 208663437 | 10/17/2023
Rheem Sales Company, Inc. | Rheem | R96TA1152524MSA | Federally-Regulated Consumer Product | Non-Weatherized, Condensing Ga | 1935 | 280 |  | 10/17/2023 | 78711 | 201712927 | 10/17/2023
Rheem Sales Company, Inc. | Rheem | R951V1005A21M4 | Federally-Regulated Consumer Product | Non-Weatherized, Condensing Ga | 2153 | 271 |  | 10/17/2023 | 98911 | 208676312 | 10/17/2023
Rheem Sales Company, Inc. | Rheem | R98MV1155A24UPS | Federally-Regulated Consumer Product | Non-Weatherized, Condensing Ga | 1971 | 282 |  | 10/17/2023 | 44499 | 208157030 | 10/17/2023
Rheem Sales Company, Inc. | Rheem | R951V0703A17M4 | Federally-Regulated Consumer Product | Non-Weatherized, Condensing Ga | 1166 | 246 |  | 10/17/2023 | 70001 | 208676309 | 10/17/2023
Rheem Sales Company, Inc. | Rheem | R921T0703A17M4 | Federally-Regulated Consumer Product | Non-Weatherized, Condensing Ga | 1362 | 255 |  | 10/17/2023 | 69960 | 208663435 | 10/17/2023
Rheem Sales Company, Inc. | Rheem | R98MV0855A21UPS | Federally-Regulated Consumer Product | Non-Weatherized, Condensing Ga | 2209 | 292 |  | 10/17/2023 | 33631 | 208157028 | 10/17/2023
Rheem Sales Company, Inc. | Rheem | R96TA0702521MSA | Federally-Regulated Consumer Product | Non-Weatherized, Condensing Ga | 1854 | 277 |  | 10/17/2023 | 49250 | 203261132 | 10/17/2023
Rheem Sales Company, Inc. | Rheem | R951T0603A17M4 | Federally-Regulated Consumer Product | Non-Weatherized, Condensing Ga | 1156 | 246 |  | 10/17/2023 | 55624 | 208663404 | 10/17/2023
Rheem Sales Company, Inc. | Rheem | R96TA0402317MSA | Federally-Regulated Consumer Product | Non-Weatherized, Condensing Ga | 1252 | 250 |  | 10/17/2023 | 29298 | 201712917 | 10/17/2023
Rheem Sales Company, Inc. | Rheem | R921T0603A17M4 | Federally-Regulated Consumer Product | Non-Weatherized, Condensing Ga | 1156 | 246 |  | 10/17/2023 | 55624 | 208663434 | 10/17/2023
Rheem Sales Company, Inc. | Rheem | R921T1005A21M4 | Federally-Regulated Consumer Product | Non-Weatherized, Condensing Ga | 2066 | 286 |  | 10/17/2023 | 98023 | 208663438 | 10/17/2023
Rheem Sales Company, Inc. | Rheem | R98MV1005A21UPS | Federally-Regulated Consumer Product | Non-Weatherized, Condensing Ga | 2084 | 287 |  | 10/17/2023 | 39023 | 208157029 | 10/17/2023
Rheem Sales Company, Inc. | Rheem | R951V1155A24M4 | Federally-Regulated Consumer Product | Non-Weatherized, Condensing Ga | 2137 | 231 |  | 10/17/2023 | 111605 | 208676270 | 10/17/2023
Rheem Sales Company, Inc. | Rheem | R921V0855A21M4 | Federally-Regulated Consumer Product | Non-Weatherized, Condensing Ga | 1851 | 246 |  | 10/17/2023 | 84247 | 208676276 | 10/17/2023
Rheem Sales Company, Inc. | Rheem | R951V0855A21M4 | Federally-Regulated Consumer Product | Non-Weatherized, Condensing Ga | 1851 | 246 |  | 10/17/2023 | 84247 | 208676311 | 10/17/2023
Rheem Sales Company, Inc. | Rheem | R97MV0703A17DHS | Federally-Regulated Consumer Product | Non-Weatherized, Condensing Ga | 1282 | 251 |  | 10/17/2023 | 28494 | 208157022 | 10/17/2023
Rheem Sales Company, Inc. | Rheem | R951T1155A24M4 | Federally-Regulated Consumer Product | Non-Weatherized, Condensing Ga | 2041 | 285 |  | 10/17/2023 | 111488 | 208663350 | 10/17/2023
Rheem Sales Company, Inc. | Rheem | R951T0855A21M4 | Federally-Regulated Consumer Product | Non-Weatherized, Condensing Ga | 1929 | 280 |  | 10/17/2023 | 84515 | 208663407 | 10/17/2023
Rheem Sales Company, Inc. | Rheem | R921V1155A24M4 | Federally-Regulated Consumer Product | Non-Weatherized, Condensing Ga | 2137 | 231 |  | 10/17/2023 | 111605 | 208676278 | 10/17/2023
Rheem Sales Company, Inc. | Rheem | R98VB085M521USA | Federally-Regulated Consumer Product | Non-Weatherized, Condensing Ga | 2209 | 292 |  | 10/17/2023 | 33631 | 10524982 | 10/17/2023
Rheem Sales Company, Inc. | Rheem | R98MV0703A17UPS | Federally-Regulated Consumer Product | Non-Weatherized, Condensing Ga | 1162 | 246 |  | 10/17/2023 | 28246 | 208157027 | 10/17/2023
Rheem Sales Company, Inc. | Rheem | R951T0705A21M4 | Federally-Regulated Consumer Product | Non-Weatherized, Condensing Ga | 1983 | 282 |  | 10/17/2023 | 70360 | 208663406 | 10/17/2023
Rheem Sales Company, Inc. | Rheem | R96TA0602317MSA | Federally-Regulated Consumer Product | Non-Weatherized, Condensing Ga | 1342 | 254 |  | 10/17/2023 | 39319 | 201712919 | 10/17/2023
Rheem Sales Company, Inc. | Rheem | R98MV0603A17UPS | Federally-Regulated Consumer Product | Non-Weatherized, Condensing Ga | 1110 | 244 |  | 10/17/2023 | 22600 | 208157026 | 10/17/2023
Rheem Sales Company, Inc. | Rheem | R96TA0702317MSA | Federally-Regulated Consumer Product | Non-Weatherized, Condensing Ga | 1321 | 253 |  | 10/17/2023 | 49242 | 201712921 | 10/17/2023
Rheem Sales Company, Inc. | Rheem | R951V0705A21M4 | Federally-Regulated Consumer Product | Non-Weatherized, Condensing Ga | 1835 | 248 |  | 10/17/2023 | 69808 | 208676310 | 10/17/2023
Rheem Sales Company, Inc. | Rheem | R97MV0603A17DHS | Federally-Regulated Consumer Product | Non-Weatherized, Condensing Ga | 1327 | 253 |  | 10/17/2023 | 22218 | 208157021 | 10/17/2023
Rheem Sales Company, Inc. | Rheem | R921T0705A21M4 | Federally-Regulated Consumer Product | Non-Weatherized, Condensing Ga | 1983 | 282 |  | 10/17/2023 | 70360 | 208663436 | 10/17/2023
Rheem Sales Company, Inc. | Rheem | R921V1005A21M4 | Federally-Regulated Consumer Product | Non-Weatherized, Condensing Ga | 2153 | 271 |  | 10/17/2023 | 98911 | 208676277 | 10/17/2023
Rheem Sales Company, Inc. | Rheem | R951T0703A17M4 | Federally-Regulated Consumer Product | Non-Weatherized, Condensing Ga | 1362 | 255 |  | 10/17/2023 | 69960 | 208663405 | 10/17/2023
Lennox Industries Inc. | Breeze33 | 96G2DF090CE16-* | Federally-Regulated Consumer Product | Non-Weatherized, Condensing Ga | 1608 | 266 |  | 10/17/2023 | 57408 | 213355327 | 10/17/2023
Lennox Industries Inc. | Breeze33 | 96G2DF070BE16-* | Federally-Regulated Consumer Product | Non-Weatherized, Condensing Ga | 1638 | 267 |  | 10/17/2023 | 43233 | 213355326 | 10/17/2023
Lennox Industries Inc. | Breeze33 | 96G1UH110CE20-* | Federally-Regulated Consumer Product | Non-Weatherized, Condensing Ga | 2018 | 284 |  | 10/17/2023 | 110619 | 213355324 | 10/17/2023
Lennox Industries Inc. | Breeze33 | 96G2DF045BE12-* | Federally-Regulated Consumer Product | Non-Weatherized, Condensing Ga | 1241 | 250 |  | 10/17/2023 | 29295 | 213355325 | 10/17/2023
Lennox Industries Inc. | Breeze33 | 96G2DF110CE20-* | Federally-Regulated Consumer Product | Non-Weatherized, Condensing Ga | 2109 | 288 |  | 10/17/2023 | 71791 | 213355328 | 10/17/2023
Lennox Industries Inc. | Breeze33 | 96G1UH070BE12-* | Federally-Regulated Consumer Product | Non-Weatherized, Condensing Ga | 1298 | 252 |  | 10/17/2023 | 65683 | 213355322 | 10/17/2023
Lennox Industries Inc. | Breeze33 | 96G1UH090CE16-* | Federally-Regulated Consumer Product | Non-Weatherized, Condensing Ga | 1566 | 264 |  | 10/17/2023 | 87748 | 213355323 | 10/17/2023
Lennox Industries Inc. | Breeze33 | 96G1UH045BE12-* | Federally-Regulated Consumer Product | Non-Weatherized, Condensing Ga | 1284 | 251 |  | 10/17/2023 | 44162 | 213355321 | 10/17/2023
Lennox Industries Inc. | Concord | 96G2UH110CE20-* | Federally-Regulated Consumer Product | Non-Weatherized, Condensing Ga | 1970 | 282 |  | 10/17/2023 | 72043 | 209191323 | 10/17/2023
Lennox Industries Inc. | Concord | 96G2DF090CE16-* | Federally-Regulated Consumer Product | Non-Weatherized, Condensing Ga | 1608 | 266 |  | 10/17/2023 | 57408 | 209191308 | 10/17/2023
Lennox Industries Inc. | Concord | 96G2UH070BE12-* | Federally-Regulated Consumer Product | Non-Weatherized, Condensing Ga | 1293 | 252 |  | 10/17/2023 | 42936 | 209191319 | 10/17/2023
Lennox Industries Inc. | Concord | 96G2DF070BE16-* | Federally-Regulated Consumer Product | Non-Weatherized, Condensing Ga | 1638 | 267 |  | 10/17/2023 | 43233 | 209191306 | 10/17/2023
Lennox Industries Inc. | Concord | 96G2DF110CE20-* | Federally-Regulated Consumer Product | Non-Weatherized, Condensing Ga | 2109 | 288 |  | 10/17/2023 | 71791 | 209191310 | 10/17/2023
Lennox Industries Inc. | Concord | 96G2UH090CE16-* | Federally-Regulated Consumer Product | Non-Weatherized, Condensing Ga | 1593 | 265 |  | 10/17/2023 | 57310 | 209191321 | 10/17/2023
Lennox Industries Inc. | Concord | 96G2DF045BE12-* | Federally-Regulated Consumer Product | Non-Weatherized, Condensing Ga | 1241 | 250 |  | 10/17/2023 | 29295 | 209191304 | 10/17/2023
Lennox Industries Inc. | Concord | 96G2UH045BE12-* | Federally-Regulated Consumer Product | Non-Weatherized, Condensing Ga | 1332 | 254 |  | 10/17/2023 | 28924 | 209191316 | 10/17/2023
Lennox Industries Inc. | Ducane | 96G2UH070BE12-* | Federally-Regulated Consumer Product | Non-Weatherized, Condensing Ga | 1293 | 252 |  | 10/17/2023 | 42936 | 209191320 | 10/17/2023
Lennox Industries Inc. | Ducane | 96G2DF090CE16-* | Federally-Regulated Consumer Product | Non-Weatherized, Condensing Ga | 1608 | 266 |  | 10/17/2023 | 57408 | 209191309 | 10/17/2023
Lennox Industries Inc. | Ducane | 96G2DF045BE12-* | Federally-Regulated Consumer Product | Non-Weatherized, Condensing Ga | 1241 | 250 |  | 10/17/2023 | 29295 | 209191305 | 10/17/2023
Lennox Industries Inc. | Ducane | 96G2UH045BE12-* | Federally-Regulated Consumer Product | Non-Weatherized, Condensing Ga | 1332 | 254 |  | 10/17/2023 | 28924 | 209191318 | 10/17/2023
Lennox Industries Inc. | Ducane | 96G2UH110CE20-** | Federally-Regulated Consumer Product | Non-Weatherized, Condensing Ga | 1970 | 282 |  | 10/17/2023 | 72043 | 209191324 | 10/17/2023
Lennox Industries Inc. | Ducane | 96G2UH090CE16-* | Federally-Regulated Consumer Product | Non-Weatherized, Condensing Ga | 1593 | 265 |  | 10/17/2023 | 57310 | 209191322 | 10/17/2023
Lennox Industries Inc. | Ducane | 96G2DF110CE20-* | Federally-Regulated Consumer Product | Non-Weatherized, Condensing Ga | 2109 | 288 |  | 10/17/2023 | 71791 | 209191311 | 10/17/2023
Lennox Industries Inc. | Ducane | 96G2DF070BE16-* | Federally-Regulated Consumer Product | Non-Weatherized, Condensing Ga | 1638 | 267 |  | 10/17/2023 | 43233 | 209191307 | 10/17/2023
Johnson Controls, Inc. | LUXAIRE BY JOHNSON CONTROLS | Z8ES060A12SMPS1 | Federally-Regulated Consumer Product | Non-Weatherized, Non-Condensin | 1336 | 240 |  | 09/15/2023 | 60538 | 213338789 | 10/19/2023
Johnson Controls, Inc. | LUXAIRE BY JOHNSON CONTROLS | Z8ES040A12LMPS1 | Federally-Regulated Consumer Product | Non-Weatherized, Non-Condensin | 1353 | 240 |  | 05/25/2023 | 40218 | 211900232 | 10/19/2023
Johnson Controls, Inc. | LUXAIRE BY JOHNSON CONTROLS | Z8ET120C20LMPS1 | Federally-Regulated Consumer Product | Non-Weatherized, Non-Condensin | 1852 | 262 |  | 06/01/2023 | 78445 | 212586066 | 10/19/2023
Johnson Controls, Inc. | LUXAIRE BY JOHNSON CONTROLS | Z8ES040A12SMPS1 | Federally-Regulated Consumer Product | Non-Weatherized, Non-Condensin | 1353 | 240 |  | 05/25/2023 | 40218 | 211900177 | 10/19/2023
Johnson Controls, Inc. | LUXAIRE BY JOHNSON CONTROLS | Z8ES080C16SMPS1 | Federally-Regulated Consumer Product | Non-Weatherized, Non-Condensin | 1687 | 255 |  | 05/25/2023 | 79867 | 211900180 | 10/19/2023
Johnson Controls, Inc. | LUXAIRE BY JOHNSON CONTROLS | Z8ES060A12LMPS1 | Federally-Regulated Consumer Product | Non-Weatherized, Non-Condensin | 1336 | 240 |  | 09/15/2023 | 60538 | 213338795 | 10/19/2023
Johnson Controls, Inc. | LUXAIRE BY JOHNSON CONTROLS | Z8ES080C16LMPS1 | Federally-Regulated Consumer Product | Non-Weatherized, Non-Condensin | 1687 | 255 |  | 04/18/2023 | 79867 | 211900235 | 10/19/2023
Johnson Controls, Inc. | LUXAIRE BY JOHNSON CONTROLS | Z8ES060A12SMPS1 | Federally-Regulated Consumer Product | Non-Weatherized, Non-Condensin | 1346 | 240 |  | 10/19/2023 | 59992 | 213338789 | 10/19/2023
Johnson Controls, Inc. | LUXAIRE BY JOHNSON CONTROLS | Z8ES040A12LMPS1 | Federally-Regulated Consumer Product | Non-Weatherized, Non-Condensin | 1284 | 237 |  | 10/19/2023 | 40302 | 211900232 | 10/19/2023
Johnson Controls, Inc. | LUXAIRE BY JOHNSON CONTROLS | Z8ET120C20LMPS1 | Federally-Regulated Consumer Product | Non-Weatherized, Non-Condensin | 1852 | 262 |  | 10/19/2023 | 78445 | 212586066 | 10/19/2023
Johnson Controls, Inc. | LUXAIRE BY JOHNSON CONTROLS | Z8ES040A12SMPS1 | Federally-Regulated Consumer Product | Non-Weatherized, Non-Condensin | 1284 | 237 |  | 10/19/2023 | 40302 | 211900177 | 10/19/2023
Johnson Controls, Inc. | LUXAIRE BY JOHNSON CONTROLS | Z8ES080C16SMPS1 | Federally-Regulated Consumer Product | Non-Weatherized, Non-Condensin | 1672 | 254 |  | 10/19/2023 | 79201 | 211900180 | 10/19/2023
Johnson Controls, Inc. | LUXAIRE BY JOHNSON CONTROLS | Z8ES060A12LMPS1 | Federally-Regulated Consumer Product | Non-Weatherized, Non-Condensin | 1346 | 240 |  | 10/19/2023 | 59992 | 213338795 | 10/19/2023
Johnson Controls, Inc. | LUXAIRE BY JOHNSON CONTROLS | Z8ES080C16LMPS1 | Federally-Regulated Consumer Product | Non-Weatherized, Non-Condensin | 1672 | 254 |  | 10/19/2023 | 79201 | 211900235 | 10/19/2023
Johnson Controls, Inc. | COLEMAN BY JOHNSON CONTROLS | Z8ES080C16SMPS1 | Federally-Regulated Consumer Product | Non-Weatherized, Non-Condensin | 1687 | 255 |  | 05/25/2023 | 79867 | 211900169 | 10/19/2023
Johnson Controls, Inc. | COLEMAN BY JOHNSON CONTROLS | Z8ES060A12SMPS1 | Federally-Regulated Consumer Product | Non-Weatherized, Non-Condensin | 1336 | 240 |  | 09/15/2023 | 60538 | 213338788 | 10/19/2023
Johnson Controls, Inc. | COLEMAN BY JOHNSON CONTROLS | Z8ES080C16LMPS1 | Federally-Regulated Consumer Product | Non-Weatherized, Non-Condensin | 1687 | 255 |  | 05/25/2023 | 79867 | 211900224 | 10/19/2023
Johnson Controls, Inc. | COLEMAN BY JOHNSON CONTROLS | Z8ET120C20LMPS1 | Federally-Regulated Consumer Product | Non-Weatherized, Non-Condensin | 1852 | 262 |  | 06/01/2023 | 78445 | 212586060 | 10/19/2023
Johnson Controls, Inc. | COLEMAN BY JOHNSON CONTROLS | Z8ES040A12LMPS1 | Federally-Regulated Consumer Product | Non-Weatherized, Non-Condensin | 1353 | 240 |  | 05/25/2023 | 40218 | 211900221 | 10/19/2023
Johnson Controls, Inc. | COLEMAN BY JOHNSON CONTROLS | Z8ES060A12LMPS1 | Federally-Regulated Consumer Product | Non-Weatherized, Non-Condensin | 1336 | 240 |  | 09/15/2023 | 60538 | 213338793 | 10/19/2023
Johnson Controls, Inc. | COLEMAN BY JOHNSON CONTROLS | Z8ES040A12SMPS1 | Federally-Regulated Consumer Product | Non-Weatherized, Non-Condensin | 1353 | 240 |  | 05/25/2023 | 40218 | 211900166 | 10/19/2023
Johnson Controls, Inc. | COLEMAN BY JOHNSON CONTROLS | Z8ES080C16SMPS1 | Federally-Regulated Consumer Product | Non-Weatherized, Non-Condensin | 1672 | 254 |  | 10/19/2023 | 79201 | 211900169 | 10/19/2023
Johnson Controls, Inc. | COLEMAN BY JOHNSON CONTROLS | Z8ES060A12SMPS1 | Federally-Regulated Consumer Product | Non-Weatherized, Non-Condensin | 1346 | 240 |  | 10/19/2023 | 59992 | 213338788 | 10/19/2023
Johnson Controls, Inc. | COLEMAN BY JOHNSON CONTROLS | Z8ES080C16LMPS1 | Federally-Regulated Consumer Product | Non-Weatherized, Non-Condensin | 1672 | 254 |  | 10/19/2023 | 79201 | 211900224 | 10/19/2023
Johnson Controls, Inc. | COLEMAN BY JOHNSON CONTROLS | Z8ET120C20LMPS1 | Federally-Regulated Consumer Product | Non-Weatherized, Non-Condensin | 1852 | 262 |  | 10/19/2023 | 78445 | 212586060 | 10/19/2023
Johnson Controls, Inc. | COLEMAN BY JOHNSON CONTROLS | Z8ES040A12LMPS1 | Federally-Regulated Consumer Product | Non-Weatherized, Non-Condensin | 1284 | 237 |  | 10/19/2023 | 40302 | 211900221 | 10/19/2023
Johnson Controls, Inc. | COLEMAN BY JOHNSON CONTROLS | Z8ES060A12LMPS1 | Federally-Regulated Consumer Product | Non-Weatherized, Non-Condensin | 1346 | 240 |  | 10/19/2023 | 59992 | 213338793 | 10/19/2023
Johnson Controls, Inc. | COLEMAN BY JOHNSON CONTROLS | Z8ES040A12SMPS1 | Federally-Regulated Consumer Product | Non-Weatherized, Non-Condensin | 1284 | 237 |  | 10/19/2023 | 40302 | 211900166 | 10/19/2023
Johnson Controls, Inc. | GUARDIAN BY JOHNSON CONTROLS | RL18040A12MPS1 | Federally-Regulated Consumer Product | Non-Weatherized, Non-Condensin | 1353 | 240 |  | 05/25/2023 | 40218 | 211900276 | 10/19/2023
Johnson Controls, Inc. | GUARDIAN BY JOHNSON CONTROLS | RL18060A12MPS1 | Federally-Regulated Consumer Product | Non-Weatherized, Non-Condensin | 1336 | 240 |  | 05/25/2023 | 60538 | 211900277 | 10/19/2023
Johnson Controls, Inc. | GUARDIAN BY JOHNSON CONTROLS | RL18080C16MPS1 | Federally-Regulated Consumer Product | Non-Weatherized, Non-Condensin | 1687 | 255 |  | 05/25/2023 | 79867 | 211900279 | 10/19/2023
Johnson Controls, Inc. | GUARDIAN BY JOHNSON CONTROLS | RL18040A12MPS1 | Federally-Regulated Consumer Product | Non-Weatherized, Non-Condensin | 1284 | 237 |  | 10/19/2023 | 40302 | 211900276 | 10/19/2023
Johnson Controls, Inc. | GUARDIAN BY JOHNSON CONTROLS | RL18060A12MPS1 | Federally-Regulated Consumer Product | Non-Weatherized, Non-Condensin | 1346 | 240 |  | 10/19/2023 | 59992 | 211900277 | 10/19/2023
Johnson Controls, Inc. | GUARDIAN BY JOHNSON CONTROLS | RL18080C16MPS1 | Federally-Regulated Consumer Product | Non-Weatherized, Non-Condensin | 1672 | 254 |  | 10/19/2023 | 79201 | 211900279 | 10/19/2023
Johnson Controls, Inc. | EVCON BY JOHNSON CONTROLS | RL18080C16MPS1 | Federally-Regulated Consumer Product | Non-Weatherized, Non-Condensin | 1687 | 255 |  | 05/25/2023 | 79867 | 211900268 | 10/19/2023
Johnson Controls, Inc. | EVCON BY JOHNSON CONTROLS | RL18040A12MPS1 | Federally-Regulated Consumer Product | Non-Weatherized, Non-Condensin | 1353 | 240 |  | 05/25/2023 | 40218 | 211900265 | 10/19/2023
Johnson Controls, Inc. | EVCON BY JOHNSON CONTROLS | RL18060A12MPS1 | Federally-Regulated Consumer Product | Non-Weatherized, Non-Condensin | 1336 | 240 |  | 05/25/2023 | 60538 | 211900266 | 10/19/2023
Johnson Controls, Inc. | CHAMPION HEATING AND COOLING | Z8ET120C20LMPS1 | Federally-Regulated Consumer Product | Non-Weatherized, Non-Condensin | 1852 | 262 |  | 06/01/2023 | 78445 | 212586078 | 10/19/2023
Johnson Controls, Inc. | CHAMPION HEATING AND COOLING | Z8ES060A12LMPS1 | Federally-Regulated Consumer Product | Non-Weatherized, Non-Condensin | 1336 | 240 |  | 09/15/2023 | 60538 | 213338797 | 10/19/2023
Johnson Controls, Inc. | CHAMPION HEATING AND COOLING | Z8ES040A12LMPS1 | Federally-Regulated Consumer Product | Non-Weatherized, Non-Condensin | 1353 | 240 |  | 05/25/2023 | 40218 | 211900254 | 10/19/2023
Johnson Controls, Inc. | CHAMPION HEATING AND COOLING | Z8ES080C16LMPS1 | Federally-Regulated Consumer Product | Non-Weatherized, Non-Condensin | 1687 | 255 |  | 05/25/2023 | 79867 | 211900257 | 10/19/2023
Johnson Controls, Inc. | CHAMPION HEATING AND COOLING | Z8ES040A12SMPS1 | Federally-Regulated Consumer Product | Non-Weatherized, Non-Condensin | 1353 | 240 |  | 05/25/2023 | 40218 | 211900199 | 10/19/2023
Johnson Controls, Inc. | CHAMPION HEATING AND COOLING | Z8ES080C16SMPS1 | Federally-Regulated Consumer Product | Non-Weatherized, Non-Condensin | 1687 | 255 |  | 05/25/2023 | 79867 | 211900202 | 10/19/2023
Johnson Controls, Inc. | CHAMPION HEATING AND COOLING | Z8ES060A12SMPS1 | Federally-Regulated Consumer Product | Non-Weatherized, Non-Condensin | 1336 | 240 |  | 09/15/2023 | 60538 | 213338792 | 10/19/2023
Johnson Controls, Inc. | FRASER-JOHNSTON BY JOHNSON CONTROLS | Z8ES080C16LMPS1 | Federally-Regulated Consumer Product | Non-Weatherized, Non-Condensin | 1687 | 255 |  | 05/25/2023 | 79867 | 211900246 | 10/19/2023
Johnson Controls, Inc. | FRASER-JOHNSTON BY JOHNSON CONTROLS | Z8ES080C16SMPS1 | Federally-Regulated Consumer Product | Non-Weatherized, Non-Condensin | 1687 | 255 |  | 05/25/2023 | 79867 | 211900191 | 10/19/2023
Johnson Controls, Inc. | FRASER-JOHNSTON BY JOHNSON CONTROLS | Z8ES040A12SMPS1 | Federally-Regulated Consumer Product | Non-Weatherized, Non-Condensin | 1353 | 240 |  | 05/25/2023 | 40218 | 211900188 | 10/19/2023
Johnson Controls, Inc. | FRASER-JOHNSTON BY JOHNSON CONTROLS | Z8ET120C20LMPS1 | Federally-Regulated Consumer Product | Non-Weatherized, Non-Condensin | 1852 | 262 |  | 06/01/2023 | 78445 | 212586072 | 10/19/2023
Johnson Controls, Inc. | FRASER-JOHNSTON BY JOHNSON CONTROLS | Z8ES040A12LMPS1 | Federally-Regulated Consumer Product | Non-Weatherized, Non-Condensin | 1353 | 240 |  | 05/25/2023 | 40218 | 211900243 | 10/19/2023
Johnson Controls, Inc. | FRASER-JOHNSTON BY JOHNSON CONTROLS | Z8ES060A12LMPS1 | Federally-Regulated Consumer Product | Non-Weatherized, Non-Condensin | 1336 | 240 |  | 09/15/2023 | 60538 | 213338796 | 10/19/2023
Johnson Controls, Inc. | FRASER-JOHNSTON BY JOHNSON CONTROLS | Z8ES060A12SMPS1 | Federally-Regulated Consumer Product | Non-Weatherized, Non-Condensin | 1336 | 240 |  | 09/15/2023 | 60538 | 213338791 | 10/19/2023
Johnson Controls, Inc. | YORK BY JOHNSON CONTROLS | Y81E080C16LMPS1 | Federally-Regulated Consumer Product | Non-Weatherized, Non-Condensin | 1687 | 255 |  | 05/25/2023 | 79867 | 211900213 | 10/19/2023
Johnson Controls, Inc. | YORK BY JOHNSON CONTROLS | Y81E080C16SMPS1 | Federally-Regulated Consumer Product | Non-Weatherized, Non-Condensin | 1687 | 255 |  | 05/25/2023 | 79867 | 211900152 | 10/19/2023
Johnson Controls, Inc. | YORK BY JOHNSON CONTROLS | Y81E060A12LMPS1 | Federally-Regulated Consumer Product | Non-Weatherized, Non-Condensin | 1336 | 240 |  | 05/25/2023 | 60538 | 211900211 | 10/19/2023
Johnson Controls, Inc. | YORK BY JOHNSON CONTROLS | Y81E040A12SMPS1 | Federally-Regulated Consumer Product | Non-Weatherized, Non-Condensin | 1353 | 240 |  | 05/25/2023 | 40218 | 211900149 | 10/19/2023
Johnson Controls, Inc. | YORK BY JOHNSON CONTROLS | Y82E120C20LMPS1 | Federally-Regulated Consumer Product | Non-Weatherized, Non-Condensin | 1852 | 262 |  | 06/01/2023 | 78445 | 212586054 | 10/19/2023
Johnson Controls, Inc. | YORK BY JOHNSON CONTROLS | Y81E040A12LMPS1 | Federally-Regulated Consumer Product | Non-Weatherized, Non-Condensin | 1353 | 240 |  | 05/25/2023 | 40218 | 211900210 | 10/19/2023
Johnson Controls, Inc. | YORK BY JOHNSON CONTROLS | Y81E060A12SMPS1 | Federally-Regulated Consumer Product | Non-Weatherized, Non-Condensin | 1336 | 240 |  | 05/25/2023 | 60538 | 211900150 | 10/19/2023
Johnson Controls, Inc. | EVCON BY JOHNSON CONTROLS | RL18080C16MPS1 | Federally-Regulated Consumer Product | Non-Weatherized, Non-Condensin | 1672 | 254 |  | 10/19/2023 | 79201 | 211900268 | 10/19/2023
Johnson Controls, Inc. | EVCON BY JOHNSON CONTROLS | RL18040A12MPS1 | Federally-Regulated Consumer Product | Non-Weatherized, Non-Condensin | 1284 | 237 |  | 10/19/2023 | 40302 | 211900265 | 10/19/2023
Johnson Controls, Inc. | EVCON BY JOHNSON CONTROLS | RL18060A12MPS1 | Federally-Regulated Consumer Product | Non-Weatherized, Non-Condensin | 1346 | 240 |  | 10/19/2023 | 59992 | 211900266 | 10/19/2023
Johnson Controls, Inc. | CHAMPION HEATING AND COOLING | Z8ET120C20LMPS1 | Federally-Regulated Consumer Product | Non-Weatherized, Non-Condensin | 1852 | 262 |  | 10/19/2023 | 78445 | 212586078 | 10/19/2023
Johnson Controls, Inc. | CHAMPION HEATING AND COOLING | Z8ES060A12LMPS1 | Federally-Regulated Consumer Product | Non-Weatherized, Non-Condensin | 1346 | 240 |  | 10/19/2023 | 59992 | 213338797 | 10/19/2023
Johnson Controls, Inc. | CHAMPION HEATING AND COOLING | Z8ES040A12LMPS1 | Federally-Regulated Consumer Product | Non-Weatherized, Non-Condensin | 1284 | 237 |  | 10/19/2023 | 40302 | 211900254 | 10/19/2023
Johnson Controls, Inc. | CHAMPION HEATING AND COOLING | Z8ES080C16LMPS1 | Federally-Regulated Consumer Product | Non-Weatherized, Non-Condensin | 1672 | 254 |  | 10/19/2023 | 79201 | 211900257 | 10/19/2023
Johnson Controls, Inc. | CHAMPION HEATING AND COOLING | Z8ES040A12SMPS1 | Federally-Regulated Consumer Product | Non-Weatherized, Non-Condensin | 1284 | 237 |  | 10/19/2023 | 40302 | 211900199 | 10/19/2023
Johnson Controls, Inc. | CHAMPION HEATING AND COOLING | Z8ES080C16SMPS1 | Federally-Regulated Consumer Product | Non-Weatherized, Non-Condensin | 1672 | 254 |  | 10/19/2023 | 79201 | 211900202 | 10/19/2023
Johnson Controls, Inc. | CHAMPION HEATING AND COOLING | Z8ES060A12SMPS1 | Federally-Regulated Consumer Product | Non-Weatherized, Non-Condensin | 1346 | 240 |  | 10/19/2023 | 59992 | 213338792 | 10/19/2023
Johnson Controls, Inc. | FRASER-JOHNSTON BY JOHNSON CONTROLS | Z8ES080C16LMPS1 | Federally-Regulated Consumer Product | Non-Weatherized, Non-Condensin | 1672 | 254 |  | 10/19/2023 | 79201 | 211900246 | 10/19/2023
Johnson Controls, Inc. | FRASER-JOHNSTON BY JOHNSON CONTROLS | Z8ES080C16SMPS1 | Federally-Regulated Consumer Product | Non-Weatherized, Non-Condensin | 1672 | 254 |  | 10/19/2023 | 79201 | 211900191 | 10/19/2023
Johnson Controls, Inc. | FRASER-JOHNSTON BY JOHNSON CONTROLS | Z8ES040A12SMPS1 | Federally-Regulated Consumer Product | Non-Weatherized, Non-Condensin | 1284 | 237 |  | 10/19/2023 | 40302 | 211900188 | 10/19/2023
Johnson Controls, Inc. | FRASER-JOHNSTON BY JOHNSON CONTROLS | Z8ET120C20LMPS1 | Federally-Regulated Consumer Product | Non-Weatherized, Non-Condensin | 1852 | 262 |  | 10/19/2023 | 78445 | 212586072 | 10/19/2023
Johnson Controls, Inc. | FRASER-JOHNSTON BY JOHNSON CONTROLS | Z8ES040A12LMPS1 | Federally-Regulated Consumer Product | Non-Weatherized, Non-Condensin | 1284 | 237 |  | 10/19/2023 | 40302 | 211900243 | 10/19/2023
Johnson Controls, Inc. | FRASER-JOHNSTON BY JOHNSON CONTROLS | Z8ES060A12LMPS1 | Federally-Regulated Consumer Product | Non-Weatherized, Non-Condensin | 1346 | 240 |  | 10/19/2023 | 59992 | 213338796 | 10/19/2023
Johnson Controls, Inc. | FRASER-JOHNSTON BY JOHNSON CONTROLS | Z8ES060A12SMPS1 | Federally-Regulated Consumer Product | Non-Weatherized, Non-Condensin | 1346 | 240 |  | 10/19/2023 | 59992 | 213338791 | 10/19/2023
Johnson Controls, Inc. | YORK BY JOHNSON CONTROLS | Y81E080C16LMPS1 | Federally-Regulated Consumer Product | Non-Weatherized, Non-Condensin | 1672 | 254 |  | 10/19/2023 | 79201 | 211900213 | 10/19/2023
Johnson Controls, Inc. | YORK BY JOHNSON CONTROLS | Y81E080C16SMPS1 | Federally-Regulated Consumer Product | Non-Weatherized, Non-Condensin | 1672 | 254 |  | 10/19/2023 | 79201 | 211900152 | 10/19/2023
Johnson Controls, Inc. | YORK BY JOHNSON CONTROLS | Y81E060A12LMPS1 | Federally-Regulated Consumer Product | Non-Weatherized, Non-Condensin | 1346 | 240 |  | 10/19/2023 | 59992 | 211900211 | 10/19/2023
Johnson Controls, Inc. | YORK BY JOHNSON CONTROLS | Y81E040A12SMPS1 | Federally-Regulated Consumer Product | Non-Weatherized, Non-Condensin | 1284 | 237 |  | 10/19/2023 | 40302 | 211900149 | 10/19/2023
Johnson Controls, Inc. | YORK BY JOHNSON CONTROLS | Y82E120C20LMPS1 | Federally-Regulated Consumer Product | Non-Weatherized, Non-Condensin | 1852 | 262 |  | 10/19/2023 | 78445 | 212586054 | 10/19/2023
Johnson Controls, Inc. | YORK BY JOHNSON CONTROLS | Y81E040A12LMPS1 | Federally-Regulated Consumer Product | Non-Weatherized, Non-Condensin | 1284 | 237 |  | 10/19/2023 | 40302 | 211900210 | 10/19/2023
Johnson Controls, Inc. | YORK BY JOHNSON CONTROLS | Y81E060A12SMPS1 | Federally-Regulated Consumer Product | Non-Weatherized, Non-Condensin | 1346 | 240 |  | 10/19/2023 | 59992 | 211900150 | 10/19/2023
Johnson Controls, Inc. | EVCON BY JOHNSON CONTROLS | RL18080C16MPS1 | Federally-Regulated Consumer Product | Non-Weatherized, Non-Condensin | 1672 | 254 |  | 10/19/2023 | 79201 | 211900268 | 10/19/2023
Johnson Controls, Inc. | EVCON BY JOHNSON CONTROLS | RL18040A12MPS1 | Federally-Regulated Consumer Product | Non-Weatherized, Non-Condensin | 1284 | 237 |  | 10/19/2023 | 40302 | 211900265 | 10/19/2023
Johnson Controls, Inc. | EVCON BY JOHNSON CONTROLS | RL18060A12MPS1 | Federally-Regulated Consumer Product | Non-Weatherized, Non-Condensin | 1346 | 240 |  | 10/19/2023 | 59992 | 211900266 | 10/19/2023
Johnson Controls, Inc. | LUXAIRE BY JOHNSON CONTROLS | Z8ES060A12SMPS1 | Federally-Regulated Consumer Product | Non-Weatherized, Non-Condensin | 1346 | 240 |  | 10/19/2023 | 59992 | 213338789 | 10/19/2023
Johnson Controls, Inc. | LUXAIRE BY JOHNSON CONTROLS | Z8ES040A12LMPS1 | Federally-Regulated Consumer Product | Non-Weatherized, Non-Condensin | 1284 | 237 |  | 10/19/2023 | 40302 | 211900232 | 10/19/2023
Johnson Controls, Inc. | LUXAIRE BY JOHNSON CONTROLS | Z8ET120C20LMPS1 | Federally-Regulated Consumer Product | Non-Weatherized, Non-Condensin | 1852 | 262 |  | 10/19/2023 | 78445 | 212586066 | 10/19/2023
Johnson Controls, Inc. | LUXAIRE BY JOHNSON CONTROLS | Z8ES040A12SMPS1 | Federally-Regulated Consumer Product | Non-Weatherized, Non-Condensin | 1284 | 237 |  | 10/19/2023 | 40302 | 211900177 | 10/19/2023
Johnson Controls, Inc. | LUXAIRE BY JOHNSON CONTROLS | Z8ES080C16SMPS1 | Federally-Regulated Consumer Product | Non-Weatherized, Non-Condensin | 1672 | 254 |  | 10/19/2023 | 79201 | 211900180 | 10/19/2023
Johnson Controls, Inc. | LUXAIRE BY JOHNSON CONTROLS | Z8ES060A12LMPS1 | Federally-Regulated Consumer Product | Non-Weatherized, Non-Condensin | 1346 | 240 |  | 10/19/2023 | 59992 | 213338795 | 10/19/2023
Johnson Controls, Inc. | LUXAIRE BY JOHNSON CONTROLS | Z8ES080C16LMPS1 | Federally-Regulated Consumer Product | Non-Weatherized, Non-Condensin | 1672 | 254 |  | 10/19/2023 | 79201 | 211900235 | 10/19/2023
Johnson Controls, Inc. | FRASER-JOHNSTON BY JOHNSON CONTROLS | Z8ES080C16LMPS1 | Federally-Regulated Consumer Product | Non-Weatherized, Non-Condensin | 1672 | 254 |  | 10/19/2023 | 79201 | 211900246 | 10/19/2023
Johnson Controls, Inc. | FRASER-JOHNSTON BY JOHNSON CONTROLS | Z8ES080C16SMPS1 | Federally-Regulated Consumer Product | Non-Weatherized, Non-Condensin | 1672 | 254 |  | 10/19/2023 | 79201 | 211900191 | 10/19/2023
Johnson Controls, Inc. | FRASER-JOHNSTON BY JOHNSON CONTROLS | Z8ES040A12SMPS1 | Federally-Regulated Consumer Product | Non-Weatherized, Non-Condensin | 1284 | 237 |  | 10/19/2023 | 40302 | 211900188 | 10/19/2023
Johnson Controls, Inc. | FRASER-JOHNSTON BY JOHNSON CONTROLS | Z8ET120C20LMPS1 | Federally-Regulated Consumer Product | Non-Weatherized, Non-Condensin | 1852 | 262 |  | 10/19/2023 | 78445 | 212586072 | 10/19/2023
Johnson Controls, Inc. | FRASER-JOHNSTON BY JOHNSON CONTROLS | Z8ES040A12LMPS1 | Federally-Regulated Consumer Product | Non-Weatherized, Non-Condensin | 1284 | 237 |  | 10/19/2023 | 40302 | 211900243 | 10/19/2023
Johnson Controls, Inc. | FRASER-JOHNSTON BY JOHNSON CONTROLS | Z8ES060A12LMPS1 | Federally-Regulated Consumer Product | Non-Weatherized, Non-Condensin | 1346 | 240 |  | 10/19/2023 | 59992 | 213338796 | 10/19/2023
Johnson Controls, Inc. | FRASER-JOHNSTON BY JOHNSON CONTROLS | Z8ES060A12SMPS1 | Federally-Regulated Consumer Product | Non-Weatherized, Non-Condensin | 1346 | 240 |  | 10/19/2023 | 59992 | 213338791 | 10/19/2023
Johnson Controls, Inc. | GUARDIAN BY JOHNSON CONTROLS | RL18040A12MPS1 | Federally-Regulated Consumer Product | Non-Weatherized, Non-Condensin | 1284 | 237 |  | 10/19/2023 | 40302 | 211900276 | 10/19/2023
Johnson Controls, Inc. | GUARDIAN BY JOHNSON CONTROLS | RL18060A12MPS1 | Federally-Regulated Consumer Product | Non-Weatherized, Non-Condensin | 1346 | 240 |  | 10/19/2023 | 59992 | 211900277 | 10/19/2023
Johnson Controls, Inc. | GUARDIAN BY JOHNSON CONTROLS | RL18080C16MPS1 | Federally-Regulated Consumer Product | Non-Weatherized, Non-Condensin | 1672 | 254 |  | 10/19/2023 | 79201 | 211900279 | 10/19/2023
Johnson Controls, Inc. | CHAMPION HEATING AND COOLING | Z8ET120C20LMPS1 | Federally-Regulated Consumer Product | Non-Weatherized, Non-Condensin | 1852 | 262 |  | 10/19/2023 | 78445 | 212586078 | 10/19/2023
Johnson Controls, Inc. | CHAMPION HEATING AND COOLING | Z8ES060A12LMPS1 | Federally-Regulated Consumer Product | Non-Weatherized, Non-Condensin | 1346 | 240 |  | 10/19/2023 | 59992 | 213338797 | 10/19/2023
Johnson Controls, Inc. | CHAMPION HEATING AND COOLING | Z8ES040A12LMPS1 | Federally-Regulated Consumer Product | Non-Weatherized, Non-Condensin | 1284 | 237 |  | 10/19/2023 | 40302 | 211900254 | 10/19/2023
Johnson Controls, Inc. | CHAMPION HEATING AND COOLING | Z8ES080C16LMPS1 | Federally-Regulated Consumer Product | Non-Weatherized, Non-Condensin | 1672 | 254 |  | 10/19/2023 | 79201 | 211900257 | 10/19/2023
Johnson Controls, Inc. | CHAMPION HEATING AND COOLING | Z8ES040A12SMPS1 | Federally-Regulated Consumer Product | Non-Weatherized, Non-Condensin | 1284 | 237 |  | 10/19/2023 | 40302 | 211900199 | 10/19/2023
Johnson Controls, Inc. | CHAMPION HEATING AND COOLING | Z8ES080C16SMPS1 | Federally-Regulated Consumer Product | Non-Weatherized, Non-Condensin | 1672 | 254 |  | 10/19/2023 | 79201 | 211900202 | 10/19/2023
Johnson Controls, Inc. | CHAMPION HEATING AND COOLING | Z8ES060A12SMPS1 | Federally-Regulated Consumer Product | Non-Weatherized, Non-Condensin | 1346 | 240 |  | 10/19/2023 | 59992 | 213338792 | 10/19/2023
Johnson Controls, Inc. | COLEMAN BY JOHNSON CONTROLS | Z8ES080C16SMPS1 | Federally-Regulated Consumer Product | Non-Weatherized, Non-Condensin | 1672 | 254 |  | 10/19/2023 | 79201 | 211900169 | 10/19/2023
Johnson Controls, Inc. | COLEMAN BY JOHNSON CONTROLS | Z8ES060A12SMPS1 | Federally-Regulated Consumer Product | Non-Weatherized, Non-Condensin | 1346 | 240 |  | 10/19/2023 | 59992 | 213338788 | 10/19/2023
Johnson Controls, Inc. | COLEMAN BY JOHNSON CONTROLS | Z8ES080C16LMPS1 | Federally-Regulated Consumer Product | Non-Weatherized, Non-Condensin | 1672 | 254 |  | 10/19/2023 | 79201 | 211900224 | 10/19/2023
Johnson Controls, Inc. | COLEMAN BY JOHNSON CONTROLS | Z8ET120C20LMPS1 | Federally-Regulated Consumer Product | Non-Weatherized, Non-Condensin | 1852 | 262 |  | 10/19/2023 | 78445 | 212586060 | 10/19/2023
Johnson Controls, Inc. | COLEMAN BY JOHNSON CONTROLS | Z8ES040A12LMPS1 | Federally-Regulated Consumer Product | Non-Weatherized, Non-Condensin | 1284 | 237 |  | 10/19/2023 | 40302 | 211900221 | 10/19/2023
Johnson Controls, Inc. | COLEMAN BY JOHNSON CONTROLS | Z8ES060A12LMPS1 | Federally-Regulated Consumer Product | Non-Weatherized, Non-Condensin | 1346 | 240 |  | 10/19/2023 | 59992 | 213338793 | 10/19/2023
Johnson Controls, Inc. | COLEMAN BY JOHNSON CONTROLS | Z8ES040A12SMPS1 | Federally-Regulated Consumer Product | Non-Weatherized, Non-Condensin | 1284 | 237 |  | 10/19/2023 | 40302 | 211900166 | 10/19/2023
Johnson Controls, Inc. | YORK BY JOHNSON CONTROLS | Y81E080C16LMPS1 | Federally-Regulated Consumer Product | Non-Weatherized, Non-Condensin | 1672 | 254 |  | 10/19/2023 | 79201 | 211900213 | 10/19/2023
Johnson Controls, Inc. | YORK BY JOHNSON CONTROLS | Y81E080C16SMPS1 | Federally-Regulated Consumer Product | Non-Weatherized, Non-Condensin | 1672 | 254 |  | 10/19/2023 | 79201 | 211900152 | 10/19/2023
Johnson Controls, Inc. | YORK BY JOHNSON CONTROLS | Y81E060A12LMPS1 | Federally-Regulated Consumer Product | Non-Weatherized, Non-Condensin | 1346 | 240 |  | 10/19/2023 | 59992 | 211900211 | 10/19/2023
Johnson Controls, Inc. | YORK BY JOHNSON CONTROLS | Y81E040A12SMPS1 | Federally-Regulated Consumer Product | Non-Weatherized, Non-Condensin | 1284 | 237 |  | 10/19/2023 | 40302 | 211900149 | 10/19/2023
Johnson Controls, Inc. | YORK BY JOHNSON CONTROLS | Y82E120C20LMPS1 | Federally-Regulated Consumer Product | Non-Weatherized, Non-Condensin | 1852 | 262 |  | 10/19/2023 | 78445 | 212586054 | 10/19/2023
Johnson Controls, Inc. | YORK BY JOHNSON CONTROLS | Y81E040A12LMPS1 | Federally-Regulated Consumer Product | Non-Weatherized, Non-Condensin | 1284 | 237 |  | 10/19/2023 | 40302 | 211900210 | 10/19/2023
Johnson Controls, Inc. | YORK BY JOHNSON CONTROLS | Y81E060A12SMPS1 | Federally-Regulated Consumer Product | Non-Weatherized, Non-Condensin | 1346 | 240 |  | 10/19/2023 | 59992 | 211900150 | 10/19/2023
Allied Air | Century | OHRB95-E3-1 | Federally-Regulated Consumer Product | Non-Weatherized, Non-Condensin | 1918 | 350 |  | 10/03/2023 | 102410 | 205013903 | 10/20/2023
Allied Air | Century | ODFB95-E3-1 | Federally-Regulated Consumer Product | Non-Weatherized, Non-Condensin | 1918 | 350 |  | 10/03/2023 | 102410 | 205013905 | 10/20/2023
ECR International, Ltd. | OLSEN | HTL120D2 | Federally-Regulated Consumer Product | Non-Weatherized, Non-Condensin | 1336 | 352 |  | 10/05/2023 | 141697 | 201705523 | 10/20/2023
ECR International, Ltd. | OLSEN | HTL120D2 | Federally-Regulated Consumer Product | Non-Weatherized, Non-Condensin | 1336 | 352 |  | 10/20/2023 | 141697 | 201705523 | 10/20/2023
ECR International, Ltd. | AIRCO | HTL120D2 | Federally-Regulated Consumer Product | Non-Weatherized, Non-Condensin | 1336 | 352 |  | 10/05/2023 | 141697 | 201705524 | 10/20/2023
ECR International, Ltd. | AIRCO | HTL120D2 | Federally-Regulated Consumer Product | Non-Weatherized, Non-Condensin | 1336 | 352 |  | 10/20/2023 | 141697 | 201705524 | 10/20/2023
ECR International, Ltd. | AIRCO | HTL120D2 | Federally-Regulated Consumer Product | Non-Weatherized, Non-Condensin | 1336 | 352 |  | 10/20/2023 | 141697 | 201705524 | 10/20/2023
ECR International, Ltd. | OLSEN | HTL120D2 | Federally-Regulated Consumer Product | Non-Weatherized, Non-Condensin | 1336 | 352 |  | 10/20/2023 | 141697 | 201705523 | 10/20/2023
Rheem Sales Company, Inc. | Mainline | MP921W0703A17M4 | Federally-Regulated Consumer Product | Non-Weatherized, Condensing Ga | 1166 | 246 |  | 05/25/2023 | 70001 | 208676677 | 10/24/2023
Rheem Sales Company, Inc. | Mainline | MP921W0703A17M4 | Federally-Regulated Consumer Product | Non-Weatherized, Condensing Ga | 1166 | 246 |  | 10/24/2023 | 70001 | 208676677 | 10/24/2023
Rheem Sales Company, Inc. | Mainline | MP921W0703A17M4 | Federally-Regulated Consumer Product | Non-Weatherized, Condensing Ga | 1166 | 246 |  | 10/24/2023 | 70001 | 208676677 | 10/24/2023
Rheem Sales Company, Inc. | Ruud | U802VA075421MXA | Federally-Regulated Consumer Product | Non-Weatherized, Non-Condensin | 1718 | 258 | 258 | 06/22/2023 | 52500 | 7979973 | 11/09/2023
Rheem Sales Company, Inc. | Ruud | U802VA075317MXA | Federally-Regulated Consumer Product | Non-Weatherized, Non-Condensin | 1458 | 246 | 246 | 01/20/2021 | 52564 | 7979958 | 11/09/2023
Rheem Sales Company, Inc. | Ruud | U802VA125524MXA | Federally-Regulated Consumer Product | Non-Weatherized, Non-Condensin | 2073 | 273 | 273 | 06/22/2023 | 87500 | 7979995 | 11/09/2023
Rheem Sales Company, Inc. | Ruud | U802VA100521MXA | Federally-Regulated Consumer Product | Non-Weatherized, Non-Condensin | 1905 | 266 | 266 | 06/22/2023 | 70000 | 7979984 | 11/09/2023
Rheem Sales Company, Inc. | Ruud | U802VA050317MXA | Federally-Regulated Consumer Product | Non-Weatherized, Non-Condensin | 1318 | 240 | 240 | 06/22/2023 | 35484 | 7979943 | 11/09/2023
Rheem Sales Company, Inc. | Ruud | RGEAZS036AJV10TCA | Federally-Regulated Consumer Product | Weatherized Non-Condensing Gas | 1707 | 268 |  | 03/23/2023 | 75935 | 211729598 | 11/09/2023
Rheem Sales Company, Inc. | Ruud | RGEA14030AJT06UAA | Federally-Regulated Consumer Product | Weatherized Non-Condensing Gas | 1125 | 248 |  | 05/26/2023 | 60094 | 205965531 | 11/09/2023
Rheem Sales Company, Inc. | Ruud | RGEAZS036AJV08TCA | Federally-Regulated Consumer Product | Weatherized Non-Condensing Gas | 1662 | 272 |  | 03/23/2023 | 60830 | 211729594 | 11/09/2023
Rheem Sales Company, Inc. | Ruud | RGEAZS036AJV062CA | Federally-Regulated Consumer Product | Weatherized Non-Condensing Gas | 1702 | 248 |  | 03/21/2023 | 46772 | 211726908 | 11/09/2023
Rheem Sales Company, Inc. | Ruud | RGEAZS036AJV102CA | Federally-Regulated Consumer Product | Weatherized Non-Condensing Gas | 1707 | 268 |  | 03/21/2023 | 75935 | 211726918 | 11/09/2023
Rheem Sales Company, Inc. | Ruud | RGEAZS036AJV06TCA | Federally-Regulated Consumer Product | Weatherized Non-Condensing Gas | 1702 | 248 |  | 03/23/2023 | 46772 | 211729590 | 11/09/2023
Rheem Sales Company, Inc. | Ruud | RGEAZS036AJV082CA | Federally-Regulated Consumer Product | Weatherized Non-Condensing Gas | 1662 | 272 |  | 05/25/2023 | 60830 | 211726913 | 11/09/2023
Rheem Sales Company, Inc. | Thermal Zone | TZ80MDV125D50XA | Federally-Regulated Consumer Product | Non-Weatherized, Non-Condensin | 2073 | 273 | 273 | 06/22/2023 | 87500 | 7979997 | 11/09/2023
Rheem Sales Company, Inc. | Thermal Zone | TZ80MDV075C40XA | Federally-Regulated Consumer Product | Non-Weatherized, Non-Condensin | 1718 | 258 | 258 | 06/22/2023 | 52500 | 7979975 | 11/09/2023
Rheem Sales Company, Inc. | Thermal Zone | TZ80MDV100C50XA | Federally-Regulated Consumer Product | Non-Weatherized, Non-Condensin | 1905 | 266 | 266 | 06/22/2023 | 70000 | 7979986 | 11/09/2023
Rheem Sales Company, Inc. | Thermal Zone | TZ80MDV050B30XA | Federally-Regulated Consumer Product | Non-Weatherized, Non-Condensin | 1318 | 240 | 240 | 06/22/2023 | 35484 | 7979945 | 11/09/2023
Rheem Sales Company, Inc. | Thermal Zone | RGEAZS036AJV06TCA | Federally-Regulated Consumer Product | Weatherized Non-Condensing Gas | 1702 | 248 |  | 05/25/2023 | 46772 | 212406419 | 11/09/2023
Rheem Sales Company, Inc. | Thermal Zone | RGEA14030AJT06UAA | Federally-Regulated Consumer Product | Weatherized Non-Condensing Gas | 1125 | 248 | 249 | 05/26/2023 | 60094 | 205965596 | 11/09/2023
Rheem Sales Company, Inc. | Thermal Zone | RGEAZS036AJV082CA | Federally-Regulated Consumer Product | Weatherized Non-Condensing Gas | 1662 | 272 |  | 05/25/2023 | 60830 | 212406420 | 11/09/2023
Rheem Sales Company, Inc. | Thermal Zone | RGEAZS036AJV10TCA | Federally-Regulated Consumer Product | Weatherized Non-Condensing Gas | 1707 | 268 |  | 05/25/2023 | 75935 | 212406423 | 11/09/2023
Rheem Sales Company, Inc. | Thermal Zone | RGEAZS036AJV102CA | Federally-Regulated Consumer Product | Weatherized Non-Condensing Gas | 1707 | 268 |  | 05/25/2023 | 75935 | 212406422 | 11/09/2023
Rheem Sales Company, Inc. | Thermal Zone | RGEAZS036AJV08TCA | Federally-Regulated Consumer Product | Weatherized Non-Condensing Gas | 1662 | 272 |  | 05/25/2023 | 60830 | 212406421 | 11/09/2023
Rheem Sales Company, Inc. | Thermal Zone | RGEAZS036AJV062CA | Federally-Regulated Consumer Product | Weatherized Non-Condensing Gas | 1702 | 248 |  | 05/25/2023 | 46772 | 212406418 | 11/09/2023
Rheem Sales Company, Inc. | Sure | S802VA100521MXA | Federally-Regulated Consumer Product | Non-Weatherized, Non-Condensin | 1905 | 266 | 266 | 06/22/2023 | 70000 | 7979985 | 11/09/2023
Rheem Sales Company, Inc. | Sure | S802VA050317MXA | Federally-Regulated Consumer Product | Non-Weatherized, Non-Condensin | 1318 | 240 | 240 | 06/22/2023 | 35484 | 7979944 | 11/09/2023
Rheem Sales Company, Inc. | Sure | S802VA075421MXA | Federally-Regulated Consumer Product | Non-Weatherized, Non-Condensin | 1718 | 258 | 258 | 06/22/2023 | 52500 | 7979974 | 11/09/2023
Rheem Sales Company, Inc. | Sure | S802VA125524MXA | Federally-Regulated Consumer Product | Non-Weatherized, Non-Condensin | 2073 | 273 | 273 | 06/22/2023 | 87500 | 7979996 | 11/09/2023
Rheem Sales Company, Inc. | Sure | RGEAZS036AJV062CA | Federally-Regulated Consumer Product | Weatherized Non-Condensing Gas | 1702 | 248 |  | 05/25/2023 | 46772 | 211726909 | 11/09/2023
Rheem Sales Company, Inc. | Sure | RGEAZS036AJV102CA | Federally-Regulated Consumer Product | Weatherized Non-Condensing Gas | 1707 | 268 |  | 05/25/2023 | 75935 | 211726919 | 11/09/2023
Rheem Sales Company, Inc. | Sure | RGEAZS036AJV08TCA | Federally-Regulated Consumer Product | Weatherized Non-Condensing Gas | 1662 | 272 |  | 05/25/2023 | 60830 | 211729595 | 11/09/2023
Rheem Sales Company, Inc. | Sure | RGEA14030AJT06UAA | Federally-Regulated Consumer Product | Weatherized Non-Condensing Gas | 1125 | 248 |  | 05/26/2023 | 60094 | 205965541 | 11/09/2023
Rheem Sales Company, Inc. | Sure | RGEAZS036AJV06TCA | Federally-Regulated Consumer Product | Weatherized Non-Condensing Gas | 1702 | 248 | 274 | 05/25/2023 | 46772 | 211729591 | 11/09/2023
Rheem Sales Company, Inc. | Sure | RGEAZS036AJV10TCA | Federally-Regulated Consumer Product | Weatherized Non-Condensing Gas | 1707 | 268 | 274 | 05/25/2023 | 75935 | 211729599 | 11/09/2023
Rheem Sales Company, Inc. | Sure | RGEAZS036AJV082CA | Federally-Regulated Consumer Product | Weatherized Non-Condensing Gas | 1662 | 272 | 272 | 05/25/2023 | 60830 | 211726914 | 11/09/2023
Carrier Corp. - Indianapolis | Carrier | 59SC5B120E24--22*D | Federally-Regulated Consumer Product | Non-Weatherized, Condensing Ga | 2161 | 290 |  | 05/25/2023 | 119834 | 203360207 | 11/09/2023
Carrier Corp. - Indianapolis | Carrier | 58SP0A110V24--22 | Federally-Regulated Consumer Product | Non-Weatherized, Non-Condensin | 2478 | 290 |  | 05/25/2023 | 110020 | 204278297 | 11/09/2023
Carrier Corp. - Indianapolis | Carrier | 58SP1A090V24--20* | Federally-Regulated Consumer Product | Non-Weatherized, Non-Condensin | 2057 | 271 |  | 05/25/2023 | 88097 | 204278374 | 11/09/2023
Carrier Corp. - Indianapolis | Carrier | 58SP1A110V24--22* | Federally-Regulated Consumer Product | Non-Weatherized, Non-Condensin | 2478 | 290 |  | 05/25/2023 | 110020 | 204278375 | 11/09/2023
Carrier Corp. - Indianapolis | Carrier | 58SP1A045V17--16* | Federally-Regulated Consumer Product | Non-Weatherized, Non-Condensin | 1431 | 244 |  | 05/25/2023 | 44106 | 204278370 | 11/09/2023
Carrier Corp. - Indianapolis | Carrier | 58SP1A070V17--16* | Federally-Regulated Consumer Product | Non-Weatherized, Non-Condensin | 1842 | 262 |  | 05/25/2023 | 65738 | 204278371 | 11/09/2023
Carrier Corp. - Indianapolis | Carrier | 58SP1A070V21--20* | Federally-Regulated Consumer Product | Non-Weatherized, Non-Condensin | 2147 | 275 |  | 05/25/2023 | 65668 | 204278372 | 11/09/2023
Carrier Corp. - Indianapolis | Carrier | 58SP1A070V21--20 | Federally-Regulated Consumer Product | Non-Weatherized, Non-Condensin | 2147 | 275 |  | 05/25/2023 | 65668 | 204278306 | 11/09/2023
Carrier Corp. - Indianapolis | Carrier | 59SC5B140E24--22 | Federally-Regulated Consumer Product | Non-Weatherized, Condensing Ga | 2328 | 297 |  | 05/25/2023 | 139741 | 203360193 | 11/09/2023
Carrier Corp. - Indianapolis | Carrier | 58SP1A110V24--22 | Federally-Regulated Consumer Product | Non-Weatherized, Non-Condensin | 2478 | 290 |  | 05/25/2023 | 110020 | 204278309 | 11/09/2023
Carrier Corp. - Indianapolis | Carrier | 58SP0A070V21--20 | Federally-Regulated Consumer Product | Non-Weatherized, Non-Condensin | 2147 | 275 |  | 05/25/2023 | 65668 | 204278294 | 11/09/2023
Carrier Corp. - Indianapolis | Carrier | 59SC5B140E24--22*D | Federally-Regulated Consumer Product | Non-Weatherized, Condensing Ga | 2328 | 297 |  | 05/25/2023 | 139741 | 203360210 | 11/09/2023
Carrier Corp. - Indianapolis | Carrier | 58SP1A045V17--16 | Federally-Regulated Consumer Product | Non-Weatherized, Non-Condensin | 1431 | 244 |  | 05/25/2023 | 44106 | 204278304 | 11/09/2023
Carrier Corp. - Indianapolis | Carrier | 58SP0A070V17--16 | Federally-Regulated Consumer Product | Non-Weatherized, Non-Condensin | 1842 | 262 |  | 05/25/2023 | 65738 | 204278293 | 11/09/2023
Carrier Corp. - Indianapolis | Carrier | 59SC5B120E24--22**D | Federally-Regulated Consumer Product | Mobile Home Non-Weatherized, C | 2161 | 290 |  | 05/25/2023 | 119834 | 203360599 | 11/09/2023
Carrier Corp. - Indianapolis | Carrier | 58SP0A045V17--16 | Federally-Regulated Consumer Product | Non-Weatherized, Non-Condensin | 1431 | 244 |  | 05/25/2023 | 44106 | 204278292 | 11/09/2023
Carrier Corp. - Indianapolis | Carrier | 58SP0A090V24--20 | Federally-Regulated Consumer Product | Non-Weatherized, Non-Condensin | 2057 | 271 |  | 05/25/2023 | 88097 | 204278296 | 11/09/2023
Carrier Corp. - Indianapolis | Carrier | 58SP1A070V17--16 | Federally-Regulated Consumer Product | Non-Weatherized, Non-Condensin | 1842 | 262 |  | 05/25/2023 | 65738 | 204278305 | 11/09/2023
Carrier Corp. - Indianapolis | Carrier | 58SP1A090V24--20 | Federally-Regulated Consumer Product | Non-Weatherized, Non-Condensin | 2057 | 271 |  | 05/25/2023 | 88097 | 204278308 | 11/09/2023
Carrier Corp. - Indianapolis | Carrier | 59SC2D040E17--12 | Federally-Regulated Consumer Product | Non-Weatherized, Condensing Ga | 1024 | 240 |  | 05/25/2023 | 39894 | 203359575 | 11/09/2023
Carrier Corp. - Indianapolis | Carrier | 59SC2D060E14--12* | Federally-Regulated Consumer Product | Mobile Home Non-Weatherized, C | 945 | 237 |  | 05/25/2023 | 59375 | 203359578 | 11/09/2023
Carrier Corp. - Indianapolis | Carrier | 58TP0A070V14--12 | Federally-Regulated Consumer Product | Non-Weatherized, Non-Condensin | 1456 | 246 |  | 05/25/2023 | 43558 | 203358771 | 11/09/2023
Carrier Corp. - Indianapolis | Carrier | 58TP1A135V24--22 | Federally-Regulated Consumer Product | Non-Weatherized, Non-Condensin | 2420 | 288 |  | 05/25/2023 | 87246 | 203358790 | 11/09/2023
Carrier Corp. - Indianapolis | Carrier | 58SB0A110E24--20 | Federally-Regulated Consumer Product | Non-Weatherized, Non-Condensin | 2027 | 271 |  | 05/25/2023 | 109826 | 203359605 | 11/09/2023
Carrier Corp. - Indianapolis | Carrier | 59SC5B060E14--12* | Federally-Regulated Consumer Product | Mobile Home Non-Weatherized, C | 1176 | 247 |  | 05/25/2023 | 59961 | 203924686 | 11/09/2023
Carrier Corp. - Indianapolis | Carrier | 58SB0A045E17--12 | Federally-Regulated Consumer Product | Non-Weatherized, Non-Condensin | 1206 | 235 |  | 05/25/2023 | 44058 | 203359587 | 11/09/2023
Carrier Corp. - Indianapolis | Carrier | 58SB1A110E24--20* | Federally-Regulated Consumer Product | Non-Weatherized, Non-Condensin | 2027 | 271 |  | 05/25/2023 | 109826 | 203360131 | 11/09/2023
Carrier Corp. - Indianapolis | Carrier | 58TP1A090V17--16 | Federally-Regulated Consumer Product | Non-Weatherized, Non-Condensin | 1594 | 252 |  | 05/25/2023 | 57941 | 203358787 | 11/09/2023
Carrier Corp. - Indianapolis | Carrier | 58SB0A090E21--16 | Federally-Regulated Consumer Product | Non-Weatherized, Non-Condensin | 1450 | 246 |  | 05/25/2023 | 87792 | 203359597 | 11/09/2023
Carrier Corp. - Indianapolis | Carrier | 58SB1A135E24--20 | Federally-Regulated Consumer Product | Non-Weatherized, Non-Condensin | 1887 | 265 |  | 05/25/2023 | 131482 | 203359923 | 11/09/2023
Carrier Corp. - Indianapolis | Carrier | 59SC5B040E17--12**D | Federally-Regulated Consumer Product | Mobile Home Non-Weatherized, C | 998 | 239 |  | 05/25/2023 | 40139 | 203360594 | 11/09/2023
Carrier Corp. - Indianapolis | Carrier | 59TP6B080V17--16 | Federally-Regulated Consumer Product | Non-Weatherized, Condensing Ga | 1686 | 269 |  | 05/25/2023 | 51540 | 203359139 | 11/09/2023
Carrier Corp. - Indianapolis | Carrier | 58TP1A090V21--20 | Federally-Regulated Consumer Product | Non-Weatherized, Non-Condensin | 2025 | 271 |  | 05/25/2023 | 57947 | 203358788 | 11/09/2023
Carrier Corp. - Indianapolis | Carrier | 59TP6B040V17--12*D | Federally-Regulated Consumer Product | Non-Weatherized, Condensing Ga | 1075 | 242 |  | 05/25/2023 | 25768 | 203359143 | 11/09/2023
Carrier Corp. - Indianapolis | Carrier | 58SB1A045E17--12* | Federally-Regulated Consumer Product | Non-Weatherized, Non-Condensin | 1206 | 235 |  | 05/25/2023 | 44058 | 203360122 | 11/09/2023
Carrier Corp. - Indianapolis | Carrier | 59SC2D080E17--16 | Federally-Regulated Consumer Product | Non-Weatherized, Condensing Ga | 1390 | 256 |  | 05/25/2023 | 79599 | 203359581 | 11/09/2023
Carrier Corp. - Indianapolis | Carrier | 59SC2D080E17--16* | Federally-Regulated Consumer Product | Mobile Home Non-Weatherized, C | 1390 | 256 |  | 05/25/2023 | 79599 | 203359582 | 11/09/2023
Carrier Corp. - Indianapolis | Carrier | 58SB1A070E17--12 | Federally-Regulated Consumer Product | Non-Weatherized, Non-Condensin | 1051 | 228 |  | 05/25/2023 | 65904 | 203359907 | 11/09/2023
Carrier Corp. - Indianapolis | Carrier | 59SC2D100E21--20* | Federally-Regulated Consumer Product | Mobile Home Non-Weatherized, C | 1821 | 275 |  | 05/25/2023 | 99460 | 203359588 | 11/09/2023
Carrier Corp. - Indianapolis | Carrier | 58TP1A045V14--12* | Federally-Regulated Consumer Product | Non-Weatherized, Non-Condensin | 1205 | 235 |  | 05/25/2023 | 28909 | 203358805 | 11/09/2023
Carrier Corp. - Indianapolis | Carrier | 59SC2D060E17--14 | Federally-Regulated Consumer Product | Non-Weatherized, Condensing Ga | 1205 | 248 |  | 05/25/2023 | 60119 | 203359579 | 11/09/2023
Carrier Corp. - Indianapolis | Carrier | 58SB0A155E24--20 | Federally-Regulated Consumer Product | Non-Weatherized, Non-Condensin | 2000 | 270 |  | 05/25/2023 | 153106 | 203359609 | 11/09/2023
Carrier Corp. - Indianapolis | Carrier | 59SC2D040E17--12* | Federally-Regulated Consumer Product | Mobile Home Non-Weatherized, C | 1024 | 240 |  | 05/25/2023 | 39894 | 203359576 | 11/09/2023
Carrier Corp. - Indianapolis | Carrier | 58TP0A090V17--16 | Federally-Regulated Consumer Product | Non-Weatherized, Non-Condensin | 1594 | 252 |  | 05/25/2023 | 57941 | 203358773 | 11/09/2023
Carrier Corp. - Indianapolis | Carrier | 58TP1A090V17--16* | Federally-Regulated Consumer Product | Non-Weatherized, Non-Condensin | 1594 | 252 |  | 05/25/2023 | 57941 | 203358808 | 11/09/2023
Carrier Corp. - Indianapolis | Carrier | 58TP1A110V21--22 | Federally-Regulated Consumer Product | Non-Weatherized, Non-Condensin | 2435 | 289 |  | 05/25/2023 | 72702 | 203358789 | 11/09/2023
Carrier Corp. - Indianapolis | Carrier | 59SC2D060E17--14* | Federally-Regulated Consumer Product | Mobile Home Non-Weatherized, C | 1205 | 248 |  | 05/25/2023 | 60119 | 203359580 | 11/09/2023
Carrier Corp. - Indianapolis | Carrier | 59SC5B060E14--12**D | Federally-Regulated Consumer Product | Mobile Home Non-Weatherized, C | 1176 | 247 |  | 05/25/2023 | 59961 | 203924687 | 11/09/2023
Carrier Corp. - Indianapolis | Carrier | 58SB1A155E24--20 | Federally-Regulated Consumer Product | Non-Weatherized, Non-Condensin | 2000 | 270 |  | 05/25/2023 | 153106 | 203359925 | 11/09/2023
Carrier Corp. - Indianapolis | Carrier | 58SB0A090E24--20 | Federally-Regulated Consumer Product | Non-Weatherized, Non-Condensin | 1987 | 269 |  | 05/25/2023 | 88320 | 203359601 | 11/09/2023
Carrier Corp. - Indianapolis | Carrier | 58SB1A045E17--12 | Federally-Regulated Consumer Product | Non-Weatherized, Non-Condensin | 1206 | 235 |  | 05/25/2023 | 44058 | 203359903 | 11/09/2023
Carrier Corp. - Indianapolis | Carrier | 58SB1A155E24--20* | Federally-Regulated Consumer Product | Non-Weatherized, Non-Condensin | 2000 | 270 |  | 05/25/2023 | 153106 | 203360133 | 11/09/2023
Carrier Corp. - Indianapolis | Carrier | 58TP0A110V21--22 | Federally-Regulated Consumer Product | Non-Weatherized, Non-Condensin | 2435 | 289 |  | 05/25/2023 | 72702 | 203358775 | 11/09/2023
Carrier Corp. - Indianapolis | Carrier | 58SB1A090E24--20* | Federally-Regulated Consumer Product | Non-Weatherized, Non-Condensin | 1987 | 269 |  | 05/25/2023 | 88320 | 203360129 | 11/09/2023
Carrier Corp. - Indianapolis | Carrier | 58TP1A090V21--20* | Federally-Regulated Consumer Product | Non-Weatherized, Non-Condensin | 2025 | 271 |  | 05/25/2023 | 57947 | 203358809 | 11/09/2023
Carrier Corp. - Indianapolis | Carrier | 58TP1A135V24--22* | Federally-Regulated Consumer Product | Non-Weatherized, Non-Condensin | 2420 | 288 |  | 05/25/2023 | 87246 | 203358811 | 11/09/2023
Carrier Corp. - Indianapolis | Carrier | 58SB0A090E17--14 | Federally-Regulated Consumer Product | Non-Weatherized, Non-Condensin | 1238 | 236 |  | 05/25/2023 | 88097 | 203359595 | 11/09/2023
Carrier Corp. - Indianapolis | Carrier | 59TP6B060V17--14 | Federally-Regulated Consumer Product | Non-Weatherized, Condensing Ga | 1459 | 259 |  | 05/25/2023 | 39051 | 203359138 | 11/09/2023
Carrier Corp. - Indianapolis | Carrier | 58TP0A045V14--12 | Federally-Regulated Consumer Product | Non-Weatherized, Non-Condensin | 1205 | 235 |  | 05/25/2023 | 28909 | 203358770 | 11/09/2023
Carrier Corp. - Indianapolis | Carrier | 58SB1A090E21--16 | Federally-Regulated Consumer Product | Non-Weatherized, Non-Condensin | 1450 | 246 |  | 05/25/2023 | 87792 | 203359912 | 11/09/2023
Carrier Corp. - Indianapolis | Carrier | 58SB0A135E24--20 | Federally-Regulated Consumer Product | Non-Weatherized, Non-Condensin | 1887 | 265 |  | 05/25/2023 | 131482 | 203359607 | 11/09/2023
Carrier Corp. - Indianapolis | Carrier | 59SC2D040E14--10* | Federally-Regulated Consumer Product | Mobile Home Non-Weatherized, C | 981 | 238 |  | 05/25/2023 | 40102 | 203359574 | 11/09/2023
Carrier Corp. - Indianapolis | Carrier | 58TP1A070V14--12* | Federally-Regulated Consumer Product | Non-Weatherized, Non-Condensin | 1456 | 246 |  | 05/25/2023 | 43558 | 203358806 | 11/09/2023
Carrier Corp. - Indianapolis | Carrier | 58SB1A135E24--20* | Federally-Regulated Consumer Product | Non-Weatherized, Non-Condensin | 1887 | 265 |  | 05/25/2023 | 131482 | 203360132 | 11/09/2023
Carrier Corp. - Indianapolis | Carrier | 59TP6B060V17--14*D | Federally-Regulated Consumer Product | Non-Weatherized, Condensing Ga | 1459 | 259 |  | 05/25/2023 | 39051 | 203359144 | 11/09/2023
Carrier Corp. - Indianapolis | Carrier | 59SC2D120E24--20 | Federally-Regulated Consumer Product | Non-Weatherized, Condensing Ga | 1904 | 279 |  | 05/25/2023 | 119302 | 203359590 | 11/09/2023
Carrier Corp. - Indianapolis | Carrier | 58TP1A070V14--12 | Federally-Regulated Consumer Product | Non-Weatherized, Non-Condensin | 1456 | 246 |  | 05/25/2023 | 43558 | 203358785 | 11/09/2023
Carrier Corp. - Indianapolis | Carrier | 59TP6B040V17--12 | Federally-Regulated Consumer Product | Non-Weatherized, Condensing Ga | 1075 | 242 |  | 05/25/2023 | 25768 | 203359137 | 11/09/2023
Carrier Corp. - Indianapolis | Carrier | 59SC2D080E21--20* | Federally-Regulated Consumer Product | Mobile Home Non-Weatherized, C | 1832 | 276 |  | 05/25/2023 | 79860 | 203359585 | 11/09/2023
Carrier Corp. - Indianapolis | Carrier | 58SB1A090E24--20 | Federally-Regulated Consumer Product | Non-Weatherized, Non-Condensin | 1987 | 269 |  | 05/25/2023 | 88320 | 203359916 | 11/09/2023
Carrier Corp. - Indianapolis | Carrier | 58TP1A045V14--12 | Federally-Regulated Consumer Product | Non-Weatherized, Non-Condensin | 1205 | 235 |  | 05/25/2023 | 28909 | 203358784 | 11/09/2023
Carrier Corp. - Indianapolis | Carrier | 58TP0A135V24--22 | Federally-Regulated Consumer Product | Non-Weatherized, Non-Condensin | 2420 | 288 |  | 05/25/2023 | 87246 | 203358776 | 11/09/2023
Carrier Corp. - Indianapolis | Carrier | 58SB1A090E17--14 | Federally-Regulated Consumer Product | Non-Weatherized, Non-Condensin | 1238 | 236 |  | 05/25/2023 | 88097 | 203359910 | 11/09/2023
Carrier Corp. - Indianapolis | Carrier | 59SC2D120E24--20* | Federally-Regulated Consumer Product | Mobile Home Non-Weatherized, C | 1904 | 279 |  | 05/25/2023 | 119302 | 203359592 | 11/09/2023
Carrier Corp. - Indianapolis | Carrier | 58SB0A070E17--12 | Federally-Regulated Consumer Product | Non-Weatherized, Non-Condensin | 1051 | 228 |  | 05/25/2023 | 65904 | 203359591 | 11/09/2023
Carrier Corp. - Indianapolis | Carrier | 59TP6B080V17--16*D | Federally-Regulated Consumer Product | Non-Weatherized, Condensing Ga | 1686 | 269 |  | 05/25/2023 | 51540 | 203359145 | 11/09/2023
Carrier Corp. - Indianapolis | Carrier | 58SB1A090E17--14* | Federally-Regulated Consumer Product | Non-Weatherized, Non-Condensin | 1238 | 236 |  | 05/25/2023 | 88097 | 203360126 | 11/09/2023
Carrier Corp. - Indianapolis | Carrier | 58SB1A090E21--16* | Federally-Regulated Consumer Product | Non-Weatherized, Non-Condensin | 1450 | 246 |  | 05/25/2023 | 87792 | 203360127 | 11/09/2023
Carrier Corp. - Indianapolis | Carrier | 59SC2D100E21--20 | Federally-Regulated Consumer Product | Non-Weatherized, Condensing Ga | 1821 | 275 |  | 05/25/2023 | 99460 | 203359586 | 11/09/2023
Carrier Corp. - Indianapolis | Carrier | 58TP1A110V21--22* | Federally-Regulated Consumer Product | Non-Weatherized, Non-Condensin | 2435 | 289 |  | 05/25/2023 | 72702 | 203358810 | 11/09/2023
Carrier Corp. - Indianapolis | Carrier | 58SB1A070E17--12* | Federally-Regulated Consumer Product | Non-Weatherized, Non-Condensin | 1051 | 228 |  | 05/25/2023 | 65904 | 203360124 | 11/09/2023
Carrier Corp. - Indianapolis | Carrier | 58TP0A090V21--20 | Federally-Regulated Consumer Product | Non-Weatherized, Non-Condensin | 2025 | 271 |  | 05/25/2023 | 57947 | 203358774 | 11/09/2023
Carrier Corp. - Indianapolis | Carrier | 58SB1A110E24--20 | Federally-Regulated Consumer Product | Non-Weatherized, Non-Condensin | 2027 | 271 |  | 05/25/2023 | 109826 | 203359921 | 11/09/2023
Carrier Corp. - Indianapolis | Carrier | 58SC1A070E17--12* | Federally-Regulated Consumer Product | Non-Weatherized, Non-Condensin | 1051 | 228 |  | 05/25/2023 | 65904 | 203360497 | 11/09/2023
Carrier Corp. - Indianapolis | Carrier | 59TP6B060V14--12 | Federally-Regulated Consumer Product | Non-Weatherized, Condensing Ga | 1238 | 243 |  | 05/25/2023 | 39205 | 203924810 | 11/09/2023
Carrier Corp. - Indianapolis | Carrier | 59SC5B026E14--10*D | Federally-Regulated Consumer Product | Non-Weatherized, Condensing Ga | 890 | 234 |  | 05/25/2023 | 26050 | 203360195 | 11/09/2023
Carrier Corp. - Indianapolis | Carrier | 58SC1A110E24--20* | Federally-Regulated Consumer Product | Non-Weatherized, Non-Condensin | 2027 | 271 |  | 05/25/2023 | 109826 | 203360511 | 11/09/2023
Carrier Corp. - Indianapolis | Carrier | 59SC5B100E21--20**D | Federally-Regulated Consumer Product | Mobile Home Non-Weatherized, C | 2102 | 287 |  | 05/25/2023 | 99999 | 203360598 | 11/09/2023
Carrier Corp. - Indianapolis | Carrier | 59SC5B100E21--20* | Federally-Regulated Consumer Product | Mobile Home Non-Weatherized, C | 2102 | 287 |  | 05/25/2023 | 99999 | 203360592 | 11/09/2023
Carrier Corp. - Indianapolis | Carrier | 58SC1A045E17--12 | Federally-Regulated Consumer Product | Non-Weatherized, Non-Condensin | 1206 | 235 |  | 05/25/2023 | 44058 | 203360440 | 11/09/2023
Carrier Corp. - Indianapolis | Carrier | 58SC1A045E17--12* | Federally-Regulated Consumer Product | Non-Weatherized, Non-Condensin | 1206 | 235 |  | 05/25/2023 | 44058 | 203360493 | 11/09/2023
Carrier Corp. - Indianapolis | Carrier | 58SC0A110E24--20 | Federally-Regulated Consumer Product | Non-Weatherized, Non-Condensin | 2027 | 271 |  | 05/25/2023 | 109826 | 203360397 | 11/09/2023
Carrier Corp. - Indianapolis | Carrier | 58SC1A090E24--20 | Federally-Regulated Consumer Product | Non-Weatherized, Non-Condensin | 1987 | 269 |  | 05/25/2023 | 88320 | 203360457 | 11/09/2023
Carrier Corp. - Indianapolis | Carrier | 59SC5B100E21--20*D | Federally-Regulated Consumer Product | Non-Weatherized, Condensing Ga | 2102 | 287 |  | 05/25/2023 | 99999 | 203360205 | 11/09/2023
Carrier Corp. - Indianapolis | Carrier | 59SC5B040E14--10**D | Federally-Regulated Consumer Product | Mobile Home Non-Weatherized, C | 950 | 237 |  | 05/25/2023 | 40146 | 203924683 | 11/09/2023
Carrier Corp. - Indianapolis | Carrier | 58SC0A070E17--12 | Federally-Regulated Consumer Product | Non-Weatherized, Non-Condensin | 1051 | 228 |  | 05/25/2023 | 65904 | 203360380 | 11/09/2023
Carrier Corp. - Indianapolis | Carrier | 59SC5B080E21--20**D | Federally-Regulated Consumer Product | Mobile Home Non-Weatherized, C | 1837 | 276 |  | 05/25/2023 | 79777 | 203360597 | 11/09/2023
Carrier Corp. - Indianapolis | Carrier | 58SC0A045E17--12 | Federally-Regulated Consumer Product | Non-Weatherized, Non-Condensin | 1206 | 235 |  | 05/25/2023 | 44058 | 203360374 | 11/09/2023
Carrier Corp. - Indianapolis | Carrier | 59SC5B120E24--22* | Federally-Regulated Consumer Product | Mobile Home Non-Weatherized, C | 2161 | 290 |  | 05/25/2023 | 119834 | 203360593 | 11/09/2023
Carrier Corp. - Indianapolis | Carrier | 59TP6B060V14--12*D | Federally-Regulated Consumer Product | Non-Weatherized, Condensing Ga | 1238 | 249 |  | 05/25/2023 | 39205 | 203924812 | 11/09/2023
Carrier Corp. - Indianapolis | Carrier | 59SC5B060E17--14**D | Federally-Regulated Consumer Product | Mobile Home Non-Weatherized, C | 1346 | 254 |  | 05/25/2023 | 60102 | 203360595 | 11/09/2023
Carrier Corp. - Indianapolis | Carrier | 59SC5B080E21--20* | Federally-Regulated Consumer Product | Mobile Home Non-Weatherized, C | 1837 | 276 |  | 05/25/2023 | 79777 | 203360591 | 11/09/2023
Carrier Corp. - Indianapolis | Carrier | 58SC1A090E21--16* | Federally-Regulated Consumer Product | Non-Weatherized, Non-Condensin | 1450 | 246 |  | 05/25/2023 | 87792 | 203360503 | 11/09/2023
Carrier Corp. - Indianapolis | Carrier | 59SC5B060E17--14* | Federally-Regulated Consumer Product | Mobile Home Non-Weatherized, C | 1346 | 254 |  | 05/25/2023 | 60102 | 203360590 | 11/09/2023
Carrier Corp. - Indianapolis | Carrier | 58SC1A090E17--14* | Federally-Regulated Consumer Product | Non-Weatherized, Non-Condensin | 1238 | 236 |  | 05/25/2023 | 88097 | 203360501 | 11/09/2023
Carrier Corp. - Indianapolis | Carrier | 59SC5B040E17--12* | Federally-Regulated Consumer Product | Mobile Home Non-Weatherized, C | 998 | 239 |  | 05/25/2023 | 40139 | 203360589 | 11/09/2023
Carrier Corp. - Indianapolis | Carrier | 58SC1A110E24--20 | Federally-Regulated Consumer Product | Non-Weatherized, Non-Condensin | 2027 | 271 |  | 05/25/2023 | 109826 | 203360463 | 11/09/2023
Carrier Corp. - Indianapolis | Carrier | 59SC5B100E21--20 | Federally-Regulated Consumer Product | Non-Weatherized, Condensing Ga | 2102 | 287 |  | 05/25/2023 | 99999 | 203360189 | 11/09/2023
Carrier Corp. - Indianapolis | Carrier | 58SC1A090E24--20* | Federally-Regulated Consumer Product | Non-Weatherized, Non-Condensin | 1987 | 269 |  | 05/25/2023 | 88320 | 203360507 | 11/09/2023
Carrier Corp. - Indianapolis | Carrier | 58SC1A070E17--12 | Federally-Regulated Consumer Product | Non-Weatherized, Non-Condensin | 1051 | 228 |  | 05/25/2023 | 65904 | 203360445 | 11/09/2023
Carrier Corp. - Indianapolis | Carrier | 58SC1A090E21--16 | Federally-Regulated Consumer Product | Non-Weatherized, Non-Condensin | 1450 | 246 |  | 05/25/2023 | 87792 | 203360453 | 11/09/2023
Carrier Corp. - Indianapolis | Carrier | 59SC5B040E14--10* | Federally-Regulated Consumer Product | Mobile Home Non-Weatherized, C | 950 | 237 |  | 05/25/2023 | 40146 | 203924682 | 11/09/2023
Carrier Corp. - Indianapolis | Carrier | 59SC5B026E14--10 | Federally-Regulated Consumer Product | Non-Weatherized, Condensing Ga | 890 | 234 |  | 05/25/2023 | 26050 | 203360179 | 11/09/2023
Carrier Corp. - Indianapolis | Carrier | 58SC0A135E24--20 | Federally-Regulated Consumer Product | Non-Weatherized, Non-Condensin | 1887 | 265 |  | 05/25/2023 | 131482 | 203360400 | 11/09/2023
Carrier Corp. - Indianapolis | Carrier | 59SC5B080E17--16**D | Federally-Regulated Consumer Product | Mobile Home Non-Weatherized, C | 1771 | 273 |  | 05/25/2023 | 80331 | 203360596 | 11/09/2023
Carrier Corp. - Indianapolis | Carrier | 58SC1A090E17--14 | Federally-Regulated Consumer Product | Non-Weatherized, Non-Condensin | 1238 | 236 |  | 05/25/2023 | 88097 | 203360450 | 11/09/2023
Carrier Corp. - Indianapolis | Carrier | 58SC0A090E21--16 | Federally-Regulated Consumer Product | Non-Weatherized, Non-Condensin | 1450 | 246 |  | 05/25/2023 | 87792 | 203360387 | 11/09/2023
Carrier Corp. - Indianapolis | Carrier | 58SC0A090E24--20 | Federally-Regulated Consumer Product | Non-Weatherized, Non-Condensin | 1987 | 269 |  | 05/25/2023 | 88320 | 203360392 | 11/09/2023
Carrier Corp. - Indianapolis | Carrier | 59SC5B120E24--22 | Federally-Regulated Consumer Product | Non-Weatherized, Condensing Ga | 2161 | 290 |  | 05/25/2023 | 119834 | 203360191 | 11/09/2023
Carrier Corp. - Indianapolis | Carrier | 58SC0A090E17--14 | Federally-Regulated Consumer Product | Non-Weatherized, Non-Condensin | 1238 | 236 |  | 05/25/2023 | 88097 | 203360384 | 11/09/2023
Carrier Corp. - Indianapolis | Carrier | 59SC5B080E17--16* | Federally-Regulated Consumer Product | Mobile Home Non-Weatherized, C | 1771 | 273 |  | 05/25/2023 | 80331 | 203360808 | 11/09/2023
Carrier Corp. - Indianapolis | Bryant | 811SA36070E17 | Federally-Regulated Consumer Product | Non-Weatherized, Non-Condensin | 1051 | 228 |  | 05/25/2023 | 65904 | 203360474 | 11/09/2023
Carrier Corp. - Indianapolis | Bryant | 810SA60110E24 | Federally-Regulated Consumer Product | Non-Weatherized, Non-Condensin | 2027 | 271 |  | 05/25/2023 | 109826 | 203360432 | 11/09/2023
Carrier Corp. - Indianapolis | Bryant | 915SB42060E17**D | Federally-Regulated Consumer Product | Mobile Home Non-Weatherized, C | 1346 | 254 |  | 05/25/2023 | 60102 | 203360607 | 11/09/2023
Carrier Corp. - Indianapolis | Bryant | 810SA60135E24 | Federally-Regulated Consumer Product | Non-Weatherized, Non-Condensin | 1887 | 265 |  | 05/25/2023 | 131482 | 203360435 | 11/09/2023
Carrier Corp. - Indianapolis | Bryant | 915SB36060E14* | Federally-Regulated Consumer Product | Mobile Home Non-Weatherized, C | 1176 | 247 |  | 05/25/2023 | 59961 | 203924694 | 11/09/2023
Carrier Corp. - Indianapolis | Bryant | 915SB48080E17* | Federally-Regulated Consumer Product | Mobile Home Non-Weatherized, C | 1771 | 273 |  | 05/25/2023 | 80331 | 203360602 | 11/09/2023
Carrier Corp. - Indianapolis | Bryant | 915SB36040E17**D | Federally-Regulated Consumer Product | Mobile Home Non-Weatherized, C | 998 | 239 |  | 05/25/2023 | 40139 | 203360606 | 11/09/2023
Carrier Corp. - Indianapolis | Bryant | 810SA60090E24 | Federally-Regulated Consumer Product | Non-Weatherized, Non-Condensin | 1987 | 269 |  | 05/25/2023 | 88320 | 203360426 | 11/09/2023
Carrier Corp. - Indianapolis | Bryant | 811SA36045E17* | Federally-Regulated Consumer Product | Non-Weatherized, Non-Condensin | 1206 | 235 |  | 05/25/2023 | 44058 | 203360516 | 11/09/2023
Carrier Corp. - Indianapolis | Bryant | 915SB60080E21* | Federally-Regulated Consumer Product | Mobile Home Non-Weatherized, C | 1837 | 276 |  | 05/25/2023 | 79777 | 203360603 | 11/09/2023
Carrier Corp. - Indianapolis | Bryant | 811SA60090E21 | Federally-Regulated Consumer Product | Non-Weatherized, Non-Condensin | 2015 | 271 |  | 05/25/2023 | 88187 | 203360483 | 11/09/2023
Carrier Corp. - Indianapolis | Bryant | 811SA36070E14 | Federally-Regulated Consumer Product | Non-Weatherized, Non-Condensin | 1106 | 231 |  | 05/25/2023 | 65995 | 203360471 | 11/09/2023
Carrier Corp. - Indianapolis | Bryant | 811SA42090E17 | Federally-Regulated Consumer Product | Non-Weatherized, Non-Condensin | 1238 | 236 |  | 05/25/2023 | 88097 | 203360478 | 11/09/2023
Carrier Corp. - Indianapolis | Bryant | 915SB36040E17* | Federally-Regulated Consumer Product | Mobile Home Non-Weatherized, C | 998 | 239 |  | 05/25/2023 | 40139 | 203360600 | 11/09/2023
Carrier Corp. - Indianapolis | Bryant | 811SA36045E14 | Federally-Regulated Consumer Product | Non-Weatherized, Non-Condensin | 1083 | 230 |  | 05/25/2023 | 43761 | 203360466 | 11/09/2023
Carrier Corp. - Indianapolis | Bryant | 915SB60100E21**D | Federally-Regulated Consumer Product | Mobile Home Non-Weatherized, C | 2102 | 287 |  | 05/25/2023 | 99999 | 203360610 | 11/09/2023
Carrier Corp. - Indianapolis | Bryant | 915SB42060E17* | Federally-Regulated Consumer Product | Mobile Home Non-Weatherized, C | 1346 | 254 |  | 05/25/2023 | 60102 | 203360601 | 11/09/2023
Carrier Corp. - Indianapolis | Bryant | 811SA60110E21 | Federally-Regulated Consumer Product | Non-Weatherized, Non-Condensin | 2177 | 278 |  | 05/25/2023 | 110527 | 203360487 | 11/09/2023
Carrier Corp. - Indianapolis | Bryant | 811SA60110E24 | Federally-Regulated Consumer Product | Non-Weatherized, Non-Condensin | 2027 | 271 |  | 05/25/2023 | 109826 | 203360488 | 11/09/2023
Carrier Corp. - Indianapolis | Bryant | 915SB66120E24* | Federally-Regulated Consumer Product | Mobile Home Non-Weatherized, C | 2161 | 290 |  | 05/25/2023 | 119834 | 203360605 | 11/09/2023
Carrier Corp. - Indianapolis | Bryant | 915SB60100E21* | Federally-Regulated Consumer Product | Mobile Home Non-Weatherized, C | 2102 | 287 |  | 05/25/2023 | 99999 | 203360604 | 11/09/2023
Carrier Corp. - Indianapolis | Bryant | 915SB48080E17**D | Federally-Regulated Consumer Product | Mobile Home Non-Weatherized, C | 1771 | 273 |  | 05/25/2023 | 80331 | 203360608 | 11/09/2023
Carrier Corp. - Indianapolis | Bryant | 811SA60090E24 | Federally-Regulated Consumer Product | Non-Weatherized, Non-Condensin | 1987 | 269 |  | 05/25/2023 | 88320 | 203360485 | 11/09/2023
Carrier Corp. - Indianapolis | Bryant | 915SB30040E14* | Federally-Regulated Consumer Product | Mobile Home Non-Weatherized, C | 950 | 237 |  | 05/25/2023 | 40146 | 203924690 | 11/09/2023
Carrier Corp. - Indianapolis | Bryant | 810SA48090E21 | Federally-Regulated Consumer Product | Non-Weatherized, Non-Condensin | 1450 | 246 |  | 05/25/2023 | 87792 | 203360420 | 11/09/2023
Carrier Corp. - Indianapolis | Bryant | 915SB30040E14**D | Federally-Regulated Consumer Product | Mobile Home Non-Weatherized, C | 950 | 237 |  | 05/25/2023 | 40146 | 203924691 | 11/09/2023
Carrier Corp. - Indianapolis | Bryant | 915SB60080E21**D | Federally-Regulated Consumer Product | Mobile Home Non-Weatherized, C | 1837 | 276 |  | 05/25/2023 | 79777 | 203360609 | 11/09/2023
Carrier Corp. - Indianapolis | Bryant | 811SA36045E17 | Federally-Regulated Consumer Product | Non-Weatherized, Non-Condensin | 1206 | 235 |  | 05/25/2023 | 44058 | 203360468 | 11/09/2023
Carrier Corp. - Indianapolis | Bryant | 811SA60110E24* | Federally-Regulated Consumer Product | Non-Weatherized, Non-Condensin | 2027 | 271 |  | 05/25/2023 | 109826 | 203360533 | 11/09/2023
Carrier Corp. - Indianapolis | Bryant | 810SA42090E17 | Federally-Regulated Consumer Product | Non-Weatherized, Non-Condensin | 1238 | 236 |  | 05/25/2023 | 88097 | 203360417 | 11/09/2023
Carrier Corp. - Indianapolis | Bryant | 811SA48070E21* | Federally-Regulated Consumer Product | Non-Weatherized, Non-Condensin | 1565 | 251 |  | 05/25/2023 | 65903 | 203360522 | 11/09/2023
Carrier Corp. - Indianapolis | Bryant | 811SA60090E24* | Federally-Regulated Consumer Product | Non-Weatherized, Non-Condensin | 1987 | 269 |  | 05/25/2023 | 88320 | 203360529 | 11/09/2023
Carrier Corp. - Indianapolis | Bryant | 811SA36070E17* | Federally-Regulated Consumer Product | Non-Weatherized, Non-Condensin | 1051 | 228 |  | 05/25/2023 | 65904 | 203360520 | 11/09/2023
Carrier Corp. - Indianapolis | Bryant | 811SA60090E21* | Federally-Regulated Consumer Product | Non-Weatherized, Non-Condensin | 2015 | 271 |  | 05/25/2023 | 88187 | 203360528 | 11/09/2023
Carrier Corp. - Indianapolis | Bryant | 811SA36070E14* | Federally-Regulated Consumer Product | Non-Weatherized, Non-Condensin | 1106 | 231 |  | 05/25/2023 | 65995 | 203360518 | 11/09/2023
Carrier Corp. - Indianapolis | Bryant | 810SA60090E21 | Federally-Regulated Consumer Product | Non-Weatherized, Non-Condensin | 2015 | 271 |  | 05/25/2023 | 88187 | 203360423 | 11/09/2023
Carrier Corp. - Indianapolis | Bryant | 810SA60110E21 | Federally-Regulated Consumer Product | Non-Weatherized, Non-Condensin | 2177 | 278 |  | 05/25/2023 | 110527 | 203360429 | 11/09/2023
Carrier Corp. - Indianapolis | Bryant | 811SA48090E21* | Federally-Regulated Consumer Product | Non-Weatherized, Non-Condensin | 1450 | 246 |  | 05/25/2023 | 87792 | 203360526 | 11/09/2023
Carrier Corp. - Indianapolis | Bryant | 811SA48090E21 | Federally-Regulated Consumer Product | Non-Weatherized, Non-Condensin | 1450 | 246 |  | 05/25/2023 | 87792 | 203360481 | 11/09/2023
Carrier Corp. - Indianapolis | Bryant | 811SA60110E21* | Federally-Regulated Consumer Product | Non-Weatherized, Non-Condensin | 2177 | 278 |  | 05/25/2023 | 110527 | 203360531 | 11/09/2023
Carrier Corp. - Indianapolis | Bryant | 915SB36060E14**D | Federally-Regulated Consumer Product | Mobile Home Non-Weatherized, C | 1176 | 247 |  | 05/25/2023 | 59961 | 203924695 | 11/09/2023
Carrier Corp. - Indianapolis | Bryant | 915SB66120E24**D | Federally-Regulated Consumer Product | Mobile Home Non-Weatherized, C | 2161 | 290 |  | 05/25/2023 | 119834 | 203360611 | 11/09/2023
Carrier Corp. - Indianapolis | Bryant | 811SA42090E17* | Federally-Regulated Consumer Product | Non-Weatherized, Non-Condensin | 1238 | 236 |  | 05/25/2023 | 88097 | 203360524 | 11/09/2023
Carrier Corp. - Indianapolis | Bryant | 811SA36045E14* | Federally-Regulated Consumer Product | Non-Weatherized, Non-Condensin | 1083 | 230 |  | 05/25/2023 | 43761 | 203360513 | 11/09/2023
Carrier Corp. - Indianapolis | Bryant | 810SA48070E21 | Federally-Regulated Consumer Product | Non-Weatherized, Non-Condensin | 1565 | 251 |  | 05/25/2023 | 65903 | 203360414 | 11/09/2023
Carrier Corp. - Indianapolis | Bryant | 810SA36070E17 | Federally-Regulated Consumer Product | Non-Weatherized, Non-Condensin | 1051 | 228 |  | 05/25/2023 | 65904 | 203360411 | 11/09/2023
Carrier Corp. - Indianapolis | Bryant | 811SA48070E21 | Federally-Regulated Consumer Product | Non-Weatherized, Non-Condensin | 1565 | 251 |  | 05/25/2023 | 65903 | 203360476 | 11/09/2023
Carrier Corp. - Indianapolis | Keeprite | N80ESL0701712A | Federally-Regulated Consumer Product | Non-Weatherized, Non-Condensin | 1051 | 228 |  | 05/25/2023 | 65904 | 203360073 | 11/09/2023
Carrier Corp. - Indianapolis | Keeprite | N92ESN1002120A | Federally-Regulated Consumer Product | Non-Weatherized, Condensing Ga | 1821 | 275 |  | 05/25/2023 | 99460 | 203359848 | 11/09/2023
Carrier Corp. - Indianapolis | Keeprite | G96VTN0801716A*D | Federally-Regulated Consumer Product | Non-Weatherized, Condensing Ga | 1686 | 269 |  | 05/25/2023 | 51540 | 203359277 | 11/09/2023
Carrier Corp. - Indianapolis | Keeprite | N92ESN0801716A* | Federally-Regulated Consumer Product | Mobile Home Non-Weatherized, C | 1390 | 256 |  | 05/25/2023 | 79599 | 203359802 | 11/09/2023
Carrier Corp. - Indianapolis | Keeprite | N80ESL0902420A | Federally-Regulated Consumer Product | Non-Weatherized, Non-Condensin | 1987 | 269 |  | 05/25/2023 | 88320 | 203360078 | 11/09/2023
Carrier Corp. - Indianapolis | Keeprite | N92ESN1002120A* | Federally-Regulated Consumer Product | Mobile Home Non-Weatherized, C | 1821 | 275 |  | 05/25/2023 | 99460 | 203359864 | 11/09/2023
Carrier Corp. - Indianapolis | Keeprite | N80ESN1102420A | Federally-Regulated Consumer Product | Non-Weatherized, Non-Condensin | 2027 | 271 |  | 05/25/2023 | 109826 | 203359815 | 11/09/2023
Carrier Corp. - Indianapolis | Keeprite | N80ESL1102420A | Federally-Regulated Consumer Product | Non-Weatherized, Non-Condensin | 2027 | 271 |  | 05/25/2023 | 109826 | 203360080 | 11/09/2023
Carrier Corp. - Indianapolis | Keeprite | G96VTN0401712A | Federally-Regulated Consumer Product | Non-Weatherized, Condensing Ga | 1075 | 242 | 242 | 05/25/2023 | 25768 | 203359269 | 11/09/2023
Carrier Corp. - Indianapolis | Keeprite | N80ESN1552420A | Federally-Regulated Consumer Product | Non-Weatherized, Non-Condensin | 2000 | 270 |  | 05/25/2023 | 153106 | 203359820 | 11/09/2023
Carrier Corp. - Indianapolis | Keeprite | N92ESN1202420A | Federally-Regulated Consumer Product | Non-Weatherized, Condensing Ga | 1904 | 279 |  | 05/25/2023 | 119302 | 203359882 | 11/09/2023
Carrier Corp. - Indianapolis | Keeprite | G96VTN0801716A | Federally-Regulated Consumer Product | Non-Weatherized, Condensing Ga | 1686 | 269 | 269 | 05/25/2023 | 51540 | 203359271 | 11/09/2023
Carrier Corp. - Indianapolis | Keeprite | G96VTN0601412A*D | Federally-Regulated Consumer Product | Non-Weatherized, Condensing Ga | 1238 | 249 |  | 05/25/2023 | 39205 | 203924862 | 11/09/2023
Carrier Corp. - Indianapolis | Keeprite | N80ESN0902116A | Federally-Regulated Consumer Product | Non-Weatherized, Non-Condensin | 1450 | 246 |  | 05/25/2023 | 87792 | 203359804 | 11/09/2023
Carrier Corp. - Indianapolis | Keeprite | N80ESL1352420A | Federally-Regulated Consumer Product | Non-Weatherized, Non-Condensin | 1887 | 265 | 265 | 05/25/2023 | 131482 | 203360081 | 11/09/2023
Carrier Corp. - Indianapolis | Keeprite | G96VTN0401712A*D | Federally-Regulated Consumer Product | Non-Weatherized, Condensing Ga | 1075 | 242 |  | 05/25/2023 | 25768 | 203359275 | 11/09/2023
Carrier Corp. - Indianapolis | Keeprite | N80ESN1352420A | Federally-Regulated Consumer Product | Non-Weatherized, Non-Condensin | 1887 | 265 |  | 05/25/2023 | 131482 | 203359818 | 11/09/2023
Carrier Corp. - Indianapolis | Keeprite | N92ESN0601714A* | Federally-Regulated Consumer Product | Mobile Home Non-Weatherized, C | 1205 | 248 |  | 05/25/2023 | 60119 | 203359766 | 11/09/2023
Carrier Corp. - Indianapolis | Keeprite | N92ESN0401410A | Federally-Regulated Consumer Product | Non-Weatherized, Condensing Ga | 981 | 238 |  | 05/25/2023 | 40102 | 203359638 | 11/09/2023
Carrier Corp. - Indianapolis | Keeprite | N92ESN1202420A* | Federally-Regulated Consumer Product | Mobile Home Non-Weatherized, C | 1904 | 279 |  | 05/25/2023 | 119302 | 203359900 | 11/09/2023
Carrier Corp. - Indianapolis | Keeprite | N80ESN0902420A | Federally-Regulated Consumer Product | Non-Weatherized, Non-Condensin | 1987 | 269 |  | 05/25/2023 | 88320 | 203359810 | 11/09/2023
Carrier Corp. - Indianapolis | Keeprite | N92ESN0601412A* | Federally-Regulated Consumer Product | Mobile Home Non-Weatherized, C | 945 | 237 | 307 | 05/25/2023 | 59375 | 203359729 | 11/09/2023
Carrier Corp. - Indianapolis | Keeprite | N92ESN0802120A* | Federally-Regulated Consumer Product | Mobile Home Non-Weatherized, C | 1832 | 276 |  | 05/25/2023 | 79860 | 203359832 | 11/09/2023
Carrier Corp. - Indianapolis | Keeprite | N92ESN0801716A | Federally-Regulated Consumer Product | Non-Weatherized, Condensing Ga | 1390 | 256 |  | 05/25/2023 | 79599 | 203359785 | 11/09/2023
Carrier Corp. - Indianapolis | Keeprite | N92ESN0401712A | Federally-Regulated Consumer Product | Non-Weatherized, Condensing Ga | 1024 | 240 |  | 05/25/2023 | 39894 | 203359674 | 11/09/2023
Carrier Corp. - Indianapolis | Keeprite | N80ESN0901714A | Federally-Regulated Consumer Product | Non-Weatherized, Non-Condensin | 1238 | 236 |  | 05/25/2023 | 88097 | 203359801 | 11/09/2023
Carrier Corp. - Indianapolis | Keeprite | N80ESL1552420A | Federally-Regulated Consumer Product | Non-Weatherized, Non-Condensin | 2000 | 270 |  | 05/25/2023 | 153106 | 203360082 | 11/09/2023
Carrier Corp. - Indianapolis | Keeprite | N80ESL0902116A | Federally-Regulated Consumer Product | Non-Weatherized, Non-Condensin | 1450 | 246 |  | 05/25/2023 | 87792 | 203360076 | 11/09/2023
Carrier Corp. - Indianapolis | Keeprite | N92ESN0401410A* | Federally-Regulated Consumer Product | Mobile Home Non-Weatherized, C | 981 | 238 | 310 | 05/25/2023 | 40102 | 203359656 | 11/09/2023
Carrier Corp. - Indianapolis | Keeprite | N92ESN0401712A* | Federally-Regulated Consumer Product | Mobile Home Non-Weatherized, C | 1024 | 240 |  | 05/25/2023 | 39894 | 203359693 | 11/09/2023
Carrier Corp. - Indianapolis | Keeprite | N80ESN0701712A | Federally-Regulated Consumer Product | Non-Weatherized, Non-Condensin | 1051 | 228 |  | 05/25/2023 | 65904 | 203359796 | 11/09/2023
Carrier Corp. - Indianapolis | Keeprite | G96VTN0601714A | Federally-Regulated Consumer Product | Non-Weatherized, Condensing Ga | 1459 | 259 |  | 05/25/2023 | 39051 | 203359270 | 11/09/2023
Carrier Corp. - Indianapolis | Keeprite | G96VTN0601412A | Federally-Regulated Consumer Product | Non-Weatherized, Condensing Ga | 1238 | 249 |  | 05/25/2023 | 39205 | 203924854 | 11/09/2023
Carrier Corp. - Indianapolis | Keeprite | N80ESN0451712A | Federally-Regulated Consumer Product | Non-Weatherized, Non-Condensin | 1206 | 235 |  | 05/25/2023 | 44058 | 203359792 | 11/09/2023
Carrier Corp. - Indianapolis | Keeprite | N80ESL0901714A | Federally-Regulated Consumer Product | Non-Weatherized, Non-Condensin | 1238 | 236 |  | 05/25/2023 | 88097 | 203360075 | 11/09/2023
Carrier Corp. - Indianapolis | Keeprite | G96VTN0601714A*D | Federally-Regulated Consumer Product | Non-Weatherized, Condensing Ga | 1459 | 259 |  | 05/25/2023 | 39051 | 203359276 | 11/09/2023
Carrier Corp. - Indianapolis | Keeprite | N92ESN0601714A | Federally-Regulated Consumer Product | Non-Weatherized, Condensing Ga | 1205 | 248 |  | 05/25/2023 | 60119 | 203359748 | 11/09/2023
Carrier Corp. - Indianapolis | Keeprite | N95ESN1002120A*D | Federally-Regulated Consumer Product | Non-Weatherized, Condensing Ga | 2102 | 287 | 287 | 05/25/2023 | 99999 | 203360814 | 11/09/2023
Carrier Corp. - Indianapolis | Keeprite | N95ESN0401410A* | Federally-Regulated Consumer Product | Mobile Home Non-Weatherized, C | 950 | 237 |  | 05/25/2023 | 40146 | 203924786 | 11/09/2023
Carrier Corp. - Indianapolis | Keeprite | N95ESN0601714A**D | Federally-Regulated Consumer Product | Mobile Home Non-Weatherized, C | 1346 | 254 |  | 05/25/2023 | 60102 | 203360691 | 11/09/2023
Carrier Corp. - Indianapolis | Keeprite | N95ESN1202422A | Federally-Regulated Consumer Product | Non-Weatherized, Condensing Ga | 2161 | 290 |  | 05/25/2023 | 119834 | 203360446 | 11/09/2023
Carrier Corp. - Indianapolis | Keeprite | N80ESL0902116A* | Federally-Regulated Consumer Product | Non-Weatherized, Non-Condensin | 1450 | 246 |  | 05/25/2023 | 87792 | 203360280 | 11/09/2023
Carrier Corp. - Indianapolis | Keeprite | N80ESL0701712A* | Federally-Regulated Consumer Product | Non-Weatherized, Non-Condensin | 1051 | 228 | 228 | 05/25/2023 | 65904 | 203360274 | 11/09/2023
Carrier Corp. - Indianapolis | Keeprite | N80ESL0451712A | Federally-Regulated Consumer Product | Non-Weatherized, Non-Condensin | 1206 | 235 |  | 05/25/2023 | 44058 | 203360071 | 11/09/2023
Carrier Corp. - Indianapolis | Keeprite | N80ESL0901714A* | Federally-Regulated Consumer Product | Non-Weatherized, Non-Condensin | 1238 | 236 |  | 05/25/2023 | 88097 | 203360278 | 11/09/2023
Carrier Corp. - Indianapolis | Keeprite | N95ESN1202422A**D | Federally-Regulated Consumer Product | Mobile Home Non-Weatherized, C | 2161 | 290 |  | 05/25/2023 | 119834 | 203360695 | 11/09/2023
Carrier Corp. - Indianapolis | Keeprite | N95ESN0601412A* | Federally-Regulated Consumer Product | Mobile Home Non-Weatherized, C | 1176 | 247 |  | 05/25/2023 | 59961 | 203924790 | 11/09/2023
Carrier Corp. - Indianapolis | Keeprite | N95ESN0261410A*D | Federally-Regulated Consumer Product | Non-Weatherized, Condensing Ga | 890 | 234 |  | 05/25/2023 | 26050 | 203360449 | 11/09/2023
Carrier Corp. - Indianapolis | Keeprite | N95ESN0601412A**D | Federally-Regulated Consumer Product | Mobile Home Non-Weatherized, C | 1176 | 247 |  | 05/25/2023 | 59961 | 203924791 | 11/09/2023
Carrier Corp. - Indianapolis | Keeprite | N80ESL1102420A* | Federally-Regulated Consumer Product | Non-Weatherized, Non-Condensin | 2027 | 271 |  | 05/25/2023 | 109826 | 203360288 | 11/09/2023
Carrier Corp. - Indianapolis | Keeprite | N95ESN0802120A* | Federally-Regulated Consumer Product | Mobile Home Non-Weatherized, C | 1837 | 276 |  | 05/25/2023 | 79777 | 203360687 | 11/09/2023
Carrier Corp. - Indianapolis | Keeprite | N95ESN0401712A* | Federally-Regulated Consumer Product | Mobile Home Non-Weatherized, C | 998 | 239 |  | 05/25/2023 | 40139 | 203360684 | 11/09/2023
Carrier Corp. - Indianapolis | Keeprite | N95ESN0801716A* | Federally-Regulated Consumer Product | Mobile Home Non-Weatherized, C | 1771 | 273 |  | 05/25/2023 | 80331 | 203360686 | 11/09/2023
Carrier Corp. - Indianapolis | Keeprite | N80ESL0451712A* | Federally-Regulated Consumer Product | Non-Weatherized, Non-Condensin | 1206 | 235 |  | 05/25/2023 | 44058 | 203360270 | 11/09/2023
Carrier Corp. - Indianapolis | Keeprite | N95ESN0801716A**D | Federally-Regulated Consumer Product | Mobile Home Non-Weatherized, C | 1771 | 273 | 366 | 05/25/2023 | 80331 | 203360692 | 11/09/2023
Carrier Corp. - Indianapolis | Keeprite | N95ESN1002120A**D | Federally-Regulated Consumer Product | Mobile Home Non-Weatherized, C | 2102 | 287 |  | 05/25/2023 | 99999 | 203360694 | 11/09/2023
Carrier Corp. - Indianapolis | Keeprite | N95ESN1402422A | Federally-Regulated Consumer Product | Non-Weatherized, Condensing Ga | 2328 | 297 |  | 05/25/2023 | 139741 | 203360448 | 11/09/2023
Carrier Corp. - Indianapolis | Keeprite | N80ESL0902420A* | Federally-Regulated Consumer Product | Non-Weatherized, Non-Condensin | 1987 | 269 |  | 05/25/2023 | 88320 | 203360284 | 11/09/2023
Carrier Corp. - Indianapolis | Keeprite | N80ESL1352420A* | Federally-Regulated Consumer Product | Non-Weatherized, Non-Condensin | 1887 | 265 |  | 05/25/2023 | 131482 | 203360290 | 11/09/2023
Carrier Corp. - Indianapolis | Keeprite | N95ESN1202422A* | Federally-Regulated Consumer Product | Mobile Home Non-Weatherized, C | 2161 | 290 |  | 05/25/2023 | 119834 | 203360689 | 11/09/2023
Carrier Corp. - Indianapolis | Keeprite | N95ESN0601714A* | Federally-Regulated Consumer Product | Mobile Home Non-Weatherized, C | 1346 | 254 | 336 | 05/25/2023 | 60102 | 203360685 | 11/09/2023
Carrier Corp. - Indianapolis | Keeprite | N95ESN0401712A**D | Federally-Regulated Consumer Product | Mobile Home Non-Weatherized, C | 998 | 239 | 311 | 05/25/2023 | 40139 | 203360690 | 11/09/2023
Carrier Corp. - Indianapolis | Keeprite | N95ESN0401410A**D | Federally-Regulated Consumer Product | Mobile Home Non-Weatherized, C | 950 | 237 |  | 05/25/2023 | 40146 | 203924787 | 11/09/2023
Carrier Corp. - Indianapolis | Keeprite | N95ESN0261410A | Federally-Regulated Consumer Product | Non-Weatherized, Condensing Ga | 890 | 234 |  | 05/25/2023 | 26050 | 203360436 | 11/09/2023
Carrier Corp. - Indianapolis | Keeprite | N95ESN1202422A*D | Federally-Regulated Consumer Product | Non-Weatherized, Condensing Ga | 2161 | 290 |  | 05/25/2023 | 119834 | 203360458 | 11/09/2023
Carrier Corp. - Indianapolis | Keeprite | N80ESL1552420A* | Federally-Regulated Consumer Product | Non-Weatherized, Non-Condensin | 2000 | 270 |  | 05/25/2023 | 153106 | 203360292 | 11/09/2023
Carrier Corp. - Indianapolis | Keeprite | N95ESN1002120A* | Federally-Regulated Consumer Product | Mobile Home Non-Weatherized, C | 2102 | 287 |  | 05/25/2023 | 99999 | 203360688 | 11/09/2023
Carrier Corp. - Indianapolis | Keeprite | N95ESN1402422A*D | Federally-Regulated Consumer Product | Non-Weatherized, Condensing Ga | 2328 | 297 |  | 05/25/2023 | 139741 | 203360459 | 11/09/2023
Carrier Corp. - Indianapolis | Keeprite | N95ESN1002120A | Federally-Regulated Consumer Product | Non-Weatherized, Condensing Ga | 2102 | 287 |  | 05/25/2023 | 99999 | 203360444 | 11/09/2023
Carrier Corp. - Indianapolis | Keeprite | N95ESN0802120A**D | Federally-Regulated Consumer Product | Mobile Home Non-Weatherized, C | 1837 | 276 |  | 05/25/2023 | 79777 | 203360693 | 11/09/2023
Carrier Corp. - Indianapolis | Kenmore | G96VTN0601412A*D | Federally-Regulated Consumer Product | Non-Weatherized, Condensing Ga | 1238 | 249 |  | 05/25/2023 | 39205 | 203924859 | 11/09/2023
Carrier Corp. - Indianapolis | Kenmore | G96VTN0601412A | Federally-Regulated Consumer Product | Non-Weatherized, Condensing Ga | 1238 | 249 |  | 05/25/2023 | 39205 | 203924857 | 11/09/2023
Carrier Corp. - Indianapolis | Kenmore | N95ESN1002122A | Federally-Regulated Consumer Product | Non-Weatherized, Condensing Ga | 2017 | 283 |  | 05/25/2023 | 99705 | 205169256 | 11/09/2023
Carrier Corp. - Indianapolis | Kenmore | F80VTL0451412A* | Federally-Regulated Consumer Product | Non-Weatherized, Non-Condensin | 1205 | 235 |  | 05/25/2023 | 28909 | 207207185 | 11/09/2023
Carrier Corp. - Indianapolis | Kenmore | G80VTL0451412A | Federally-Regulated Consumer Product | Non-Weatherized, Non-Condensin | 1205 | 235 |  | 05/25/2023 | 28909 | 207207256 | 11/09/2023
Carrier Corp. - Indianapolis | Kenmore | N95ESU1002122A | Federally-Regulated Consumer Product | Non-Weatherized, Condensing Ga | 2019 | 283 |  | 05/25/2023 | 99431 | 205169271 | 11/09/2023
Carrier Corp. - Indianapolis | Kenmore | N95ESN1002122A* | Federally-Regulated Consumer Product | Mobile Home Non-Weatherized, C | 2017 | 283 |  | 05/25/2023 | 99705 | 205169246 | 11/09/2023
Carrier Corp. - Indianapolis | Kenmore | F96VTN0601412A*D | Federally-Regulated Consumer Product | Non-Weatherized, Condensing Ga | 1238 | 249 |  | 05/25/2023 | 39205 | 203924828 | 11/09/2023
Carrier Corp. - Indianapolis | Kenmore | F80VTL0451412A | Federally-Regulated Consumer Product | Non-Weatherized, Non-Condensin | 1205 | 235 |  | 05/25/2023 | 28909 | 207207184 | 11/09/2023
Carrier Corp. - Indianapolis | Kenmore | N95ESN1002122A*D | Federally-Regulated Consumer Product | Non-Weatherized, Condensing Ga | 2017 | 283 |  | 05/25/2023 | 99705 | 205169224 | 11/09/2023
Carrier Corp. - Indianapolis | Kenmore | F80VTL0902120A* | Federally-Regulated Consumer Product | Non-Weatherized, Non-Condensin | 2025 | 271 |  | 05/25/2023 | 57947 | 207207189 | 11/09/2023
Carrier Corp. - Indianapolis | Kenmore | G80VTL0902120A* | Federally-Regulated Consumer Product | Non-Weatherized, Non-Condensin | 2025 | 271 |  | 05/25/2023 | 57947 | 207207261 | 11/09/2023
Carrier Corp. - Indianapolis | Kenmore | G80VTL0451412A* | Federally-Regulated Consumer Product | Non-Weatherized, Non-Condensin | 1205 | 235 |  | 05/25/2023 | 28909 | 207207257 | 11/09/2023
Carrier Corp. - Indianapolis | Kenmore | N92ESN1002122A | Federally-Regulated Consumer Product | Non-Weatherized, Condensing Ga | 1993 | 282 |  | 05/25/2023 | 99627 | 205001048 | 11/09/2023
Carrier Corp. - Indianapolis | Kenmore | F80VTL1102122A* | Federally-Regulated Consumer Product | Non-Weatherized, Non-Condensin | 2435 | 289 |  | 05/25/2023 | 72702 | 207207191 | 11/09/2023
Carrier Corp. - Indianapolis | Kenmore | G80VTL1102122A* | Federally-Regulated Consumer Product | Non-Weatherized, Non-Condensin | 2435 | 289 |  | 05/25/2023 | 72702 | 207207263 | 11/09/2023
Carrier Corp. - Indianapolis | Kenmore | G80VTL0701716A | Federally-Regulated Consumer Product | Non-Weatherized, Non-Condensin | 1813 | 262 |  | 05/25/2023 | 43434 | 207207258 | 11/09/2023
Carrier Corp. - Indianapolis | Kenmore | F80VTL0701716A | Federally-Regulated Consumer Product | Non-Weatherized, Non-Condensin | 1813 | 262 |  | 05/25/2023 | 43434 | 207207186 | 11/09/2023
Carrier Corp. - Indianapolis | Kenmore | F80VTL0701716A* | Federally-Regulated Consumer Product | Non-Weatherized, Non-Condensin | 1813 | 262 |  | 05/25/2023 | 43434 | 207207187 | 11/09/2023
Carrier Corp. - Indianapolis | Kenmore | N95ESN1002122A**D | Federally-Regulated Consumer Product | Mobile Home Non-Weatherized, C | 2017 | 283 |  | 05/25/2023 | 99705 | 205169233 | 11/09/2023
Carrier Corp. - Indianapolis | Kenmore | F80VTL0902120A | Federally-Regulated Consumer Product | Non-Weatherized, Non-Condensin | 2025 | 271 |  | 05/25/2023 | 57947 | 207207188 | 11/09/2023
Carrier Corp. - Indianapolis | Kenmore | G80VTL1102122A | Federally-Regulated Consumer Product | Non-Weatherized, Non-Condensin | 2435 | 289 |  | 05/25/2023 | 72702 | 207207262 | 11/09/2023
Carrier Corp. - Indianapolis | Kenmore | F80VTL1102122A | Federally-Regulated Consumer Product | Non-Weatherized, Non-Condensin | 2435 | 289 |  | 05/25/2023 | 72702 | 207207190 | 11/09/2023
Carrier Corp. - Indianapolis | Kenmore | G96VTN1002122A | Federally-Regulated Consumer Product | Non-Weatherized, Condensing Ga | 2219 | 292 |  | 05/25/2023 | 64715 | 205169295 | 11/09/2023
Carrier Corp. - Indianapolis | Kenmore | F96VTN0601412A | Federally-Regulated Consumer Product | Non-Weatherized, Condensing Ga | 1238 | 249 |  | 05/25/2023 | 39205 | 203924826 | 11/09/2023
Carrier Corp. - Indianapolis | Kenmore | G96VTN1002122A*D | Federally-Regulated Consumer Product | Non-Weatherized, Condensing Ga | 2219 | 292 |  | 05/25/2023 | 64715 | 205169296 | 11/09/2023
Carrier Corp. - Indianapolis | Kenmore | F96VTN1002122A | Federally-Regulated Consumer Product | Non-Weatherized, Condensing Ga | 2219 | 292 |  | 05/25/2023 | 64715 | 205169279 | 11/09/2023
Carrier Corp. - Indianapolis | Kenmore | G80VTL0902120A | Federally-Regulated Consumer Product | Non-Weatherized, Non-Condensin | 2025 | 271 |  | 05/25/2023 | 57947 | 207207260 | 11/09/2023
Carrier Corp. - Indianapolis | Kenmore | F96VTN1002122A*D | Federally-Regulated Consumer Product | Non-Weatherized, Condensing Ga | 2219 | 292 |  | 05/25/2023 | 64715 | 205169280 | 11/09/2023
Carrier Corp. - Indianapolis | Kenmore | G80VTL0701716A* | Federally-Regulated Consumer Product | Non-Weatherized, Non-Condensin | 1813 | 262 |  | 05/25/2023 | 43434 | 207207259 | 11/09/2023
Carrier Corp. - Indianapolis | Kenmore | N92ESN0801716A* | Federally-Regulated Consumer Product | Mobile Home Non-Weatherized, C | 1390 | 256 |  | 05/25/2023 | 79599 | 203359803 | 11/09/2023
Carrier Corp. - Indianapolis | Kenmore | N92ESN1002122A* | Federally-Regulated Consumer Product | Mobile Home Non-Weatherized, C | 1993 | 282 |  | 05/25/2023 | 99627 | 205001057 | 11/09/2023
Carrier Corp. - Indianapolis | Kenmore | G96VTN0401712A*D | Federally-Regulated Consumer Product | Non-Weatherized, Condensing Ga | 1075 | 242 |  | 05/25/2023 | 25768 | 203359287 | 11/09/2023
Carrier Corp. - Indianapolis | Kenmore | F96VTN0801716A*D | Federally-Regulated Consumer Product | Non-Weatherized, Condensing Ga | 1686 | 269 |  | 05/25/2023 | 51540 | 203359193 | 11/09/2023
Carrier Corp. - Indianapolis | Kenmore | N80ESL1352420A | Federally-Regulated Consumer Product | Non-Weatherized, Non-Condensin | 1887 | 265 |  | 05/25/2023 | 131482 | 203360094 | 11/09/2023
Carrier Corp. - Indianapolis | Kenmore | N80ESN1352420A | Federally-Regulated Consumer Product | Non-Weatherized, Non-Condensin | 1887 | 265 |  | 05/25/2023 | 131482 | 203359846 | 11/09/2023
Carrier Corp. - Indianapolis | Kenmore | N95ESN0802120A**D | Federally-Regulated Consumer Product | Mobile Home Non-Weatherized, C | 1837 | 276 |  | 05/25/2023 | 79777 | 203360705 | 11/09/2023
Carrier Corp. - Indianapolis | Kenmore | N80ESL0701412A | Federally-Regulated Consumer Product | Non-Weatherized, Non-Condensin | 1106 | 231 |  | 05/25/2023 | 65995 | 203360085 | 11/09/2023
Carrier Corp. - Indianapolis | Kenmore | N95ESN1202422A | Federally-Regulated Consumer Product | Non-Weatherized, Condensing Ga | 2161 | 290 |  | 05/25/2023 | 119834 | 203360470 | 11/09/2023
Carrier Corp. - Indianapolis | Kenmore | N95ESN1202422A**D | Federally-Regulated Consumer Product | Mobile Home Non-Weatherized, C | 2161 | 290 |  | 05/25/2023 | 119834 | 203360707 | 11/09/2023
Carrier Corp. - Indianapolis | Kenmore | N80ESL0451712A | Federally-Regulated Consumer Product | Non-Weatherized, Non-Condensin | 1206 | 235 |  | 05/25/2023 | 44058 | 203360084 | 11/09/2023
Carrier Corp. - Indianapolis | Kenmore | N95ESN1402422A | Federally-Regulated Consumer Product | Non-Weatherized, Condensing Ga | 2328 | 297 |  | 05/25/2023 | 139741 | 203360472 | 11/09/2023
Carrier Corp. - Indianapolis | Kenmore | N92ESN1002120A* | Federally-Regulated Consumer Product | Mobile Home Non-Weatherized, C | 1821 | 275 |  | 05/25/2023 | 99460 | 203359866 | 11/09/2023
Carrier Corp. - Indianapolis | Kenmore | N95ESN0601714A**D | Federally-Regulated Consumer Product | Mobile Home Non-Weatherized, C | 1346 | 254 |  | 05/25/2023 | 60102 | 203360703 | 11/09/2023
Carrier Corp. - Indianapolis | Kenmore | N80ESL1352420A* | Federally-Regulated Consumer Product | Non-Weatherized, Non-Condensin | 1887 | 265 |  | 05/25/2023 | 131482 | 203360315 | 11/09/2023
Carrier Corp. - Indianapolis | Kenmore | N80ESL0902420A | Federally-Regulated Consumer Product | Non-Weatherized, Non-Condensin | 1987 | 269 |  | 05/25/2023 | 88320 | 203360091 | 11/09/2023
Carrier Corp. - Indianapolis | Kenmore | N92ESN1002120A | Federally-Regulated Consumer Product | Non-Weatherized, Condensing Ga | 1821 | 275 |  | 05/25/2023 | 99460 | 203359850 | 11/09/2023
Carrier Corp. - Indianapolis | Kenmore | N95ESN1002120A**D | Federally-Regulated Consumer Product | Mobile Home Non-Weatherized, C | 2102 | 287 |  | 05/25/2023 | 99999 | 203360706 | 11/09/2023
Carrier Corp. - Indianapolis | Kenmore | N80ESL1102120A* | Federally-Regulated Consumer Product | Non-Weatherized, Non-Condensin | 2177 | 278 |  | 05/25/2023 | 110527 | 203360311 | 11/09/2023
Carrier Corp. - Indianapolis | Kenmore | N80ESL0451712A* | Federally-Regulated Consumer Product | Non-Weatherized, Non-Condensin | 1206 | 235 |  | 05/25/2023 | 44058 | 203360296 | 11/09/2023
Carrier Corp. - Indianapolis | Kenmore | N92ESN0401410A* | Federally-Regulated Consumer Product | Mobile Home Non-Weatherized, C | 981 | 238 |  | 05/25/2023 | 40102 | 203359658 | 11/09/2023
Carrier Corp. - Indianapolis | Kenmore | N92ESN0401712A | Federally-Regulated Consumer Product | Non-Weatherized, Condensing Ga | 1024 | 240 |  | 05/25/2023 | 39894 | 203359677 | 11/09/2023
Carrier Corp. - Indianapolis | Kenmore | N95ESN1002120A | Federally-Regulated Consumer Product | Non-Weatherized, Condensing Ga | 2102 | 287 |  | 05/25/2023 | 99999 | 203360469 | 11/09/2023
Carrier Corp. - Indianapolis | Kenmore | N80ESN1102420A | Federally-Regulated Consumer Product | Non-Weatherized, Non-Condensin | 2027 | 271 |  | 05/25/2023 | 109826 | 203359843 | 11/09/2023
Carrier Corp. - Indianapolis | Kenmore | N92ESN1202420A* | Federally-Regulated Consumer Product | Mobile Home Non-Weatherized, C | 1904 | 279 |  | 05/25/2023 | 119302 | 203359902 | 11/09/2023
Carrier Corp. - Indianapolis | Kenmore | F96VTN0601714A*D | Federally-Regulated Consumer Product | Non-Weatherized, Condensing Ga | 1459 | 259 |  | 05/25/2023 | 39051 | 203359192 | 11/09/2023
Carrier Corp. - Indianapolis | Kenmore | N92ESN1202420A | Federally-Regulated Consumer Product | Non-Weatherized, Condensing Ga | 1904 | 279 |  | 05/25/2023 | 119302 | 203359884 | 11/09/2023
Carrier Corp. - Indianapolis | Kenmore | N95ESN1202422A*D | Federally-Regulated Consumer Product | Non-Weatherized, Condensing Ga | 2161 | 290 |  | 05/25/2023 | 119834 | 203360482 | 11/09/2023
Carrier Corp. - Indianapolis | Kenmore | N80ESN1552420A | Federally-Regulated Consumer Product | Non-Weatherized, Non-Condensin | 2000 | 270 |  | 05/25/2023 | 153106 | 203359849 | 11/09/2023
Carrier Corp. - Indianapolis | Kenmore | N80ESL1552420A* | Federally-Regulated Consumer Product | Non-Weatherized, Non-Condensin | 2000 | 270 |  | 05/25/2023 | 153106 | 203360317 | 11/09/2023
Carrier Corp. - Indianapolis | Kenmore | N80ESN0701712A | Federally-Regulated Consumer Product | Non-Weatherized, Non-Condensin | 1051 | 228 |  | 05/25/2023 | 65904 | 203359829 | 11/09/2023
Carrier Corp. - Indianapolis | Kenmore | G96VTN0801716A | Federally-Regulated Consumer Product | Non-Weatherized, Condensing Ga | 1686 | 269 |  | 05/25/2023 | 51540 | 203359283 | 11/09/2023
Carrier Corp. - Indianapolis | Kenmore | N80ESL0901714A* | Federally-Regulated Consumer Product | Non-Weatherized, Non-Condensin | 1238 | 236 |  | 05/25/2023 | 88097 | 203360303 | 11/09/2023
Carrier Corp. - Indianapolis | Kenmore | N95ESN0801716A**D | Federally-Regulated Consumer Product | Mobile Home Non-Weatherized, C | 1771 | 273 |  | 05/25/2023 | 80331 | 203360704 | 11/09/2023
Carrier Corp. - Indianapolis | Kenmore | F96VTN0401712A*D | Federally-Regulated Consumer Product | Non-Weatherized, Condensing Ga | 1075 | 242 |  | 05/25/2023 | 25768 | 203359191 | 11/09/2023
Carrier Corp. - Indianapolis | Kenmore | N92ESN0601412A* | Federally-Regulated Consumer Product | Mobile Home Non-Weatherized, C | 945 | 237 |  | 05/25/2023 | 59375 | 203359731 | 11/09/2023
Carrier Corp. - Indianapolis | Kenmore | G96VTN0401712A | Federally-Regulated Consumer Product | Non-Weatherized, Condensing Ga | 1075 | 242 |  | 05/25/2023 | 25768 | 203359281 | 11/09/2023
Carrier Corp. - Indianapolis | Kenmore | N80ESN0901714A | Federally-Regulated Consumer Product | Non-Weatherized, Non-Condensin | 1238 | 236 |  | 05/25/2023 | 88097 | 203359833 | 11/09/2023
Carrier Corp. - Indianapolis | Kenmore | N80ESL1102420A | Federally-Regulated Consumer Product | Non-Weatherized, Non-Condensin | 2027 | 271 |  | 05/25/2023 | 109826 | 203360093 | 11/09/2023
Carrier Corp. - Indianapolis | Kenmore | N95ESN1402422A*D | Federally-Regulated Consumer Product | Non-Weatherized, Condensing Ga | 2328 | 297 |  | 05/25/2023 | 139741 | 203360484 | 11/09/2023
Carrier Corp. - Indianapolis | Kenmore | N95ESN0261410A | Federally-Regulated Consumer Product | Non-Weatherized, Condensing Ga | 890 | 234 |  | 05/25/2023 | 26050 | 203360461 | 11/09/2023
Carrier Corp. - Indianapolis | Kenmore | N92ESN0601714A | Federally-Regulated Consumer Product | Non-Weatherized, Condensing Ga | 1205 | 248 |  | 05/25/2023 | 60119 | 203359750 | 11/09/2023
Carrier Corp. - Indianapolis | Kenmore | N80ESN0451712A | Federally-Regulated Consumer Product | Non-Weatherized, Non-Condensin | 1206 | 235 |  | 05/25/2023 | 44058 | 203359825 | 11/09/2023
Carrier Corp. - Indianapolis | Kenmore | N92ESN0401712A* | Federally-Regulated Consumer Product | Mobile Home Non-Weatherized, C | 1024 | 240 |  | 05/25/2023 | 39894 | 203359695 | 11/09/2023
Carrier Corp. - Indianapolis | Kenmore | F96VTN0601714A | Federally-Regulated Consumer Product | Non-Weatherized, Condensing Ga | 1459 | 259 |  | 05/25/2023 | 39051 | 203359186 | 11/09/2023
Carrier Corp. - Indianapolis | Kenmore | N92ESN0401410A | Federally-Regulated Consumer Product | Non-Weatherized, Condensing Ga | 981 | 238 |  | 05/25/2023 | 40102 | 203359640 | 11/09/2023
Carrier Corp. - Indianapolis | Kenmore | N80ESN0902420A | Federally-Regulated Consumer Product | Non-Weatherized, Non-Condensin | 1987 | 269 |  | 05/25/2023 | 88320 | 203359839 | 11/09/2023
Carrier Corp. - Indianapolis | Kenmore | G96VTN0601714A*D | Federally-Regulated Consumer Product | Non-Weatherized, Condensing Ga | 1459 | 259 |  | 05/25/2023 | 39051 | 203359288 | 11/09/2023
Carrier Corp. - Indianapolis | Kenmore | N80ESL0451412A | Federally-Regulated Consumer Product | Non-Weatherized, Non-Condensin | 1083 | 230 |  | 05/25/2023 | 43761 | 203360083 | 11/09/2023
Carrier Corp. - Indianapolis | Kenmore | N80ESL0902116A | Federally-Regulated Consumer Product | Non-Weatherized, Non-Condensin | 1450 | 246 |  | 05/25/2023 | 87792 | 203360089 | 11/09/2023
Carrier Corp. - Indianapolis | Kenmore | N80ESL1552420A | Federally-Regulated Consumer Product | Non-Weatherized, Non-Condensin | 2000 | 270 |  | 05/25/2023 | 153106 | 203360095 | 11/09/2023
Carrier Corp. - Indianapolis | Kenmore | N95ESN0261410A*D | Federally-Regulated Consumer Product | Non-Weatherized, Condensing Ga | 890 | 234 |  | 05/25/2023 | 26050 | 203360473 | 11/09/2023
Carrier Corp. - Indianapolis | Kenmore | N92ESN0802120A* | Federally-Regulated Consumer Product | Mobile Home Non-Weatherized, C | 1832 | 276 |  | 05/25/2023 | 79860 | 203359834 | 11/09/2023
Carrier Corp. - Indianapolis | Kenmore | F96VTN0801716A | Federally-Regulated Consumer Product | Non-Weatherized, Condensing Ga | 1686 | 269 |  | 05/25/2023 | 51540 | 203359187 | 11/09/2023
Carrier Corp. - Indianapolis | Kenmore | N92ESN0801716A | Federally-Regulated Consumer Product | Non-Weatherized, Condensing Ga | 1390 | 256 |  | 05/25/2023 | 79599 | 203359787 | 11/09/2023
Carrier Corp. - Indianapolis | Kenmore | N80ESN0902116A | Federally-Regulated Consumer Product | Non-Weatherized, Non-Condensin | 1450 | 246 |  | 05/25/2023 | 87792 | 203359835 | 11/09/2023
Carrier Corp. - Indianapolis | Kenmore | N80ESL0902116A* | Federally-Regulated Consumer Product | Non-Weatherized, Non-Condensin | 1450 | 246 |  | 05/25/2023 | 87792 | 203360305 | 11/09/2023
Carrier Corp. - Indianapolis | Kenmore | G96VTN0801716A*D | Federally-Regulated Consumer Product | Non-Weatherized, Condensing Ga | 1686 | 269 |  | 05/25/2023 | 51540 | 203359289 | 11/09/2023
Carrier Corp. - Indianapolis | Kenmore | N80ESL0701712A* | Federally-Regulated Consumer Product | Non-Weatherized, Non-Condensin | 1051 | 228 |  | 05/25/2023 | 65904 | 203360299 | 11/09/2023
Carrier Corp. - Indianapolis | Kenmore | N80ESL1102420A* | Federally-Regulated Consumer Product | Non-Weatherized, Non-Condensin | 2027 | 271 |  | 05/25/2023 | 109826 | 203360313 | 11/09/2023
Carrier Corp. - Indianapolis | Kenmore | G96VTN0601714A | Federally-Regulated Consumer Product | Non-Weatherized, Condensing Ga | 1459 | 259 |  | 05/25/2023 | 39051 | 203359282 | 11/09/2023
Carrier Corp. - Indianapolis | Kenmore | N80ESL0701712A | Federally-Regulated Consumer Product | Non-Weatherized, Non-Condensin | 1051 | 228 |  | 05/25/2023 | 65904 | 203360086 | 11/09/2023
Carrier Corp. - Indianapolis | Kenmore | N80ESL0902420A* | Federally-Regulated Consumer Product | Non-Weatherized, Non-Condensin | 1987 | 269 |  | 05/25/2023 | 88320 | 203360309 | 11/09/2023
Carrier Corp. - Indianapolis | Kenmore | F96VTN0401712A | Federally-Regulated Consumer Product | Non-Weatherized, Condensing Ga | 1075 | 242 |  | 05/25/2023 | 25768 | 203359185 | 11/09/2023
Carrier Corp. - Indianapolis | Kenmore | N92ESN0601714A* | Federally-Regulated Consumer Product | Mobile Home Non-Weatherized, C | 1205 | 248 |  | 05/25/2023 | 60119 | 203359769 | 11/09/2023
Carrier Corp. - Indianapolis | Kenmore | N80ESL0901714A | Federally-Regulated Consumer Product | Non-Weatherized, Non-Condensin | 1238 | 236 |  | 05/25/2023 | 88097 | 203360088 | 11/09/2023
Carrier Corp. - Indianapolis | Kenmore | G96VTN0401712A*D | Federally-Regulated Consumer Product | Non-Weatherized, Condensing Ga | 1075 | 242 |  | 05/25/2023 | 25768 | 203359287 | 11/09/2023
Carrier Corp. - Indianapolis | Kenmore | F96VTN0801716A*D | Federally-Regulated Consumer Product | Non-Weatherized, Condensing Ga | 1686 | 269 |  | 05/25/2023 | 51540 | 203359193 | 11/09/2023
Carrier Corp. - Indianapolis | Kenmore | N80ESL1352420A | Federally-Regulated Consumer Product | Non-Weatherized, Non-Condensin | 1887 | 265 |  | 05/25/2023 | 131482 | 203360094 | 11/09/2023
Carrier Corp. - Indianapolis | Kenmore | N80ESN1352420A | Federally-Regulated Consumer Product | Non-Weatherized, Non-Condensin | 1887 | 265 |  | 05/25/2023 | 131482 | 203359846 | 11/09/2023
Carrier Corp. - Indianapolis | Kenmore | N95ESN0802120A**D | Federally-Regulated Consumer Product | Mobile Home Non-Weatherized, C | 1837 | 276 |  | 05/25/2023 | 79777 | 203360705 | 11/09/2023
Carrier Corp. - Indianapolis | Kenmore | N80ESL0701412A | Federally-Regulated Consumer Product | Non-Weatherized, Non-Condensin | 1106 | 231 |  | 05/25/2023 | 65995 | 203360085 | 11/09/2023
Carrier Corp. - Indianapolis | Kenmore | N95ESN1202422A | Federally-Regulated Consumer Product | Non-Weatherized, Condensing Ga | 2161 | 290 |  | 05/25/2023 | 119834 | 203360470 | 11/09/2023
Carrier Corp. - Indianapolis | Kenmore | N95ESN1202422A**D | Federally-Regulated Consumer Product | Mobile Home Non-Weatherized, C | 2161 | 290 |  | 05/25/2023 | 119834 | 203360707 | 11/09/2023
Carrier Corp. - Indianapolis | Kenmore | N80ESL0451712A | Federally-Regulated Consumer Product | Non-Weatherized, Non-Condensin | 1206 | 235 |  | 05/25/2023 | 44058 | 203360084 | 11/09/2023
Carrier Corp. - Indianapolis | Kenmore | N95ESN1402422A | Federally-Regulated Consumer Product | Non-Weatherized, Condensing Ga | 2328 | 297 |  | 05/25/2023 | 139741 | 203360472 | 11/09/2023
Carrier Corp. - Indianapolis | Kenmore | N92ESN1002120A* | Federally-Regulated Consumer Product | Mobile Home Non-Weatherized, C | 1821 | 275 |  | 05/25/2023 | 99460 | 203359866 | 11/09/2023
Carrier Corp. - Indianapolis | Kenmore | N95ESN0601714A**D | Federally-Regulated Consumer Product | Mobile Home Non-Weatherized, C | 1346 | 254 |  | 05/25/2023 | 60102 | 203360703 | 11/09/2023
Carrier Corp. - Indianapolis | Kenmore | N80ESL1352420A* | Federally-Regulated Consumer Product | Non-Weatherized, Non-Condensin | 1887 | 265 |  | 05/25/2023 | 131482 | 203360315 | 11/09/2023
Carrier Corp. - Indianapolis | Kenmore | N80ESL0902420A | Federally-Regulated Consumer Product | Non-Weatherized, Non-Condensin | 1987 | 269 |  | 05/25/2023 | 88320 | 203360091 | 11/09/2023
Carrier Corp. - Indianapolis | Kenmore | N92ESN1002120A | Federally-Regulated Consumer Product | Non-Weatherized, Condensing Ga | 1821 | 275 |  | 05/25/2023 | 99460 | 203359850 | 11/09/2023
Carrier Corp. - Indianapolis | Kenmore | N95ESN1002120A**D | Federally-Regulated Consumer Product | Mobile Home Non-Weatherized, C | 2102 | 287 |  | 05/25/2023 | 99999 | 203360706 | 11/09/2023
Carrier Corp. - Indianapolis | Kenmore | N80ESL1102120A* | Federally-Regulated Consumer Product | Non-Weatherized, Non-Condensin | 2177 | 278 |  | 05/25/2023 | 110527 | 203360311 | 11/09/2023
Carrier Corp. - Indianapolis | Kenmore | N80ESL0451712A* | Federally-Regulated Consumer Product | Non-Weatherized, Non-Condensin | 1206 | 235 |  | 05/25/2023 | 44058 | 203360296 | 11/09/2023
Carrier Corp. - Indianapolis | Kenmore | N92ESN0401410A* | Federally-Regulated Consumer Product | Mobile Home Non-Weatherized, C | 981 | 238 |  | 05/25/2023 | 40102 | 203359658 | 11/09/2023
Carrier Corp. - Indianapolis | Kenmore | N92ESN0401712A | Federally-Regulated Consumer Product | Non-Weatherized, Condensing Ga | 1024 | 240 |  | 05/25/2023 | 39894 | 203359677 | 11/09/2023
Carrier Corp. - Indianapolis | Kenmore | N95ESN1002120A | Federally-Regulated Consumer Product | Non-Weatherized, Condensing Ga | 2102 | 287 |  | 05/25/2023 | 99999 | 203360469 | 11/09/2023
Carrier Corp. - Indianapolis | Kenmore | N80ESN1102420A | Federally-Regulated Consumer Product | Non-Weatherized, Non-Condensin | 2027 | 271 |  | 05/25/2023 | 109826 | 203359843 | 11/09/2023
Carrier Corp. - Indianapolis | Kenmore | N92ESN1202420A* | Federally-Regulated Consumer Product | Mobile Home Non-Weatherized, C | 1904 | 279 |  | 05/25/2023 | 119302 | 203359902 | 11/09/2023
Carrier Corp. - Indianapolis | Kenmore | F96VTN0601714A*D | Federally-Regulated Consumer Product | Non-Weatherized, Condensing Ga | 1459 | 259 |  | 05/25/2023 | 39051 | 203359192 | 11/09/2023
Carrier Corp. - Indianapolis | Kenmore | N92ESN1202420A | Federally-Regulated Consumer Product | Non-Weatherized, Condensing Ga | 1904 | 279 |  | 05/25/2023 | 119302 | 203359884 | 11/09/2023
Carrier Corp. - Indianapolis | Kenmore | N95ESN1202422A*D | Federally-Regulated Consumer Product | Non-Weatherized, Condensing Ga | 2161 | 290 |  | 05/25/2023 | 119834 | 203360482 | 11/09/2023
Carrier Corp. - Indianapolis | Kenmore | N80ESN1552420A | Federally-Regulated Consumer Product | Non-Weatherized, Non-Condensin | 2000 | 270 |  | 05/25/2023 | 153106 | 203359849 | 11/09/2023
Carrier Corp. - Indianapolis | Kenmore | N80ESL1552420A* | Federally-Regulated Consumer Product | Non-Weatherized, Non-Condensin | 2000 | 270 |  | 05/25/2023 | 153106 | 203360317 | 11/09/2023
Carrier Corp. - Indianapolis | Kenmore | N80ESN0701712A | Federally-Regulated Consumer Product | Non-Weatherized, Non-Condensin | 1051 | 228 |  | 05/25/2023 | 65904 | 203359829 | 11/09/2023
Carrier Corp. - Indianapolis | Kenmore | G96VTN0801716A | Federally-Regulated Consumer Product | Non-Weatherized, Condensing Ga | 1686 | 269 |  | 05/25/2023 | 51540 | 203359283 | 11/09/2023
Carrier Corp. - Indianapolis | Kenmore | N80ESL0901714A* | Federally-Regulated Consumer Product | Non-Weatherized, Non-Condensin | 1238 | 236 |  | 05/25/2023 | 88097 | 203360303 | 11/09/2023
Carrier Corp. - Indianapolis | Kenmore | N95ESN0801716A**D | Federally-Regulated Consumer Product | Mobile Home Non-Weatherized, C | 1771 | 273 |  | 05/25/2023 | 80331 | 203360704 | 11/09/2023
Carrier Corp. - Indianapolis | Kenmore | F96VTN0401712A*D | Federally-Regulated Consumer Product | Non-Weatherized, Condensing Ga | 1075 | 242 |  | 05/25/2023 | 25768 | 203359191 | 11/09/2023
Carrier Corp. - Indianapolis | Kenmore | N92ESN0601412A* | Federally-Regulated Consumer Product | Mobile Home Non-Weatherized, C | 945 | 237 |  | 05/25/2023 | 59375 | 203359731 | 11/09/2023
Carrier Corp. - Indianapolis | Kenmore | G96VTN0401712A | Federally-Regulated Consumer Product | Non-Weatherized, Condensing Ga | 1075 | 242 |  | 05/25/2023 | 25768 | 203359281 | 11/09/2023
Carrier Corp. - Indianapolis | Kenmore | N80ESN0901714A | Federally-Regulated Consumer Product | Non-Weatherized, Non-Condensin | 1238 | 236 |  | 05/25/2023 | 88097 | 203359833 | 11/09/2023
Carrier Corp. - Indianapolis | Kenmore | N80ESL1102420A | Federally-Regulated Consumer Product | Non-Weatherized, Non-Condensin | 2027 | 271 |  | 05/25/2023 | 109826 | 203360093 | 11/09/2023
Carrier Corp. - Indianapolis | Kenmore | N95ESN1402422A*D | Federally-Regulated Consumer Product | Non-Weatherized, Condensing Ga | 2328 | 297 |  | 05/25/2023 | 139741 | 203360484 | 11/09/2023
Carrier Corp. - Indianapolis | Kenmore | N95ESN0261410A | Federally-Regulated Consumer Product | Non-Weatherized, Condensing Ga | 890 | 234 |  | 05/25/2023 | 26050 | 203360461 | 11/09/2023
Carrier Corp. - Indianapolis | Kenmore | N92ESN0601714A | Federally-Regulated Consumer Product | Non-Weatherized, Condensing Ga | 1205 | 248 |  | 05/25/2023 | 60119 | 203359750 | 11/09/2023
Carrier Corp. - Indianapolis | Kenmore | N80ESN0451712A | Federally-Regulated Consumer Product | Non-Weatherized, Non-Condensin | 1206 | 235 |  | 05/25/2023 | 44058 | 203359825 | 11/09/2023
Carrier Corp. - Indianapolis | Kenmore | N92ESN0401712A* | Federally-Regulated Consumer Product | Mobile Home Non-Weatherized, C | 1024 | 240 |  | 05/25/2023 | 39894 | 203359695 | 11/09/2023
Carrier Corp. - Indianapolis | Kenmore | F96VTN0601714A | Federally-Regulated Consumer Product | Non-Weatherized, Condensing Ga | 1459 | 259 |  | 05/25/2023 | 39051 | 203359186 | 11/09/2023
Carrier Corp. - Indianapolis | Kenmore | N92ESN0401410A | Federally-Regulated Consumer Product | Non-Weatherized, Condensing Ga | 981 | 238 |  | 05/25/2023 | 40102 | 203359640 | 11/09/2023
Carrier Corp. - Indianapolis | Kenmore | N80ESN0902420A | Federally-Regulated Consumer Product | Non-Weatherized, Non-Condensin | 1987 | 269 | 269 | 11/09/2023 | 88320 | 203359839 | 11/09/2023
Carrier Corp. - Indianapolis | ICP Commercial | N92ESN0601714A | Federally-Regulated Consumer Product | Non-Weatherized, Condensing Ga | 1205 | 248 |  | 05/25/2023 | 60119 | 203359746 | 11/09/2023
Carrier Corp. - Indianapolis | ICP Commercial | N92ESN0802120A* | Federally-Regulated Consumer Product | Mobile Home Non-Weatherized, C | 1832 | 276 |  | 05/25/2023 | 79860 | 203359830 | 11/09/2023
Carrier Corp. - Indianapolis | ICP Commercial | N92ESN1002120A | Federally-Regulated Consumer Product | Non-Weatherized, Condensing Ga | 1821 | 275 |  | 05/25/2023 | 99460 | 203359847 | 11/09/2023
Carrier Corp. - Indianapolis | ICP Commercial | N80ESN0451412A | Federally-Regulated Consumer Product | Non-Weatherized, Non-Condensin | 1083 | 230 |  | 05/25/2023 | 43761 | 203359764 | 11/09/2023
Carrier Corp. - Indianapolis | ICP Commercial | N80ESN0451712A | Federally-Regulated Consumer Product | Non-Weatherized, Non-Condensin | 1206 | 235 |  | 05/25/2023 | 44058 | 203359767 | 11/09/2023
Carrier Corp. - Indianapolis | ICP Commercial | N92ESN1002120A* | Federally-Regulated Consumer Product | Mobile Home Non-Weatherized, C | 1821 | 275 |  | 05/25/2023 | 99460 | 203359862 | 11/09/2023
Carrier Corp. - Indianapolis | ICP Commercial | N80ESN1102420A | Federally-Regulated Consumer Product | Non-Weatherized, Non-Condensin | 2027 | 271 |  | 05/25/2023 | 109826 | 203359784 | 11/09/2023
Carrier Corp. - Indianapolis | ICP Commercial | N92ESN1202420A | Federally-Regulated Consumer Product | Non-Weatherized, Condensing Ga | 1904 | 279 |  | 05/25/2023 | 119302 | 203359880 | 11/09/2023
Carrier Corp. - Indianapolis | ICP Commercial | N80ESN1352420A | Federally-Regulated Consumer Product | Non-Weatherized, Non-Condensin | 1887 | 265 |  | 05/25/2023 | 131482 | 203359786 | 11/09/2023
Carrier Corp. - Indianapolis | ICP Commercial | N80ESL0451712A | Federally-Regulated Consumer Product | Non-Weatherized, Non-Condensin | 1206 | 235 |  | 05/25/2023 | 44058 | 203360058 | 11/09/2023
Carrier Corp. - Indianapolis | ICP Commercial | N80ESN0901714A | Federally-Regulated Consumer Product | Non-Weatherized, Non-Condensin | 1238 | 236 |  | 08/05/2020 | 88097 | 203359774 | 11/09/2023
Carrier Corp. - Indianapolis | ICP Commercial | N80ESN0902116A | Federally-Regulated Consumer Product | Non-Weatherized, Non-Condensin | 1450 | 246 |  | 05/25/2023 | 87792 | 203359776 | 11/09/2023
Carrier Corp. - Indianapolis | ICP Commercial | G96VTN0601714A*D | Federally-Regulated Consumer Product | Non-Weatherized, Condensing Ga | 1459 | 259 | 259.196 | 10/04/2019 |  |  | 11/09/2023
Carrier Corp. - Indianapolis | ICP Commercial | G96VTN0601412A*D | Federally-Regulated Consumer Product | Non-Weatherized, Condensing Ga | 1238 | 249 |  | 05/25/2023 | 39205 | 203924852 | 11/09/2023
Carrier Corp. - Indianapolis | ICP Commercial | N80ESL1552420A | Federally-Regulated Consumer Product | Non-Weatherized, Non-Condensin | 2000 | 270 |  | 05/25/2023 | 153106 | 203360069 | 11/09/2023
Carrier Corp. - Indianapolis | ICP Commercial | G96VTN0801716A | Federally-Regulated Consumer Product | Non-Weatherized, Condensing Ga | 1686 | 269 |  | 05/25/2023 | 51540 | 203359259 | 11/09/2023
Carrier Corp. - Indianapolis | ICP Commercial | N80ESL0902116A | Federally-Regulated Consumer Product | Non-Weatherized, Non-Condensin | 1450 | 246 |  | 05/25/2023 | 87792 | 203360063 | 11/09/2023
Carrier Corp. - Indianapolis | ICP Commercial | N92ESN1202420A* | Federally-Regulated Consumer Product | Mobile Home Non-Weatherized, C | 1904 | 279 |  | 05/25/2023 | 119302 | 203359898 | 11/09/2023
Carrier Corp. - Indianapolis | ICP Commercial | N80ESN1552420A | Federally-Regulated Consumer Product | Non-Weatherized, Non-Condensin | 2000 | 270 |  | 05/25/2023 | 153106 | 203359788 | 11/09/2023
Carrier Corp. - Indianapolis | ICP Commercial | N92ESN0801716A* | Federally-Regulated Consumer Product | Mobile Home Non-Weatherized, C | 1390 | 256 |  | 05/25/2023 | 79599 | 203359800 | 11/09/2023
Carrier Corp. - Indianapolis | ICP Commercial | N92ESN0801716A | Federally-Regulated Consumer Product | Non-Weatherized, Condensing Ga | 1390 | 256 |  | 05/25/2023 | 79599 | 203359783 | 11/09/2023
Carrier Corp. - Indianapolis | ICP Commercial | G96VTN0401712A | Federally-Regulated Consumer Product | Non-Weatherized, Condensing Ga | 1075 | 242 | 242.3 | 10/04/2019 |  |  | 11/09/2023
Carrier Corp. - Indianapolis | ICP Commercial | G96VTN0601412A | Federally-Regulated Consumer Product | Non-Weatherized, Condensing Ga | 1238 | 249 |  | 05/25/2023 | 39205 | 203924850 | 11/09/2023
Carrier Corp. - Indianapolis | ICP Commercial | N92ESN0401712A* | Federally-Regulated Consumer Product | Mobile Home Non-Weatherized, C | 1024 | 240 |  | 08/05/2020 | 39894 | 203359690 | 11/09/2023
Carrier Corp. - Indianapolis | ICP Commercial | N80ESN0701712A | Federally-Regulated Consumer Product | Non-Weatherized, Non-Condensin | 1051 | 228 |  | 05/25/2023 | 65904 | 203359770 | 11/09/2023
Carrier Corp. - Indianapolis | ICP Commercial | N80ESL1352420A | Federally-Regulated Consumer Product | Non-Weatherized, Non-Condensin | 1887 | 265 |  | 05/25/2023 | 131482 | 203360068 | 11/09/2023
Carrier Corp. - Indianapolis | ICP Commercial | N92ESN0802120A | Federally-Regulated Consumer Product | Non-Weatherized, Condensing Ga | 1832 | 276 |  | 05/25/2023 | 79860 | 203359814 | 11/09/2023
Carrier Corp. - Indianapolis | ICP Commercial | N92ESN0401712A | Federally-Regulated Consumer Product | Non-Weatherized, Condensing Ga | 1024 | 240 |  | 05/25/2023 | 39894 | 203359672 | 11/09/2023
Carrier Corp. - Indianapolis | ICP Commercial | G96VTN0801716A*D | Federally-Regulated Consumer Product | Non-Weatherized, Condensing Ga | 1686 | 269 | 269.184 | 10/04/2019 |  |  | 11/09/2023
Carrier Corp. - Indianapolis | ICP Commercial | N92ESN0401410A* | Federally-Regulated Consumer Product | Mobile Home Non-Weatherized, C | 981 | 238 |  | 08/05/2020 | 40102 | 203359654 | 11/09/2023
Carrier Corp. - Indianapolis | ICP Commercial | N80ESL1102420A | Federally-Regulated Consumer Product | Non-Weatherized, Non-Condensin | 2027 | 271 |  | 05/25/2023 | 109826 | 203360067 | 11/09/2023
Carrier Corp. - Indianapolis | ICP Commercial | N80ESL0902420A | Federally-Regulated Consumer Product | Non-Weatherized, Non-Condensin | 1987 | 269 |  | 05/25/2023 | 88320 | 203360065 | 11/09/2023
Carrier Corp. - Indianapolis | ICP Commercial | G96VTN0601714A | Federally-Regulated Consumer Product | Non-Weatherized, Condensing Ga | 1459 | 259 |  | 05/25/2023 | 39051 | 203359258 | 11/09/2023
Carrier Corp. - Indianapolis | ICP Commercial | N80ESN0701412A | Federally-Regulated Consumer Product | Non-Weatherized, Non-Condensin | 1106 | 231 |  | 05/25/2023 | 65995 | 203359768 | 11/09/2023
Carrier Corp. - Indianapolis | ICP Commercial | N92ESN0401410A | Federally-Regulated Consumer Product | Non-Weatherized, Condensing Ga | 981 | 238 |  | 08/05/2020 | 40102 | 203359636 | 11/09/2023
Carrier Corp. - Indianapolis | ICP Commercial | N92ESN0601714A* | Federally-Regulated Consumer Product | Mobile Home Non-Weatherized, C | 1205 | 248 |  | 08/05/2020 | 60119 | 203359765 | 11/09/2023
Carrier Corp. - Indianapolis | ICP Commercial | N92ESN0601412A* | Federally-Regulated Consumer Product | Mobile Home Non-Weatherized, C | 945 | 237 |  | 05/25/2023 | 59375 | 203359727 | 11/09/2023
Carrier Corp. - Indianapolis | ICP Commercial | N80ESN0902420A | Federally-Regulated Consumer Product | Non-Weatherized, Non-Condensin | 1987 | 269 |  | 05/25/2023 | 88320 | 203359780 | 11/09/2023
Carrier Corp. - Indianapolis | ICP Commercial | N80ESL0901714A | Federally-Regulated Consumer Product | Non-Weatherized, Non-Condensin | 1238 | 236 |  | 05/25/2023 | 88097 | 203360062 | 11/09/2023
Carrier Corp. - Indianapolis | ICP Commercial | N92ESN0601412A | Federally-Regulated Consumer Product | Non-Weatherized, Condensing Ga | 945 | 237 |  | 05/25/2023 | 59375 | 203359709 | 11/09/2023
Carrier Corp. - Indianapolis | ICP Commercial | G96VTN0401712A*D | Federally-Regulated Consumer Product | Non-Weatherized, Condensing Ga | 1075 | 242 | 242.3 | 10/04/2019 |  |  | 11/09/2023
Carrier Corp. - Indianapolis | ICP Commercial | N95ESN0401712A**D | Federally-Regulated Consumer Product | Mobile Home Non-Weatherized, C | 998 | 239 |  | 05/25/2023 | 40139 | 203360714 | 11/09/2023
Carrier Corp. - Indianapolis | ICP Commercial | N80ESL1552420A* | Federally-Regulated Consumer Product | Non-Weatherized, Non-Condensin | 2000 | 270 |  | 05/25/2023 | 153106 | 203360266 | 11/09/2023
Carrier Corp. - Indianapolis | ICP Commercial | N95ESN0801716A**D | Federally-Regulated Consumer Product | Mobile Home Non-Weatherized, C | 1771 | 273 |  | 05/25/2023 | 80331 | 203360716 | 11/09/2023
Carrier Corp. - Indianapolis | ICP Commercial | N80ESL0902420A* | Federally-Regulated Consumer Product | Non-Weatherized, Non-Condensin | 1987 | 269 |  | 05/25/2023 | 88320 | 203360257 | 11/09/2023
Carrier Corp. - Indianapolis | ICP Commercial | N80ESL1102420A* | Federally-Regulated Consumer Product | Non-Weatherized, Non-Condensin | 2027 | 271 |  | 05/25/2023 | 109826 | 203360261 | 11/09/2023
Carrier Corp. - Indianapolis | ICP Commercial | N95ESN1202422A**D | Federally-Regulated Consumer Product | Mobile Home Non-Weatherized, C | 2161 | 290 |  | 05/25/2023 | 119834 | 203360719 | 11/09/2023
Carrier Corp. - Indianapolis | ICP Commercial | N95ESN0601412A* | Federally-Regulated Consumer Product | Mobile Home Non-Weatherized, C | 1176 | 247 |  | 05/25/2023 | 59961 | 203924782 | 11/09/2023
Carrier Corp. - Indianapolis | ICP Commercial | N80ESL0451712A* | Federally-Regulated Consumer Product | Non-Weatherized, Non-Condensin | 1206 | 235 |  | 05/25/2023 | 44058 | 203360243 | 11/09/2023
Carrier Corp. - Indianapolis | ICP Commercial | N95ESN0601714A**D | Federally-Regulated Consumer Product | Mobile Home Non-Weatherized, C | 1346 | 254 |  | 08/05/2020 | 60102 | 203360715 | 11/09/2023
Carrier Corp. - Indianapolis | ICP Commercial | N95ESN1402422A | Federally-Regulated Consumer Product | Non-Weatherized, Condensing Ga | 2328 | 297 | 297.432 | 10/04/2019 |  |  | 11/09/2023
Carrier Corp. - Indianapolis | ICP Commercial | N80ESL0701712A | Federally-Regulated Consumer Product | Non-Weatherized, Non-Condensin | 1051 | 228 |  | 05/25/2023 | 65904 | 203360060 | 11/09/2023
Carrier Corp. - Indianapolis | ICP Commercial | N95ESN1202422A | Federally-Regulated Consumer Product | Non-Weatherized, Condensing Ga | 2161 | 290 |  | 05/25/2023 | 119834 | 203360422 | 11/09/2023
Carrier Corp. - Indianapolis | ICP Commercial | N95ESN0261410A*D | Federally-Regulated Consumer Product | Non-Weatherized, Condensing Ga | 890 | 234 |  | 05/25/2023 | 26050 | 203360425 | 11/09/2023
Carrier Corp. - Indianapolis | ICP Commercial | N95ESN0601412A**D | Federally-Regulated Consumer Product | Mobile Home Non-Weatherized, C | 1176 | 247 |  | 05/25/2023 | 59961 | 203924783 | 11/09/2023
Carrier Corp. - Indianapolis | ICP Commercial | N80ESL0902116A* | Federally-Regulated Consumer Product | Non-Weatherized, Non-Condensin | 1450 | 246 |  | 05/25/2023 | 87792 | 203360254 | 11/09/2023
Carrier Corp. - Indianapolis | ICP Commercial | N95ESN0401410A* | Federally-Regulated Consumer Product | Mobile Home Non-Weatherized, C | 950 | 237 |  | 05/25/2023 | 40146 | 203924778 | 11/09/2023
Carrier Corp. - Indianapolis | ICP Commercial | N95ESN1402422A*D | Federally-Regulated Consumer Product | Non-Weatherized, Condensing Ga | 2328 | 297 |  | 05/25/2023 | 139741 | 203360434 | 11/09/2023
Carrier Corp. - Indianapolis | ICP Commercial | N80ESL0901714A* | Federally-Regulated Consumer Product | Non-Weatherized, Non-Condensin | 1238 | 236 |  | 05/25/2023 | 88097 | 203360252 | 11/09/2023
Carrier Corp. - Indianapolis | ICP Commercial | N95ESN0801716A* | Federally-Regulated Consumer Product | Mobile Home Non-Weatherized, C | 1771 | 273 |  | 05/25/2023 | 80331 | 203360710 | 11/09/2023
Carrier Corp. - Indianapolis | ICP Commercial | N95ESN1002120A* | Federally-Regulated Consumer Product | Mobile Home Non-Weatherized, C | 2102 | 287 |  | 05/25/2023 | 99999 | 203360712 | 11/09/2023
Carrier Corp. - Indianapolis | ICP Commercial | N95ESN1002120A**D | Federally-Regulated Consumer Product | Mobile Home Non-Weatherized, C | 2102 | 287 |  | 05/25/2023 | 99999 | 203360718 | 11/09/2023
Carrier Corp. - Indianapolis | ICP Commercial | N95ESN1002120A | Federally-Regulated Consumer Product | Non-Weatherized, Condensing Ga | 2102 | 287 |  | 05/25/2023 | 99999 | 203360421 | 11/09/2023
Carrier Corp. - Indianapolis | ICP Commercial | N95ESN0261410A | Federally-Regulated Consumer Product | Non-Weatherized, Condensing Ga | 890 | 234 |  | 05/25/2023 | 26050 | 203360413 | 11/09/2023
Carrier Corp. - Indianapolis | ICP Commercial | N95ESN0401712A* | Federally-Regulated Consumer Product | Mobile Home Non-Weatherized, C | 998 | 239 |  | 05/25/2023 | 40139 | 203360708 | 11/09/2023
Carrier Corp. - Indianapolis | ICP Commercial | N80ESL1352420A* | Federally-Regulated Consumer Product | Non-Weatherized, Non-Condensin | 1887 | 265 |  | 05/25/2023 | 131482 | 203360264 | 11/09/2023
Carrier Corp. - Indianapolis | ICP Commercial | N95ESN0802120A**D | Federally-Regulated Consumer Product | Mobile Home Non-Weatherized, C | 1837 | 276 |  | 05/25/2023 | 79777 | 203360717 | 11/09/2023
Carrier Corp. - Indianapolis | ICP Commercial | N95ESN0401410A**D | Federally-Regulated Consumer Product | Mobile Home Non-Weatherized, C | 950 | 237 |  | 05/25/2023 | 40146 | 203924779 | 11/09/2023
Carrier Corp. - Indianapolis | ICP Commercial | N95ESN1202422A*D | Federally-Regulated Consumer Product | Non-Weatherized, Condensing Ga | 2161 | 290 | 290.084 | 10/04/2019 |  |  | 11/09/2023
Carrier Corp. - Indianapolis | ICP Commercial | N95ESN1202422A* | Federally-Regulated Consumer Product | Mobile Home Non-Weatherized, C | 2161 | 290 |  | 05/25/2023 | 119834 | 203360713 | 11/09/2023
Carrier Corp. - Indianapolis | ICP Commercial | N95ESN0802120A* | Federally-Regulated Consumer Product | Mobile Home Non-Weatherized, C | 1837 | 276 |  | 05/25/2023 | 79777 | 203360711 | 11/09/2023
Carrier Corp. - Indianapolis | ICP Commercial | N95ESN1002120A*D | Federally-Regulated Consumer Product | Non-Weatherized, Condensing Ga | 2102 | 287 |  | 05/25/2023 | 99999 | 203360816 | 11/09/2023
Carrier Corp. - Indianapolis | ICP Commercial | N80ESL0701712A* | Federally-Regulated Consumer Product | Non-Weatherized, Non-Condensin | 1051 | 228 |  | 05/25/2023 | 65904 | 203360248 | 11/09/2023
Carrier Corp. - Indianapolis | ICP Commercial | N95ESN0601714A* | Federally-Regulated Consumer Product | Mobile Home Non-Weatherized, C | 1346 | 254 |  | 05/25/2023 | 60102 | 203360709 | 11/09/2023
Carrier Corp. - Indianapolis | Heil | N80ESN0701712A | Federally-Regulated Consumer Product | Non-Weatherized, Non-Condensin | 1051 | 228 |  | 05/25/2023 | 65904 | 203359745 | 11/09/2023
Carrier Corp. - Indianapolis | Heil | N92ESN0801716A | Federally-Regulated Consumer Product | Non-Weatherized, Condensing Ga | 1390 | 256 |  | 08/05/2020 | 79599 | 203359781 | 11/09/2023
Carrier Corp. - Indianapolis | Heil | N92ESN1002120A | Federally-Regulated Consumer Product | Non-Weatherized, Condensing Ga | 1821 | 275 |  | 05/25/2023 | 99460 | 203359845 | 11/09/2023
Carrier Corp. - Indianapolis | Heil | N80ESL0902116A | Federally-Regulated Consumer Product | Non-Weatherized, Non-Condensin | 1450 | 246 |  | 05/25/2023 | 87792 | 203360050 | 11/09/2023
Carrier Corp. - Indianapolis | Heil | N80ESL0701712A | Federally-Regulated Consumer Product | Non-Weatherized, Non-Condensin | 1051 | 228 | 228.244 | 10/04/2019 |  |  | 11/09/2023
Carrier Corp. - Indianapolis | Heil | N92ESN1002120A* | Federally-Regulated Consumer Product | Mobile Home Non-Weatherized, C | 1821 | 275 |  | 05/25/2023 | 99460 | 203359860 | 11/09/2023
Carrier Corp. - Indianapolis | Heil | N80ESL0451712A | Federally-Regulated Consumer Product | Non-Weatherized, Non-Condensin | 1206 | 235 |  | 05/25/2023 | 44058 | 203360045 | 11/09/2023
Carrier Corp. - Indianapolis | Heil | G96VTN0601714A | Federally-Regulated Consumer Product | Non-Weatherized, Condensing Ga | 1459 | 259 | 259.196 | 10/04/2019 |  |  | 11/09/2023
Carrier Corp. - Indianapolis | Heil | N92ESN0601714A* | Federally-Regulated Consumer Product | Mobile Home Non-Weatherized, C | 1205 | 248 |  | 05/25/2023 | 60119 | 203359762 | 11/09/2023
Carrier Corp. - Indianapolis | Heil | N80ESN0902420A | Federally-Regulated Consumer Product | Non-Weatherized, Non-Condensin | 1987 | 269 |  | 05/25/2023 | 88320 | 203359755 | 11/09/2023
Carrier Corp. - Indianapolis | Heil | N92ESN1202420A | Federally-Regulated Consumer Product | Non-Weatherized, Condensing Ga | 1904 | 279 |  | 05/25/2023 | 119302 | 203359878 | 11/09/2023
Carrier Corp. - Indianapolis | Heil | G96VTN0601412A | Federally-Regulated Consumer Product | Non-Weatherized, Condensing Ga | 1238 | 249 |  | 05/25/2023 | 39205 | 203924846 | 11/09/2023
Carrier Corp. - Indianapolis | Heil | N80ESL0901714A | Federally-Regulated Consumer Product | Non-Weatherized, Non-Condensin | 1238 | 236 |  | 05/25/2023 | 88097 | 203360049 | 11/09/2023
Carrier Corp. - Indianapolis | Heil | G96VTN0601714A*D | Federally-Regulated Consumer Product | Non-Weatherized, Condensing Ga | 1459 | 259 | 259.196 | 10/04/2019 |  |  | 11/09/2023
Carrier Corp. - Indianapolis | Heil | N80ESN0902116A | Federally-Regulated Consumer Product | Non-Weatherized, Non-Condensin | 1450 | 246 |  | 07/29/2020 | 87792 | 203359751 | 11/09/2023
Carrier Corp. - Indianapolis | Heil | G96VTN0801716A | Federally-Regulated Consumer Product | Non-Weatherized, Condensing Ga | 1686 | 269 | 269.184 | 10/04/2019 |  |  | 11/09/2023
Carrier Corp. - Indianapolis | Heil | N92ESN0601412A | Federally-Regulated Consumer Product | Non-Weatherized, Condensing Ga | 945 | 237 |  | 05/25/2023 | 59375 | 203359707 | 11/09/2023
Carrier Corp. - Indianapolis | Heil | G96VTN0601412A*D | Federally-Regulated Consumer Product | Non-Weatherized, Condensing Ga | 1238 | 249 | 249.472 | 10/04/2019 |  |  | 11/09/2023
Carrier Corp. - Indianapolis | Heil | N80ESN0701412A | Federally-Regulated Consumer Product | Non-Weatherized, Non-Condensin | 1106 | 231 |  | 05/25/2023 | 65995 | 203359743 | 11/09/2023
Carrier Corp. - Indianapolis | Heil | N80ESN1552420A | Federally-Regulated Consumer Product | Non-Weatherized, Non-Condensin | 2000 | 270 | 270 | 10/04/2019 |  |  | 11/09/2023
Carrier Corp. - Indianapolis | Heil | N80ESN1352420A | Federally-Regulated Consumer Product | Non-Weatherized, Non-Condensin | 1887 | 265 |  | 05/25/2023 | 131482 | 203359761 | 11/09/2023
Carrier Corp. - Indianapolis | Heil | N92ESN0802120A | Federally-Regulated Consumer Product | Non-Weatherized, Condensing Ga | 1832 | 276 |  | 05/25/2023 | 79860 | 203359812 | 11/09/2023
Carrier Corp. - Indianapolis | Heil | G96VTN0401712A*D | Federally-Regulated Consumer Product | Non-Weatherized, Condensing Ga | 1075 | 242 | 242.3 | 10/04/2019 |  |  | 11/09/2023
Carrier Corp. - Indianapolis | Heil | N80ESN0702116A | Federally-Regulated Consumer Product | Non-Weatherized, Non-Condensin | 1565 | 251 |  | 05/25/2023 | 65903 | 203359747 | 11/09/2023
Carrier Corp. - Indianapolis | Heil | N80ESL0902420A | Federally-Regulated Consumer Product | Non-Weatherized, Non-Condensin | 1987 | 269 |  | 05/25/2023 | 88320 | 203360052 | 11/09/2023
Carrier Corp. - Indianapolis | Heil | N92ESN0802120A* | Federally-Regulated Consumer Product | Mobile Home Non-Weatherized, C | 1832 | 276 |  | 05/25/2023 | 79860 | 203359828 | 11/09/2023
Carrier Corp. - Indianapolis | Heil | N80ESL1102420A | Federally-Regulated Consumer Product | Non-Weatherized, Non-Condensin | 2027 | 271 |  | 05/25/2023 | 109826 | 203360054 | 11/09/2023
Carrier Corp. - Indianapolis | Heil | N92ESN0601714A | Federally-Regulated Consumer Product | Non-Weatherized, Condensing Ga | 1205 | 248 |  | 05/25/2023 | 60119 | 203359744 | 11/09/2023
Carrier Corp. - Indianapolis | Heil | N92ESN0801716A* | Federally-Regulated Consumer Product | Mobile Home Non-Weatherized, C | 1390 | 256 |  | 05/25/2023 | 79599 | 203359799 | 11/09/2023
Carrier Corp. - Indianapolis | Heil | N80ESN1102120A | Federally-Regulated Consumer Product | Non-Weatherized, Non-Condensin | 2177 | 278 |  | 05/25/2023 | 110527 | 203359757 | 11/09/2023
Carrier Corp. - Indianapolis | Heil | N80ESN0901714A | Federally-Regulated Consumer Product | Non-Weatherized, Non-Condensin | 1238 | 236 |  | 08/05/2020 | 88097 | 203359749 | 11/09/2023
Carrier Corp. - Indianapolis | Heil | N80ESL1552420A | Federally-Regulated Consumer Product | Non-Weatherized, Non-Condensin | 2000 | 270 |  | 05/25/2023 | 153106 | 203360056 | 11/09/2023
Carrier Corp. - Indianapolis | Heil | N80ESN1102420A | Federally-Regulated Consumer Product | Non-Weatherized, Non-Condensin | 2027 | 271 |  | 05/25/2023 | 109826 | 203359759 | 11/09/2023
Carrier Corp. - Indianapolis | Heil | N92ESN0601412A* | Federally-Regulated Consumer Product | Mobile Home Non-Weatherized, C | 945 | 237 |  | 05/25/2023 | 59375 | 203359725 | 11/09/2023
Carrier Corp. - Indianapolis | Heil | N80ESN0902120A | Federally-Regulated Consumer Product | Non-Weatherized, Non-Condensin | 2015 | 271 |  | 07/29/2020 | 88187 | 203359753 | 11/09/2023
Carrier Corp. - Indianapolis | Heil | N92ESN0401712A | Federally-Regulated Consumer Product | Non-Weatherized, Condensing Ga | 1024 | 240 |  | 05/25/2023 | 39894 | 203359670 | 11/09/2023
Carrier Corp. - Indianapolis | Heil | N92ESN1202420A* | Federally-Regulated Consumer Product | Mobile Home Non-Weatherized, C | 1904 | 279 |  | 05/25/2023 | 119302 | 203359896 | 11/09/2023
Carrier Corp. - Indianapolis | Heil | N92ESN0401410A* | Federally-Regulated Consumer Product | Mobile Home Non-Weatherized, C | 981 | 238 |  | 08/05/2020 | 40102 | 203359653 | 11/09/2023
Carrier Corp. - Indianapolis | Heil | N80ESN0451712A | Federally-Regulated Consumer Product | Non-Weatherized, Non-Condensin | 1206 | 235 |  | 05/25/2023 | 44058 | 203359742 | 11/09/2023
Carrier Corp. - Indianapolis | Heil | N92ESN0401410A | Federally-Regulated Consumer Product | Non-Weatherized, Condensing Ga | 981 | 238 |  | 08/05/2020 | 40102 | 203359634 | 11/09/2023
Carrier Corp. - Indianapolis | Heil | G96VTN0401712A | Federally-Regulated Consumer Product | Non-Weatherized, Condensing Ga | 1075 | 242 | 242.3 | 10/04/2019 |  |  | 11/09/2023
Carrier Corp. - Indianapolis | Heil | N80ESL1352420A | Federally-Regulated Consumer Product | Non-Weatherized, Non-Condensin | 1887 | 265 |  | 05/25/2023 | 131482 | 203360055 | 11/09/2023
Carrier Corp. - Indianapolis | Heil | G96VTN0801716A*D | Federally-Regulated Consumer Product | Non-Weatherized, Condensing Ga | 1686 | 269 | 269.184 | 10/04/2019 |  |  | 11/09/2023
Carrier Corp. - Indianapolis | Heil | N92ESN0401712A* | Federally-Regulated Consumer Product | Mobile Home Non-Weatherized, C | 1024 | 240 |  | 05/25/2023 | 39894 | 203359688 | 11/09/2023
Carrier Corp. - Indianapolis | Heil | N95ESN1002120A | Federally-Regulated Consumer Product | Non-Weatherized, Condensing Ga | 2102 | 287 | 287.488 | 10/04/2019 |  |  | 11/09/2023
Carrier Corp. - Indianapolis | Heil | N80ESL0451712A* | Federally-Regulated Consumer Product | Non-Weatherized, Non-Condensin | 1206 | 235 |  | 05/25/2023 | 44058 | 203360218 | 11/09/2023
Carrier Corp. - Indianapolis | Heil | N95ESN0261410A*D | Federally-Regulated Consumer Product | Non-Weatherized, Condensing Ga | 890 | 234 |  | 05/25/2023 | 26050 | 203360402 | 11/09/2023
Carrier Corp. - Indianapolis | Heil | N95ESN0601412A**D | Federally-Regulated Consumer Product | Mobile Home Non-Weatherized, C | 1176 | 247 |  | 05/25/2023 | 59961 | 203924775 | 11/09/2023
Carrier Corp. - Indianapolis | Heil | N80ESL1352420A* | Federally-Regulated Consumer Product | Non-Weatherized, Non-Condensin | 1887 | 265 | 265.028 | 10/04/2019 |  |  | 11/09/2023
Carrier Corp. - Indianapolis | Heil | N95ESN0401712A**D | Federally-Regulated Consumer Product | Mobile Home Non-Weatherized, C | 998 | 239 |  | 05/25/2023 | 40139 | 203360678 | 11/09/2023
Carrier Corp. - Indianapolis | Heil | N95ESN0261410A | Federally-Regulated Consumer Product | Non-Weatherized, Condensing Ga | 890 | 234 |  | 05/25/2023 | 26050 | 203360389 | 11/09/2023
Carrier Corp. - Indianapolis | Heil | N95ESN1202422A**D | Federally-Regulated Consumer Product | Mobile Home Non-Weatherized, C | 2161 | 290 |  | 05/25/2023 | 119834 | 203360683 | 11/09/2023
Carrier Corp. - Indianapolis | Heil | N80ESL0902420A* | Federally-Regulated Consumer Product | Non-Weatherized, Non-Condensin | 1987 | 269 |  | 05/25/2023 | 88320 | 203360232 | 11/09/2023
Carrier Corp. - Indianapolis | Heil | N95ESN0601714A* | Federally-Regulated Consumer Product | Mobile Home Non-Weatherized, C | 1346 | 254 |  | 08/05/2020 | 60102 | 203360673 | 11/09/2023
Carrier Corp. - Indianapolis | Heil | N95ESN0401410A**D | Federally-Regulated Consumer Product | Mobile Home Non-Weatherized, C | 950 | 237 |  | 05/25/2023 | 40146 | 203924771 | 11/09/2023
Carrier Corp. - Indianapolis | Heil | N95ESN0401410A* | Federally-Regulated Consumer Product | Mobile Home Non-Weatherized, C | 950 | 237 |  | 05/25/2023 | 40146 | 203924770 | 11/09/2023
Carrier Corp. - Indianapolis | Heil | N95ESN0801716A* | Federally-Regulated Consumer Product | Mobile Home Non-Weatherized, C | 1771 | 273 |  | 05/25/2023 | 80331 | 203360674 | 11/09/2023
Carrier Corp. - Indianapolis | Heil | N95ESN1202422A | Federally-Regulated Consumer Product | Non-Weatherized, Condensing Ga | 2161 | 290 |  | 05/25/2023 | 119834 | 203360399 | 11/09/2023
Carrier Corp. - Indianapolis | Heil | N95ESN1402422A*D | Federally-Regulated Consumer Product | Non-Weatherized, Condensing Ga | 2328 | 297 |  | 05/25/2023 | 139741 | 203360412 | 11/09/2023
Carrier Corp. - Indianapolis | Heil | N80ESL0701712A* | Federally-Regulated Consumer Product | Non-Weatherized, Non-Condensin | 1051 | 228 | 228.244 | 10/04/2019 |  |  | 11/09/2023
Carrier Corp. - Indianapolis | Heil | N95ESN0601412A* | Federally-Regulated Consumer Product | Mobile Home Non-Weatherized, C | 1176 | 247 |  | 05/25/2023 | 59961 | 203924774 | 11/09/2023
Carrier Corp. - Indianapolis | Heil | N80ESL0901714A* | Federally-Regulated Consumer Product | Non-Weatherized, Non-Condensin | 1238 | 236 |  | 05/25/2023 | 88097 | 203360226 | 11/09/2023
Carrier Corp. - Indianapolis | Heil | N95ESN1002120A**D | Federally-Regulated Consumer Product | Mobile Home Non-Weatherized, C | 2102 | 287 | 389.242 | 10/04/2019 |  |  | 11/09/2023
Carrier Corp. - Indianapolis | Heil | N95ESN1202422A*D | Federally-Regulated Consumer Product | Non-Weatherized, Condensing Ga | 2161 | 290 |  | 05/25/2023 | 119834 | 203360410 | 11/09/2023
Carrier Corp. - Indianapolis | Heil | N95ESN0802120A* | Federally-Regulated Consumer Product | Mobile Home Non-Weatherized, C | 1837 | 276 |  | 05/25/2023 | 79777 | 203360675 | 11/09/2023
Carrier Corp. - Indianapolis | Heil | N80ESL1552420A* | Federally-Regulated Consumer Product | Non-Weatherized, Non-Condensin | 2000 | 270 | 270 | 10/04/2019 |  |  | 11/09/2023
Carrier Corp. - Indianapolis | Heil | N95ESN1402422A | Federally-Regulated Consumer Product | Non-Weatherized, Condensing Ga | 2328 | 297 |  | 05/25/2023 | 139741 | 203360401 | 11/09/2023
Carrier Corp. - Indianapolis | Heil | N95ESN0802120A**D | Federally-Regulated Consumer Product | Mobile Home Non-Weatherized, C | 1837 | 276 |  | 05/25/2023 | 79777 | 203360681 | 11/09/2023
Carrier Corp. - Indianapolis | Heil | N95ESN1002120A*D | Federally-Regulated Consumer Product | Non-Weatherized, Condensing Ga | 2102 | 287 | 287.488 | 10/04/2019 |  |  | 11/09/2023
Carrier Corp. - Indianapolis | Heil | N80ESL0902116A* | Federally-Regulated Consumer Product | Non-Weatherized, Non-Condensin | 1450 | 246 |  | 07/29/2020 | 87792 | 203360228 | 11/09/2023
Carrier Corp. - Indianapolis | Heil | N95ESN0401712A* | Federally-Regulated Consumer Product | Mobile Home Non-Weatherized, C | 998 | 239 |  | 08/05/2020 | 40139 | 203360672 | 11/09/2023
Carrier Corp. - Indianapolis | Heil | N80ESL1102420A* | Federally-Regulated Consumer Product | Non-Weatherized, Non-Condensin | 2027 | 271 | 271.188 | 10/04/2019 |  |  | 11/09/2023
Carrier Corp. - Indianapolis | Heil | N95ESN1002120A* | Federally-Regulated Consumer Product | Mobile Home Non-Weatherized, C | 2102 | 287 |  | 05/25/2023 | 99999 | 203360676 | 11/09/2023
Carrier Corp. - Indianapolis | Heil | N95ESN0601714A**D | Federally-Regulated Consumer Product | Mobile Home Non-Weatherized, C | 1346 | 254 |  | 05/25/2023 | 60102 | 203360679 | 11/09/2023
Carrier Corp. - Indianapolis | Heil | N95ESN0801716A**D | Federally-Regulated Consumer Product | Mobile Home Non-Weatherized, C | 1771 | 273 |  | 05/25/2023 | 80331 | 203360680 | 11/09/2023
Carrier Corp. - Indianapolis | Heil | N95ESN1202422A* | Federally-Regulated Consumer Product | Mobile Home Non-Weatherized, C | 2161 | 290 |  | 05/25/2023 | 119834 | 203360677 | 11/09/2023
Carrier Corp. - Indianapolis | Day & Night | G96VTN0601714A*D | Federally-Regulated Consumer Product | Non-Weatherized, Condensing Ga | 1459 | 259 |  | 05/25/2023 | 39051 | 203359240 | 11/09/2023
Carrier Corp. - Indianapolis | Day & Night | N92ESN0601412A* | Federally-Regulated Consumer Product | Mobile Home Non-Weatherized, C | 945 | 237 |  | 05/25/2023 | 59375 | 203359723 | 11/09/2023
Carrier Corp. - Indianapolis | Day & Night | N92ESN0601714A* | Federally-Regulated Consumer Product | Mobile Home Non-Weatherized, C | 1205 | 248 |  | 05/25/2023 | 60119 | 203359760 | 11/09/2023
Carrier Corp. - Indianapolis | Day & Night | N92ESN0601714A | Federally-Regulated Consumer Product | Non-Weatherized, Condensing Ga | 1205 | 248 |  | 05/25/2023 | 60119 | 203359741 | 11/09/2023
Carrier Corp. - Indianapolis | Day & Night | N92ESN0401410A* | Federally-Regulated Consumer Product | Mobile Home Non-Weatherized, C | 981 | 238 |  | 05/25/2023 | 40102 | 203359651 | 11/09/2023
Carrier Corp. - Indianapolis | Day & Night | G96VTN0601412A*D | Federally-Regulated Consumer Product | Non-Weatherized, Condensing Ga | 1238 | 249 |  | 05/25/2023 | 39205 | 203924844 | 11/09/2023
Carrier Corp. - Indianapolis | Day & Night | G96VTN0401712A*D | Federally-Regulated Consumer Product | Non-Weatherized, Condensing Ga | 1075 | 242 |  | 05/25/2023 | 25768 | 203359239 | 11/09/2023
Carrier Corp. - Indianapolis | Day & Night | G96VTN0401712A | Federally-Regulated Consumer Product | Non-Weatherized, Condensing Ga | 1075 | 242 |  | 05/25/2023 | 25768 | 203359233 | 11/09/2023
Carrier Corp. - Indianapolis | Day & Night | N92ESN0401712A* | Federally-Regulated Consumer Product | Mobile Home Non-Weatherized, C | 1024 | 240 |  | 05/25/2023 | 39894 | 203359687 | 11/09/2023
Carrier Corp. - Indianapolis | Day & Night | G96VTN0801716A | Federally-Regulated Consumer Product | Non-Weatherized, Condensing Ga | 1686 | 269 |  | 05/25/2023 | 51540 | 203359235 | 11/09/2023
Carrier Corp. - Indianapolis | Day & Night | N92ESN0401712A | Federally-Regulated Consumer Product | Non-Weatherized, Condensing Ga | 1024 | 240 |  | 05/25/2023 | 39894 | 203359668 | 11/09/2023
Carrier Corp. - Indianapolis | Day & Night | G96VTN0601714A | Federally-Regulated Consumer Product | Non-Weatherized, Condensing Ga | 1459 | 259 |  | 05/25/2023 | 39051 | 203359234 | 11/09/2023
Carrier Corp. - Indianapolis | Day & Night | G96VTN0601412A | Federally-Regulated Consumer Product | Non-Weatherized, Condensing Ga | 1238 | 249 |  | 05/25/2023 | 39205 | 203924842 | 11/09/2023
Carrier Corp. - Indianapolis | Day & Night | N92ESN0401410A | Federally-Regulated Consumer Product | Non-Weatherized, Condensing Ga | 981 | 238 |  | 05/25/2023 | 40102 | 203359632 | 11/09/2023
Carrier Corp. - Indianapolis | Day & Night | N95ESN1002120A | Federally-Regulated Consumer Product | Non-Weatherized, Condensing Ga | 2102 | 287 |  | 05/25/2023 | 99999 | 203360373 | 11/09/2023
Carrier Corp. - Indianapolis | Day & Night | N95ESN1002120A* | Federally-Regulated Consumer Product | Mobile Home Non-Weatherized, C | 2102 | 287 |  | 05/25/2023 | 99999 | 203360664 | 11/09/2023
Carrier Corp. - Indianapolis | Day & Night | N95ESN1202422A*D | Federally-Regulated Consumer Product | Non-Weatherized, Condensing Ga | 2161 | 290 |  | 05/25/2023 | 119834 | 203360386 | 11/09/2023
Carrier Corp. - Indianapolis | Day & Night | N95ESN0401410A* | Federally-Regulated Consumer Product | Mobile Home Non-Weatherized, C | 950 | 237 |  | 05/25/2023 | 40146 | 203924762 | 11/09/2023
Carrier Corp. - Indianapolis | Day & Night | N95ESN0601714A**D | Federally-Regulated Consumer Product | Mobile Home Non-Weatherized, C | 1346 | 254 |  | 05/25/2023 | 60102 | 203360667 | 11/09/2023
Carrier Corp. - Indianapolis | Day & Night | N92ESN1002120A* | Federally-Regulated Consumer Product | Mobile Home Non-Weatherized, C | 1821 | 275 |  | 05/25/2023 | 99460 | 203359858 | 11/09/2023
Carrier Corp. - Indianapolis | Day & Night | N95ESN0261410A*D | Federally-Regulated Consumer Product | Non-Weatherized, Condensing Ga | 890 | 234 |  | 05/25/2023 | 26050 | 203360378 | 11/09/2023
Carrier Corp. - Indianapolis | Day & Night | N95ESN1002120A**D | Federally-Regulated Consumer Product | Mobile Home Non-Weatherized, C | 2102 | 287 |  | 05/25/2023 | 99999 | 203360670 | 11/09/2023
Carrier Corp. - Indianapolis | Day & Night | N95ESN1202422A | Federally-Regulated Consumer Product | Non-Weatherized, Condensing Ga | 2161 | 290 |  | 05/25/2023 | 119834 | 203360375 | 11/09/2023
Carrier Corp. - Indianapolis | Day & Night | N95ESN1202422A* | Federally-Regulated Consumer Product | Mobile Home Non-Weatherized, C | 2161 | 290 |  | 05/25/2023 | 119834 | 203360665 | 11/09/2023
Carrier Corp. - Indianapolis | Day & Night | N95ESN0801716A**D | Federally-Regulated Consumer Product | Mobile Home Non-Weatherized, C | 1771 | 273 |  | 05/25/2023 | 80331 | 203360668 | 11/09/2023
Carrier Corp. - Indianapolis | Day & Night | N95ESN0401712A* | Federally-Regulated Consumer Product | Mobile Home Non-Weatherized, C | 998 | 239 |  | 05/25/2023 | 40139 | 203360660 | 11/09/2023
Carrier Corp. - Indianapolis | Day & Night | N95ESN0401712A**D | Federally-Regulated Consumer Product | Mobile Home Non-Weatherized, C | 998 | 239 |  | 05/25/2023 | 40139 | 203360666 | 11/09/2023
Carrier Corp. - Indianapolis | Day & Night | N95ESN1202422A**D | Federally-Regulated Consumer Product | Mobile Home Non-Weatherized, C | 2161 | 290 |  | 05/25/2023 | 119834 | 203360671 | 11/09/2023
Carrier Corp. - Indianapolis | Day & Night | N95ESN0261410A | Federally-Regulated Consumer Product | Non-Weatherized, Condensing Ga | 890 | 234 |  | 05/25/2023 | 26050 | 203360365 | 11/09/2023
Carrier Corp. - Indianapolis | Day & Night | N95ESN0802120A**D | Federally-Regulated Consumer Product | Mobile Home Non-Weatherized, C | 1837 | 276 |  | 05/25/2023 | 79777 | 203360669 | 11/09/2023
Carrier Corp. - Indianapolis | Day & Night | N92ESN1002120A | Federally-Regulated Consumer Product | Non-Weatherized, Condensing Ga | 1821 | 275 |  | 05/25/2023 | 99460 | 203359844 | 11/09/2023
Carrier Corp. - Indianapolis | Day & Night | G96VTN0801716A*D | Federally-Regulated Consumer Product | Non-Weatherized, Condensing Ga | 1686 | 269 |  | 05/25/2023 | 51540 | 203359241 | 11/09/2023
Carrier Corp. - Indianapolis | Day & Night | N95ESN1002120A*D | Federally-Regulated Consumer Product | Non-Weatherized, Condensing Ga | 2102 | 287 |  | 05/25/2023 | 99999 | 203360812 | 11/09/2023
Carrier Corp. - Indianapolis | Day & Night | N92ESN0801716A | Federally-Regulated Consumer Product | Non-Weatherized, Condensing Ga | 1390 | 256 |  | 05/25/2023 | 79599 | 203359779 | 11/09/2023
Carrier Corp. - Indianapolis | Day & Night | N95ESN0601412A* | Federally-Regulated Consumer Product | Mobile Home Non-Weatherized, C | 1176 | 247 |  | 05/25/2023 | 59961 | 203924766 | 11/09/2023
Carrier Corp. - Indianapolis | Day & Night | N95ESN0802120A* | Federally-Regulated Consumer Product | Mobile Home Non-Weatherized, C | 1837 | 276 |  | 05/25/2023 | 79777 | 203360663 | 11/09/2023
Carrier Corp. - Indianapolis | Day & Night | N95ESN0601412A**D | Federally-Regulated Consumer Product | Mobile Home Non-Weatherized, C | 1176 | 247 |  | 05/25/2023 | 59961 | 203924767 | 11/09/2023
Carrier Corp. - Indianapolis | Day & Night | N92ESN1202420A | Federally-Regulated Consumer Product | Non-Weatherized, Condensing Ga | 1904 | 279 |  | 05/25/2023 | 119302 | 203359877 | 11/09/2023
Carrier Corp. - Indianapolis | Day & Night | N92ESN1202420A* | Federally-Regulated Consumer Product | Mobile Home Non-Weatherized, C | 1904 | 279 |  | 05/25/2023 | 119302 | 203359894 | 11/09/2023
Carrier Corp. - Indianapolis | Day & Night | N92ESN0802120A* | Federally-Regulated Consumer Product | Mobile Home Non-Weatherized, C | 1832 | 276 |  | 05/25/2023 | 79860 | 203359826 | 11/09/2023
Carrier Corp. - Indianapolis | Day & Night | N95ESN0601714A* | Federally-Regulated Consumer Product | Mobile Home Non-Weatherized, C | 1346 | 254 |  | 05/25/2023 | 60102 | 203360661 | 11/09/2023
Carrier Corp. - Indianapolis | Day & Night | N95ESN0401410A**D | Federally-Regulated Consumer Product | Mobile Home Non-Weatherized, C | 950 | 237 |  | 05/25/2023 | 40146 | 203924763 | 11/09/2023
Carrier Corp. - Indianapolis | Day & Night | N92ESN0801716A* | Federally-Regulated Consumer Product | Mobile Home Non-Weatherized, C | 1390 | 256 |  | 05/25/2023 | 79599 | 203359797 | 11/09/2023
Carrier Corp. - Indianapolis | Day & Night | N95ESN1402422A | Federally-Regulated Consumer Product | Non-Weatherized, Condensing Ga | 2328 | 297 |  | 05/25/2023 | 139741 | 203360377 | 11/09/2023
Carrier Corp. - Indianapolis | Day & Night | N95ESN1402422A*D | Federally-Regulated Consumer Product | Non-Weatherized, Condensing Ga | 2328 | 297 |  | 05/25/2023 | 139741 | 203360388 | 11/09/2023
Carrier Corp. - Indianapolis | Day & Night | N95ESN0801716A* | Federally-Regulated Consumer Product | Mobile Home Non-Weatherized, C | 1771 | 273 |  | 05/25/2023 | 80331 | 203360662 | 11/09/2023
Carrier Corp. - Indianapolis | Comfortmaker | N92ESN0401712A | Federally-Regulated Consumer Product | Non-Weatherized, Condensing Ga | 1024 | 240 |  | 05/25/2023 | 39894 | 203359666 | 11/09/2023
Carrier Corp. - Indianapolis | Comfortmaker | G96VTN0601714A | Federally-Regulated Consumer Product | Non-Weatherized, Condensing Ga | 1459 | 259 |  | 05/25/2023 | 39051 | 203359222 | 11/09/2023
Carrier Corp. - Indianapolis | Comfortmaker | N92ESN0401410A* | Federally-Regulated Consumer Product | Mobile Home Non-Weatherized, C | 981 | 238 |  | 05/25/2023 | 40102 | 203359648 | 11/09/2023
Carrier Corp. - Indianapolis | Comfortmaker | N92ESN0802120A | Federally-Regulated Consumer Product | Non-Weatherized, Condensing Ga | 1832 | 276 |  | 05/25/2023 | 79860 | 203359809 | 11/09/2023
Carrier Corp. - Indianapolis | Comfortmaker | G80VTL0451412A* | Federally-Regulated Consumer Product | Non-Weatherized, Non-Condensin | 1205 | 235 |  | 05/25/2023 | 28909 | 207207209 | 11/09/2023
Carrier Corp. - Indianapolis | Comfortmaker | N80ESL1102420A | Federally-Regulated Consumer Product | Non-Weatherized, Non-Condensin | 2027 | 271 |  | 05/25/2023 | 109826 | 203360041 | 11/09/2023
Carrier Corp. - Indianapolis | Comfortmaker | N92ESN0801716A* | Federally-Regulated Consumer Product | Mobile Home Non-Weatherized, C | 1390 | 256 |  | 05/25/2023 | 79599 | 203359795 | 11/09/2023
Carrier Corp. - Indianapolis | Comfortmaker | G96VTN0801716A | Federally-Regulated Consumer Product | Non-Weatherized, Condensing Ga | 1686 | 269 |  | 05/25/2023 | 51540 | 203359223 | 11/09/2023
Carrier Corp. - Indianapolis | Comfortmaker | G96VTN0601412A | Federally-Regulated Consumer Product | Non-Weatherized, Condensing Ga | 1238 | 249 |  | 05/25/2023 | 39205 | 203924838 | 11/09/2023
Carrier Corp. - Indianapolis | Comfortmaker | N80ESN0901714A | Federally-Regulated Consumer Product | Non-Weatherized, Non-Condensin | 1238 | 236 |  | 05/25/2023 | 88097 | 203359724 | 11/09/2023
Carrier Corp. - Indianapolis | Comfortmaker | N80ESN0451712A | Federally-Regulated Consumer Product | Non-Weatherized, Non-Condensin | 1206 | 235 |  | 05/25/2023 | 44058 | 203359716 | 11/09/2023
Carrier Corp. - Indianapolis | Comfortmaker | N92ESN1002120A | Federally-Regulated Consumer Product | Non-Weatherized, Condensing Ga | 1821 | 275 |  | 05/25/2023 | 99460 | 203359842 | 11/09/2023
Carrier Corp. - Indianapolis | Comfortmaker | N92ESN0801716A | Federally-Regulated Consumer Product | Non-Weatherized, Condensing Ga | 1390 | 256 |  | 05/25/2023 | 79599 | 203359777 | 11/09/2023
Carrier Corp. - Indianapolis | Comfortmaker | G80VTL0701716A | Federally-Regulated Consumer Product | Non-Weatherized, Non-Condensin | 1813 | 262 |  | 05/25/2023 | 43434 | 207207210 | 11/09/2023
Carrier Corp. - Indianapolis | Comfortmaker | N80ESL0701712A | Federally-Regulated Consumer Product | Non-Weatherized, Non-Condensin | 1051 | 228 |  | 05/25/2023 | 65904 | 203360034 | 11/09/2023
Carrier Corp. - Indianapolis | Comfortmaker | N80ESN0902420A | Federally-Regulated Consumer Product | Non-Weatherized, Non-Condensin | 1987 | 269 |  | 05/25/2023 | 88320 | 203359730 | 11/09/2023
Carrier Corp. - Indianapolis | Comfortmaker | G96VTN0601412A*D | Federally-Regulated Consumer Product | Non-Weatherized, Condensing Ga | 1238 | 249 |  | 05/25/2023 | 39205 | 203924840 | 11/09/2023
Carrier Corp. - Indianapolis | Comfortmaker | N80ESL0902116A | Federally-Regulated Consumer Product | Non-Weatherized, Non-Condensin | 1450 | 246 |  | 05/25/2023 | 87792 | 203360037 | 11/09/2023
Carrier Corp. - Indianapolis | Comfortmaker | N80ESN1102120A | Federally-Regulated Consumer Product | Non-Weatherized, Non-Condensin | 2177 | 278 |  | 05/25/2023 | 110527 | 203359732 | 11/09/2023
Carrier Corp. - Indianapolis | Comfortmaker | N80ESN0701712A | Federally-Regulated Consumer Product | Non-Weatherized, Non-Condensin | 1051 | 228 |  | 05/25/2023 | 65904 | 203359720 | 11/09/2023
Carrier Corp. - Indianapolis | Comfortmaker | N80ESL1352420A | Federally-Regulated Consumer Product | Non-Weatherized, Non-Condensin | 1887 | 265 |  | 05/25/2023 | 131482 | 203360042 | 11/09/2023
Carrier Corp. - Indianapolis | Comfortmaker | G80VTL0902120A* | Federally-Regulated Consumer Product | Non-Weatherized, Non-Condensin | 2025 | 271 |  | 05/25/2023 | 57947 | 207207213 | 11/09/2023
Carrier Corp. - Indianapolis | Comfortmaker | G96VTN0801716A*D | Federally-Regulated Consumer Product | Non-Weatherized, Condensing Ga | 1686 | 269 |  | 05/25/2023 | 51540 | 203359229 | 11/09/2023
Carrier Corp. - Indianapolis | Comfortmaker | N80ESN0902116A | Federally-Regulated Consumer Product | Non-Weatherized, Non-Condensin | 1450 | 246 |  | 05/25/2023 | 87792 | 203359726 | 11/09/2023
Carrier Corp. - Indianapolis | Comfortmaker | N80ESN0702116A | Federally-Regulated Consumer Product | Non-Weatherized, Non-Condensin | 1565 | 251 |  | 05/25/2023 | 65903 | 203359722 | 11/09/2023
Carrier Corp. - Indianapolis | Comfortmaker | N80ESN1352420A | Federally-Regulated Consumer Product | Non-Weatherized, Non-Condensin | 1887 | 265 |  | 05/25/2023 | 131482 | 203359735 | 11/09/2023
Carrier Corp. - Indianapolis | Comfortmaker | N80ESN0701412A | Federally-Regulated Consumer Product | Non-Weatherized, Non-Condensin | 1106 | 231 |  | 05/25/2023 | 65995 | 203359718 | 11/09/2023
Carrier Corp. - Indianapolis | Comfortmaker | N80ESL0901714A | Federally-Regulated Consumer Product | Non-Weatherized, Non-Condensin | 1238 | 236 |  | 05/25/2023 | 88097 | 203360036 | 11/09/2023
Carrier Corp. - Indianapolis | Comfortmaker | N92ESN1002120A* | Federally-Regulated Consumer Product | Mobile Home Non-Weatherized, C | 1821 | 275 |  | 05/25/2023 | 99460 | 203359856 | 11/09/2023
Carrier Corp. - Indianapolis | Comfortmaker | N80ESN0902120A | Federally-Regulated Consumer Product | Non-Weatherized, Non-Condensin | 2015 | 271 |  | 05/25/2023 | 88187 | 203359728 | 11/09/2023
Carrier Corp. - Indianapolis | Comfortmaker | N80ESN0451412A | Federally-Regulated Consumer Product | Non-Weatherized, Non-Condensin | 1083 | 230 |  | 05/25/2023 | 43761 | 203359714 | 11/09/2023
Carrier Corp. - Indianapolis | Comfortmaker | N80ESL1552420A | Federally-Regulated Consumer Product | Non-Weatherized, Non-Condensin | 2000 | 270 |  | 05/25/2023 | 153106 | 203360043 | 11/09/2023
Carrier Corp. - Indianapolis | Comfortmaker | N80ESL0902420A | Federally-Regulated Consumer Product | Non-Weatherized, Non-Condensin | 1987 | 269 |  | 05/25/2023 | 88320 | 203360039 | 11/09/2023
Carrier Corp. - Indianapolis | Comfortmaker | G96VTN0401712A*D | Federally-Regulated Consumer Product | Non-Weatherized, Condensing Ga | 1075 | 242 |  | 05/25/2023 | 25768 | 203359227 | 11/09/2023
Carrier Corp. - Indianapolis | Comfortmaker | N92ESN0601714A | Federally-Regulated Consumer Product | Non-Weatherized, Condensing Ga | 1205 | 248 |  | 05/25/2023 | 60119 | 203359740 | 11/09/2023
Carrier Corp. - Indianapolis | Comfortmaker | N80ESN1552420A | Federally-Regulated Consumer Product | Non-Weatherized, Non-Condensin | 2000 | 270 |  | 05/25/2023 | 153106 | 203359737 | 11/09/2023
Carrier Corp. - Indianapolis | Comfortmaker | N92ESN0601714A* | Federally-Regulated Consumer Product | Mobile Home Non-Weatherized, C | 1205 | 248 |  | 05/25/2023 | 60119 | 203359758 | 11/09/2023
Carrier Corp. - Indianapolis | Comfortmaker | G80VTL0701716A* | Federally-Regulated Consumer Product | Non-Weatherized, Non-Condensin | 1813 | 262 |  | 05/25/2023 | 43434 | 207207211 | 11/09/2023
Carrier Corp. - Indianapolis | Comfortmaker | G80VTL0902120A | Federally-Regulated Consumer Product | Non-Weatherized, Non-Condensin | 2025 | 271 |  | 05/25/2023 | 57947 | 207207212 | 11/09/2023
Carrier Corp. - Indianapolis | Comfortmaker | G96VTN0401712A | Federally-Regulated Consumer Product | Non-Weatherized, Condensing Ga | 1075 | 242 |  | 05/25/2023 | 25768 | 203359221 | 11/09/2023
Carrier Corp. - Indianapolis | Comfortmaker | N92ESN0601412A | Federally-Regulated Consumer Product | Non-Weatherized, Condensing Ga | 945 | 237 |  | 05/25/2023 | 59375 | 203359703 | 11/09/2023
Carrier Corp. - Indianapolis | Comfortmaker | G80VTL1102122A* | Federally-Regulated Consumer Product | Non-Weatherized, Non-Condensin | 2435 | 289 |  | 05/25/2023 | 72702 | 207207215 | 11/09/2023
Carrier Corp. - Indianapolis | Comfortmaker | N80ESN1102420A | Federally-Regulated Consumer Product | Non-Weatherized, Non-Condensin | 2027 | 271 |  | 05/25/2023 | 109826 | 203359734 | 11/09/2023
Carrier Corp. - Indianapolis | Comfortmaker | N92ESN0401712A* | Federally-Regulated Consumer Product | Mobile Home Non-Weatherized, C | 1024 | 240 |  | 05/25/2023 | 39894 | 203359685 | 11/09/2023
Carrier Corp. - Indianapolis | Comfortmaker | N92ESN1202420A* | Federally-Regulated Consumer Product | Mobile Home Non-Weatherized, C | 1904 | 279 |  | 05/25/2023 | 119302 | 203359892 | 11/09/2023
Carrier Corp. - Indianapolis | Comfortmaker | N92ESN0601412A* | Federally-Regulated Consumer Product | Mobile Home Non-Weatherized, C | 945 | 237 |  | 05/25/2023 | 59375 | 203359721 | 11/09/2023
Carrier Corp. - Indianapolis | Comfortmaker | N92ESN0802120A* | Federally-Regulated Consumer Product | Mobile Home Non-Weatherized, C | 1832 | 276 |  | 05/25/2023 | 79860 | 203359824 | 11/09/2023
Carrier Corp. - Indianapolis | Comfortmaker | G80VTL1102122A | Federally-Regulated Consumer Product | Non-Weatherized, Non-Condensin | 2435 | 289 |  | 05/25/2023 | 72702 | 207207214 | 11/09/2023
Carrier Corp. - Indianapolis | Comfortmaker | G96VTN0802120A | Federally-Regulated Consumer Product | Non-Weatherized, Condensing Ga | 2043 | 285 |  | 05/25/2023 | 52228 | 203359224 | 11/09/2023
Carrier Corp. - Indianapolis | Comfortmaker | N92ESN1202420A | Federally-Regulated Consumer Product | Non-Weatherized, Condensing Ga | 1904 | 279 |  | 05/25/2023 | 119302 | 203359875 | 11/09/2023
Carrier Corp. - Indianapolis | Comfortmaker | G80VTL0451412A | Federally-Regulated Consumer Product | Non-Weatherized, Non-Condensin | 1205 | 235 |  | 05/25/2023 | 28909 | 207207208 | 11/09/2023
Carrier Corp. - Indianapolis | Comfortmaker | G96VTN0601714A*D | Federally-Regulated Consumer Product | Non-Weatherized, Condensing Ga | 1459 | 259 |  | 05/25/2023 | 39051 | 203359228 | 11/09/2023
Carrier Corp. - Indianapolis | Comfortmaker | N95ESN1402422A | Federally-Regulated Consumer Product | Non-Weatherized, Condensing Ga | 2328 | 297 |  | 05/25/2023 | 139741 | 203360349 | 11/09/2023
Carrier Corp. - Indianapolis | Comfortmaker | N95ESN0401410A**D | Federally-Regulated Consumer Product | Mobile Home Non-Weatherized, C | 950 | 237 |  | 05/25/2023 | 40146 | 203924755 | 11/09/2023
Carrier Corp. - Indianapolis | Comfortmaker | N95ESN1002120A*D | Federally-Regulated Consumer Product | Non-Weatherized, Condensing Ga | 2102 | 287 |  | 05/25/2023 | 99999 | 203360811 | 11/09/2023
Carrier Corp. - Indianapolis | Comfortmaker | N95ESN0801716A* | Federally-Regulated Consumer Product | Mobile Home Non-Weatherized, C | 1771 | 273 |  | 05/25/2023 | 80331 | 203360650 | 11/09/2023
Carrier Corp. - Indianapolis | Comfortmaker | N95ESN0601714A* | Federally-Regulated Consumer Product | Mobile Home Non-Weatherized, C | 1346 | 254 |  | 05/25/2023 | 60102 | 203360649 | 11/09/2023
Carrier Corp. - Indianapolis | Comfortmaker | N95ESN0401712A* | Federally-Regulated Consumer Product | Mobile Home Non-Weatherized, C | 998 | 239 |  | 05/25/2023 | 40139 | 203360648 | 11/09/2023
Carrier Corp. - Indianapolis | Comfortmaker | N95ESN0401712A**D | Federally-Regulated Consumer Product | Mobile Home Non-Weatherized, C | 998 | 239 |  | 05/25/2023 | 40139 | 203360654 | 11/09/2023
Carrier Corp. - Indianapolis | Comfortmaker | N80ESL0901714A* | Federally-Regulated Consumer Product | Non-Weatherized, Non-Condensin | 1238 | 236 |  | 05/25/2023 | 88097 | 203360200 | 11/09/2023
Carrier Corp. - Indianapolis | Comfortmaker | N80ESL0451712A | Federally-Regulated Consumer Product | Non-Weatherized, Non-Condensin | 1206 | 235 |  | 05/25/2023 | 44058 | 203360032 | 11/09/2023
Carrier Corp. - Indianapolis | Comfortmaker | N95ESN0601412A**D | Federally-Regulated Consumer Product | Mobile Home Non-Weatherized, C | 1176 | 247 |  | 05/25/2023 | 59961 | 203924759 | 11/09/2023
Carrier Corp. - Indianapolis | Comfortmaker | N95ESN0801716A**D | Federally-Regulated Consumer Product | Mobile Home Non-Weatherized, C | 1771 | 273 |  | 05/25/2023 | 80331 | 203360656 | 11/09/2023
Carrier Corp. - Indianapolis | Comfortmaker | N95ESN0601412A* | Federally-Regulated Consumer Product | Mobile Home Non-Weatherized, C | 1176 | 247 |  | 05/25/2023 | 59961 | 203924758 | 11/09/2023
Carrier Corp. - Indianapolis | Comfortmaker | N80ESL0902116A* | Federally-Regulated Consumer Product | Non-Weatherized, Non-Condensin | 1450 | 246 |  | 05/25/2023 | 87792 | 203360202 | 11/09/2023
Carrier Corp. - Indianapolis | Comfortmaker | N80ESL0902420A* | Federally-Regulated Consumer Product | Non-Weatherized, Non-Condensin | 1987 | 269 |  | 05/25/2023 | 88320 | 203360206 | 11/09/2023
Carrier Corp. - Indianapolis | Comfortmaker | N80ESL1552420A* | Federally-Regulated Consumer Product | Non-Weatherized, Non-Condensin | 2000 | 270 |  | 05/25/2023 | 153106 | 203360214 | 11/09/2023
Carrier Corp. - Indianapolis | Comfortmaker | N95ESN1002120A**D | Federally-Regulated Consumer Product | Mobile Home Non-Weatherized, C | 2102 | 287 |  | 05/25/2023 | 99999 | 203360658 | 11/09/2023
Carrier Corp. - Indianapolis | Comfortmaker | N95ESN0601714A**D | Federally-Regulated Consumer Product | Mobile Home Non-Weatherized, C | 1346 | 254 |  | 05/25/2023 | 60102 | 203360655 | 11/09/2023
Carrier Corp. - Indianapolis | Comfortmaker | N95ESN1002120A | Federally-Regulated Consumer Product | Non-Weatherized, Condensing Ga | 2102 | 287 |  | 05/25/2023 | 99999 | 203360346 | 11/09/2023
Carrier Corp. - Indianapolis | Comfortmaker | N95ESN1202422A**D | Federally-Regulated Consumer Product | Mobile Home Non-Weatherized, C | 2161 | 290 |  | 05/25/2023 | 119834 | 203360659 | 11/09/2023
Carrier Corp. - Indianapolis | Comfortmaker | N95ESN0261410A | Federally-Regulated Consumer Product | Non-Weatherized, Condensing Ga | 890 | 234 |  | 05/25/2023 | 26050 | 203360336 | 11/09/2023
Carrier Corp. - Indianapolis | Comfortmaker | N95ESN0401410A* | Federally-Regulated Consumer Product | Mobile Home Non-Weatherized, C | 950 | 237 |  | 05/25/2023 | 40146 | 203924754 | 11/09/2023
Carrier Corp. - Indianapolis | Comfortmaker | N95ESN0802120A* | Federally-Regulated Consumer Product | Mobile Home Non-Weatherized, C | 1837 | 276 |  | 05/25/2023 | 79777 | 203360651 | 11/09/2023
Carrier Corp. - Indianapolis | Comfortmaker | N80ESL1102420A* | Federally-Regulated Consumer Product | Non-Weatherized, Non-Condensin | 2027 | 271 |  | 05/25/2023 | 109826 | 203360209 | 11/09/2023
Carrier Corp. - Indianapolis | Comfortmaker | N80ESL1352420A* | Federally-Regulated Consumer Product | Non-Weatherized, Non-Condensin | 1887 | 265 |  | 05/25/2023 | 131482 | 203360211 | 11/09/2023
Carrier Corp. - Indianapolis | Comfortmaker | N95ESN1202422A | Federally-Regulated Consumer Product | Non-Weatherized, Condensing Ga | 2161 | 290 |  | 05/25/2023 | 119834 | 203360347 | 11/09/2023
Carrier Corp. - Indianapolis | Comfortmaker | N95ESN1002120A* | Federally-Regulated Consumer Product | Mobile Home Non-Weatherized, C | 2102 | 287 |  | 05/25/2023 | 99999 | 203360652 | 11/09/2023
Carrier Corp. - Indianapolis | Comfortmaker | N80ESL0701712A* | Federally-Regulated Consumer Product | Non-Weatherized, Non-Condensin | 1051 | 228 |  | 05/25/2023 | 65904 | 203360196 | 11/09/2023
Carrier Corp. - Indianapolis | Comfortmaker | N95ESN0802120A**D | Federally-Regulated Consumer Product | Mobile Home Non-Weatherized, C | 1837 | 276 |  | 05/25/2023 | 79777 | 203360657 | 11/09/2023
Carrier Corp. - Indianapolis | Comfortmaker | N95ESN1202422A*D | Federally-Regulated Consumer Product | Non-Weatherized, Condensing Ga | 2161 | 290 |  | 05/25/2023 | 119834 | 203360361 | 11/09/2023
Carrier Corp. - Indianapolis | Comfortmaker | N95ESN1402422A*D | Federally-Regulated Consumer Product | Non-Weatherized, Condensing Ga | 2328 | 297 |  | 05/25/2023 | 139741 | 203360363 | 11/09/2023
Carrier Corp. - Indianapolis | Comfortmaker | N95ESN0261410A*D | Federally-Regulated Consumer Product | Non-Weatherized, Condensing Ga | 890 | 234 |  | 05/25/2023 | 26050 | 203360351 | 11/09/2023
Carrier Corp. - Indianapolis | Comfortmaker | N95ESN1202422A* | Federally-Regulated Consumer Product | Mobile Home Non-Weatherized, C | 2161 | 290 |  | 05/25/2023 | 119834 | 203360653 | 11/09/2023
Carrier Corp. - Indianapolis | Comfortmaker | N80ESL0451712A* | Federally-Regulated Consumer Product | Non-Weatherized, Non-Condensin | 1206 | 235 |  | 05/25/2023 | 44058 | 203360192 | 11/09/2023
Carrier Corp. - Indianapolis | Tempstar | N95ESN0801716A**D | Federally-Regulated Consumer Product | Mobile Home Non-Weatherized, C | 1771 | 273 |  | 05/25/2023 | 80331 | 203360728 | 11/09/2023
Carrier Corp. - Indianapolis | Tempstar | N95ESN1402422A*D | Federally-Regulated Consumer Product | Non-Weatherized, Condensing Ga | 2328 | 297 |  | 05/25/2023 | 139741 | 203360514 | 11/09/2023
Carrier Corp. - Indianapolis | Tempstar | N80ESL1552420A* | Federally-Regulated Consumer Product | Non-Weatherized, Non-Condensin | 2000 | 270 |  | 05/25/2023 | 153106 | 203360343 | 11/09/2023
Carrier Corp. - Indianapolis | Tempstar | N80ESN0901714A | Federally-Regulated Consumer Product | Non-Weatherized, Non-Condensin | 1238 | 236 |  | 05/25/2023 | 88097 | 203359863 | 11/09/2023
Carrier Corp. - Indianapolis | Tempstar | N95ESN1002120A | Federally-Regulated Consumer Product | Non-Weatherized, Condensing Ga | 2102 | 287 |  | 05/25/2023 | 99999 | 203360496 | 11/09/2023
Carrier Corp. - Indianapolis | Tempstar | N80ESL1552420A | Federally-Regulated Consumer Product | Non-Weatherized, Non-Condensin | 2000 | 270 |  | 05/25/2023 | 153106 | 203360108 | 11/09/2023
Carrier Corp. - Indianapolis | Tempstar | N95ESN0801716A* | Federally-Regulated Consumer Product | Mobile Home Non-Weatherized, C | 1771 | 273 |  | 05/25/2023 | 80331 | 203360722 | 11/09/2023
Carrier Corp. - Indianapolis | Tempstar | N80ESN1352420A | Federally-Regulated Consumer Product | Non-Weatherized, Non-Condensin | 1887 | 265 |  | 05/25/2023 | 131482 | 203359874 | 11/09/2023
Carrier Corp. - Indianapolis | Tempstar | N80ESL0701712A | Federally-Regulated Consumer Product | Non-Weatherized, Non-Condensin | 1051 | 228 |  | 05/25/2023 | 65904 | 203360099 | 11/09/2023
Carrier Corp. - Indianapolis | Tempstar | N80ESL0451712A* | Federally-Regulated Consumer Product | Non-Weatherized, Non-Condensin | 1206 | 235 |  | 05/25/2023 | 44058 | 203360321 | 11/09/2023
Carrier Corp. - Indianapolis | Tempstar | N95ESN0401712A* | Federally-Regulated Consumer Product | Mobile Home Non-Weatherized, C | 998 | 239 |  | 05/25/2023 | 40139 | 203360720 | 11/09/2023
Carrier Corp. - Indianapolis | Tempstar | N95ESN0401712A**D | Federally-Regulated Consumer Product | Mobile Home Non-Weatherized, C | 998 | 239 |  | 05/25/2023 | 40139 | 203360726 | 11/09/2023
Carrier Corp. - Indianapolis | Tempstar | N80ESN1552420A | Federally-Regulated Consumer Product | Non-Weatherized, Non-Condensin | 2000 | 270 |  | 05/25/2023 | 153106 | 203359876 | 11/09/2023
Carrier Corp. - Indianapolis | Tempstar | N80ESL0901714A | Federally-Regulated Consumer Product | Non-Weatherized, Non-Condensin | 1238 | 236 |  | 05/25/2023 | 88097 | 203360101 | 11/09/2023
Carrier Corp. - Indianapolis | Tempstar | N95ESN1202422A | Federally-Regulated Consumer Product | Non-Weatherized, Condensing Ga | 2161 | 290 |  | 05/25/2023 | 119834 | 203360498 | 11/09/2023
Carrier Corp. - Indianapolis | Tempstar | N80ESN0902420A | Federally-Regulated Consumer Product | Non-Weatherized, Non-Condensin | 1987 | 269 |  | 05/25/2023 | 88320 | 203359869 | 11/09/2023
Carrier Corp. - Indianapolis | Tempstar | N95ESN0261410A*D | Federally-Regulated Consumer Product | Non-Weatherized, Condensing Ga | 890 | 234 |  | 05/25/2023 | 26050 | 203360502 | 11/09/2023
Carrier Corp. - Indianapolis | Tempstar | N80ESL1102420A* | Federally-Regulated Consumer Product | Non-Weatherized, Non-Condensin | 2027 | 271 |  | 05/25/2023 | 109826 | 203360339 | 11/09/2023
Carrier Corp. - Indianapolis | Tempstar | N80ESL1352420A | Federally-Regulated Consumer Product | Non-Weatherized, Non-Condensin | 1887 | 265 |  | 05/25/2023 | 131482 | 203360107 | 11/09/2023
Carrier Corp. - Indianapolis | Tempstar | N95ESN0601714A**D | Federally-Regulated Consumer Product | Mobile Home Non-Weatherized, C | 1346 | 254 |  | 05/25/2023 | 60102 | 203360727 | 11/09/2023
Carrier Corp. - Indianapolis | Tempstar | N95ESN0261410A | Federally-Regulated Consumer Product | Non-Weatherized, Condensing Ga | 890 | 234 |  | 05/25/2023 | 26050 | 203360486 | 11/09/2023
Carrier Corp. - Indianapolis | Tempstar | N80ESL1102420A | Federally-Regulated Consumer Product | Non-Weatherized, Non-Condensin | 2027 | 271 |  | 05/25/2023 | 109826 | 203360106 | 11/09/2023
Carrier Corp. - Indianapolis | Tempstar | N95ESN1202422A* | Federally-Regulated Consumer Product | Mobile Home Non-Weatherized, C | 2161 | 290 |  | 05/25/2023 | 119834 | 203360725 | 11/09/2023
Carrier Corp. - Indianapolis | Tempstar | N92ESN1002120A* | Federally-Regulated Consumer Product | Mobile Home Non-Weatherized, C | 1821 | 275 |  | 05/25/2023 | 99460 | 203359868 | 11/09/2023
Carrier Corp. - Indianapolis | Tempstar | N80ESN1102420A | Federally-Regulated Consumer Product | Non-Weatherized, Non-Condensin | 2027 | 271 |  | 05/25/2023 | 109826 | 203359873 | 11/09/2023
Carrier Corp. - Indianapolis | Tempstar | N95ESN1002120A* | Federally-Regulated Consumer Product | Mobile Home Non-Weatherized, C | 2102 | 287 |  | 05/25/2023 | 99999 | 203360724 | 11/09/2023
Carrier Corp. - Indianapolis | Tempstar | N80ESL0701712A* | Federally-Regulated Consumer Product | Non-Weatherized, Non-Condensin | 1051 | 228 |  | 05/25/2023 | 65904 | 203360325 | 11/09/2023
Carrier Corp. - Indianapolis | Tempstar | N80ESL0901714A* | Federally-Regulated Consumer Product | Non-Weatherized, Non-Condensin | 1238 | 236 |  | 05/25/2023 | 88097 | 203360329 | 11/09/2023
Carrier Corp. - Indianapolis | Tempstar | N95ESN1402422A | Federally-Regulated Consumer Product | Non-Weatherized, Condensing Ga | 2328 | 297 |  | 05/25/2023 | 139741 | 203360500 | 11/09/2023
Carrier Corp. - Indianapolis | Tempstar | N80ESL0451712A | Federally-Regulated Consumer Product | Non-Weatherized, Non-Condensin | 1206 | 235 |  | 05/25/2023 | 44058 | 203360097 | 11/09/2023
Carrier Corp. - Indianapolis | Tempstar | N95ESN1002120A**D | Federally-Regulated Consumer Product | Mobile Home Non-Weatherized, C | 2102 | 287 |  | 05/25/2023 | 99999 | 203360730 | 11/09/2023
Carrier Corp. - Indianapolis | Tempstar | N80ESL1352420A* | Federally-Regulated Consumer Product | Non-Weatherized, Non-Condensin | 1887 | 265 |  | 05/25/2023 | 131482 | 203360341 | 11/09/2023
Carrier Corp. - Indianapolis | Tempstar | N95ESN1202422A**D | Federally-Regulated Consumer Product | Mobile Home Non-Weatherized, C | 2161 | 290 |  | 05/25/2023 | 119834 | 203360731 | 11/09/2023
Carrier Corp. - Indianapolis | Tempstar | N95ESN1202422A*D | Federally-Regulated Consumer Product | Non-Weatherized, Condensing Ga | 2161 | 290 |  | 05/25/2023 | 119834 | 203360512 | 11/09/2023
Carrier Corp. - Indianapolis | Tempstar | N95ESN0802120A* | Federally-Regulated Consumer Product | Mobile Home Non-Weatherized, C | 1837 | 276 |  | 05/25/2023 | 79777 | 203360723 | 11/09/2023
Carrier Corp. - Indianapolis | Tempstar | N95ESN1002120A*D | Federally-Regulated Consumer Product | Non-Weatherized, Condensing Ga | 2102 | 287 |  | 05/25/2023 | 99999 | 203360817 | 11/09/2023
Carrier Corp. - Indianapolis | Tempstar | N80ESL0902420A* | Federally-Regulated Consumer Product | Non-Weatherized, Non-Condensin | 1987 | 269 |  | 05/25/2023 | 88320 | 203360335 | 11/09/2023
Carrier Corp. - Indianapolis | Tempstar | N95ESN0601714A* | Federally-Regulated Consumer Product | Mobile Home Non-Weatherized, C | 1346 | 254 |  | 05/25/2023 | 60102 | 203360721 | 11/09/2023
Carrier Corp. - Indianapolis | Tempstar | N95ESN0802120A**D | Federally-Regulated Consumer Product | Mobile Home Non-Weatherized, C | 1837 | 276 |  | 05/25/2023 | 79777 | 203360729 | 11/09/2023
Carrier Corp. - Indianapolis | Tempstar | N80ESL0902420A | Federally-Regulated Consumer Product | Non-Weatherized, Non-Condensin | 1987 | 269 |  | 05/25/2023 | 88320 | 203360104 | 11/09/2023
Carrier Corp. - Indianapolis | Arcoaire | N92ESN0802120A* | Federally-Regulated Consumer Product | Mobile Home Non-Weatherized, C | 1832 | 276 |  | 05/25/2023 | 79860 | 203359822 | 11/09/2023
Carrier Corp. - Indianapolis | Arcoaire | N95ESN1002120A* | Federally-Regulated Consumer Product | Mobile Home Non-Weatherized, C | 2102 | 287 |  | 05/25/2023 | 99999 | 203360640 | 11/09/2023
Carrier Corp. - Indianapolis | Arcoaire | N95ESN0401712A* | Federally-Regulated Consumer Product | Mobile Home Non-Weatherized, C | 998 | 239 |  | 05/25/2023 | 40139 | 203360636 | 11/09/2023
Carrier Corp. - Indianapolis | Arcoaire | N95ESN0802120A**D | Federally-Regulated Consumer Product | Mobile Home Non-Weatherized, C | 1837 | 276 |  | 05/25/2023 | 79777 | 203360645 | 11/09/2023
Carrier Corp. - Indianapolis | Arcoaire | N92ESN1202420A | Federally-Regulated Consumer Product | Non-Weatherized, Condensing Ga | 1904 | 279 |  | 05/25/2023 | 119302 | 203359872 | 11/09/2023
Carrier Corp. - Indianapolis | Arcoaire | N92ESN0801716A* | Federally-Regulated Consumer Product | Mobile Home Non-Weatherized, C | 1390 | 256 |  | 05/25/2023 | 79599 | 203359793 | 11/09/2023
Carrier Corp. - Indianapolis | Arcoaire | N80ESL1352420A | Federally-Regulated Consumer Product | Non-Weatherized, Non-Condensin | 1887 | 265 |  | 05/25/2023 | 131482 | 203360029 | 11/09/2023
Carrier Corp. - Indianapolis | Arcoaire | N80ESL0451712A* | Federally-Regulated Consumer Product | Non-Weatherized, Non-Condensin | 1206 | 235 |  | 05/25/2023 | 44058 | 203360173 | 11/09/2023
Carrier Corp. - Indianapolis | Arcoaire | N95ESN0801716A* | Federally-Regulated Consumer Product | Mobile Home Non-Weatherized, C | 1771 | 273 |  | 05/25/2023 | 80331 | 203360638 | 11/09/2023
Carrier Corp. - Indianapolis | Arcoaire | N80ESL0902420A* | Federally-Regulated Consumer Product | Non-Weatherized, Non-Condensin | 1987 | 269 |  | 05/25/2023 | 88320 | 203360182 | 11/09/2023
Carrier Corp. - Indianapolis | Arcoaire | N80ESL0901714A* | Federally-Regulated Consumer Product | Non-Weatherized, Non-Condensin | 1238 | 236 |  | 05/25/2023 | 88097 | 203360177 | 11/09/2023
Carrier Corp. - Indianapolis | Arcoaire | N95ESN1202422A**D | Federally-Regulated Consumer Product | Mobile Home Non-Weatherized, C | 2161 | 290 |  | 05/25/2023 | 119834 | 203360647 | 11/09/2023
Carrier Corp. - Indianapolis | Arcoaire | N95ESN0401410A* | Federally-Regulated Consumer Product | Mobile Home Non-Weatherized, C | 950 | 237 |  | 05/25/2023 | 40146 | 203924746 | 11/09/2023
Carrier Corp. - Indianapolis | Arcoaire | N92ESN0802120A | Federally-Regulated Consumer Product | Non-Weatherized, Condensing Ga | 1832 | 276 |  | 05/25/2023 | 79860 | 203359808 | 11/09/2023
Carrier Corp. - Indianapolis | Arcoaire | N80ESL0902116A* | Federally-Regulated Consumer Product | Non-Weatherized, Non-Condensin | 1450 | 246 |  | 05/25/2023 | 87792 | 203360178 | 11/09/2023
Carrier Corp. - Indianapolis | Arcoaire | N95ESN1202422A | Federally-Regulated Consumer Product | Non-Weatherized, Condensing Ga | 2161 | 290 |  | 05/25/2023 | 119834 | 203360318 | 11/09/2023
Carrier Corp. - Indianapolis | Arcoaire | N95ESN1402422A | Federally-Regulated Consumer Product | Non-Weatherized, Condensing Ga | 2328 | 297 |  | 05/25/2023 | 139741 | 203360320 | 11/09/2023
Carrier Corp. - Indianapolis | Arcoaire | N95ESN0261410A | Federally-Regulated Consumer Product | Non-Weatherized, Condensing Ga | 890 | 234 |  | 05/25/2023 | 26050 | 203360306 | 11/09/2023
Carrier Corp. - Indianapolis | Arcoaire | N92ESN1002120A | Federally-Regulated Consumer Product | Non-Weatherized, Condensing Ga | 1821 | 275 |  | 05/25/2023 | 99460 | 203359840 | 11/09/2023
Carrier Corp. - Indianapolis | Arcoaire | N80ESL0451712A | Federally-Regulated Consumer Product | Non-Weatherized, Non-Condensin | 1206 | 235 |  | 05/25/2023 | 44058 | 203360015 | 11/09/2023
Carrier Corp. - Indianapolis | Arcoaire | N80ESL0902420A | Federally-Regulated Consumer Product | Non-Weatherized, Non-Condensin | 1987 | 269 |  | 05/25/2023 | 88320 | 203360026 | 11/09/2023
Carrier Corp. - Indianapolis | Arcoaire | N95ESN1002120A**D | Federally-Regulated Consumer Product | Mobile Home Non-Weatherized, C | 2102 | 287 |  | 05/25/2023 | 99999 | 203360646 | 11/09/2023
Carrier Corp. - Indianapolis | Arcoaire | N95ESN0801716A**D | Federally-Regulated Consumer Product | Mobile Home Non-Weatherized, C | 1771 | 273 |  | 05/25/2023 | 80331 | 203360644 | 11/09/2023
Carrier Corp. - Indianapolis | Arcoaire | N95ESN0401410A**D | Federally-Regulated Consumer Product | Mobile Home Non-Weatherized, C | 950 | 237 |  | 05/25/2023 | 40146 | 203924747 | 11/09/2023
Carrier Corp. - Indianapolis | Arcoaire | N80ESL1552420A* | Federally-Regulated Consumer Product | Non-Weatherized, Non-Condensin | 2000 | 270 |  | 05/25/2023 | 153106 | 203360188 | 11/09/2023
Carrier Corp. - Indianapolis | Arcoaire | N80ESL1102420A | Federally-Regulated Consumer Product | Non-Weatherized, Non-Condensin | 2027 | 271 |  | 05/25/2023 | 109826 | 203360028 | 11/09/2023
Carrier Corp. - Indianapolis | Arcoaire | N95ESN1402422A*D | Federally-Regulated Consumer Product | Non-Weatherized, Condensing Ga | 2328 | 297 |  | 05/25/2023 | 139741 | 203360334 | 11/09/2023
Carrier Corp. - Indianapolis | Arcoaire | N95ESN0261410A*D | Federally-Regulated Consumer Product | Non-Weatherized, Condensing Ga | 890 | 234 |  | 05/25/2023 | 26050 | 203360322 | 11/09/2023
Carrier Corp. - Indianapolis | Arcoaire | N95ESN0802120A* | Federally-Regulated Consumer Product | Mobile Home Non-Weatherized, C | 1837 | 276 |  | 05/25/2023 | 79777 | 203360639 | 11/09/2023
Carrier Corp. - Indianapolis | Arcoaire | N80ESL0901714A | Federally-Regulated Consumer Product | Non-Weatherized, Non-Condensin | 1238 | 236 |  | 05/25/2023 | 88097 | 203360023 | 11/09/2023
Carrier Corp. - Indianapolis | Arcoaire | N80ESL1352420A* | Federally-Regulated Consumer Product | Non-Weatherized, Non-Condensin | 1887 | 265 |  | 05/25/2023 | 131482 | 203360187 | 11/09/2023
Carrier Corp. - Indianapolis | Arcoaire | N95ESN0401712A**D | Federally-Regulated Consumer Product | Mobile Home Non-Weatherized, C | 998 | 239 |  | 05/25/2023 | 40139 | 203360642 | 11/09/2023
Carrier Corp. - Indianapolis | Arcoaire | N80ESL0701712A* | Federally-Regulated Consumer Product | Non-Weatherized, Non-Condensin | 1051 | 228 |  | 05/25/2023 | 65904 | 203360175 | 11/09/2023
Carrier Corp. - Indianapolis | Arcoaire | N95ESN0601412A* | Federally-Regulated Consumer Product | Mobile Home Non-Weatherized, C | 1176 | 247 |  | 05/25/2023 | 59961 | 203924750 | 11/09/2023
Carrier Corp. - Indianapolis | Arcoaire | N80ESL0902116A | Federally-Regulated Consumer Product | Non-Weatherized, Non-Condensin | 1450 | 246 |  | 05/25/2023 | 87792 | 203360024 | 11/09/2023
Carrier Corp. - Indianapolis | Arcoaire | N95ESN1202422A* | Federally-Regulated Consumer Product | Mobile Home Non-Weatherized, C | 2161 | 290 |  | 05/25/2023 | 119834 | 203360641 | 11/09/2023
Carrier Corp. - Indianapolis | Arcoaire | N95ESN0601714A**D | Federally-Regulated Consumer Product | Mobile Home Non-Weatherized, C | 1346 | 254 |  | 05/25/2023 | 60102 | 203360643 | 11/09/2023
Carrier Corp. - Indianapolis | Arcoaire | N80ESL0701712A | Federally-Regulated Consumer Product | Non-Weatherized, Non-Condensin | 1051 | 228 |  | 05/25/2023 | 65904 | 203360019 | 11/09/2023
Carrier Corp. - Indianapolis | Arcoaire | N95ESN1202422A*D | Federally-Regulated Consumer Product | Non-Weatherized, Condensing Ga | 2161 | 290 |  | 05/25/2023 | 119834 | 203360332 | 11/09/2023
Carrier Corp. - Indianapolis | Arcoaire | N92ESN1002120A* | Federally-Regulated Consumer Product | Mobile Home Non-Weatherized, C | 1821 | 275 |  | 05/25/2023 | 99460 | 203359854 | 11/09/2023
Carrier Corp. - Indianapolis | Arcoaire | N80ESL1552420A | Federally-Regulated Consumer Product | Non-Weatherized, Non-Condensin | 2000 | 270 |  | 05/25/2023 | 153106 | 203360030 | 11/09/2023
Carrier Corp. - Indianapolis | Arcoaire | N95ESN0601412A**D | Federally-Regulated Consumer Product | Mobile Home Non-Weatherized, C | 1176 | 247 |  | 05/25/2023 | 59961 | 203924751 | 11/09/2023
Carrier Corp. - Indianapolis | Arcoaire | N95ESN0601714A* | Federally-Regulated Consumer Product | Mobile Home Non-Weatherized, C | 1346 | 254 |  | 05/25/2023 | 60102 | 203360637 | 11/09/2023
Carrier Corp. - Indianapolis | Arcoaire | N92ESN0801716A | Federally-Regulated Consumer Product | Non-Weatherized, Condensing Ga | 1390 | 256 |  | 05/25/2023 | 79599 | 203359775 | 11/09/2023
Carrier Corp. - Indianapolis | Arcoaire | N92ESN1202420A* | Federally-Regulated Consumer Product | Mobile Home Non-Weatherized, C | 1904 | 279 |  | 05/25/2023 | 119302 | 203359890 | 11/09/2023
Carrier Corp. - Indianapolis | Arcoaire | N95ESN1002120A*D | Federally-Regulated Consumer Product | Non-Weatherized, Condensing Ga | 2102 | 287 |  | 05/25/2023 | 99999 | 203360810 | 11/09/2023
Carrier Corp. - Indianapolis | Arcoaire | N95ESN1002120A | Federally-Regulated Consumer Product | Non-Weatherized, Condensing Ga | 2102 | 287 |  | 05/25/2023 | 99999 | 203360316 | 11/09/2023
Carrier Corp. - Indianapolis | Arcoaire | N80ESL1102420A* | Federally-Regulated Consumer Product | Non-Weatherized, Non-Condensin | 2027 | 271 |  | 05/25/2023 | 109826 | 203360185 | 11/09/2023
Carrier Corp. - Indianapolis | Payne | PG95ESAA60080C* | Federally-Regulated Consumer Product | Mobile Home Non-Weatherized, C | 1837 | 276 |  | 05/25/2023 | 79777 | 203360615 | 11/09/2023
Carrier Corp. - Indianapolis | Payne | PG95ESAA36040B**D | Federally-Regulated Consumer Product | Mobile Home Non-Weatherized, C | 998 | 239 |  | 05/25/2023 | 40139 | 203360618 | 11/09/2023
Carrier Corp. - Indianapolis | Payne | PG95ESAA42060B**D | Federally-Regulated Consumer Product | Mobile Home Non-Weatherized, C | 1346 | 254 |  | 05/25/2023 | 60102 | 203360619 | 11/09/2023
Carrier Corp. - Indianapolis | Payne | PG95ESAA66120D**D | Federally-Regulated Consumer Product | Mobile Home Non-Weatherized, C | 2161 | 290 |  | 05/25/2023 | 119834 | 203360623 | 11/09/2023
Carrier Corp. - Indianapolis | Payne | PG95ESAA42060B* | Federally-Regulated Consumer Product | Mobile Home Non-Weatherized, C | 1346 | 254 |  | 05/25/2023 | 60102 | 203360613 | 11/09/2023
Carrier Corp. - Indianapolis | Payne | PG95ESAA60100C* | Federally-Regulated Consumer Product | Mobile Home Non-Weatherized, C | 2102 | 287 |  | 05/25/2023 | 99999 | 203360616 | 11/09/2023
Carrier Corp. - Indianapolis | Payne | PG95ESAA60100C**D | Federally-Regulated Consumer Product | Mobile Home Non-Weatherized, C | 2102 | 287 |  | 05/25/2023 | 99999 | 203360622 | 11/09/2023
Carrier Corp. - Indianapolis | Payne | PG95ESAA48080B* | Federally-Regulated Consumer Product | Mobile Home Non-Weatherized, C | 1771 | 273 |  | 05/25/2023 | 80331 | 203360614 | 11/09/2023
Carrier Corp. - Indianapolis | Payne | PG95ESAA60080C**D | Federally-Regulated Consumer Product | Mobile Home Non-Weatherized, C | 1837 | 276 |  | 05/25/2023 | 79777 | 203360621 | 11/09/2023
Carrier Corp. - Indianapolis | Payne | PG95ESAA36040B* | Federally-Regulated Consumer Product | Mobile Home Non-Weatherized, C | 998 | 239 |  | 05/25/2023 | 40139 | 203360612 | 11/09/2023
Carrier Corp. - Indianapolis | Payne | PG95ESAA48080B**D | Federally-Regulated Consumer Product | Mobile Home Non-Weatherized, C | 1771 | 273 |  | 05/25/2023 | 80331 | 203360620 | 11/09/2023
Carrier Corp. - Indianapolis | Payne | PG95ESAA66120D* | Federally-Regulated Consumer Product | Mobile Home Non-Weatherized, C | 2161 | 290 |  | 05/25/2023 | 119834 | 203360617 | 11/09/2023
Carrier Corp. - Indianapolis | Payne | PG95ESAA60080C* | Federally-Regulated Consumer Product | Mobile Home Non-Weatherized, C | 1837 | 276 |  | 11/09/2023 | 79777 | 203360615 | 11/09/2023
Carrier Corp. - Indianapolis | Payne | PG95ESAA36040B**D | Federally-Regulated Consumer Product | Mobile Home Non-Weatherized, C | 998 | 239 |  | 11/09/2023 | 40139 | 203360618 | 11/09/2023
Carrier Corp. - Indianapolis | Payne | PG95ESAA42060B**D | Federally-Regulated Consumer Product | Mobile Home Non-Weatherized, C | 1346 | 254 |  | 11/09/2023 | 60102 | 203360619 | 11/09/2023
Carrier Corp. - Indianapolis | Payne | PG95ESAA66120D**D | Federally-Regulated Consumer Product | Mobile Home Non-Weatherized, C | 2161 | 290 |  | 11/09/2023 | 119834 | 203360623 | 11/09/2023
Carrier Corp. - Indianapolis | Payne | PG95ESAA42060B* | Federally-Regulated Consumer Product | Mobile Home Non-Weatherized, C | 1346 | 254 |  | 11/09/2023 | 60102 | 203360613 | 11/09/2023
Carrier Corp. - Indianapolis | Payne | PG95ESAA60100C* | Federally-Regulated Consumer Product | Mobile Home Non-Weatherized, C | 2102 | 287 |  | 11/09/2023 | 99999 | 203360616 | 11/09/2023
Carrier Corp. - Indianapolis | Payne | PG95ESAA60100C**D | Federally-Regulated Consumer Product | Mobile Home Non-Weatherized, C | 2102 | 287 |  | 11/09/2023 | 99999 | 203360622 | 11/09/2023
Carrier Corp. - Indianapolis | Payne | PG95ESAA48080B* | Federally-Regulated Consumer Product | Mobile Home Non-Weatherized, C | 1771 | 273 |  | 11/09/2023 | 80331 | 203360614 | 11/09/2023
Carrier Corp. - Indianapolis | Payne | PG95ESAA60080C**D | Federally-Regulated Consumer Product | Mobile Home Non-Weatherized, C | 1837 | 276 |  | 11/09/2023 | 79777 | 203360621 | 11/09/2023
Carrier Corp. - Indianapolis | Payne | PG95ESAA36040B* | Federally-Regulated Consumer Product | Mobile Home Non-Weatherized, C | 998 | 239 |  | 11/09/2023 | 40139 | 203360612 | 11/09/2023
Carrier Corp. - Indianapolis | Payne | PG95ESAA48080B**D | Federally-Regulated Consumer Product | Mobile Home Non-Weatherized, C | 1771 | 273 |  | 11/09/2023 | 80331 | 203360620 | 11/09/2023
Carrier Corp. - Indianapolis | Payne | PG95ESAA66120D* | Federally-Regulated Consumer Product | Mobile Home Non-Weatherized, C | 2161 | 290 |  | 11/09/2023 | 119834 | 203360617 | 11/09/2023
Carrier Corp. - Indianapolis | Grandaire | WFER070B036A | Federally-Regulated Consumer Product | Non-Weatherized, Non-Condensin | 1051 | 228 |  | 05/25/2023 | 65904 | 203360821 | 11/09/2023
Carrier Corp. - Indianapolis | Grandaire | WFSX026A030A | Federally-Regulated Consumer Product | Non-Weatherized, Condensing Ga | 890 | 234 |  | 05/25/2023 | 26050 | 203360541 | 11/09/2023
Carrier Corp. - Indianapolis | Grandaire | WFEL090B042B* | Federally-Regulated Consumer Product | Non-Weatherized, Non-Condensin | 1238 | 236 |  | 05/25/2023 | 88097 | 203360908 | 11/09/2023
Carrier Corp. - Indianapolis | Grandaire | WFEL090D060B | Federally-Regulated Consumer Product | Non-Weatherized, Non-Condensin | 1987 | 269 |  | 05/25/2023 | 88320 | 203360863 | 11/09/2023
Carrier Corp. - Indianapolis | Grandaire | WFSX120D066A**D | Federally-Regulated Consumer Product | Mobile Home Non-Weatherized, C | 2161 | 290 |  | 05/25/2023 | 119834 | 203360755 | 11/09/2023
Carrier Corp. - Indianapolis | Grandaire | WFEL045B036B | Federally-Regulated Consumer Product | Non-Weatherized, Non-Condensin | 1206 | 235 |  | 05/25/2023 | 44058 | 203360856 | 11/09/2023
Carrier Corp. - Indianapolis | Grandaire | WFSX100C060A**D | Federally-Regulated Consumer Product | Mobile Home Non-Weatherized, C | 2102 | 287 |  | 05/25/2023 | 99999 | 203360754 | 11/09/2023
Carrier Corp. - Indianapolis | Grandaire | WFEL090C048B* | Federally-Regulated Consumer Product | Non-Weatherized, Non-Condensin | 1450 | 246 |  | 05/25/2023 | 87792 | 203360909 | 11/09/2023
Carrier Corp. - Indianapolis | Grandaire | WFSX040A030A**D | Federally-Regulated Consumer Product | Mobile Home Non-Weatherized, C | 950 | 237 |  | 05/25/2023 | 40146 | 203924731 | 11/09/2023
Carrier Corp. - Indianapolis | Grandaire | WFEL090B042B | Federally-Regulated Consumer Product | Non-Weatherized, Non-Condensin | 1238 | 236 |  | 05/25/2023 | 88097 | 203360860 | 11/09/2023
Carrier Corp. - Indianapolis | Grandaire | WFAX040A030A | Federally-Regulated Consumer Product | Non-Weatherized, Condensing Ga | 981 | 238 |  | 05/25/2023 | 40102 | 203359993 | 11/09/2023
Carrier Corp. - Indianapolis | Grandaire | WFSX120D066A | Federally-Regulated Consumer Product | Non-Weatherized, Condensing Ga | 2161 | 290 |  | 05/25/2023 | 119834 | 203360547 | 11/09/2023
Carrier Corp. - Indianapolis | Grandaire | WFSX100C060A* | Federally-Regulated Consumer Product | Mobile Home Non-Weatherized, C | 2102 | 287 |  | 05/25/2023 | 99999 | 203360748 | 11/09/2023
Carrier Corp. - Indianapolis | Grandaire | WFEL135D060B* | Federally-Regulated Consumer Product | Non-Weatherized, Non-Condensin | 1887 | 265 |  | 05/25/2023 | 131482 | 203360914 | 11/09/2023
Carrier Corp. - Indianapolis | Grandaire | WFSX060A036A**D | Federally-Regulated Consumer Product | Mobile Home Non-Weatherized, C | 1176 | 247 |  | 05/25/2023 | 59961 | 203924735 | 11/09/2023
Carrier Corp. - Indianapolis | Grandaire | WFSX060B042A**D | Federally-Regulated Consumer Product | Mobile Home Non-Weatherized, C | 1346 | 254 |  | 05/25/2023 | 60102 | 203360751 | 11/09/2023
Carrier Corp. - Indianapolis | Grandaire | WFEL135D060B | Federally-Regulated Consumer Product | Non-Weatherized, Non-Condensin | 1887 | 265 |  | 05/25/2023 | 131482 | 203360866 | 11/09/2023
Carrier Corp. - Indianapolis | Grandaire | WFAX040B036A | Federally-Regulated Consumer Product | Non-Weatherized, Condensing Ga | 1024 | 240 |  | 05/25/2023 | 39894 | 203359997 | 11/09/2023
Carrier Corp. - Indianapolis | Grandaire | WFEL070B036B* | Federally-Regulated Consumer Product | Non-Weatherized, Non-Condensin | 1051 | 228 |  | 05/25/2023 | 65904 | 203360906 | 11/09/2023
Carrier Corp. - Indianapolis | Grandaire | WFSX140D066A | Federally-Regulated Consumer Product | Non-Weatherized, Condensing Ga | 2328 | 297 |  | 05/25/2023 | 139741 | 203360548 | 11/09/2023
Carrier Corp. - Indianapolis | Grandaire | WFSX140D066A*D | Federally-Regulated Consumer Product | Non-Weatherized, Condensing Ga | 2328 | 297 |  | 05/25/2023 | 139741 | 203360556 | 11/09/2023
Carrier Corp. - Indianapolis | Grandaire | WFSX040B036A**D | Federally-Regulated Consumer Product | Mobile Home Non-Weatherized, C | 998 | 239 |  | 05/25/2023 | 40139 | 203360750 | 11/09/2023
Carrier Corp. - Indianapolis | Grandaire | WFEL070B036B | Federally-Regulated Consumer Product | Non-Weatherized, Non-Condensin | 1051 | 228 |  | 05/25/2023 | 65904 | 203360858 | 11/09/2023
Carrier Corp. - Indianapolis | Grandaire | WFSX120D066A*D | Federally-Regulated Consumer Product | Non-Weatherized, Condensing Ga | 2161 | 290 |  | 05/25/2023 | 119834 | 203360555 | 11/09/2023
Carrier Corp. - Indianapolis | Grandaire | WFAX060A036A* | Federally-Regulated Consumer Product | Mobile Home Non-Weatherized, C | 945 | 237 |  | 05/25/2023 | 59375 | 203360003 | 11/09/2023
Carrier Corp. - Indianapolis | Grandaire | WFEL090D060B* | Federally-Regulated Consumer Product | Non-Weatherized, Non-Condensin | 1987 | 269 |  | 05/25/2023 | 88320 | 203360911 | 11/09/2023
Carrier Corp. - Indianapolis | Grandaire | WFAX120D060A* | Federally-Regulated Consumer Product | Mobile Home Non-Weatherized, C | 1904 | 279 |  | 05/25/2023 | 119302 | 203360022 | 11/09/2023
Carrier Corp. - Indianapolis | Grandaire | WFAX040B036A* | Federally-Regulated Consumer Product | Mobile Home Non-Weatherized, C | 1024 | 240 |  | 05/25/2023 | 39894 | 203359999 | 11/09/2023
Carrier Corp. - Indianapolis | Grandaire | WFSX080C060A* | Federally-Regulated Consumer Product | Mobile Home Non-Weatherized, C | 1837 | 276 |  | 05/25/2023 | 79777 | 203360747 | 11/09/2023
Carrier Corp. - Indianapolis | Grandaire | WFAX060B042A | Federally-Regulated Consumer Product | Non-Weatherized, Condensing Ga | 1205 | 248 |  | 05/25/2023 | 60119 | 203360005 | 11/09/2023
Carrier Corp. - Indianapolis | Grandaire | WFEL110D060B* | Federally-Regulated Consumer Product | Non-Weatherized, Non-Condensin | 2027 | 271 |  | 05/25/2023 | 109826 | 203360913 | 11/09/2023
Carrier Corp. - Indianapolis | Grandaire | WFER090B042A | Federally-Regulated Consumer Product | Non-Weatherized, Non-Condensin | 1238 | 236 |  | 05/25/2023 | 88097 | 203360823 | 11/09/2023
Carrier Corp. - Indianapolis | Grandaire | WFAX080B048A | Federally-Regulated Consumer Product | Non-Weatherized, Condensing Ga | 1390 | 256 |  | 05/25/2023 | 79599 | 203360008 | 11/09/2023
Carrier Corp. - Indianapolis | Grandaire | WFSX080C060A**D | Federally-Regulated Consumer Product | Mobile Home Non-Weatherized, C | 1837 | 276 |  | 05/25/2023 | 79777 | 203360753 | 11/09/2023
Carrier Corp. - Indianapolis | Grandaire | WFAX080C060A* | Federally-Regulated Consumer Product | Mobile Home Non-Weatherized, C | 1832 | 276 |  | 05/25/2023 | 79860 | 203360014 | 11/09/2023
Carrier Corp. - Indianapolis | Grandaire | WFAX080B048A* | Federally-Regulated Consumer Product | Mobile Home Non-Weatherized, C | 1390 | 256 |  | 05/25/2023 | 79599 | 203360010 | 11/09/2023
Carrier Corp. - Indianapolis | Grandaire | WFSX040A030A* | Federally-Regulated Consumer Product | Mobile Home Non-Weatherized, C | 950 | 237 |  | 05/25/2023 | 40146 | 203924730 | 11/09/2023
Carrier Corp. - Indianapolis | Grandaire | WFER045B036A | Federally-Regulated Consumer Product | Non-Weatherized, Non-Condensin | 1206 | 235 |  | 05/25/2023 | 44058 | 203360819 | 11/09/2023
Carrier Corp. - Indianapolis | Grandaire | WFSX026A030A*D | Federally-Regulated Consumer Product | Non-Weatherized, Condensing Ga | 890 | 234 |  | 05/25/2023 | 26050 | 203360549 | 11/09/2023
Carrier Corp. - Indianapolis | Grandaire | WFSX060B042A* | Federally-Regulated Consumer Product | Mobile Home Non-Weatherized, C | 1346 | 254 |  | 05/25/2023 | 60102 | 203360745 | 11/09/2023
Carrier Corp. - Indianapolis | Grandaire | WFER135D060A | Federally-Regulated Consumer Product | Non-Weatherized, Non-Condensin | 1887 | 265 |  | 05/25/2023 | 131482 | 203360829 | 11/09/2023
Carrier Corp. - Indianapolis | Grandaire | WFSX040B036A* | Federally-Regulated Consumer Product | Mobile Home Non-Weatherized, C | 998 | 239 |  | 05/25/2023 | 40139 | 203360744 | 11/09/2023
Carrier Corp. - Indianapolis | Grandaire | WFEL045B036B* | Federally-Regulated Consumer Product | Non-Weatherized, Non-Condensin | 1206 | 235 |  | 05/25/2023 | 44058 | 203360904 | 11/09/2023
Carrier Corp. - Indianapolis | Grandaire | WFEL090C048B | Federally-Regulated Consumer Product | Non-Weatherized, Non-Condensin | 1450 | 246 |  | 05/25/2023 | 87792 | 203360861 | 11/09/2023
Carrier Corp. - Indianapolis | Grandaire | WFSX060A036A* | Federally-Regulated Consumer Product | Mobile Home Non-Weatherized, C | 1176 | 247 |  | 05/25/2023 | 59961 | 203924734 | 11/09/2023
Carrier Corp. - Indianapolis | Grandaire | WFSX100C060A | Federally-Regulated Consumer Product | Non-Weatherized, Condensing Ga | 2102 | 287 |  | 05/25/2023 | 99999 | 203360546 | 11/09/2023
Carrier Corp. - Indianapolis | Grandaire | WFER110D060A | Federally-Regulated Consumer Product | Non-Weatherized, Non-Condensin | 2027 | 271 |  | 05/25/2023 | 109826 | 203360828 | 11/09/2023
Carrier Corp. - Indianapolis | Grandaire | WFER090C048A | Federally-Regulated Consumer Product | Non-Weatherized, Non-Condensin | 1450 | 246 |  | 05/25/2023 | 87792 | 203360824 | 11/09/2023
Carrier Corp. - Indianapolis | Grandaire | WFEL110D060B | Federally-Regulated Consumer Product | Non-Weatherized, Non-Condensin | 2027 | 271 |  | 05/25/2023 | 109826 | 203360865 | 11/09/2023
Carrier Corp. - Indianapolis | Grandaire | WFAX100C060A* | Federally-Regulated Consumer Product | Mobile Home Non-Weatherized, C | 1821 | 275 |  | 05/25/2023 | 99460 | 203360018 | 11/09/2023
Carrier Corp. - Indianapolis | Grandaire | WFSX100C060A*D | Federally-Regulated Consumer Product | Non-Weatherized, Condensing Ga | 2102 | 287 |  | 05/25/2023 | 99999 | 203360554 | 11/09/2023
Carrier Corp. - Indianapolis | Grandaire | WFSX120D066A* | Federally-Regulated Consumer Product | Mobile Home Non-Weatherized, C | 2161 | 290 |  | 05/25/2023 | 119834 | 203360749 | 11/09/2023
Carrier Corp. - Indianapolis | Grandaire | WFAX040A030A* | Federally-Regulated Consumer Product | Mobile Home Non-Weatherized, C | 981 | 238 |  | 05/25/2023 | 40102 | 203359995 | 11/09/2023
Carrier Corp. - Indianapolis | Grandaire | WFAX100C060A | Federally-Regulated Consumer Product | Non-Weatherized, Condensing Ga | 1821 | 275 |  | 05/25/2023 | 99460 | 203360016 | 11/09/2023
Carrier Corp. - Indianapolis | Grandaire | WFAX120D060A | Federally-Regulated Consumer Product | Non-Weatherized, Condensing Ga | 1904 | 279 |  | 05/25/2023 | 119302 | 203360020 | 11/09/2023
Carrier Corp. - Indianapolis | Grandaire | WFER090D060A | Federally-Regulated Consumer Product | Non-Weatherized, Non-Condensin | 1987 | 269 |  | 05/25/2023 | 88320 | 203360826 | 11/09/2023
Carrier Corp. - Indianapolis | Grandaire | WFAX060B042A* | Federally-Regulated Consumer Product | Mobile Home Non-Weatherized, C | 1205 | 248 |  | 05/25/2023 | 60119 | 203360007 | 11/09/2023
Carrier Corp. - Indianapolis | Grandaire | WFER070B036A | Federally-Regulated Consumer Product | Non-Weatherized, Non-Condensin | 1051 | 228 |  | 11/09/2023 | 65904 | 203360821 | 11/09/2023
Carrier Corp. - Indianapolis | Grandaire | WFSX026A030A | Federally-Regulated Consumer Product | Non-Weatherized, Condensing Ga | 890 | 234 |  | 11/09/2023 | 26050 | 203360541 | 11/09/2023
Carrier Corp. - Indianapolis | Grandaire | WFEL090B042B* | Federally-Regulated Consumer Product | Non-Weatherized, Non-Condensin | 1238 | 236 |  | 11/09/2023 | 88097 | 203360908 | 11/09/2023
Carrier Corp. - Indianapolis | Grandaire | WFEL090D060B | Federally-Regulated Consumer Product | Non-Weatherized, Non-Condensin | 1987 | 269 |  | 11/09/2023 | 88320 | 203360863 | 11/09/2023
Carrier Corp. - Indianapolis | Grandaire | WFSX120D066A**D | Federally-Regulated Consumer Product | Mobile Home Non-Weatherized, C | 2161 | 290 |  | 11/09/2023 | 119834 | 203360755 | 11/09/2023
Carrier Corp. - Indianapolis | Grandaire | WFEL045B036B | Federally-Regulated Consumer Product | Non-Weatherized, Non-Condensin | 1206 | 235 |  | 11/09/2023 | 44058 | 203360856 | 11/09/2023
Carrier Corp. - Indianapolis | Grandaire | WFSX100C060A**D | Federally-Regulated Consumer Product | Mobile Home Non-Weatherized, C | 2102 | 287 |  | 11/09/2023 | 99999 | 203360754 | 11/09/2023
Carrier Corp. - Indianapolis | Grandaire | WFEL090C048B* | Federally-Regulated Consumer Product | Non-Weatherized, Non-Condensin | 1450 | 246 |  | 11/09/2023 | 87792 | 203360909 | 11/09/2023
Carrier Corp. - Indianapolis | Grandaire | WFSX040A030A**D | Federally-Regulated Consumer Product | Mobile Home Non-Weatherized, C | 950 | 237 |  | 11/09/2023 | 40146 | 203924731 | 11/09/2023
Carrier Corp. - Indianapolis | Grandaire | WFEL090B042B | Federally-Regulated Consumer Product | Non-Weatherized, Non-Condensin | 1238 | 236 |  | 11/09/2023 | 88097 | 203360860 | 11/09/2023
Carrier Corp. - Indianapolis | Grandaire | WFAX040A030A | Federally-Regulated Consumer Product | Non-Weatherized, Condensing Ga | 981 | 238 |  | 11/09/2023 | 40102 | 203359993 | 11/09/2023
Carrier Corp. - Indianapolis | Grandaire | WFSX120D066A | Federally-Regulated Consumer Product | Non-Weatherized, Condensing Ga | 2161 | 290 |  | 11/09/2023 | 119834 | 203360547 | 11/09/2023
Carrier Corp. - Indianapolis | Grandaire | WFSX100C060A* | Federally-Regulated Consumer Product | Mobile Home Non-Weatherized, C | 2102 | 287 |  | 11/09/2023 | 99999 | 203360748 | 11/09/2023
Carrier Corp. - Indianapolis | Grandaire | WFEL135D060B* | Federally-Regulated Consumer Product | Non-Weatherized, Non-Condensin | 1887 | 265 |  | 11/09/2023 | 131482 | 203360914 | 11/09/2023
Carrier Corp. - Indianapolis | Grandaire | WFSX060A036A**D | Federally-Regulated Consumer Product | Mobile Home Non-Weatherized, C | 1176 | 247 |  | 11/09/2023 | 59961 | 203924735 | 11/09/2023
Carrier Corp. - Indianapolis | Grandaire | WFSX060B042A**D | Federally-Regulated Consumer Product | Mobile Home Non-Weatherized, C | 1346 | 254 |  | 11/09/2023 | 60102 | 203360751 | 11/09/2023
Carrier Corp. - Indianapolis | Grandaire | WFEL135D060B | Federally-Regulated Consumer Product | Non-Weatherized, Non-Condensin | 1887 | 265 |  | 11/09/2023 | 131482 | 203360866 | 11/09/2023
Carrier Corp. - Indianapolis | Grandaire | WFAX040B036A | Federally-Regulated Consumer Product | Non-Weatherized, Condensing Ga | 1024 | 240 |  | 11/09/2023 | 39894 | 203359997 | 11/09/2023
Carrier Corp. - Indianapolis | Grandaire | WFEL070B036B* | Federally-Regulated Consumer Product | Non-Weatherized, Non-Condensin | 1051 | 228 |  | 11/09/2023 | 65904 | 203360906 | 11/09/2023
Carrier Corp. - Indianapolis | Grandaire | WFSX140D066A | Federally-Regulated Consumer Product | Non-Weatherized, Condensing Ga | 2328 | 297 |  | 11/09/2023 | 139741 | 203360548 | 11/09/2023
Carrier Corp. - Indianapolis | Grandaire | WFSX140D066A*D | Federally-Regulated Consumer Product | Non-Weatherized, Condensing Ga | 2328 | 297 |  | 11/09/2023 | 139741 | 203360556 | 11/09/2023
Carrier Corp. - Indianapolis | Grandaire | WFSX040B036A**D | Federally-Regulated Consumer Product | Mobile Home Non-Weatherized, C | 998 | 239 |  | 11/09/2023 | 40139 | 203360750 | 11/09/2023
Carrier Corp. - Indianapolis | Grandaire | WFEL070B036B | Federally-Regulated Consumer Product | Non-Weatherized, Non-Condensin | 1051 | 228 |  | 11/09/2023 | 65904 | 203360858 | 11/09/2023
Carrier Corp. - Indianapolis | Grandaire | WFSX120D066A*D | Federally-Regulated Consumer Product | Non-Weatherized, Condensing Ga | 2161 | 290 |  | 11/09/2023 | 119834 | 203360555 | 11/09/2023
Carrier Corp. - Indianapolis | Grandaire | WFAX060A036A* | Federally-Regulated Consumer Product | Mobile Home Non-Weatherized, C | 945 | 237 |  | 11/09/2023 | 59375 | 203360003 | 11/09/2023
Carrier Corp. - Indianapolis | Grandaire | WFEL090D060B* | Federally-Regulated Consumer Product | Non-Weatherized, Non-Condensin | 1987 | 269 |  | 11/09/2023 | 88320 | 203360911 | 11/09/2023
Carrier Corp. - Indianapolis | Grandaire | WFAX120D060A* | Federally-Regulated Consumer Product | Mobile Home Non-Weatherized, C | 1904 | 279 |  | 11/09/2023 | 119302 | 203360022 | 11/09/2023
Carrier Corp. - Indianapolis | Grandaire | WFAX040B036A* | Federally-Regulated Consumer Product | Mobile Home Non-Weatherized, C | 1024 | 240 |  | 11/09/2023 | 39894 | 203359999 | 11/09/2023
Carrier Corp. - Indianapolis | Grandaire | WFSX080C060A* | Federally-Regulated Consumer Product | Mobile Home Non-Weatherized, C | 1837 | 276 |  | 11/09/2023 | 79777 | 203360747 | 11/09/2023
Carrier Corp. - Indianapolis | Grandaire | WFAX060B042A | Federally-Regulated Consumer Product | Non-Weatherized, Condensing Ga | 1205 | 248 |  | 11/09/2023 | 60119 | 203360005 | 11/09/2023
Carrier Corp. - Indianapolis | Grandaire | WFEL110D060B* | Federally-Regulated Consumer Product | Non-Weatherized, Non-Condensin | 2027 | 271 |  | 11/09/2023 | 109826 | 203360913 | 11/09/2023
Carrier Corp. - Indianapolis | Grandaire | WFER090B042A | Federally-Regulated Consumer Product | Non-Weatherized, Non-Condensin | 1238 | 236 |  | 11/09/2023 | 88097 | 203360823 | 11/09/2023
Carrier Corp. - Indianapolis | Grandaire | WFAX080B048A | Federally-Regulated Consumer Product | Non-Weatherized, Condensing Ga | 1390 | 256 |  | 11/09/2023 | 79599 | 203360008 | 11/09/2023
Carrier Corp. - Indianapolis | Grandaire | WFSX080C060A**D | Federally-Regulated Consumer Product | Mobile Home Non-Weatherized, C | 1837 | 276 |  | 11/09/2023 | 79777 | 203360753 | 11/09/2023
Carrier Corp. - Indianapolis | Grandaire | WFAX080C060A* | Federally-Regulated Consumer Product | Mobile Home Non-Weatherized, C | 1832 | 276 |  | 11/09/2023 | 79860 | 203360014 | 11/09/2023
Carrier Corp. - Indianapolis | Grandaire | WFAX080B048A* | Federally-Regulated Consumer Product | Mobile Home Non-Weatherized, C | 1390 | 256 |  | 11/09/2023 | 79599 | 203360010 | 11/09/2023
Carrier Corp. - Indianapolis | Grandaire | WFSX040A030A* | Federally-Regulated Consumer Product | Mobile Home Non-Weatherized, C | 950 | 237 |  | 11/09/2023 | 40146 | 203924730 | 11/09/2023
Carrier Corp. - Indianapolis | Grandaire | WFER045B036A | Federally-Regulated Consumer Product | Non-Weatherized, Non-Condensin | 1206 | 235 |  | 11/09/2023 | 44058 | 203360819 | 11/09/2023
Carrier Corp. - Indianapolis | Grandaire | WFSX026A030A*D | Federally-Regulated Consumer Product | Non-Weatherized, Condensing Ga | 890 | 234 |  | 11/09/2023 | 26050 | 203360549 | 11/09/2023
Carrier Corp. - Indianapolis | Grandaire | WFSX060B042A* | Federally-Regulated Consumer Product | Mobile Home Non-Weatherized, C | 1346 | 254 |  | 11/09/2023 | 60102 | 203360745 | 11/09/2023
Carrier Corp. - Indianapolis | Grandaire | WFER135D060A | Federally-Regulated Consumer Product | Non-Weatherized, Non-Condensin | 1887 | 265 |  | 11/09/2023 | 131482 | 203360829 | 11/09/2023
Carrier Corp. - Indianapolis | Grandaire | WFSX040B036A* | Federally-Regulated Consumer Product | Mobile Home Non-Weatherized, C | 998 | 239 |  | 11/09/2023 | 40139 | 203360744 | 11/09/2023
Carrier Corp. - Indianapolis | Grandaire | WFEL045B036B* | Federally-Regulated Consumer Product | Non-Weatherized, Non-Condensin | 1206 | 235 |  | 11/09/2023 | 44058 | 203360904 | 11/09/2023
Carrier Corp. - Indianapolis | Grandaire | WFEL090C048B | Federally-Regulated Consumer Product | Non-Weatherized, Non-Condensin | 1450 | 246 |  | 11/09/2023 | 87792 | 203360861 | 11/09/2023
Carrier Corp. - Indianapolis | Grandaire | WFSX060A036A* | Federally-Regulated Consumer Product | Mobile Home Non-Weatherized, C | 1176 | 247 |  | 11/09/2023 | 59961 | 203924734 | 11/09/2023
Carrier Corp. - Indianapolis | Grandaire | WFSX100C060A | Federally-Regulated Consumer Product | Non-Weatherized, Condensing Ga | 2102 | 287 |  | 11/09/2023 | 99999 | 203360546 | 11/09/2023
Carrier Corp. - Indianapolis | Grandaire | WFER110D060A | Federally-Regulated Consumer Product | Non-Weatherized, Non-Condensin | 2027 | 271 |  | 11/09/2023 | 109826 | 203360828 | 11/09/2023
Carrier Corp. - Indianapolis | Grandaire | WFER090C048A | Federally-Regulated Consumer Product | Non-Weatherized, Non-Condensin | 1450 | 246 |  | 11/09/2023 | 87792 | 203360824 | 11/09/2023
Carrier Corp. - Indianapolis | Grandaire | WFEL110D060B | Federally-Regulated Consumer Product | Non-Weatherized, Non-Condensin | 2027 | 271 |  | 11/09/2023 | 109826 | 203360865 | 11/09/2023
Carrier Corp. - Indianapolis | Grandaire | WFAX100C060A* | Federally-Regulated Consumer Product | Mobile Home Non-Weatherized, C | 1821 | 275 |  | 11/09/2023 | 99460 | 203360018 | 11/09/2023
Carrier Corp. - Indianapolis | Grandaire | WFSX100C060A*D | Federally-Regulated Consumer Product | Non-Weatherized, Condensing Ga | 2102 | 287 |  | 11/09/2023 | 99999 | 203360554 | 11/09/2023
Carrier Corp. - Indianapolis | Grandaire | WFSX120D066A* | Federally-Regulated Consumer Product | Mobile Home Non-Weatherized, C | 2161 | 290 |  | 11/09/2023 | 119834 | 203360749 | 11/09/2023
Carrier Corp. - Indianapolis | Grandaire | WFAX040A030A* | Federally-Regulated Consumer Product | Mobile Home Non-Weatherized, C | 981 | 238 |  | 11/09/2023 | 40102 | 203359995 | 11/09/2023
Carrier Corp. - Indianapolis | Grandaire | WFAX100C060A | Federally-Regulated Consumer Product | Non-Weatherized, Condensing Ga | 1821 | 275 |  | 11/09/2023 | 99460 | 203360016 | 11/09/2023
Carrier Corp. - Indianapolis | Grandaire | WFAX120D060A | Federally-Regulated Consumer Product | Non-Weatherized, Condensing Ga | 1904 | 279 |  | 11/09/2023 | 119302 | 203360020 | 11/09/2023
Carrier Corp. - Indianapolis | Grandaire | WFER090D060A | Federally-Regulated Consumer Product | Non-Weatherized, Non-Condensin | 1987 | 269 |  | 11/09/2023 | 88320 | 203360826 | 11/09/2023
Carrier Corp. - Indianapolis | Grandaire | WFAX060B042A* | Federally-Regulated Consumer Product | Mobile Home Non-Weatherized, C | 1205 | 248 |  | 11/09/2023 | 60119 | 203360007 | 11/09/2023
Carrier Corp. - Indianapolis | Airquest | G80VTL0451412A | Federally-Regulated Consumer Product | Non-Weatherized, Non-Condensin | 1205 | 235 |  | 05/25/2023 | 28909 | 207207200 | 11/09/2023
Carrier Corp. - Indianapolis | Airquest | N92ESN0601412A* | Federally-Regulated Consumer Product | Mobile Home Non-Weatherized, C | 945 | 237 |  | 05/25/2023 | 59375 | 203359717 | 11/09/2023
Carrier Corp. - Indianapolis | Airquest | N92ESN1202420A | Federally-Regulated Consumer Product | Non-Weatherized, Condensing Ga | 1904 | 279 |  | 05/25/2023 | 119302 | 203359870 | 11/09/2023
Carrier Corp. - Indianapolis | Airquest | N80ESL1102420A | Federally-Regulated Consumer Product | Non-Weatherized, Non-Condensin | 2027 | 271 |  | 05/25/2023 | 109826 | 203360006 | 11/09/2023
Carrier Corp. - Indianapolis | Airquest | N80ESL0902116A | Federally-Regulated Consumer Product | Non-Weatherized, Non-Condensin | 1450 | 246 |  | 05/25/2023 | 87792 | 203359998 | 11/09/2023
Carrier Corp. - Indianapolis | Airquest | N92ESN1002120A | Federally-Regulated Consumer Product | Non-Weatherized, Condensing Ga | 1821 | 275 |  | 05/25/2023 | 99460 | 203359838 | 11/09/2023
Carrier Corp. - Indianapolis | Airquest | G80VTL1102122A | Federally-Regulated Consumer Product | Non-Weatherized, Non-Condensin | 2435 | 289 |  | 05/25/2023 | 72702 | 207207206 | 11/09/2023
Carrier Corp. - Indianapolis | Airquest | N80ESN1102420A | Federally-Regulated Consumer Product | Non-Weatherized, Non-Condensin | 2027 | 271 |  | 05/25/2023 | 109826 | 203359682 | 11/09/2023
Carrier Corp. - Indianapolis | Airquest | N80ESL1352420A | Federally-Regulated Consumer Product | Non-Weatherized, Non-Condensin | 1887 | 265 |  | 05/25/2023 | 131482 | 203360009 | 11/09/2023
Carrier Corp. - Indianapolis | Airquest | N92ESN0601714A | Federally-Regulated Consumer Product | Non-Weatherized, Condensing Ga | 1205 | 248 |  | 05/25/2023 | 60119 | 203359736 | 11/09/2023
Carrier Corp. - Indianapolis | Airquest | N92ESN0401712A* | Federally-Regulated Consumer Product | Mobile Home Non-Weatherized, C | 1024 | 240 |  | 05/25/2023 | 39894 | 203359681 | 11/09/2023
Carrier Corp. - Indianapolis | Airquest | N92ESN0801716A | Federally-Regulated Consumer Product | Non-Weatherized, Condensing Ga | 1390 | 256 |  | 05/25/2023 | 79599 | 203359773 | 11/09/2023
Carrier Corp. - Indianapolis | Airquest | G96VTN0601714A | Federally-Regulated Consumer Product | Non-Weatherized, Condensing Ga | 1459 | 259 |  | 05/25/2023 | 39051 | 203359210 | 11/09/2023
Carrier Corp. - Indianapolis | Airquest | N80ESN0901714A | Federally-Regulated Consumer Product | Non-Weatherized, Non-Condensin | 1238 | 236 |  | 05/25/2023 | 88097 | 203359673 | 11/09/2023
Carrier Corp. - Indianapolis | Airquest | N92ESN0601714A* | Federally-Regulated Consumer Product | Mobile Home Non-Weatherized, C | 1205 | 248 |  | 05/25/2023 | 60119 | 203359754 | 11/09/2023
Carrier Corp. - Indianapolis | Airquest | G96VTN0801716A | Federally-Regulated Consumer Product | Non-Weatherized, Condensing Ga | 1686 | 269 |  | 05/25/2023 | 51540 | 203359211 | 11/09/2023
Carrier Corp. - Indianapolis | Airquest | G96VTN0601412A | Federally-Regulated Consumer Product | Non-Weatherized, Condensing Ga | 1238 | 249 |  | 05/25/2023 | 39205 | 203924834 | 11/09/2023
Carrier Corp. - Indianapolis | Airquest | G80VTL0451412A* | Federally-Regulated Consumer Product | Non-Weatherized, Non-Condensin | 1205 | 235 |  | 05/25/2023 | 28909 | 207207201 | 11/09/2023
Carrier Corp. - Indianapolis | Airquest | G96VTN0601714A*D | Federally-Regulated Consumer Product | Non-Weatherized, Condensing Ga | 1459 | 259 |  | 05/25/2023 | 39051 | 203359216 | 11/09/2023
Carrier Corp. - Indianapolis | Airquest | G96VTN0401712A | Federally-Regulated Consumer Product | Non-Weatherized, Condensing Ga | 1075 | 242 |  | 05/25/2023 | 25768 | 203359209 | 11/09/2023
Carrier Corp. - Indianapolis | Airquest | G80VTL0902120A | Federally-Regulated Consumer Product | Non-Weatherized, Non-Condensin | 2025 | 271 |  | 05/25/2023 | 57947 | 207207204 | 11/09/2023
Carrier Corp. - Indianapolis | Airquest | N92ESN0401410A* | Federally-Regulated Consumer Product | Mobile Home Non-Weatherized, C | 981 | 238 |  | 05/25/2023 | 40102 | 203359644 | 11/09/2023
Carrier Corp. - Indianapolis | Airquest | G80VTL0701716A* | Federally-Regulated Consumer Product | Non-Weatherized, Non-Condensin | 1813 | 262 |  | 05/25/2023 | 43434 | 207207203 | 11/09/2023
Carrier Corp. - Indianapolis | Airquest | G80VTL0701716A | Federally-Regulated Consumer Product | Non-Weatherized, Non-Condensin | 1813 | 262 |  | 05/25/2023 | 43434 | 207207202 | 11/09/2023
Carrier Corp. - Indianapolis | Airquest | N80ESN0701712A | Federally-Regulated Consumer Product | Non-Weatherized, Non-Condensin | 1051 | 228 |  | 05/25/2023 | 65904 | 203359669 | 11/09/2023
Carrier Corp. - Indianapolis | Airquest | G96VTN0401712A*D | Federally-Regulated Consumer Product | Non-Weatherized, Condensing Ga | 1075 | 242 |  | 05/25/2023 | 25768 | 203359215 | 11/09/2023
Carrier Corp. - Indianapolis | Airquest | G80VTL1102122A* | Federally-Regulated Consumer Product | Non-Weatherized, Non-Condensin | 2435 | 289 |  | 05/25/2023 | 72702 | 207207207 | 11/09/2023
Carrier Corp. - Indianapolis | Airquest | N80ESN1352420A | Federally-Regulated Consumer Product | Non-Weatherized, Non-Condensin | 1887 | 265 |  | 05/25/2023 | 131482 | 203359684 | 11/09/2023
Carrier Corp. - Indianapolis | Airquest | N80ESL0902420A | Federally-Regulated Consumer Product | Non-Weatherized, Non-Condensin | 1987 | 269 |  | 05/25/2023 | 88320 | 203360002 | 11/09/2023
Carrier Corp. - Indianapolis | Airquest | N92ESN1202420A* | Federally-Regulated Consumer Product | Mobile Home Non-Weatherized, C | 1904 | 279 |  | 05/25/2023 | 119302 | 203359888 | 11/09/2023
Carrier Corp. - Indianapolis | Airquest | N92ESN0801716A* | Federally-Regulated Consumer Product | Mobile Home Non-Weatherized, C | 1390 | 256 |  | 05/25/2023 | 79599 | 203359791 | 11/09/2023
Carrier Corp. - Indianapolis | Airquest | N80ESN1552420A | Federally-Regulated Consumer Product | Non-Weatherized, Non-Condensin | 2000 | 270 |  | 05/25/2023 | 153106 | 203359686 | 11/09/2023
Carrier Corp. - Indianapolis | Airquest | G80VTL0902120A* | Federally-Regulated Consumer Product | Non-Weatherized, Non-Condensin | 2025 | 271 |  | 05/25/2023 | 57947 | 207207205 | 11/09/2023
Carrier Corp. - Indianapolis | Airquest | N80ESL1552420A | Federally-Regulated Consumer Product | Non-Weatherized, Non-Condensin | 2000 | 270 |  | 05/25/2023 | 153106 | 203360011 | 11/09/2023
Carrier Corp. - Indianapolis | Airquest | N80ESL0701712A | Federally-Regulated Consumer Product | Non-Weatherized, Non-Condensin | 1051 | 228 |  | 05/25/2023 | 65904 | 203359992 | 11/09/2023
Carrier Corp. - Indianapolis | Airquest | N80ESN0902116A | Federally-Regulated Consumer Product | Non-Weatherized, Non-Condensin | 1450 | 246 |  | 05/25/2023 | 87792 | 203359675 | 11/09/2023
Carrier Corp. - Indianapolis | Airquest | G96VTN0801716A*D | Federally-Regulated Consumer Product | Non-Weatherized, Condensing Ga | 1686 | 269 |  | 05/25/2023 | 51540 | 203359217 | 11/09/2023
Carrier Corp. - Indianapolis | Airquest | N92ESN0802120A* | Federally-Regulated Consumer Product | Mobile Home Non-Weatherized, C | 1832 | 276 |  | 05/25/2023 | 79860 | 203359821 | 11/09/2023
Carrier Corp. - Indianapolis | Airquest | N80ESN0451712A | Federally-Regulated Consumer Product | Non-Weatherized, Non-Condensin | 1206 | 235 |  | 05/25/2023 | 44058 | 203359665 | 11/09/2023
Carrier Corp. - Indianapolis | Airquest | N92ESN0401712A | Federally-Regulated Consumer Product | Non-Weatherized, Condensing Ga | 1024 | 240 |  | 05/25/2023 | 39894 | 203359662 | 11/09/2023
Carrier Corp. - Indianapolis | Airquest | N92ESN1002120A* | Federally-Regulated Consumer Product | Mobile Home Non-Weatherized, C | 1821 | 275 |  | 05/25/2023 | 99460 | 203359853 | 11/09/2023
Carrier Corp. - Indianapolis | Airquest | G96VTN0601412A*D | Federally-Regulated Consumer Product | Non-Weatherized, Condensing Ga | 1238 | 249 |  | 05/25/2023 | 39205 | 203924836 | 11/09/2023
Carrier Corp. - Indianapolis | Airquest | N80ESN0902420A | Federally-Regulated Consumer Product | Non-Weatherized, Non-Condensin | 1987 | 269 |  | 05/25/2023 | 88320 | 203359678 | 11/09/2023
Carrier Corp. - Indianapolis | Airquest | N80ESL0901714A | Federally-Regulated Consumer Product | Non-Weatherized, Non-Condensin | 1238 | 236 |  | 05/25/2023 | 88097 | 203359996 | 11/09/2023
Carrier Corp. - Indianapolis | Tempstar | F96VTN0801716A*D | Federally-Regulated Consumer Product | Non-Weatherized, Condensing Ga | 1686 | 269 |  | 05/25/2023 | 51540 | 203359205 | 11/09/2023
Carrier Corp. - Indianapolis | Tempstar | F80VTL1102122A | Federally-Regulated Consumer Product | Non-Weatherized, Non-Condensin | 2435 | 289 |  | 05/25/2023 | 72702 | 207207198 | 11/09/2023
Carrier Corp. - Indianapolis | Tempstar | F80VTL0701716A | Federally-Regulated Consumer Product | Non-Weatherized, Non-Condensin | 1813 | 262 |  | 05/25/2023 | 43434 | 207207194 | 11/09/2023
Carrier Corp. - Indianapolis | Tempstar | N92ESN0401712A* | Federally-Regulated Consumer Product | Mobile Home Non-Weatherized, C | 1024 | 240 |  | 05/25/2023 | 39894 | 203359697 | 11/09/2023
Carrier Corp. - Indianapolis | Tempstar | F96VTN0801716A | Federally-Regulated Consumer Product | Non-Weatherized, Condensing Ga | 1686 | 269 |  | 05/25/2023 | 51540 | 203359199 | 11/09/2023
Carrier Corp. - Indianapolis | Tempstar | F80VTL0451412A* | Federally-Regulated Consumer Product | Non-Weatherized, Non-Condensin | 1205 | 235 |  | 05/25/2023 | 28909 | 207207193 | 11/09/2023
Carrier Corp. - Indianapolis | Tempstar | N92ESN0801716A* | Federally-Regulated Consumer Product | Mobile Home Non-Weatherized, C | 1390 | 256 |  | 05/25/2023 | 79599 | 203359805 | 11/09/2023
Carrier Corp. - Indianapolis | Tempstar | N92ESN0801716A | Federally-Regulated Consumer Product | Non-Weatherized, Condensing Ga | 1390 | 256 |  | 05/25/2023 | 79599 | 203359789 | 11/09/2023
Carrier Corp. - Indianapolis | Tempstar | F96VTN0601714A*D | Federally-Regulated Consumer Product | Non-Weatherized, Condensing Ga | 1459 | 259 |  | 05/25/2023 | 39051 | 203359204 | 11/09/2023
Carrier Corp. - Indianapolis | Tempstar | F80VTL0451412A | Federally-Regulated Consumer Product | Non-Weatherized, Non-Condensin | 1205 | 235 |  | 05/25/2023 | 28909 | 207207192 | 11/09/2023
Carrier Corp. - Indianapolis | Tempstar | F80VTL1102122A* | Federally-Regulated Consumer Product | Non-Weatherized, Non-Condensin | 2435 | 289 |  | 05/25/2023 | 72702 | 207207199 | 11/09/2023
Carrier Corp. - Indianapolis | Tempstar | N92ESN0601412A* | Federally-Regulated Consumer Product | Mobile Home Non-Weatherized, C | 945 | 237 |  | 05/25/2023 | 59375 | 203359733 | 11/09/2023
Carrier Corp. - Indianapolis | Tempstar | N92ESN0401410A | Federally-Regulated Consumer Product | Non-Weatherized, Condensing Ga | 981 | 238 |  | 05/25/2023 | 40102 | 203359642 | 11/09/2023
Carrier Corp. - Indianapolis | Tempstar | F96VTN0401712A | Federally-Regulated Consumer Product | Non-Weatherized, Condensing Ga | 1075 | 242 |  | 05/25/2023 | 25768 | 203359197 | 11/09/2023
Carrier Corp. - Indianapolis | Tempstar | F80VTL0902120A* | Federally-Regulated Consumer Product | Non-Weatherized, Non-Condensin | 2025 | 271 |  | 05/25/2023 | 57947 | 207207197 | 11/09/2023
Carrier Corp. - Indianapolis | Tempstar | N92ESN0401712A | Federally-Regulated Consumer Product | Non-Weatherized, Condensing Ga | 1024 | 240 |  | 05/25/2023 | 39894 | 203359679 | 11/09/2023
Carrier Corp. - Indianapolis | Tempstar | N92ESN1002120A | Federally-Regulated Consumer Product | Non-Weatherized, Condensing Ga | 1821 | 275 |  | 05/25/2023 | 99460 | 203359851 | 11/09/2023
Carrier Corp. - Indianapolis | Tempstar | F80VTL0902120A | Federally-Regulated Consumer Product | Non-Weatherized, Non-Condensin | 2025 | 271 |  | 05/25/2023 | 57947 | 207207196 | 11/09/2023
Carrier Corp. - Indianapolis | Tempstar | F80VTL0701716A* | Federally-Regulated Consumer Product | Non-Weatherized, Non-Condensin | 1813 | 262 |  | 05/25/2023 | 43434 | 207207195 | 11/09/2023
Carrier Corp. - Indianapolis | Tempstar | N92ESN0601714A | Federally-Regulated Consumer Product | Non-Weatherized, Condensing Ga | 1205 | 248 |  | 05/25/2023 | 60119 | 203359752 | 11/09/2023
Carrier Corp. - Indianapolis | Tempstar | N92ESN0802120A* | Federally-Regulated Consumer Product | Mobile Home Non-Weatherized, C | 1832 | 276 |  | 05/25/2023 | 79860 | 203359836 | 11/09/2023
Carrier Corp. - Indianapolis | Tempstar | N92ESN0601714A* | Federally-Regulated Consumer Product | Mobile Home Non-Weatherized, C | 1205 | 248 |  | 05/25/2023 | 60119 | 203359771 | 11/09/2023
Carrier Corp. - Indianapolis | Tempstar | F96VTN0601714A | Federally-Regulated Consumer Product | Non-Weatherized, Condensing Ga | 1459 | 259 |  | 05/25/2023 | 39051 | 203359198 | 11/09/2023
Carrier Corp. - Indianapolis | Tempstar | N92ESN0401410A* | Federally-Regulated Consumer Product | Mobile Home Non-Weatherized, C | 981 | 238 |  | 05/25/2023 | 40102 | 203359660 | 11/09/2023
Carrier Corp. - Indianapolis | Tempstar | N80ESN0451712A | Federally-Regulated Consumer Product | Non-Weatherized, Non-Condensin | 1206 | 235 |  | 05/25/2023 | 44058 | 203359855 | 11/09/2023
Carrier Corp. - Indianapolis | Tempstar | F96VTN0401712A*D | Federally-Regulated Consumer Product | Non-Weatherized, Condensing Ga | 1075 | 242 |  | 05/25/2023 | 25768 | 203359203 | 11/09/2023
Carrier Corp. - Indianapolis | Tempstar | N92ESN1202420A* | Federally-Regulated Consumer Product | Mobile Home Non-Weatherized, C | 1904 | 279 |  | 05/25/2023 | 119302 | 203359904 | 11/09/2023
Carrier Corp. - Indianapolis | Tempstar | N80ESN0701712A | Federally-Regulated Consumer Product | Non-Weatherized, Non-Condensin | 1051 | 228 |  | 05/25/2023 | 65904 | 203359859 | 11/09/2023
Carrier Corp. - Indianapolis | Payne | PG95ESAA30026A*D | Federally-Regulated Consumer Product | Non-Weatherized, Condensing Ga | 890 | 234 |  | 05/25/2023 | 26050 | 203360260 | 11/09/2023
Carrier Corp. - Indianapolis | Payne | PG95ESAA66120D*D | Federally-Regulated Consumer Product | Non-Weatherized, Condensing Ga | 2161 | 290 |  | 05/25/2023 | 119834 | 203360271 | 11/09/2023
Carrier Corp. - Indianapolis | Payne | PG92ESAA48080B | Federally-Regulated Consumer Product | Non-Weatherized, Condensing Ga | 1390 | 256 |  | 05/25/2023 | 79599 | 203359922 | 11/09/2023
Carrier Corp. - Indianapolis | Payne | PG92ESAA60080C* | Federally-Regulated Consumer Product | Mobile Home Non-Weatherized, C | 1832 | 276 |  | 05/25/2023 | 79860 | 203359928 | 11/09/2023
Carrier Corp. - Indianapolis | Payne | PG80ESLA60135D* | Federally-Regulated Consumer Product | Non-Weatherized, Non-Condensin | 1887 | 265 |  | 05/25/2023 | 131482 | 203360158 | 11/09/2023
Carrier Corp. - Indianapolis | Payne | PG92ESAA60100C* | Federally-Regulated Consumer Product | Mobile Home Non-Weatherized, C | 1821 | 275 |  | 05/25/2023 | 99460 | 203359932 | 11/09/2023
Carrier Corp. - Indianapolis | Payne | PG80ESLA60135D | Federally-Regulated Consumer Product | Non-Weatherized, Non-Condensin | 1887 | 265 |  | 05/25/2023 | 131482 | 203359983 | 11/09/2023
Carrier Corp. - Indianapolis | Payne | PG95ESAA66140D*D | Federally-Regulated Consumer Product | Non-Weatherized, Condensing Ga | 2328 | 297 |  | 05/25/2023 | 139741 | 203360273 | 11/09/2023
Carrier Corp. - Indianapolis | Payne | PG80ESLA60110D | Federally-Regulated Consumer Product | Non-Weatherized, Non-Condensin | 2027 | 271 |  | 05/25/2023 | 109826 | 203359981 | 11/09/2023
Carrier Corp. - Indianapolis | Payne | PG92ESAA36060A* | Federally-Regulated Consumer Product | Mobile Home Non-Weatherized, C | 945 | 237 |  | 05/25/2023 | 59375 | 203359917 | 11/09/2023
Carrier Corp. - Indianapolis | Payne | PG80ESLA42090B* | Federally-Regulated Consumer Product | Non-Weatherized, Non-Condensin | 1238 | 236 |  | 05/25/2023 | 88097 | 203360152 | 11/09/2023
Carrier Corp. - Indianapolis | Payne | PG95ESAA60100C*D | Federally-Regulated Consumer Product | Non-Weatherized, Condensing Ga | 2102 | 287 |  | 05/25/2023 | 99999 | 203360269 | 11/09/2023
Carrier Corp. - Indianapolis | Payne | PG92ESAA42060B | Federally-Regulated Consumer Product | Non-Weatherized, Condensing Ga | 1205 | 248 |  | 05/25/2023 | 60119 | 203359918 | 11/09/2023
Carrier Corp. - Indianapolis | Payne | PG92ESAA60120D* | Federally-Regulated Consumer Product | Mobile Home Non-Weatherized, C | 1904 | 279 |  | 05/25/2023 | 119302 | 203359936 | 11/09/2023
Carrier Corp. - Indianapolis | Payne | PG80ESLA36045B | Federally-Regulated Consumer Product | Non-Weatherized, Non-Condensin | 1206 | 235 |  | 05/25/2023 | 44058 | 203359961 | 11/09/2023
Carrier Corp. - Indianapolis | Payne | PG80ESLA36045B* | Federally-Regulated Consumer Product | Non-Weatherized, Non-Condensin | 1206 | 235 |  | 05/25/2023 | 44058 | 203360148 | 11/09/2023
Carrier Corp. - Indianapolis | Payne | PG92ESAA48080B* | Federally-Regulated Consumer Product | Mobile Home Non-Weatherized, C | 1390 | 256 |  | 05/25/2023 | 79599 | 203359924 | 11/09/2023
Carrier Corp. - Indianapolis | Payne | PG92ESAA42060B* | Federally-Regulated Consumer Product | Mobile Home Non-Weatherized, C | 1205 | 248 |  | 05/25/2023 | 60119 | 203359920 | 11/09/2023
Carrier Corp. - Indianapolis | Payne | PG80ESLA60110D* | Federally-Regulated Consumer Product | Non-Weatherized, Non-Condensin | 2027 | 271 |  | 05/25/2023 | 109826 | 203360157 | 11/09/2023
Carrier Corp. - Indianapolis | Payne | PG80ESLA36070B* | Federally-Regulated Consumer Product | Non-Weatherized, Non-Condensin | 1051 | 228 |  | 05/25/2023 | 65904 | 203360150 | 11/09/2023
Carrier Corp. - Indianapolis | Payne | PG92ESAA60100C | Federally-Regulated Consumer Product | Non-Weatherized, Condensing Ga | 1821 | 275 |  | 05/25/2023 | 99460 | 203359930 | 11/09/2023
Carrier Corp. - Indianapolis | Payne | PG80ESLA60090D | Federally-Regulated Consumer Product | Non-Weatherized, Non-Condensin | 1987 | 269 |  | 05/25/2023 | 88320 | 203359976 | 11/09/2023
Carrier Corp. - Indianapolis | Payne | PG80ESLA60090D* | Federally-Regulated Consumer Product | Non-Weatherized, Non-Condensin | 1987 | 269 |  | 05/25/2023 | 88320 | 203360155 | 11/09/2023
Carrier Corp. - Indianapolis | Payne | PG95ESAA30026A*D | Federally-Regulated Consumer Product | Non-Weatherized, Condensing Ga | 890 | 234 |  | 11/09/2023 | 26050 | 203360260 | 11/09/2023
Carrier Corp. - Indianapolis | Payne | PG95ESAA66120D*D | Federally-Regulated Consumer Product | Non-Weatherized, Condensing Ga | 2161 | 290 |  | 11/09/2023 | 119834 | 203360271 | 11/09/2023
Carrier Corp. - Indianapolis | Payne | PG92ESAA48080B | Federally-Regulated Consumer Product | Non-Weatherized, Condensing Ga | 1390 | 256 |  | 11/09/2023 | 79599 | 203359922 | 11/09/2023
Carrier Corp. - Indianapolis | Payne | PG92ESAA60080C* | Federally-Regulated Consumer Product | Mobile Home Non-Weatherized, C | 1832 | 276 |  | 11/09/2023 | 79860 | 203359928 | 11/09/2023
Carrier Corp. - Indianapolis | Payne | PG80ESLA60135D* | Federally-Regulated Consumer Product | Non-Weatherized, Non-Condensin | 1887 | 265 |  | 11/09/2023 | 131482 | 203360158 | 11/09/2023
Carrier Corp. - Indianapolis | Payne | PG92ESAA60100C* | Federally-Regulated Consumer Product | Mobile Home Non-Weatherized, C | 1821 | 275 |  | 11/09/2023 | 99460 | 203359932 | 11/09/2023
Carrier Corp. - Indianapolis | Payne | PG80ESLA60135D | Federally-Regulated Consumer Product | Non-Weatherized, Non-Condensin | 1887 | 265 |  | 11/09/2023 | 131482 | 203359983 | 11/09/2023
Carrier Corp. - Indianapolis | Payne | PG95ESAA66140D*D | Federally-Regulated Consumer Product | Non-Weatherized, Condensing Ga | 2328 | 297 |  | 11/09/2023 | 139741 | 203360273 | 11/09/2023
Carrier Corp. - Indianapolis | Payne | PG80ESLA60110D | Federally-Regulated Consumer Product | Non-Weatherized, Non-Condensin | 2027 | 271 |  | 11/09/2023 | 109826 | 203359981 | 11/09/2023
Carrier Corp. - Indianapolis | Payne | PG92ESAA36060A* | Federally-Regulated Consumer Product | Mobile Home Non-Weatherized, C | 945 | 237 |  | 11/09/2023 | 59375 | 203359917 | 11/09/2023
Carrier Corp. - Indianapolis | Payne | PG80ESLA42090B* | Federally-Regulated Consumer Product | Non-Weatherized, Non-Condensin | 1238 | 236 |  | 11/09/2023 | 88097 | 203360152 | 11/09/2023
Carrier Corp. - Indianapolis | Payne | PG95ESAA60100C*D | Federally-Regulated Consumer Product | Non-Weatherized, Condensing Ga | 2102 | 287 |  | 11/09/2023 | 99999 | 203360269 | 11/09/2023
Carrier Corp. - Indianapolis | Payne | PG92ESAA42060B | Federally-Regulated Consumer Product | Non-Weatherized, Condensing Ga | 1205 | 248 |  | 11/09/2023 | 60119 | 203359918 | 11/09/2023
Carrier Corp. - Indianapolis | Payne | PG92ESAA60120D* | Federally-Regulated Consumer Product | Mobile Home Non-Weatherized, C | 1904 | 279 |  | 11/09/2023 | 119302 | 203359936 | 11/09/2023
Carrier Corp. - Indianapolis | Payne | PG80ESLA36045B | Federally-Regulated Consumer Product | Non-Weatherized, Non-Condensin | 1206 | 235 |  | 11/09/2023 | 44058 | 203359961 | 11/09/2023
Carrier Corp. - Indianapolis | Payne | PG80ESLA36045B* | Federally-Regulated Consumer Product | Non-Weatherized, Non-Condensin | 1206 | 235 |  | 11/09/2023 | 44058 | 203360148 | 11/09/2023
Carrier Corp. - Indianapolis | Payne | PG92ESAA48080B* | Federally-Regulated Consumer Product | Mobile Home Non-Weatherized, C | 1390 | 256 |  | 11/09/2023 | 79599 | 203359924 | 11/09/2023
Carrier Corp. - Indianapolis | Payne | PG92ESAA42060B* | Federally-Regulated Consumer Product | Mobile Home Non-Weatherized, C | 1205 | 248 |  | 11/09/2023 | 60119 | 203359920 | 11/09/2023
Carrier Corp. - Indianapolis | Payne | PG80ESLA60110D* | Federally-Regulated Consumer Product | Non-Weatherized, Non-Condensin | 2027 | 271 |  | 11/09/2023 | 109826 | 203360157 | 11/09/2023
Carrier Corp. - Indianapolis | Payne | PG80ESLA36070B* | Federally-Regulated Consumer Product | Non-Weatherized, Non-Condensin | 1051 | 228 |  | 11/09/2023 | 65904 | 203360150 | 11/09/2023
Carrier Corp. - Indianapolis | Payne | PG92ESAA60100C | Federally-Regulated Consumer Product | Non-Weatherized, Condensing Ga | 1821 | 275 |  | 11/09/2023 | 99460 | 203359930 | 11/09/2023
Carrier Corp. - Indianapolis | Payne | PG80ESLA60090D | Federally-Regulated Consumer Product | Non-Weatherized, Non-Condensin | 1987 | 269 |  | 11/09/2023 | 88320 | 203359976 | 11/09/2023
Carrier Corp. - Indianapolis | Payne | PG80ESLA60090D* | Federally-Regulated Consumer Product | Non-Weatherized, Non-Condensin | 1987 | 269 |  | 11/09/2023 | 88320 | 203360155 | 11/09/2023
Carrier Corp. - Indianapolis | Maratherm | R80ESN0902420A | Federally-Regulated Consumer Product | Non-Weatherized, Non-Condensin | 1987 | 269 |  | 05/25/2023 | 88320 | 203359895 | 11/09/2023
Carrier Corp. - Indianapolis | Maratherm | R95ESN0601412A**D | Federally-Regulated Consumer Product | Mobile Home Non-Weatherized, C | 1176 | 247 |  | 05/25/2023 | 59961 | 203924711 | 11/09/2023
Carrier Corp. - Indianapolis | Maratherm | R92ESN0401410A* | Federally-Regulated Consumer Product | Mobile Home Non-Weatherized, C | 981 | 238 |  | 05/25/2023 | 40102 | 203359940 | 11/09/2023
Carrier Corp. - Indianapolis | Maratherm | R95ESN0801716A**D | Federally-Regulated Consumer Product | Mobile Home Non-Weatherized, C | 1771 | 273 |  | 05/25/2023 | 80331 | 203360764 | 11/09/2023
Carrier Corp. - Indianapolis | Maratherm | R80ESN1102420A | Federally-Regulated Consumer Product | Non-Weatherized, Non-Condensin | 2027 | 271 |  | 05/25/2023 | 109826 | 203359899 | 11/09/2023
Carrier Corp. - Indianapolis | Maratherm | R80ESL0451712A* | Federally-Regulated Consumer Product | Non-Weatherized, Non-Condensin | 1206 | 235 |  | 05/25/2023 | 44058 | 203360348 | 11/09/2023
Carrier Corp. - Indianapolis | Maratherm | R95ESN1202422A | Federally-Regulated Consumer Product | Non-Weatherized, Condensing Ga | 2161 | 290 |  | 05/25/2023 | 119834 | 203360563 | 11/09/2023
Carrier Corp. - Indianapolis | Maratherm | R95ESN0401712A**D | Federally-Regulated Consumer Product | Mobile Home Non-Weatherized, C | 998 | 239 |  | 05/25/2023 | 40139 | 203360762 | 11/09/2023
Carrier Corp. - Indianapolis | Maratherm | R95ESN0802120A* | Federally-Regulated Consumer Product | Mobile Home Non-Weatherized, C | 1837 | 276 |  | 05/25/2023 | 79777 | 203360759 | 11/09/2023
Carrier Corp. - Indianapolis | Maratherm | R80ESL0701712A | Federally-Regulated Consumer Product | Non-Weatherized, Non-Condensin | 1051 | 228 |  | 05/25/2023 | 65904 | 203360112 | 11/09/2023
Carrier Corp. - Indianapolis | Maratherm | R80ESN0901714A | Federally-Regulated Consumer Product | Non-Weatherized, Non-Condensin | 1238 | 236 |  | 05/25/2023 | 88097 | 203359889 | 11/09/2023
Carrier Corp. - Indianapolis | Maratherm | R80ESL0902420A* | Federally-Regulated Consumer Product | Non-Weatherized, Non-Condensin | 1987 | 269 |  | 05/25/2023 | 88320 | 203360362 | 11/09/2023
Carrier Corp. - Indianapolis | Maratherm | R80ESL0902420A | Federally-Regulated Consumer Product | Non-Weatherized, Non-Condensin | 1987 | 269 |  | 05/25/2023 | 88320 | 203360117 | 11/09/2023
Carrier Corp. - Indianapolis | Maratherm | R95ESN1002120A*D | Federally-Regulated Consumer Product | Non-Weatherized, Condensing Ga | 2102 | 287 |  | 05/25/2023 | 99999 | 203360570 | 11/09/2023
Carrier Corp. - Indianapolis | Maratherm | R95ESN1402422A*D | Federally-Regulated Consumer Product | Non-Weatherized, Condensing Ga | 2328 | 297 |  | 05/25/2023 | 139741 | 203360572 | 11/09/2023
Carrier Corp. - Indianapolis | Maratherm | R95ESN0801716A* | Federally-Regulated Consumer Product | Mobile Home Non-Weatherized, C | 1771 | 273 |  | 05/25/2023 | 80331 | 203360758 | 11/09/2023
Carrier Corp. - Indianapolis | Maratherm | R80ESL1102420A* | Federally-Regulated Consumer Product | Non-Weatherized, Non-Condensin | 2027 | 271 |  | 05/25/2023 | 109826 | 203360366 | 11/09/2023
Carrier Corp. - Indianapolis | Maratherm | R92ESN0801716A | Federally-Regulated Consumer Product | Non-Weatherized, Condensing Ga | 1390 | 256 |  | 05/25/2023 | 79599 | 203359951 | 11/09/2023
Carrier Corp. - Indianapolis | Maratherm | R95ESN0401410A* | Federally-Regulated Consumer Product | Mobile Home Non-Weatherized, C | 950 | 237 |  | 05/25/2023 | 40146 | 203924706 | 11/09/2023
Carrier Corp. - Indianapolis | Maratherm | R95ESN0401410A**D | Federally-Regulated Consumer Product | Mobile Home Non-Weatherized, C | 950 | 237 |  | 05/25/2023 | 40146 | 203924707 | 11/09/2023
Carrier Corp. - Indianapolis | Maratherm | R92ESN0601412A* | Federally-Regulated Consumer Product | Mobile Home Non-Weatherized, C | 945 | 237 |  | 05/25/2023 | 59375 | 203359946 | 11/09/2023
Carrier Corp. - Indianapolis | Maratherm | R95ESN1002120A**D | Federally-Regulated Consumer Product | Mobile Home Non-Weatherized, C | 2102 | 287 |  | 05/25/2023 | 99999 | 203360766 | 11/09/2023
Carrier Corp. - Indianapolis | Maratherm | R95ESN0261410A | Federally-Regulated Consumer Product | Non-Weatherized, Condensing Ga | 890 | 234 |  | 05/25/2023 | 26050 | 203360557 | 11/09/2023
Carrier Corp. - Indianapolis | Maratherm | R95ESN0601714A**D | Federally-Regulated Consumer Product | Mobile Home Non-Weatherized, C | 1346 | 254 |  | 05/25/2023 | 60102 | 203360763 | 11/09/2023
Carrier Corp. - Indianapolis | Maratherm | R80ESN1352420A | Federally-Regulated Consumer Product | Non-Weatherized, Non-Condensin | 1887 | 265 |  | 05/25/2023 | 131482 | 203360842 | 11/09/2023
Carrier Corp. - Indianapolis | Maratherm | R92ESN1002120A | Federally-Regulated Consumer Product | Non-Weatherized, Condensing Ga | 1821 | 275 |  | 05/25/2023 | 99460 | 203359957 | 11/09/2023
Carrier Corp. - Indianapolis | Maratherm | R92ESN0401410A | Federally-Regulated Consumer Product | Non-Weatherized, Condensing Ga | 981 | 238 |  | 05/25/2023 | 40102 | 203359938 | 11/09/2023
Carrier Corp. - Indianapolis | Maratherm | R95ESN0401712A* | Federally-Regulated Consumer Product | Mobile Home Non-Weatherized, C | 998 | 239 |  | 05/25/2023 | 40139 | 203360756 | 11/09/2023
Carrier Corp. - Indianapolis | Maratherm | R80ESL1352420A* | Federally-Regulated Consumer Product | Non-Weatherized, Non-Condensin | 1887 | 265 |  | 05/25/2023 | 131482 | 203360369 | 11/09/2023
Carrier Corp. - Indianapolis | Maratherm | R80ESN0701712A | Federally-Regulated Consumer Product | Non-Weatherized, Non-Condensin | 1051 | 228 |  | 05/25/2023 | 65904 | 203359885 | 11/09/2023
Carrier Corp. - Indianapolis | Maratherm | R80ESL0451712A | Federally-Regulated Consumer Product | Non-Weatherized, Non-Condensin | 1206 | 235 |  | 05/25/2023 | 44058 | 203360110 | 11/09/2023
Carrier Corp. - Indianapolis | Maratherm | R92ESN0601714A* | Federally-Regulated Consumer Product | Mobile Home Non-Weatherized, C | 1205 | 248 |  | 05/25/2023 | 60119 | 203359949 | 11/09/2023
Carrier Corp. - Indianapolis | Maratherm | R80ESL1352420A | Federally-Regulated Consumer Product | Non-Weatherized, Non-Condensin | 1887 | 265 |  | 05/25/2023 | 131482 | 203360120 | 11/09/2023
Carrier Corp. - Indianapolis | Maratherm | R92ESN0601714A | Federally-Regulated Consumer Product | Non-Weatherized, Condensing Ga | 1205 | 248 |  | 05/25/2023 | 60119 | 203359948 | 11/09/2023
Carrier Corp. - Indianapolis | Maratherm | R80ESN0451712A | Federally-Regulated Consumer Product | Non-Weatherized, Non-Condensin | 1206 | 235 |  | 05/25/2023 | 44058 | 203359881 | 11/09/2023
Carrier Corp. - Indianapolis | Maratherm | R92ESN0401712A | Federally-Regulated Consumer Product | Non-Weatherized, Condensing Ga | 1024 | 240 |  | 05/25/2023 | 39894 | 203359941 | 11/09/2023
Carrier Corp. - Indianapolis | Maratherm | R92ESN0801716A* | Federally-Regulated Consumer Product | Mobile Home Non-Weatherized, C | 1390 | 256 |  | 05/25/2023 | 79599 | 203359953 | 11/09/2023
Carrier Corp. - Indianapolis | Maratherm | R95ESN0601714A* | Federally-Regulated Consumer Product | Mobile Home Non-Weatherized, C | 1346 | 254 |  | 05/25/2023 | 60102 | 203360757 | 11/09/2023
Carrier Corp. - Indianapolis | Maratherm | R80ESL0701712A* | Federally-Regulated Consumer Product | Non-Weatherized, Non-Condensin | 1051 | 228 |  | 05/25/2023 | 65904 | 203360352 | 11/09/2023
Carrier Corp. - Indianapolis | Maratherm | R92ESN1202420A* | Federally-Regulated Consumer Product | Mobile Home Non-Weatherized, C | 1904 | 279 |  | 05/25/2023 | 119302 | 203359962 | 11/09/2023
Carrier Corp. - Indianapolis | Maratherm | R95ESN1202422A* | Federally-Regulated Consumer Product | Mobile Home Non-Weatherized, C | 2161 | 290 |  | 05/25/2023 | 119834 | 203360761 | 11/09/2023
Carrier Corp. - Indianapolis | Maratherm | R95ESN1202422A**D | Federally-Regulated Consumer Product | Mobile Home Non-Weatherized, C | 2161 | 290 |  | 05/25/2023 | 119834 | 203360767 | 11/09/2023
Carrier Corp. - Indianapolis | Maratherm | R95ESN0802120A**D | Federally-Regulated Consumer Product | Mobile Home Non-Weatherized, C | 1837 | 276 |  | 05/25/2023 | 79777 | 203360765 | 11/09/2023
Carrier Corp. - Indianapolis | Maratherm | R95ESN1202422A*D | Federally-Regulated Consumer Product | Non-Weatherized, Condensing Ga | 2161 | 290 |  | 05/25/2023 | 119834 | 203360571 | 11/09/2023
Carrier Corp. - Indianapolis | Maratherm | R92ESN1002120A* | Federally-Regulated Consumer Product | Mobile Home Non-Weatherized, C | 1821 | 275 |  | 05/25/2023 | 99460 | 203359959 | 11/09/2023
Carrier Corp. - Indianapolis | Maratherm | R95ESN1002120A | Federally-Regulated Consumer Product | Non-Weatherized, Condensing Ga | 2102 | 287 |  | 05/25/2023 | 99999 | 203360562 | 11/09/2023
Carrier Corp. - Indianapolis | Maratherm | R95ESN0601412A* | Federally-Regulated Consumer Product | Mobile Home Non-Weatherized, C | 1176 | 247 |  | 05/25/2023 | 59961 | 203924710 | 11/09/2023
Carrier Corp. - Indianapolis | Maratherm | R95ESN0261410A*D | Federally-Regulated Consumer Product | Non-Weatherized, Condensing Ga | 890 | 234 |  | 05/25/2023 | 26050 | 203360565 | 11/09/2023
Carrier Corp. - Indianapolis | Maratherm | R80ESL0901714A | Federally-Regulated Consumer Product | Non-Weatherized, Non-Condensin | 1238 | 236 |  | 05/25/2023 | 88097 | 203360114 | 11/09/2023
Carrier Corp. - Indianapolis | Maratherm | R80ESL1102420A | Federally-Regulated Consumer Product | Non-Weatherized, Non-Condensin | 2027 | 271 |  | 05/25/2023 | 109826 | 203360119 | 11/09/2023
Carrier Corp. - Indianapolis | Maratherm | R95ESN1002120A* | Federally-Regulated Consumer Product | Mobile Home Non-Weatherized, C | 2102 | 287 |  | 05/25/2023 | 99999 | 203360760 | 11/09/2023
Carrier Corp. - Indianapolis | Maratherm | R80ESL0901714A* | Federally-Regulated Consumer Product | Non-Weatherized, Non-Condensin | 1238 | 236 |  | 05/25/2023 | 88097 | 203360356 | 11/09/2023
Carrier Corp. - Indianapolis | Maratherm | R92ESN0401712A* | Federally-Regulated Consumer Product | Mobile Home Non-Weatherized, C | 1024 | 240 |  | 05/25/2023 | 39894 | 203359943 | 11/09/2023
Carrier Corp. - Indianapolis | Maratherm | R92ESN0802120A* | Federally-Regulated Consumer Product | Mobile Home Non-Weatherized, C | 1832 | 276 |  | 05/25/2023 | 79860 | 203359956 | 11/09/2023
Carrier Corp. - Indianapolis | Maratherm | R95ESN1402422A | Federally-Regulated Consumer Product | Non-Weatherized, Condensing Ga | 2328 | 297 |  | 05/25/2023 | 139741 | 203360564 | 11/09/2023
Carrier Corp. - Indianapolis | EcoTemp | WFSX040B036A* | Federally-Regulated Consumer Product | Mobile Home Non-Weatherized, C | 998 | 239 |  | 05/25/2023 | 40139 | 203360732 | 11/09/2023
Carrier Corp. - Indianapolis | EcoTemp | WFAX040B036A* | Federally-Regulated Consumer Product | Mobile Home Non-Weatherized, C | 1024 | 240 |  | 05/25/2023 | 39894 | 203359969 | 11/09/2023
Carrier Corp. - Indianapolis | EcoTemp | WFSX100C060A**D | Federally-Regulated Consumer Product | Mobile Home Non-Weatherized, C | 2102 | 287 |  | 05/25/2023 | 99999 | 203360742 | 11/09/2023
Carrier Corp. - Indianapolis | EcoTemp | WFAX040A030A | Federally-Regulated Consumer Product | Non-Weatherized, Condensing Ga | 981 | 238 |  | 05/25/2023 | 40102 | 203359963 | 11/09/2023
Carrier Corp. - Indianapolis | EcoTemp | WFSX100C060A | Federally-Regulated Consumer Product | Non-Weatherized, Condensing Ga | 2102 | 287 |  | 05/25/2023 | 99999 | 203360525 | 11/09/2023
Carrier Corp. - Indianapolis | EcoTemp | WFEL045A036B | Federally-Regulated Consumer Product | Non-Weatherized, Non-Condensin | 1083 | 230 |  | 05/25/2023 | 43761 | 203360867 | 11/09/2023
Carrier Corp. - Indianapolis | EcoTemp | WFAX100C060A* | Federally-Regulated Consumer Product | Mobile Home Non-Weatherized, C | 1821 | 275 |  | 05/25/2023 | 99460 | 203359987 | 11/09/2023
Carrier Corp. - Indianapolis | EcoTemp | WFER070B036A | Federally-Regulated Consumer Product | Non-Weatherized, Non-Condensin | 1051 | 228 |  | 05/25/2023 | 65904 | 203360833 | 11/09/2023
Carrier Corp. - Indianapolis | EcoTemp | WFSX080C060A* | Federally-Regulated Consumer Product | Mobile Home Non-Weatherized, C | 1837 | 276 |  | 05/25/2023 | 79777 | 203360735 | 11/09/2023
Carrier Corp. - Indianapolis | EcoTemp | WFEL110D060B | Federally-Regulated Consumer Product | Non-Weatherized, Non-Condensin | 2027 | 271 |  | 05/25/2023 | 109826 | 203360877 | 11/09/2023
Carrier Corp. - Indianapolis | EcoTemp | WFEL045B036B* | Federally-Regulated Consumer Product | Non-Weatherized, Non-Condensin | 1206 | 235 |  | 05/25/2023 | 44058 | 203360892 | 11/09/2023
Carrier Corp. - Indianapolis | EcoTemp | WFAX080C060A* | Federally-Regulated Consumer Product | Mobile Home Non-Weatherized, C | 1832 | 276 |  | 05/25/2023 | 79860 | 203359984 | 11/09/2023
Carrier Corp. - Indianapolis | EcoTemp | WFER110D060A | Federally-Regulated Consumer Product | Non-Weatherized, Non-Condensin | 2027 | 271 |  | 05/25/2023 | 109826 | 203360840 | 11/09/2023
Carrier Corp. - Indianapolis | EcoTemp | WFEL090C060B | Federally-Regulated Consumer Product | Non-Weatherized, Non-Condensin | 2015 | 271 |  | 05/25/2023 | 88187 | 203360874 | 11/09/2023
Carrier Corp. - Indianapolis | EcoTemp | WFSX040A030A**D | Federally-Regulated Consumer Product | Mobile Home Non-Weatherized, C | 950 | 237 |  | 05/25/2023 | 40146 | 203924723 | 11/09/2023
Carrier Corp. - Indianapolis | EcoTemp | WFSU060B048A | Federally-Regulated Consumer Product | Non-Weatherized, Condensing Ga | 1521 | 262 |  | 05/25/2023 | 59594 | 204543736 | 11/09/2023
Carrier Corp. - Indianapolis | EcoTemp | WFEL110C060B* | Federally-Regulated Consumer Product | Non-Weatherized, Non-Condensin | 2177 | 278 |  | 05/25/2023 | 110527 | 203360900 | 11/09/2023
Carrier Corp. - Indianapolis | EcoTemp | WFSX080C060A**D | Federally-Regulated Consumer Product | Mobile Home Non-Weatherized, C | 1837 | 276 |  | 05/25/2023 | 79777 | 203360741 | 11/09/2023
Carrier Corp. - Indianapolis | EcoTemp | WFAX060B042A | Federally-Regulated Consumer Product | Non-Weatherized, Condensing Ga | 1205 | 248 |  | 05/25/2023 | 60119 | 203359975 | 11/09/2023
Carrier Corp. - Indianapolis | EcoTemp | WFSX140D066A | Federally-Regulated Consumer Product | Non-Weatherized, Condensing Ga | 2328 | 297 |  | 05/25/2023 | 139741 | 203360530 | 11/09/2023
Carrier Corp. - Indianapolis | EcoTemp | WFEL090D060B* | Federally-Regulated Consumer Product | Non-Weatherized, Non-Condensin | 1987 | 269 |  | 05/25/2023 | 88320 | 203360899 | 11/09/2023
Carrier Corp. - Indianapolis | EcoTemp | WFAX060A036A* | Federally-Regulated Consumer Product | Mobile Home Non-Weatherized, C | 945 | 237 |  | 05/25/2023 | 59375 | 203359973 | 11/09/2023
Carrier Corp. - Indianapolis | EcoTemp | WFSX120D066A*D | Federally-Regulated Consumer Product | Non-Weatherized, Condensing Ga | 2161 | 290 |  | 05/25/2023 | 119834 | 203360539 | 11/09/2023
Carrier Corp. - Indianapolis | EcoTemp | WFEL090C060B* | Federally-Regulated Consumer Product | Non-Weatherized, Non-Condensin | 2015 | 271 |  | 05/25/2023 | 88187 | 203360898 | 11/09/2023
Carrier Corp. - Indianapolis | EcoTemp | WFAX100C060A | Federally-Regulated Consumer Product | Non-Weatherized, Condensing Ga | 1821 | 275 |  | 05/25/2023 | 99460 | 203359986 | 11/09/2023
Carrier Corp. - Indianapolis | EcoTemp | WFAX120D060A* | Federally-Regulated Consumer Product | Mobile Home Non-Weatherized, C | 1904 | 279 |  | 05/25/2023 | 119302 | 203359991 | 11/09/2023
Carrier Corp. - Indianapolis | EcoTemp | WFEL110D060B* | Federally-Regulated Consumer Product | Non-Weatherized, Non-Condensin | 2027 | 271 |  | 05/25/2023 | 109826 | 203360901 | 11/09/2023
Carrier Corp. - Indianapolis | EcoTemp | WFSX060B042A* | Federally-Regulated Consumer Product | Mobile Home Non-Weatherized, C | 1346 | 254 |  | 05/25/2023 | 60102 | 203360733 | 11/09/2023
Carrier Corp. - Indianapolis | EcoTemp | WFSX100C060A*D | Federally-Regulated Consumer Product | Non-Weatherized, Condensing Ga | 2102 | 287 |  | 05/25/2023 | 99999 | 203360538 | 11/09/2023
Carrier Corp. - Indianapolis | EcoTemp | WFEL135D060B | Federally-Regulated Consumer Product | Non-Weatherized, Non-Condensin | 1887 | 265 |  | 05/25/2023 | 131482 | 203360878 | 11/09/2023
Carrier Corp. - Indianapolis | EcoTemp | WFER135D060A | Federally-Regulated Consumer Product | Non-Weatherized, Non-Condensin | 1887 | 265 |  | 05/25/2023 | 131482 | 203360841 | 11/09/2023
Carrier Corp. - Indianapolis | EcoTemp | WFSX060B042A | Federally-Regulated Consumer Product | Non-Weatherized, Condensing Ga | 1346 | 254 |  | 05/25/2023 | 60102 | 203360519 | 11/09/2023
Carrier Corp. - Indianapolis | EcoTemp | WFEL135D060B* | Federally-Regulated Consumer Product | Non-Weatherized, Non-Condensin | 1887 | 265 |  | 05/25/2023 | 131482 | 203360902 | 11/09/2023
Carrier Corp. - Indianapolis | EcoTemp | WFSX100C060A* | Federally-Regulated Consumer Product | Mobile Home Non-Weatherized, C | 2102 | 287 |  | 05/25/2023 | 99999 | 203360736 | 11/09/2023
Carrier Corp. - Indianapolis | EcoTemp | WFAX040B036A | Federally-Regulated Consumer Product | Non-Weatherized, Condensing Ga | 1024 | 240 |  | 05/25/2023 | 39894 | 203359967 | 11/09/2023
Carrier Corp. - Indianapolis | EcoTemp | WFAX060B042A* | Federally-Regulated Consumer Product | Mobile Home Non-Weatherized, C | 1205 | 248 |  | 05/25/2023 | 60119 | 203359977 | 11/09/2023
Carrier Corp. - Indianapolis | EcoTemp | WFER090D060A | Federally-Regulated Consumer Product | Non-Weatherized, Non-Condensin | 1987 | 269 |  | 05/25/2023 | 88320 | 203360838 | 11/09/2023
Carrier Corp. - Indianapolis | EcoTemp | WFEL090D060B | Federally-Regulated Consumer Product | Non-Weatherized, Non-Condensin | 1987 | 269 |  | 05/25/2023 | 88320 | 203360875 | 11/09/2023
Carrier Corp. - Indianapolis | EcoTemp | WFSX060B042A**D | Federally-Regulated Consumer Product | Mobile Home Non-Weatherized, C | 1346 | 254 |  | 05/25/2023 | 60102 | 203360739 | 11/09/2023
Carrier Corp. - Indianapolis | EcoTemp | WFEL110C060B | Federally-Regulated Consumer Product | Non-Weatherized, Non-Condensin | 2177 | 278 |  | 05/25/2023 | 110527 | 203360876 | 11/09/2023
Carrier Corp. - Indianapolis | EcoTemp | WFAX080B048A | Federally-Regulated Consumer Product | Non-Weatherized, Condensing Ga | 1390 | 256 |  | 05/25/2023 | 79599 | 203359978 | 11/09/2023
Carrier Corp. - Indianapolis | EcoTemp | WFSX060A036A**D | Federally-Regulated Consumer Product | Mobile Home Non-Weatherized, C | 1176 | 247 |  | 05/25/2023 | 59961 | 203924727 | 11/09/2023
Carrier Corp. - Indianapolis | EcoTemp | WFEL070B036B* | Federally-Regulated Consumer Product | Non-Weatherized, Non-Condensin | 1051 | 228 |  | 05/25/2023 | 65904 | 203360894 | 11/09/2023
Carrier Corp. - Indianapolis | EcoTemp | WFSX120D066A**D | Federally-Regulated Consumer Product | Mobile Home Non-Weatherized, C | 2161 | 290 |  | 05/25/2023 | 119834 | 203360743 | 11/09/2023
Carrier Corp. - Indianapolis | EcoTemp | WFAX040A030A* | Federally-Regulated Consumer Product | Mobile Home Non-Weatherized, C | 981 | 238 |  | 05/25/2023 | 40102 | 203359965 | 11/09/2023
Carrier Corp. - Indianapolis | EcoTemp | WFEL090B042B* | Federally-Regulated Consumer Product | Non-Weatherized, Non-Condensin | 1238 | 236 |  | 05/25/2023 | 88097 | 203360896 | 11/09/2023
Carrier Corp. - Indianapolis | EcoTemp | WFEL070A036B | Federally-Regulated Consumer Product | Non-Weatherized, Non-Condensin | 1106 | 231 |  | 05/25/2023 | 65995 | 203360869 | 11/09/2023
Carrier Corp. - Indianapolis | EcoTemp | WFSX120D066A* | Federally-Regulated Consumer Product | Mobile Home Non-Weatherized, C | 2161 | 290 |  | 05/25/2023 | 119834 | 203360737 | 11/09/2023
Carrier Corp. - Indianapolis | EcoTemp | WFSX026A030A*D | Federally-Regulated Consumer Product | Non-Weatherized, Condensing Ga | 890 | 234 |  | 05/25/2023 | 26050 | 203360532 | 11/09/2023
Carrier Corp. - Indianapolis | EcoTemp | WFER090B042A | Federally-Regulated Consumer Product | Non-Weatherized, Non-Condensin | 1238 | 236 |  | 05/25/2023 | 88097 | 203360835 | 11/09/2023
Carrier Corp. - Indianapolis | EcoTemp | WFEL045A036B* | Federally-Regulated Consumer Product | Non-Weatherized, Non-Condensin | 1083 | 230 |  | 05/25/2023 | 43761 | 203360891 | 11/09/2023
Carrier Corp. - Indianapolis | EcoTemp | WFSX040B036A | Federally-Regulated Consumer Product | Non-Weatherized, Condensing Ga | 998 | 239 |  | 05/25/2023 | 40139 | 203360517 | 11/09/2023
Carrier Corp. - Indianapolis | EcoTemp | WFSX040B036A**D | Federally-Regulated Consumer Product | Mobile Home Non-Weatherized, C | 998 | 239 |  | 05/25/2023 | 40139 | 203360738 | 11/09/2023
Carrier Corp. - Indianapolis | EcoTemp | WFER090C048A | Federally-Regulated Consumer Product | Non-Weatherized, Non-Condensin | 1450 | 246 |  | 05/25/2023 | 87792 | 203360836 | 11/09/2023
Carrier Corp. - Indianapolis | EcoTemp | WFEL070B036B | Federally-Regulated Consumer Product | Non-Weatherized, Non-Condensin | 1051 | 228 |  | 05/25/2023 | 65904 | 203360870 | 11/09/2023
Carrier Corp. - Indianapolis | EcoTemp | WFEL070C048B* | Federally-Regulated Consumer Product | Non-Weatherized, Non-Condensin | 1565 | 251 |  | 05/25/2023 | 65903 | 203360895 | 11/09/2023
Carrier Corp. - Indianapolis | EcoTemp | WFEL090C048B* | Federally-Regulated Consumer Product | Non-Weatherized, Non-Condensin | 1450 | 246 |  | 05/25/2023 | 87792 | 203360897 | 11/09/2023
Carrier Corp. - Indianapolis | EcoTemp | WFSX140D066A*D | Federally-Regulated Consumer Product | Non-Weatherized, Condensing Ga | 2328 | 297 |  | 05/25/2023 | 139741 | 203360540 | 11/09/2023
Carrier Corp. - Indianapolis | EcoTemp | WFSX060A036A* | Federally-Regulated Consumer Product | Mobile Home Non-Weatherized, C | 1176 | 247 |  | 05/25/2023 | 59961 | 203924726 | 11/09/2023
Carrier Corp. - Indianapolis | EcoTemp | WFEL090C048B | Federally-Regulated Consumer Product | Non-Weatherized, Non-Condensin | 1450 | 246 |  | 05/25/2023 | 87792 | 203360873 | 11/09/2023
Carrier Corp. - Indianapolis | EcoTemp | WFEL045B036B | Federally-Regulated Consumer Product | Non-Weatherized, Non-Condensin | 1206 | 235 |  | 05/25/2023 | 44058 | 203360868 | 11/09/2023
Carrier Corp. - Indianapolis | EcoTemp | WFAX080B048A* | Federally-Regulated Consumer Product | Mobile Home Non-Weatherized, C | 1390 | 256 |  | 05/25/2023 | 79599 | 203359980 | 11/09/2023
Carrier Corp. - Indianapolis | EcoTemp | WFEL070A036B* | Federally-Regulated Consumer Product | Non-Weatherized, Non-Condensin | 1106 | 231 |  | 05/25/2023 | 65995 | 203360893 | 11/09/2023
Carrier Corp. - Indianapolis | EcoTemp | WFEL070C048B | Federally-Regulated Consumer Product | Non-Weatherized, Non-Condensin | 1565 | 251 |  | 05/25/2023 | 65903 | 203360871 | 11/09/2023
Carrier Corp. - Indianapolis | EcoTemp | WFER045B036A | Federally-Regulated Consumer Product | Non-Weatherized, Non-Condensin | 1206 | 235 |  | 05/25/2023 | 44058 | 203360831 | 11/09/2023
Carrier Corp. - Indianapolis | EcoTemp | WFSX026A030A | Federally-Regulated Consumer Product | Non-Weatherized, Condensing Ga | 890 | 234 |  | 05/25/2023 | 26050 | 203360515 | 11/09/2023
Carrier Corp. - Indianapolis | EcoTemp | WFSX120D066A | Federally-Regulated Consumer Product | Non-Weatherized, Condensing Ga | 2161 | 290 |  | 05/25/2023 | 119834 | 203360527 | 11/09/2023
Carrier Corp. - Indianapolis | EcoTemp | WFAX120D060A | Federally-Regulated Consumer Product | Non-Weatherized, Condensing Ga | 1904 | 279 |  | 05/25/2023 | 119302 | 203359989 | 11/09/2023
Carrier Corp. - Indianapolis | EcoTemp | WFEL090B042B | Federally-Regulated Consumer Product | Non-Weatherized, Non-Condensin | 1238 | 236 |  | 05/25/2023 | 88097 | 203360872 | 11/09/2023
Carrier Corp. - Indianapolis | EcoTemp | WFSX040A030A* | Federally-Regulated Consumer Product | Mobile Home Non-Weatherized, C | 950 | 237 |  | 05/25/2023 | 40146 | 203924722 | 11/09/2023
Carrier Corp. - Indianapolis | Maratherm | R80ESN0902420A | Federally-Regulated Consumer Product | Non-Weatherized, Non-Condensin | 1987 | 269 |  | 11/09/2023 | 88320 | 203359895 | 11/09/2023
Carrier Corp. - Indianapolis | Maratherm | R95ESN0601412A**D | Federally-Regulated Consumer Product | Mobile Home Non-Weatherized, C | 1176 | 247 |  | 11/09/2023 | 59961 | 203924711 | 11/09/2023
Carrier Corp. - Indianapolis | Maratherm | R92ESN0401410A* | Federally-Regulated Consumer Product | Mobile Home Non-Weatherized, C | 981 | 238 |  | 11/09/2023 | 40102 | 203359940 | 11/09/2023
Carrier Corp. - Indianapolis | Maratherm | R95ESN0801716A**D | Federally-Regulated Consumer Product | Mobile Home Non-Weatherized, C | 1771 | 273 |  | 11/09/2023 | 80331 | 203360764 | 11/09/2023
Carrier Corp. - Indianapolis | Maratherm | R80ESN1102420A | Federally-Regulated Consumer Product | Non-Weatherized, Non-Condensin | 2027 | 271 |  | 11/09/2023 | 109826 | 203359899 | 11/09/2023
Carrier Corp. - Indianapolis | Maratherm | R80ESL0451712A* | Federally-Regulated Consumer Product | Non-Weatherized, Non-Condensin | 1206 | 235 |  | 11/09/2023 | 44058 | 203360348 | 11/09/2023
Carrier Corp. - Indianapolis | Maratherm | R95ESN1202422A | Federally-Regulated Consumer Product | Non-Weatherized, Condensing Ga | 2161 | 290 |  | 11/09/2023 | 119834 | 203360563 | 11/09/2023
Carrier Corp. - Indianapolis | Maratherm | R95ESN0401712A**D | Federally-Regulated Consumer Product | Mobile Home Non-Weatherized, C | 998 | 239 |  | 11/09/2023 | 40139 | 203360762 | 11/09/2023
Carrier Corp. - Indianapolis | Maratherm | R95ESN0802120A* | Federally-Regulated Consumer Product | Mobile Home Non-Weatherized, C | 1837 | 276 |  | 11/09/2023 | 79777 | 203360759 | 11/09/2023
Carrier Corp. - Indianapolis | Maratherm | R80ESL0701712A | Federally-Regulated Consumer Product | Non-Weatherized, Non-Condensin | 1051 | 228 |  | 11/09/2023 | 65904 | 203360112 | 11/09/2023
Carrier Corp. - Indianapolis | Maratherm | R80ESN0901714A | Federally-Regulated Consumer Product | Non-Weatherized, Non-Condensin | 1238 | 236 |  | 11/09/2023 | 88097 | 203359889 | 11/09/2023
Carrier Corp. - Indianapolis | Maratherm | R80ESL0902420A* | Federally-Regulated Consumer Product | Non-Weatherized, Non-Condensin | 1987 | 269 |  | 11/09/2023 | 88320 | 203360362 | 11/09/2023
Carrier Corp. - Indianapolis | Maratherm | R80ESL0902420A | Federally-Regulated Consumer Product | Non-Weatherized, Non-Condensin | 1987 | 269 |  | 11/09/2023 | 88320 | 203360117 | 11/09/2023
Carrier Corp. - Indianapolis | Maratherm | R95ESN1002120A*D | Federally-Regulated Consumer Product | Non-Weatherized, Condensing Ga | 2102 | 287 |  | 11/09/2023 | 99999 | 203360570 | 11/09/2023
Carrier Corp. - Indianapolis | Maratherm | R95ESN1402422A*D | Federally-Regulated Consumer Product | Non-Weatherized, Condensing Ga | 2328 | 297 |  | 11/09/2023 | 139741 | 203360572 | 11/09/2023
Carrier Corp. - Indianapolis | Maratherm | R95ESN0801716A* | Federally-Regulated Consumer Product | Mobile Home Non-Weatherized, C | 1771 | 273 |  | 11/09/2023 | 80331 | 203360758 | 11/09/2023
Carrier Corp. - Indianapolis | Maratherm | R80ESL1102420A* | Federally-Regulated Consumer Product | Non-Weatherized, Non-Condensin | 2027 | 271 |  | 11/09/2023 | 109826 | 203360366 | 11/09/2023
Carrier Corp. - Indianapolis | Maratherm | R92ESN0801716A | Federally-Regulated Consumer Product | Non-Weatherized, Condensing Ga | 1390 | 256 |  | 11/09/2023 | 79599 | 203359951 | 11/09/2023
Carrier Corp. - Indianapolis | Maratherm | R95ESN0401410A* | Federally-Regulated Consumer Product | Mobile Home Non-Weatherized, C | 950 | 237 |  | 11/09/2023 | 40146 | 203924706 | 11/09/2023
Carrier Corp. - Indianapolis | Maratherm | R95ESN0401410A**D | Federally-Regulated Consumer Product | Mobile Home Non-Weatherized, C | 950 | 237 |  | 11/09/2023 | 40146 | 203924707 | 11/09/2023
Carrier Corp. - Indianapolis | Maratherm | R92ESN0601412A* | Federally-Regulated Consumer Product | Mobile Home Non-Weatherized, C | 945 | 237 |  | 11/09/2023 | 59375 | 203359946 | 11/09/2023
Carrier Corp. - Indianapolis | Maratherm | R95ESN1002120A**D | Federally-Regulated Consumer Product | Mobile Home Non-Weatherized, C | 2102 | 287 |  | 11/09/2023 | 99999 | 203360766 | 11/09/2023
Carrier Corp. - Indianapolis | Maratherm | R95ESN0261410A | Federally-Regulated Consumer Product | Non-Weatherized, Condensing Ga | 890 | 234 |  | 11/09/2023 | 26050 | 203360557 | 11/09/2023
Carrier Corp. - Indianapolis | Maratherm | R95ESN0601714A**D | Federally-Regulated Consumer Product | Mobile Home Non-Weatherized, C | 1346 | 254 |  | 11/09/2023 | 60102 | 203360763 | 11/09/2023
Carrier Corp. - Indianapolis | Maratherm | R80ESN1352420A | Federally-Regulated Consumer Product | Non-Weatherized, Non-Condensin | 1887 | 265 |  | 11/09/2023 | 131482 | 203360842 | 11/09/2023
Carrier Corp. - Indianapolis | Maratherm | R92ESN1002120A | Federally-Regulated Consumer Product | Non-Weatherized, Condensing Ga | 1821 | 275 |  | 11/09/2023 | 99460 | 203359957 | 11/09/2023
Carrier Corp. - Indianapolis | Maratherm | R92ESN0401410A | Federally-Regulated Consumer Product | Non-Weatherized, Condensing Ga | 981 | 238 |  | 11/09/2023 | 40102 | 203359938 | 11/09/2023
Carrier Corp. - Indianapolis | Maratherm | R95ESN0401712A* | Federally-Regulated Consumer Product | Mobile Home Non-Weatherized, C | 998 | 239 |  | 11/09/2023 | 40139 | 203360756 | 11/09/2023
Carrier Corp. - Indianapolis | Maratherm | R80ESL1352420A* | Federally-Regulated Consumer Product | Non-Weatherized, Non-Condensin | 1887 | 265 |  | 11/09/2023 | 131482 | 203360369 | 11/09/2023
Carrier Corp. - Indianapolis | Maratherm | R80ESN0701712A | Federally-Regulated Consumer Product | Non-Weatherized, Non-Condensin | 1051 | 228 |  | 11/09/2023 | 65904 | 203359885 | 11/09/2023
Carrier Corp. - Indianapolis | Maratherm | R80ESL0451712A | Federally-Regulated Consumer Product | Non-Weatherized, Non-Condensin | 1206 | 235 |  | 11/09/2023 | 44058 | 203360110 | 11/09/2023
Carrier Corp. - Indianapolis | Maratherm | R92ESN0601714A* | Federally-Regulated Consumer Product | Mobile Home Non-Weatherized, C | 1205 | 248 |  | 11/09/2023 | 60119 | 203359949 | 11/09/2023
Carrier Corp. - Indianapolis | Maratherm | R80ESL1352420A | Federally-Regulated Consumer Product | Non-Weatherized, Non-Condensin | 1887 | 265 |  | 11/09/2023 | 131482 | 203360120 | 11/09/2023
Carrier Corp. - Indianapolis | Maratherm | R92ESN0601714A | Federally-Regulated Consumer Product | Non-Weatherized, Condensing Ga | 1205 | 248 |  | 11/09/2023 | 60119 | 203359948 | 11/09/2023
Carrier Corp. - Indianapolis | Maratherm | R80ESN0451712A | Federally-Regulated Consumer Product | Non-Weatherized, Non-Condensin | 1206 | 235 |  | 11/09/2023 | 44058 | 203359881 | 11/09/2023
Carrier Corp. - Indianapolis | Maratherm | R92ESN0401712A | Federally-Regulated Consumer Product | Non-Weatherized, Condensing Ga | 1024 | 240 |  | 11/09/2023 | 39894 | 203359941 | 11/09/2023
Carrier Corp. - Indianapolis | Maratherm | R92ESN0801716A* | Federally-Regulated Consumer Product | Mobile Home Non-Weatherized, C | 1390 | 256 |  | 11/09/2023 | 79599 | 203359953 | 11/09/2023
Carrier Corp. - Indianapolis | Maratherm | R95ESN0601714A* | Federally-Regulated Consumer Product | Mobile Home Non-Weatherized, C | 1346 | 254 |  | 11/09/2023 | 60102 | 203360757 | 11/09/2023
Carrier Corp. - Indianapolis | Maratherm | R80ESL0701712A* | Federally-Regulated Consumer Product | Non-Weatherized, Non-Condensin | 1051 | 228 |  | 11/09/2023 | 65904 | 203360352 | 11/09/2023
Carrier Corp. - Indianapolis | Maratherm | R92ESN1202420A* | Federally-Regulated Consumer Product | Mobile Home Non-Weatherized, C | 1904 | 279 |  | 11/09/2023 | 119302 | 203359962 | 11/09/2023
Carrier Corp. - Indianapolis | Maratherm | R95ESN1202422A* | Federally-Regulated Consumer Product | Mobile Home Non-Weatherized, C | 2161 | 290 |  | 11/09/2023 | 119834 | 203360761 | 11/09/2023
Carrier Corp. - Indianapolis | Maratherm | R95ESN1202422A**D | Federally-Regulated Consumer Product | Mobile Home Non-Weatherized, C | 2161 | 290 |  | 11/09/2023 | 119834 | 203360767 | 11/09/2023
Carrier Corp. - Indianapolis | Maratherm | R95ESN0802120A**D | Federally-Regulated Consumer Product | Mobile Home Non-Weatherized, C | 1837 | 276 |  | 11/09/2023 | 79777 | 203360765 | 11/09/2023
Carrier Corp. - Indianapolis | Maratherm | R95ESN1202422A*D | Federally-Regulated Consumer Product | Non-Weatherized, Condensing Ga | 2161 | 290 |  | 11/09/2023 | 119834 | 203360571 | 11/09/2023
Carrier Corp. - Indianapolis | Maratherm | R92ESN1002120A* | Federally-Regulated Consumer Product | Mobile Home Non-Weatherized, C | 1821 | 275 |  | 11/09/2023 | 99460 | 203359959 | 11/09/2023
Carrier Corp. - Indianapolis | Maratherm | R95ESN1002120A | Federally-Regulated Consumer Product | Non-Weatherized, Condensing Ga | 2102 | 287 |  | 11/09/2023 | 99999 | 203360562 | 11/09/2023
Carrier Corp. - Indianapolis | Maratherm | R95ESN0601412A* | Federally-Regulated Consumer Product | Mobile Home Non-Weatherized, C | 1176 | 247 |  | 11/09/2023 | 59961 | 203924710 | 11/09/2023
Carrier Corp. - Indianapolis | Maratherm | R95ESN0261410A*D | Federally-Regulated Consumer Product | Non-Weatherized, Condensing Ga | 890 | 234 |  | 11/09/2023 | 26050 | 203360565 | 11/09/2023
Carrier Corp. - Indianapolis | Maratherm | R80ESL0901714A | Federally-Regulated Consumer Product | Non-Weatherized, Non-Condensin | 1238 | 236 |  | 11/09/2023 | 88097 | 203360114 | 11/09/2023
Carrier Corp. - Indianapolis | Maratherm | R80ESL1102420A | Federally-Regulated Consumer Product | Non-Weatherized, Non-Condensin | 2027 | 271 |  | 11/09/2023 | 109826 | 203360119 | 11/09/2023
Carrier Corp. - Indianapolis | Maratherm | R95ESN1002120A* | Federally-Regulated Consumer Product | Mobile Home Non-Weatherized, C | 2102 | 287 |  | 11/09/2023 | 99999 | 203360760 | 11/09/2023
Carrier Corp. - Indianapolis | Maratherm | R80ESL0901714A* | Federally-Regulated Consumer Product | Non-Weatherized, Non-Condensin | 1238 | 236 |  | 11/09/2023 | 88097 | 203360356 | 11/09/2023
Carrier Corp. - Indianapolis | Maratherm | R92ESN0401712A* | Federally-Regulated Consumer Product | Mobile Home Non-Weatherized, C | 1024 | 240 |  | 11/09/2023 | 39894 | 203359943 | 11/09/2023
Carrier Corp. - Indianapolis | Maratherm | R92ESN0802120A* | Federally-Regulated Consumer Product | Mobile Home Non-Weatherized, C | 1832 | 276 |  | 11/09/2023 | 79860 | 203359956 | 11/09/2023
Carrier Corp. - Indianapolis | Maratherm | R95ESN1402422A | Federally-Regulated Consumer Product | Non-Weatherized, Condensing Ga | 2328 | 297 |  | 11/09/2023 | 139741 | 203360564 | 11/09/2023
Carrier Corp. - Indianapolis | EcoTemp | WFSX040B036A* | Federally-Regulated Consumer Product | Mobile Home Non-Weatherized, C | 998 | 239 |  | 11/09/2023 | 40139 | 203360732 | 11/09/2023
Carrier Corp. - Indianapolis | EcoTemp | WFAX040B036A* | Federally-Regulated Consumer Product | Mobile Home Non-Weatherized, C | 1024 | 240 |  | 11/09/2023 | 39894 | 203359969 | 11/09/2023
Carrier Corp. - Indianapolis | EcoTemp | WFSX100C060A**D | Federally-Regulated Consumer Product | Mobile Home Non-Weatherized, C | 2102 | 287 |  | 11/09/2023 | 99999 | 203360742 | 11/09/2023
Carrier Corp. - Indianapolis | EcoTemp | WFAX040A030A | Federally-Regulated Consumer Product | Non-Weatherized, Condensing Ga | 981 | 238 |  | 11/09/2023 | 40102 | 203359963 | 11/09/2023
Carrier Corp. - Indianapolis | EcoTemp | WFSX100C060A | Federally-Regulated Consumer Product | Non-Weatherized, Condensing Ga | 2102 | 287 |  | 11/09/2023 | 99999 | 203360525 | 11/09/2023
Carrier Corp. - Indianapolis | EcoTemp | WFEL045A036B | Federally-Regulated Consumer Product | Non-Weatherized, Non-Condensin | 1083 | 230 |  | 11/09/2023 | 43761 | 203360867 | 11/09/2023
Carrier Corp. - Indianapolis | EcoTemp | WFAX100C060A* | Federally-Regulated Consumer Product | Mobile Home Non-Weatherized, C | 1821 | 275 |  | 11/09/2023 | 99460 | 203359987 | 11/09/2023
Carrier Corp. - Indianapolis | EcoTemp | WFER070B036A | Federally-Regulated Consumer Product | Non-Weatherized, Non-Condensin | 1051 | 228 |  | 11/09/2023 | 65904 | 203360833 | 11/09/2023
Carrier Corp. - Indianapolis | EcoTemp | WFSX080C060A* | Federally-Regulated Consumer Product | Mobile Home Non-Weatherized, C | 1837 | 276 |  | 11/09/2023 | 79777 | 203360735 | 11/09/2023
Carrier Corp. - Indianapolis | EcoTemp | WFEL110D060B | Federally-Regulated Consumer Product | Non-Weatherized, Non-Condensin | 2027 | 271 |  | 11/09/2023 | 109826 | 203360877 | 11/09/2023
Carrier Corp. - Indianapolis | EcoTemp | WFEL045B036B* | Federally-Regulated Consumer Product | Non-Weatherized, Non-Condensin | 1206 | 235 |  | 11/09/2023 | 44058 | 203360892 | 11/09/2023
Carrier Corp. - Indianapolis | EcoTemp | WFAX080C060A* | Federally-Regulated Consumer Product | Mobile Home Non-Weatherized, C | 1832 | 276 |  | 11/09/2023 | 79860 | 203359984 | 11/09/2023
Carrier Corp. - Indianapolis | EcoTemp | WFER110D060A | Federally-Regulated Consumer Product | Non-Weatherized, Non-Condensin | 2027 | 271 |  | 11/09/2023 | 109826 | 203360840 | 11/09/2023
Carrier Corp. - Indianapolis | EcoTemp | WFEL090C060B | Federally-Regulated Consumer Product | Non-Weatherized, Non-Condensin | 2015 | 271 |  | 11/09/2023 | 88187 | 203360874 | 11/09/2023
Carrier Corp. - Indianapolis | EcoTemp | WFSX040A030A**D | Federally-Regulated Consumer Product | Mobile Home Non-Weatherized, C | 950 | 237 |  | 11/09/2023 | 40146 | 203924723 | 11/09/2023
Carrier Corp. - Indianapolis | EcoTemp | WFSU060B048A | Federally-Regulated Consumer Product | Non-Weatherized, Condensing Ga | 1521 | 262 |  | 11/09/2023 | 59594 | 204543736 | 11/09/2023
Carrier Corp. - Indianapolis | EcoTemp | WFEL110C060B* | Federally-Regulated Consumer Product | Non-Weatherized, Non-Condensin | 2177 | 278 |  | 11/09/2023 | 110527 | 203360900 | 11/09/2023
Carrier Corp. - Indianapolis | EcoTemp | WFSX080C060A**D | Federally-Regulated Consumer Product | Mobile Home Non-Weatherized, C | 1837 | 276 |  | 11/09/2023 | 79777 | 203360741 | 11/09/2023
Carrier Corp. - Indianapolis | EcoTemp | WFAX060B042A | Federally-Regulated Consumer Product | Non-Weatherized, Condensing Ga | 1205 | 248 |  | 11/09/2023 | 60119 | 203359975 | 11/09/2023
Carrier Corp. - Indianapolis | EcoTemp | WFSX140D066A | Federally-Regulated Consumer Product | Non-Weatherized, Condensing Ga | 2328 | 297 |  | 11/09/2023 | 139741 | 203360530 | 11/09/2023
Carrier Corp. - Indianapolis | EcoTemp | WFEL090D060B* | Federally-Regulated Consumer Product | Non-Weatherized, Non-Condensin | 1987 | 269 |  | 11/09/2023 | 88320 | 203360899 | 11/09/2023
Carrier Corp. - Indianapolis | EcoTemp | WFAX060A036A* | Federally-Regulated Consumer Product | Mobile Home Non-Weatherized, C | 945 | 237 |  | 11/09/2023 | 59375 | 203359973 | 11/09/2023
Carrier Corp. - Indianapolis | EcoTemp | WFSX120D066A*D | Federally-Regulated Consumer Product | Non-Weatherized, Condensing Ga | 2161 | 290 |  | 11/09/2023 | 119834 | 203360539 | 11/09/2023
Carrier Corp. - Indianapolis | EcoTemp | WFEL090C060B* | Federally-Regulated Consumer Product | Non-Weatherized, Non-Condensin | 2015 | 271 |  | 11/09/2023 | 88187 | 203360898 | 11/09/2023
Carrier Corp. - Indianapolis | EcoTemp | WFAX100C060A | Federally-Regulated Consumer Product | Non-Weatherized, Condensing Ga | 1821 | 275 |  | 11/09/2023 | 99460 | 203359986 | 11/09/2023
Carrier Corp. - Indianapolis | EcoTemp | WFAX120D060A* | Federally-Regulated Consumer Product | Mobile Home Non-Weatherized, C | 1904 | 279 |  | 11/09/2023 | 119302 | 203359991 | 11/09/2023
Carrier Corp. - Indianapolis | EcoTemp | WFEL110D060B* | Federally-Regulated Consumer Product | Non-Weatherized, Non-Condensin | 2027 | 271 |  | 11/09/2023 | 109826 | 203360901 | 11/09/2023
Carrier Corp. - Indianapolis | EcoTemp | WFSX060B042A* | Federally-Regulated Consumer Product | Mobile Home Non-Weatherized, C | 1346 | 254 |  | 11/09/2023 | 60102 | 203360733 | 11/09/2023
Carrier Corp. - Indianapolis | EcoTemp | WFSX100C060A*D | Federally-Regulated Consumer Product | Non-Weatherized, Condensing Ga | 2102 | 287 |  | 11/09/2023 | 99999 | 203360538 | 11/09/2023
Carrier Corp. - Indianapolis | EcoTemp | WFEL135D060B | Federally-Regulated Consumer Product | Non-Weatherized, Non-Condensin | 1887 | 265 |  | 11/09/2023 | 131482 | 203360878 | 11/09/2023
Carrier Corp. - Indianapolis | EcoTemp | WFER135D060A | Federally-Regulated Consumer Product | Non-Weatherized, Non-Condensin | 1887 | 265 |  | 11/09/2023 | 131482 | 203360841 | 11/09/2023
Carrier Corp. - Indianapolis | EcoTemp | WFSX060B042A | Federally-Regulated Consumer Product | Non-Weatherized, Condensing Ga | 1346 | 254 |  | 11/09/2023 | 60102 | 203360519 | 11/09/2023
Carrier Corp. - Indianapolis | EcoTemp | WFEL135D060B* | Federally-Regulated Consumer Product | Non-Weatherized, Non-Condensin | 1887 | 265 |  | 11/09/2023 | 131482 | 203360902 | 11/09/2023
Carrier Corp. - Indianapolis | EcoTemp | WFSX100C060A* | Federally-Regulated Consumer Product | Mobile Home Non-Weatherized, C | 2102 | 287 |  | 11/09/2023 | 99999 | 203360736 | 11/09/2023
Carrier Corp. - Indianapolis | EcoTemp | WFAX040B036A | Federally-Regulated Consumer Product | Non-Weatherized, Condensing Ga | 1024 | 240 |  | 11/09/2023 | 39894 | 203359967 | 11/09/2023
Carrier Corp. - Indianapolis | EcoTemp | WFAX060B042A* | Federally-Regulated Consumer Product | Mobile Home Non-Weatherized, C | 1205 | 248 |  | 11/09/2023 | 60119 | 203359977 | 11/09/2023
Carrier Corp. - Indianapolis | EcoTemp | WFER090D060A | Federally-Regulated Consumer Product | Non-Weatherized, Non-Condensin | 1987 | 269 |  | 11/09/2023 | 88320 | 203360838 | 11/09/2023
Carrier Corp. - Indianapolis | EcoTemp | WFEL090D060B | Federally-Regulated Consumer Product | Non-Weatherized, Non-Condensin | 1987 | 269 |  | 11/09/2023 | 88320 | 203360875 | 11/09/2023
Carrier Corp. - Indianapolis | EcoTemp | WFSX060B042A**D | Federally-Regulated Consumer Product | Mobile Home Non-Weatherized, C | 1346 | 254 |  | 11/09/2023 | 60102 | 203360739 | 11/09/2023
Carrier Corp. - Indianapolis | EcoTemp | WFEL110C060B | Federally-Regulated Consumer Product | Non-Weatherized, Non-Condensin | 2177 | 278 |  | 11/09/2023 | 110527 | 203360876 | 11/09/2023
Carrier Corp. - Indianapolis | EcoTemp | WFAX080B048A | Federally-Regulated Consumer Product | Non-Weatherized, Condensing Ga | 1390 | 256 |  | 11/09/2023 | 79599 | 203359978 | 11/09/2023
Carrier Corp. - Indianapolis | EcoTemp | WFSX060A036A**D | Federally-Regulated Consumer Product | Mobile Home Non-Weatherized, C | 1176 | 247 |  | 11/09/2023 | 59961 | 203924727 | 11/09/2023
Carrier Corp. - Indianapolis | EcoTemp | WFEL070B036B* | Federally-Regulated Consumer Product | Non-Weatherized, Non-Condensin | 1051 | 228 |  | 11/09/2023 | 65904 | 203360894 | 11/09/2023
Carrier Corp. - Indianapolis | EcoTemp | WFSX120D066A**D | Federally-Regulated Consumer Product | Mobile Home Non-Weatherized, C | 2161 | 290 |  | 11/09/2023 | 119834 | 203360743 | 11/09/2023
Carrier Corp. - Indianapolis | EcoTemp | WFAX040A030A* | Federally-Regulated Consumer Product | Mobile Home Non-Weatherized, C | 981 | 238 |  | 11/09/2023 | 40102 | 203359965 | 11/09/2023
Carrier Corp. - Indianapolis | EcoTemp | WFEL090B042B* | Federally-Regulated Consumer Product | Non-Weatherized, Non-Condensin | 1238 | 236 |  | 11/09/2023 | 88097 | 203360896 | 11/09/2023
Carrier Corp. - Indianapolis | EcoTemp | WFEL070A036B | Federally-Regulated Consumer Product | Non-Weatherized, Non-Condensin | 1106 | 231 |  | 11/09/2023 | 65995 | 203360869 | 11/09/2023
Carrier Corp. - Indianapolis | EcoTemp | WFSX120D066A* | Federally-Regulated Consumer Product | Mobile Home Non-Weatherized, C | 2161 | 290 |  | 11/09/2023 | 119834 | 203360737 | 11/09/2023
Carrier Corp. - Indianapolis | EcoTemp | WFSX026A030A*D | Federally-Regulated Consumer Product | Non-Weatherized, Condensing Ga | 890 | 234 |  | 11/09/2023 | 26050 | 203360532 | 11/09/2023
Carrier Corp. - Indianapolis | EcoTemp | WFER090B042A | Federally-Regulated Consumer Product | Non-Weatherized, Non-Condensin | 1238 | 236 |  | 11/09/2023 | 88097 | 203360835 | 11/09/2023
Carrier Corp. - Indianapolis | EcoTemp | WFEL045A036B* | Federally-Regulated Consumer Product | Non-Weatherized, Non-Condensin | 1083 | 230 |  | 11/09/2023 | 43761 | 203360891 | 11/09/2023
Carrier Corp. - Indianapolis | EcoTemp | WFSX040B036A | Federally-Regulated Consumer Product | Non-Weatherized, Condensing Ga | 998 | 239 |  | 11/09/2023 | 40139 | 203360517 | 11/09/2023
Carrier Corp. - Indianapolis | EcoTemp | WFSX040B036A**D | Federally-Regulated Consumer Product | Mobile Home Non-Weatherized, C | 998 | 239 |  | 11/09/2023 | 40139 | 203360738 | 11/09/2023
Carrier Corp. - Indianapolis | EcoTemp | WFER090C048A | Federally-Regulated Consumer Product | Non-Weatherized, Non-Condensin | 1450 | 246 |  | 11/09/2023 | 87792 | 203360836 | 11/09/2023
Carrier Corp. - Indianapolis | EcoTemp | WFEL070B036B | Federally-Regulated Consumer Product | Non-Weatherized, Non-Condensin | 1051 | 228 |  | 11/09/2023 | 65904 | 203360870 | 11/09/2023
Carrier Corp. - Indianapolis | EcoTemp | WFEL070C048B* | Federally-Regulated Consumer Product | Non-Weatherized, Non-Condensin | 1565 | 251 |  | 11/09/2023 | 65903 | 203360895 | 11/09/2023
Carrier Corp. - Indianapolis | EcoTemp | WFEL090C048B* | Federally-Regulated Consumer Product | Non-Weatherized, Non-Condensin | 1450 | 246 |  | 11/09/2023 | 87792 | 203360897 | 11/09/2023
Carrier Corp. - Indianapolis | EcoTemp | WFSX140D066A*D | Federally-Regulated Consumer Product | Non-Weatherized, Condensing Ga | 2328 | 297 |  | 11/09/2023 | 139741 | 203360540 | 11/09/2023
Carrier Corp. - Indianapolis | EcoTemp | WFSX060A036A* | Federally-Regulated Consumer Product | Mobile Home Non-Weatherized, C | 1176 | 247 |  | 11/09/2023 | 59961 | 203924726 | 11/09/2023
Carrier Corp. - Indianapolis | EcoTemp | WFEL090C048B | Federally-Regulated Consumer Product | Non-Weatherized, Non-Condensin | 1450 | 246 |  | 11/09/2023 | 87792 | 203360873 | 11/09/2023
Carrier Corp. - Indianapolis | EcoTemp | WFEL045B036B | Federally-Regulated Consumer Product | Non-Weatherized, Non-Condensin | 1206 | 235 |  | 11/09/2023 | 44058 | 203360868 | 11/09/2023
Carrier Corp. - Indianapolis | EcoTemp | WFAX080B048A* | Federally-Regulated Consumer Product | Mobile Home Non-Weatherized, C | 1390 | 256 |  | 11/09/2023 | 79599 | 203359980 | 11/09/2023
Carrier Corp. - Indianapolis | EcoTemp | WFEL070A036B* | Federally-Regulated Consumer Product | Non-Weatherized, Non-Condensin | 1106 | 231 |  | 11/09/2023 | 65995 | 203360893 | 11/09/2023
Carrier Corp. - Indianapolis | EcoTemp | WFEL070C048B | Federally-Regulated Consumer Product | Non-Weatherized, Non-Condensin | 1565 | 251 |  | 11/09/2023 | 65903 | 203360871 | 11/09/2023
Carrier Corp. - Indianapolis | EcoTemp | WFER045B036A | Federally-Regulated Consumer Product | Non-Weatherized, Non-Condensin | 1206 | 235 |  | 11/09/2023 | 44058 | 203360831 | 11/09/2023
Carrier Corp. - Indianapolis | EcoTemp | WFSX026A030A | Federally-Regulated Consumer Product | Non-Weatherized, Condensing Ga | 890 | 234 |  | 11/09/2023 | 26050 | 203360515 | 11/09/2023
Carrier Corp. - Indianapolis | EcoTemp | WFSX120D066A | Federally-Regulated Consumer Product | Non-Weatherized, Condensing Ga | 2161 | 290 |  | 11/09/2023 | 119834 | 203360527 | 11/09/2023
Carrier Corp. - Indianapolis | EcoTemp | WFAX120D060A | Federally-Regulated Consumer Product | Non-Weatherized, Condensing Ga | 1904 | 279 |  | 11/09/2023 | 119302 | 203359989 | 11/09/2023
Carrier Corp. - Indianapolis | EcoTemp | WFEL090B042B | Federally-Regulated Consumer Product | Non-Weatherized, Non-Condensin | 1238 | 236 |  | 11/09/2023 | 88097 | 203360872 | 11/09/2023
Carrier Corp. - Indianapolis | EcoTemp | WFSX040A030A* | Federally-Regulated Consumer Product | Mobile Home Non-Weatherized, C | 950 | 237 |  | 11/09/2023 | 40146 | 203924722 | 11/09/2023
Rheem Sales Company, Inc. | Mainline | ML802VA125524MXA | Federally-Regulated Consumer Product | Non-Weatherized, Non-Condensin | 2073 | 273 | 273 | 06/22/2023 | 87500 | 10378089 | 11/09/2023
Rheem Sales Company, Inc. | Mainline | ML802VA100521MXA | Federally-Regulated Consumer Product | Non-Weatherized, Non-Condensin | 1905 | 266 | 266 | 06/22/2023 | 70000 | 10378087 | 11/09/2023
Rheem Sales Company, Inc. | Mainline | ML802VA050317MXA | Federally-Regulated Consumer Product | Non-Weatherized, Non-Condensin | 1318 | 240 | 240 | 06/22/2023 | 35484 | 10378081 | 11/09/2023
Rheem Sales Company, Inc. | Mainline | ML802VA075421MXA | Federally-Regulated Consumer Product | Non-Weatherized, Non-Condensin | 1718 | 258 | 258 | 06/22/2023 | 52500 | 10378085 | 11/09/2023
Rheem Sales Company, Inc. | Mainline | RGEAZS036AJV062CA | Federally-Regulated Consumer Product | Weatherized Non-Condensing Gas | 1702 | 248 |  | 05/25/2023 | 46772 | 212406442 | 11/09/2023
Rheem Sales Company, Inc. | Mainline | RGEAZS036AJV06TCA | Federally-Regulated Consumer Product | Weatherized Non-Condensing Gas | 1702 | 248 |  | 05/25/2023 | 46772 | 212406443 | 11/09/2023
Rheem Sales Company, Inc. | Mainline | RGEAZS036AJV10TCA | Federally-Regulated Consumer Product | Weatherized Non-Condensing Gas | 1707 | 268 |  | 05/25/2023 | 75935 | 212406447 | 11/09/2023
Rheem Sales Company, Inc. | Mainline | RGEAZS036AJV08TCA | Federally-Regulated Consumer Product | Weatherized Non-Condensing Gas | 1662 | 272 |  | 05/25/2023 | 60830 | 212406445 | 11/09/2023
Rheem Sales Company, Inc. | Mainline | RGEA15024BJV06XAA | Federally-Regulated Consumer Product | Weatherized Non-Condensing Gas | 1395 | 260 |  | 05/26/2023 | 80305 | 205724689 | 11/09/2023
Rheem Sales Company, Inc. | Mainline | RGEAZS036AJV082CA | Federally-Regulated Consumer Product | Weatherized Non-Condensing Gas | 1662 | 272 |  | 05/25/2023 | 60830 | 212406444 | 11/09/2023
Rheem Sales Company, Inc. | Mainline | RGEAZS036AJV102CA | Federally-Regulated Consumer Product | Weatherized Non-Condensing Gas | 1707 | 268 |  | 05/25/2023 | 75935 | 212406446 | 11/09/2023
Rheem Sales Company, Inc. | Mainline | RGEA14030AJT06UAA | Federally-Regulated Consumer Product | Weatherized Non-Condensing Gas | 1125 | 248 |  | 05/26/2023 | 60094 | 205965586 | 11/09/2023
Rheem Sales Company, Inc. | RUSSELL | RGEA14030AJT06UAA | Federally-Regulated Consumer Product | Weatherized Non-Condensing Gas | 1125 | 248 |  | 05/26/2023 | 60094 | 205965552 | 11/09/2023
Rheem Sales Company, Inc. | RUSSELL | RGEAZS036AJV10TCA | Federally-Regulated Consumer Product | Weatherized Non-Condensing Gas | 1707 | 268 |  | 05/25/2023 | 75935 | 211729597 | 11/09/2023
Rheem Sales Company, Inc. | RUSSELL | RGEAZS036AJV08TCA | Federally-Regulated Consumer Product | Weatherized Non-Condensing Gas | 1662 | 272 |  | 05/25/2023 | 60830 | 211729593 | 11/09/2023
Rheem Sales Company, Inc. | RUSSELL | RGEAZS036AJV06TCA | Federally-Regulated Consumer Product | Weatherized Non-Condensing Gas | 1702 | 248 |  | 05/25/2023 | 46772 | 211729589 | 11/09/2023
Rheem Sales Company, Inc. | RUSSELL | RGEAZS036AJV082CA | Federally-Regulated Consumer Product | Weatherized Non-Condensing Gas | 1662 | 272 |  | 05/25/2023 | 60830 | 211726912 | 11/09/2023
Rheem Sales Company, Inc. | RUSSELL | RGEAZS036AJV062CA | Federally-Regulated Consumer Product | Weatherized Non-Condensing Gas | 1702 | 248 |  | 05/25/2023 | 46772 | 211726907 | 11/09/2023
Rheem Sales Company, Inc. | RUSSELL | RGEAZS036AJV102CA | Federally-Regulated Consumer Product | Weatherized Non-Condensing Gas | 1707 | 268 |  | 05/25/2023 | 75935 | 211726917 | 11/09/2023
Rheem Sales Company, Inc. | Rheem | RGEAZS036AJV062CA | Federally-Regulated Consumer Product | Weatherized Non-Condensing Gas | 1702 | 248 |  | 03/21/2023 | 46772 | 211726906 | 11/09/2023
Rheem Sales Company, Inc. | Rheem | RGEAZS036AJV102CA | Federally-Regulated Consumer Product | Weatherized Non-Condensing Gas | 1707 | 268 |  | 05/25/2023 | 75935 | 211726916 | 11/09/2023
Rheem Sales Company, Inc. | Rheem | RGEA14030AJT06UAA | Federally-Regulated Consumer Product | Weatherized Non-Condensing Gas | 1125 | 248 |  | 05/26/2023 | 60094 | 205963369 | 11/09/2023
Rheem Sales Company, Inc. | Rheem | RGEAZS036AJV082CA | Federally-Regulated Consumer Product | Weatherized Non-Condensing Gas | 1662 | 272 |  | 03/21/2023 | 60830 | 211726911 | 11/09/2023
Rheem Sales Company, Inc. | Rheem | RGEAZS036AJV08TCA | Federally-Regulated Consumer Product | Weatherized Non-Condensing Gas | 1662 | 272 |  | 05/25/2023 | 60830 | 211726943 | 11/09/2023
Rheem Sales Company, Inc. | Rheem | R96VA0852521MSB | Federally-Regulated Consumer Product | Non-Weatherized, Condensing Ga | 1947 | 281 | 281 | 06/22/2023 | 58053 | 7086386 | 11/09/2023
Rheem Sales Company, Inc. | Rheem | RGEAZS036AJV06TCA | Federally-Regulated Consumer Product | Weatherized Non-Condensing Gas | 1702 | 248 |  | 03/21/2023 | 46772 | 211726942 | 11/09/2023
Rheem Sales Company, Inc. | Rheem | RGEAZS036AJV10TCA | Federally-Regulated Consumer Product | Weatherized Non-Condensing Gas | 1707 | 268 |  | 05/25/2023 | 75935 | 211726944 | 11/09/2023
Rheem Sales Company, Inc. | Friedrich | RGEAZS036AJV062CA | Federally-Regulated Consumer Product | Weatherized Non-Condensing Gas | 1702 | 248 |  | 10/05/2023 | 46772 | 213363227 | 11/09/2023
Rheem Sales Company, Inc. | Friedrich | RGEAZS036AJV10TCA | Federally-Regulated Consumer Product | Weatherized Non-Condensing Gas | 1707 | 268 |  | 10/05/2023 | 75935 | 213363232 | 11/09/2023
Rheem Sales Company, Inc. | Friedrich | RGEAZS036AJV082CA | Federally-Regulated Consumer Product | Weatherized Non-Condensing Gas | 1662 | 272 |  | 10/05/2023 | 60830 | 213363228 | 11/09/2023
Rheem Sales Company, Inc. | Friedrich | RGEAZS036AJV102CA | Federally-Regulated Consumer Product | Weatherized Non-Condensing Gas | 1707 | 268 |  | 10/05/2023 | 75935 | 213363229 | 11/09/2023
Rheem Sales Company, Inc. | Friedrich | RGEAZS036AJV06TCA | Federally-Regulated Consumer Product | Weatherized Non-Condensing Gas | 1702 | 248 |  | 10/05/2023 | 46772 | 213363230 | 11/09/2023
Rheem Sales Company, Inc. | Friedrich | RGEAZS036AJV08TCA | Federally-Regulated Consumer Product | Weatherized Non-Condensing Gas | 1662 | 272 |  | 10/05/2023 | 60830 | 213363231 | 11/09/2023
Carrier Corp. - Indianapolis | Goettl | F80CTL0701716A | Federally-Regulated Consumer Product | Non-Weatherized, Non-Condensin | 1458 | 246 |  | 05/25/2023 | 43592 | 205961799 | 11/09/2023
Carrier Corp. - Indianapolis | Goettl | F96CTN0601714A | Federally-Regulated Consumer Product | Non-Weatherized, Condensing Ga | 1364 | 255 |  | 05/25/2023 | 38749 | 205961811 | 11/09/2023
Carrier Corp. - Indianapolis | Goettl | F97CMN0601714A*D | Federally-Regulated Consumer Product | Non-Weatherized, Condensing Ga | 1392 | 256 |  | 05/25/2023 | 23828 | 205961840 | 11/09/2023
Carrier Corp. - Indianapolis | Goettl | F97CMN1002122A*D | Federally-Regulated Consumer Product | Non-Weatherized, Condensing Ga | 2192 | 291 |  | 05/25/2023 | 39903 | 205961848 | 11/09/2023
Carrier Corp. - Indianapolis | Goettl | F97CMN0801714A*D | Federally-Regulated Consumer Product | Non-Weatherized, Condensing Ga | 1403 | 257 |  | 05/25/2023 | 31213 | 205961844 | 11/09/2023
Carrier Corp. - Indianapolis | Goettl | G97CMN1002122A | Federally-Regulated Consumer Product | Non-Weatherized, Condensing Ga | 2192 | 291 |  | 05/25/2023 | 39903 | 205961907 | 11/09/2023
Carrier Corp. - Indianapolis | Goettl | G95CSU0601716A | Federally-Regulated Consumer Product | Non-Weatherized, Condensing Ga | 1413 | 247 |  | 05/25/2023 | 59505 | 206237487 | 11/09/2023
Carrier Corp. - Indianapolis | Goettl | G97CMN0801714A*D | Federally-Regulated Consumer Product | Non-Weatherized, Condensing Ga | 1403 | 257 |  | 05/25/2023 | 31213 | 205961904 | 11/09/2023
Carrier Corp. - Indianapolis | Goettl | F80CTL0902120A* | Federally-Regulated Consumer Product | Non-Weatherized, Non-Condensin | 2488 | 291 |  | 05/25/2023 | 57811 | 205961806 | 11/09/2023
Carrier Corp. - Indianapolis | Goettl | F96CTN0801714A*D | Federally-Regulated Consumer Product | Non-Weatherized, Condensing Ga | 1364 | 255 |  | 05/25/2023 | 52072 | 205961814 | 11/09/2023
Carrier Corp. - Indianapolis | Goettl | F80CTL1102120A | Federally-Regulated Consumer Product | Non-Weatherized, Non-Condensin | 2281 | 282 |  | 05/25/2023 | 72565 | 205961807 | 11/09/2023
Carrier Corp. - Indianapolis | Goettl | F80CTL0901716A* | Federally-Regulated Consumer Product | Non-Weatherized, Non-Condensin | 1632 | 254 |  | 05/25/2023 | 58169 | 205961804 | 11/09/2023
Carrier Corp. - Indianapolis | Goettl | G80CTL0702120A | Federally-Regulated Consumer Product | Non-Weatherized, Non-Condensin | 2239 | 281 |  | 05/25/2023 | 43857 | 205961861 | 11/09/2023
Carrier Corp. - Indianapolis | Goettl | F96CTN1202422A | Federally-Regulated Consumer Product | Non-Weatherized, Condensing Ga | 2174 | 291 |  | 05/25/2023 | 77589 | 205961819 | 11/09/2023
Carrier Corp. - Indianapolis | Goettl | F80CTL0701412A* | Federally-Regulated Consumer Product | Non-Weatherized, Non-Condensin | 1477 | 247 |  | 05/25/2023 | 42967 | 205961798 | 11/09/2023
Carrier Corp. - Indianapolis | Goettl | F80CTL1352422A | Federally-Regulated Consumer Product | Non-Weatherized, Non-Condensin | 2422 | 287 |  | 05/25/2023 | 87787 | 205961809 | 11/09/2023
Carrier Corp. - Indianapolis | Goettl | F80CTL0451712A | Federally-Regulated Consumer Product | Non-Weatherized, Non-Condensin | 1379 | 243 |  | 05/25/2023 | 29039 | 205961795 | 11/09/2023
Carrier Corp. - Indianapolis | Goettl | F96CTN0801714A | Federally-Regulated Consumer Product | Non-Weatherized, Condensing Ga | 1364 | 255 |  | 05/25/2023 | 52072 | 205961813 | 11/09/2023
Carrier Corp. - Indianapolis | Goettl | F97CMN1002122A | Federally-Regulated Consumer Product | Non-Weatherized, Condensing Ga | 2192 | 291 |  | 05/25/2023 | 39903 | 205961847 | 11/09/2023
Carrier Corp. - Indianapolis | Goettl | G95CSU1002122A | Federally-Regulated Consumer Product | Non-Weatherized, Condensing Ga | 2271 | 273 |  | 05/25/2023 | 99648 | 206349954 | 11/09/2023
Carrier Corp. - Indianapolis | Goettl | F95CSU0601716A | Federally-Regulated Consumer Product | Non-Weatherized, Condensing Ga | 1413 | 247 |  | 05/25/2023 | 59505 | 206237479 | 11/09/2023
Carrier Corp. - Indianapolis | Goettl | G80CTL0701412A* | Federally-Regulated Consumer Product | Non-Weatherized, Non-Condensin | 1477 | 247 |  | 05/25/2023 | 42967 | 205961858 | 11/09/2023
Carrier Corp. - Indianapolis | Goettl | G95CSU0802120A | Federally-Regulated Consumer Product | Non-Weatherized, Condensing Ga | 2223 | 247 |  | 05/25/2023 | 79567 | 206237507 | 11/09/2023
Carrier Corp. - Indianapolis | Goettl | G80CTL1352422A | Federally-Regulated Consumer Product | Non-Weatherized, Non-Condensin | 2422 | 287 |  | 05/25/2023 | 87787 | 205961869 | 11/09/2023
Carrier Corp. - Indianapolis | Goettl | F96CTN0601714A*D | Federally-Regulated Consumer Product | Non-Weatherized, Condensing Ga | 1364 | 255 |  | 05/25/2023 | 38749 | 205961812 | 11/09/2023
Carrier Corp. - Indianapolis | Goettl | G80CTL1102120A | Federally-Regulated Consumer Product | Non-Weatherized, Non-Condensin | 2281 | 282 |  | 05/25/2023 | 72565 | 205961867 | 11/09/2023
Carrier Corp. - Indianapolis | Goettl | F80CTL0702120A* | Federally-Regulated Consumer Product | Non-Weatherized, Non-Condensin | 2239 | 281 |  | 05/25/2023 | 43857 | 205961802 | 11/09/2023
Carrier Corp. - Indianapolis | Goettl | G80CTL0701412A | Federally-Regulated Consumer Product | Non-Weatherized, Non-Condensin | 1477 | 247 |  | 05/25/2023 | 42967 | 205961857 | 11/09/2023
Carrier Corp. - Indianapolis | Goettl | G80CTL0451712A* | Federally-Regulated Consumer Product | Non-Weatherized, Non-Condensin | 1379 | 243 |  | 05/25/2023 | 29039 | 205961856 | 11/09/2023
Carrier Corp. - Indianapolis | Goettl | F96CTN0802120A*D | Federally-Regulated Consumer Product | Non-Weatherized, Condensing Ga | 2095 | 287 |  | 05/25/2023 | 52507 | 205961816 | 11/09/2023
Carrier Corp. - Indianapolis | Goettl | F96CTN1202422A*D | Federally-Regulated Consumer Product | Non-Weatherized, Condensing Ga | 2174 | 291 |  | 05/25/2023 | 77589 | 205961820 | 11/09/2023
Carrier Corp. - Indianapolis | Goettl | F80CTL1352422A* | Federally-Regulated Consumer Product | Non-Weatherized, Non-Condensin | 2422 | 287 |  | 05/25/2023 | 87787 | 205961810 | 11/09/2023
Carrier Corp. - Indianapolis | Goettl | G80CTL0701716A | Federally-Regulated Consumer Product | Non-Weatherized, Non-Condensin | 1458 | 246 |  | 05/25/2023 | 43592 | 205961859 | 11/09/2023
Carrier Corp. - Indianapolis | Goettl | G80CTL0902120A | Federally-Regulated Consumer Product | Non-Weatherized, Non-Condensin | 2488 | 291 |  | 05/25/2023 | 57811 | 205961865 | 11/09/2023
Carrier Corp. - Indianapolis | Goettl | F96CTN1002122A | Federally-Regulated Consumer Product | Non-Weatherized, Condensing Ga | 2251 | 294 |  | 05/25/2023 | 64767 | 205961817 | 11/09/2023
Carrier Corp. - Indianapolis | Goettl | G80CTL0701716A* | Federally-Regulated Consumer Product | Non-Weatherized, Non-Condensin | 1458 | 246 |  | 05/25/2023 | 43592 | 205961860 | 11/09/2023
Carrier Corp. - Indianapolis | Goettl | F97CMN0802120A*D | Federally-Regulated Consumer Product | Non-Weatherized, Condensing Ga | 2026 | 284 |  | 05/25/2023 | 31724 | 205961846 | 11/09/2023
Carrier Corp. - Indianapolis | Goettl | F97CMN1202422A*D | Federally-Regulated Consumer Product | Non-Weatherized, Condensing Ga | 2271 | 295 |  | 05/25/2023 | 48091 | 205961850 | 11/09/2023
Carrier Corp. - Indianapolis | Goettl | F96CTN1002122A*D | Federally-Regulated Consumer Product | Non-Weatherized, Condensing Ga | 2251 | 294 |  | 05/25/2023 | 64767 | 205961818 | 11/09/2023
Carrier Corp. - Indianapolis | Goettl | G97CMN1202422A | Federally-Regulated Consumer Product | Non-Weatherized, Condensing Ga | 2271 | 295 |  | 05/25/2023 | 48091 | 205961909 | 11/09/2023
Carrier Corp. - Indianapolis | Goettl | F80CTL0451712A* | Federally-Regulated Consumer Product | Non-Weatherized, Non-Condensin | 1379 | 243 |  | 05/25/2023 | 29039 | 205961796 | 11/09/2023
Carrier Corp. - Indianapolis | Goettl | F97CMN0802120A | Federally-Regulated Consumer Product | Non-Weatherized, Condensing Ga | 2026 | 284 |  | 05/25/2023 | 31724 | 205961845 | 11/09/2023
Carrier Corp. - Indianapolis | Goettl | F80CTL0902120A | Federally-Regulated Consumer Product | Non-Weatherized, Non-Condensin | 2488 | 291 |  | 05/25/2023 | 57811 | 205961805 | 11/09/2023
Carrier Corp. - Indianapolis | Goettl | F95CSU1002122A | Federally-Regulated Consumer Product | Non-Weatherized, Condensing Ga | 2271 | 273 |  | 05/25/2023 | 99648 | 206349948 | 11/09/2023
Carrier Corp. - Indianapolis | Goettl | F95CSU0802120A | Federally-Regulated Consumer Product | Non-Weatherized, Condensing Ga | 2223 | 247 |  | 05/25/2023 | 79567 | 206237499 | 11/09/2023
Carrier Corp. - Indianapolis | Goettl | F97CMN0602120A | Federally-Regulated Consumer Product | Non-Weatherized, Condensing Ga | 1897 | 278 |  | 05/25/2023 | 24235 | 205961841 | 11/09/2023
Carrier Corp. - Indianapolis | Goettl | G80CTL0902120A* | Federally-Regulated Consumer Product | Non-Weatherized, Non-Condensin | 2488 | 291 |  | 05/25/2023 | 57811 | 205961866 | 11/09/2023
Carrier Corp. - Indianapolis | Goettl | F80CTL0702120A | Federally-Regulated Consumer Product | Non-Weatherized, Non-Condensin | 2239 | 281 |  | 05/25/2023 | 43857 | 205961801 | 11/09/2023
Carrier Corp. - Indianapolis | Goettl | F80CTL1102120A* | Federally-Regulated Consumer Product | Non-Weatherized, Non-Condensin | 2281 | 282 |  | 05/25/2023 | 72565 | 205961808 | 11/09/2023
Carrier Corp. - Indianapolis | Goettl | G96CTN0601714A*D | Federally-Regulated Consumer Product | Non-Weatherized, Condensing Ga | 1364 | 255 |  | 05/25/2023 | 38749 | 205961872 | 11/09/2023
Carrier Corp. - Indianapolis | Goettl | F80CTL0901716A | Federally-Regulated Consumer Product | Non-Weatherized, Non-Condensin | 1632 | 254 |  | 05/25/2023 | 58169 | 205961803 | 11/09/2023
Carrier Corp. - Indianapolis | Goettl | F96CTN0802120A | Federally-Regulated Consumer Product | Non-Weatherized, Condensing Ga | 2095 | 287 |  | 05/25/2023 | 52507 | 205961815 | 11/09/2023
Carrier Corp. - Indianapolis | Goettl | F97CMN0801714A | Federally-Regulated Consumer Product | Non-Weatherized, Condensing Ga | 1403 | 257 |  | 05/25/2023 | 31213 | 205961843 | 11/09/2023
Carrier Corp. - Indianapolis | Goettl | F80CTL0701716A* | Federally-Regulated Consumer Product | Non-Weatherized, Non-Condensin | 1458 | 246 |  | 05/25/2023 | 43592 | 205961800 | 11/09/2023
Carrier Corp. - Indianapolis | Goettl | F97CMN0601714A | Federally-Regulated Consumer Product | Non-Weatherized, Condensing Ga | 1392 | 256 |  | 05/25/2023 | 23828 | 205961839 | 11/09/2023
Carrier Corp. - Indianapolis | Goettl | F97CMN1202422A | Federally-Regulated Consumer Product | Non-Weatherized, Condensing Ga | 2271 | 295 |  | 05/25/2023 | 48091 | 205961849 | 11/09/2023
Carrier Corp. - Indianapolis | Goettl | F97CMN0602120A*D | Federally-Regulated Consumer Product | Non-Weatherized, Condensing Ga | 1897 | 278 |  | 05/25/2023 | 24235 | 205961842 | 11/09/2023
Carrier Corp. - Indianapolis | Goettl | F80CTL0701412A | Federally-Regulated Consumer Product | Non-Weatherized, Non-Condensin | 1477 | 247 |  | 05/25/2023 | 42967 | 205961797 | 11/09/2023
Carrier Corp. - Indianapolis | Goettl | G80CTL1352422A* | Federally-Regulated Consumer Product | Non-Weatherized, Non-Condensin | 2422 | 287 |  | 05/25/2023 | 87787 | 205961870 | 11/09/2023
Carrier Corp. - Indianapolis | Goettl | G80CTL0451712A | Federally-Regulated Consumer Product | Non-Weatherized, Non-Condensin | 1379 | 243 |  | 05/25/2023 | 29039 | 205961855 | 11/09/2023
Carrier Corp. - Indianapolis | Goettl | G80CTL0901716A | Federally-Regulated Consumer Product | Non-Weatherized, Non-Condensin | 1632 | 254 |  | 05/25/2023 | 58169 | 205961863 | 11/09/2023
Rheem Sales Company, Inc. | Fujitsu | FF75214LT80X | Federally-Regulated Consumer Product | Non-Weatherized, Non-Condensin | 1718 | 258 | 258 | 06/22/2023 | 52500 | 10515037 | 11/09/2023
Rheem Sales Company, Inc. | Fujitsu | FF50173LT80X | Federally-Regulated Consumer Product | Non-Weatherized, Non-Condensin | 1318 | 240 | 240 | 06/22/2023 | 35484 | 10357485 | 11/09/2023
Rheem Sales Company, Inc. | Fujitsu | FF100215LT80X | Federally-Regulated Consumer Product | Non-Weatherized, Non-Condensin | 1905 | 266 | 266 | 06/22/2023 | 70000 | 10515039 | 11/09/2023
Rheem Sales Company, Inc. | Fujitsu | FF125245LT80X | Federally-Regulated Consumer Product | Non-Weatherized, Non-Condensin | 2073 | 273 | 273 | 06/22/2023 | 87500 | 10515041 | 11/09/2023
Rheem Sales Company, Inc. | Fujitsu | RGEAZS036AJV082CA | Federally-Regulated Consumer Product | Weatherized Non-Condensing Gas | 1662 | 272 |  | 05/25/2023 | 60830 | 212406432 | 11/09/2023
Rheem Sales Company, Inc. | Fujitsu | RGEAZS036AJV102CA | Federally-Regulated Consumer Product | Weatherized Non-Condensing Gas | 1707 | 268 |  | 05/02/2023 | 75935 | 212406434 | 11/09/2023
Rheem Sales Company, Inc. | Fujitsu | RGEAZS036AJV10TCA | Federally-Regulated Consumer Product | Weatherized Non-Condensing Gas | 1707 | 268 |  | 05/02/2023 | 75935 | 212406435 | 11/09/2023
Rheem Sales Company, Inc. | Fujitsu | RGEAZS036AJV062CA | Federally-Regulated Consumer Product | Weatherized Non-Condensing Gas | 1702 | 248 |  | 05/02/2023 | 46772 | 212406430 | 11/09/2023
Rheem Sales Company, Inc. | Fujitsu | RGEAZS036AJV06TCA | Federally-Regulated Consumer Product | Weatherized Non-Condensing Gas | 1702 | 248 |  | 05/25/2023 | 46772 | 212406431 | 11/09/2023
Rheem Sales Company, Inc. | Fujitsu | RGEA14030AJT06UAA | Federally-Regulated Consumer Product | Weatherized Non-Condensing Gas | 1125 | 248 |  | 05/26/2023 | 60094 | 205965576 | 11/09/2023
Rheem Sales Company, Inc. | Fujitsu | RGEAZS036AJV08TCA | Federally-Regulated Consumer Product | Weatherized Non-Condensing Gas | 1662 | 272 |  | 05/02/2023 | 60830 | 212406433 | 11/09/2023
Rheem Sales Company, Inc. | Weatherking | RGEAZS036AJV102CA | Federally-Regulated Consumer Product | Weatherized Non-Condensing Gas | 1707 | 268 |  | 05/25/2023 | 75935 | 211726920 | 11/09/2023
Rheem Sales Company, Inc. | Weatherking | RGEAZS036AJV10TCA | Federally-Regulated Consumer Product | Weatherized Non-Condensing Gas | 1707 | 268 |  | 05/25/2023 | 75935 | 211729600 | 11/09/2023
Rheem Sales Company, Inc. | Weatherking | RGEAZS036AJV082CA | Federally-Regulated Consumer Product | Weatherized Non-Condensing Gas | 1662 | 272 |  | 05/25/2023 | 60830 | 211726915 | 11/09/2023
Rheem Sales Company, Inc. | Weatherking | RGEAZS036AJV062CA | Federally-Regulated Consumer Product | Weatherized Non-Condensing Gas | 1702 | 248 |  | 05/25/2023 | 46772 | 211726910 | 11/09/2023
Rheem Sales Company, Inc. | Weatherking | RGEAZS036AJV06TCA | Federally-Regulated Consumer Product | Weatherized Non-Condensing Gas | 1702 | 248 |  | 05/25/2023 | 46772 | 211729592 | 11/09/2023
Rheem Sales Company, Inc. | Weatherking | RGEAZS036AJV08TCA | Federally-Regulated Consumer Product | Weatherized Non-Condensing Gas | 1662 | 272 |  | 05/25/2023 | 60830 | 211729596 | 11/09/2023
Carrier Corp. - Indianapolis | Bryant | 821SA60090V24* | Federally-Regulated Consumer Product | Non-Weatherized, Non-Condensin | 2057 | 271 |  | 05/25/2023 | 88097 | 204278380 | 11/09/2023
Carrier Corp. - Indianapolis | Bryant | 820SA60070V21 | Federally-Regulated Consumer Product | Non-Weatherized, Non-Condensin | 2147 | 275 |  | 05/25/2023 | 65668 | 204278300 | 11/09/2023
Carrier Corp. - Indianapolis | Bryant | 820TB48090V17 | Federally-Regulated Consumer Product | Non-Weatherized, Non-Condensin | 1591 | 252 |  | 06/20/2023 | 57910 | 212614545 | 11/09/2023
Carrier Corp. - Indianapolis | Bryant | 821SA36045V14* | Federally-Regulated Consumer Product | Non-Weatherized, Non-Condensin | 1422 | 244 |  | 05/25/2023 | 43953 | 205822069 | 11/09/2023
Carrier Corp. - Indianapolis | Bryant | 820TB60090V21 | Federally-Regulated Consumer Product | Non-Weatherized, Non-Condensin | 2414 | 288 |  | 06/20/2023 | 58235 | 212614555 | 11/09/2023
Carrier Corp. - Indianapolis | Bryant | 820TB48070V17 | Federally-Regulated Consumer Product | Non-Weatherized, Non-Condensin | 1806 | 261 |  | 06/20/2023 | 44116 | 212614529 | 11/09/2023
Carrier Corp. - Indianapolis | Bryant | 820TB66135V24 | Federally-Regulated Consumer Product | Non-Weatherized, Non-Condensin | 2443 | 289 |  | 06/20/2023 | 87473 | 212614591 | 11/09/2023
Carrier Corp. - Indianapolis | Bryant | 830SA60100E21 | Federally-Regulated Consumer Product | Non-Weatherized, Non-Condensin | 2018 | 271 |  | 05/25/2023 | 99865 | 204443918 | 11/09/2023
Carrier Corp. - Indianapolis | Bryant | 821SA48070V17 | Federally-Regulated Consumer Product | Non-Weatherized, Non-Condensin | 1842 | 262 |  | 05/25/2023 | 65738 | 204278311 | 11/09/2023
Carrier Corp. - Indianapolis | Bryant | 821SA36045V14 | Federally-Regulated Consumer Product | Non-Weatherized, Non-Condensin | 1422 | 244 |  | 05/25/2023 | 43953 | 205822068 | 11/09/2023
Carrier Corp. - Indianapolis | Bryant | 821SA60090V21* | Federally-Regulated Consumer Product | Non-Weatherized, Non-Condensin | 2089 | 274 |  | 05/25/2023 | 87481 | 204278379 | 11/09/2023
Carrier Corp. - Indianapolis | Bryant | 800SA36070E17 | Federally-Regulated Consumer Product | Non-Weatherized, Non-Condensin | 1051 | 228 |  | 05/25/2023 | 65904 | 203359617 | 11/09/2023
Carrier Corp. - Indianapolis | Bryant | 926TB36060V14*D | Federally-Regulated Consumer Product | Non-Weatherized, Condensing Ga | 1238 | 249 |  | 05/25/2023 | 39205 | 203924816 | 11/09/2023
Carrier Corp. - Indianapolis | Bryant | 820SA66110V24 | Federally-Regulated Consumer Product | Non-Weatherized, Non-Condensin | 2478 | 290 |  | 05/25/2023 | 110020 | 204278303 | 11/09/2023
Carrier Corp. - Indianapolis | Bryant | 820SA60090V21 | Federally-Regulated Consumer Product | Non-Weatherized, Non-Condensin | 2089 | 274 |  | 05/25/2023 | 87481 | 204278301 | 11/09/2023
Carrier Corp. - Indianapolis | Bryant | 912SD60100E21* | Federally-Regulated Consumer Product | Mobile Home Non-Weatherized, C | 1821 | 275 |  | 05/25/2023 | 99460 | 203359620 | 11/09/2023
Carrier Corp. - Indianapolis | Bryant | 820TB66110V21 | Federally-Regulated Consumer Product | Non-Weatherized, Non-Condensin | 2440 | 289 |  | 06/20/2023 | 72044 | 212614571 | 11/09/2023
Carrier Corp. - Indianapolis | Bryant | 821SA66110V24* | Federally-Regulated Consumer Product | Non-Weatherized, Non-Condensin | 2478 | 290 |  | 05/25/2023 | 110020 | 204278381 | 11/09/2023
Carrier Corp. - Indianapolis | Bryant | 820SA60090V24 | Federally-Regulated Consumer Product | Non-Weatherized, Non-Condensin | 2057 | 271 |  | 05/25/2023 | 88097 | 204278302 | 11/09/2023
Carrier Corp. - Indianapolis | Bryant | 821SA66110V24 | Federally-Regulated Consumer Product | Non-Weatherized, Non-Condensin | 2478 | 290 |  | 05/25/2023 | 110020 | 204278315 | 11/09/2023
Carrier Corp. - Indianapolis | Bryant | 820TB36045V14 | Federally-Regulated Consumer Product | Non-Weatherized, Non-Condensin | 1393 | 243 |  | 06/20/2023 | 28868 | 212614499 | 11/09/2023
Carrier Corp. - Indianapolis | Bryant | 820SA36045V14 | Federally-Regulated Consumer Product | Non-Weatherized, Non-Condensin | 1422 | 244 |  | 05/25/2023 | 43953 | 205822067 | 11/09/2023
Carrier Corp. - Indianapolis | Bryant | 821SA60090V24 | Federally-Regulated Consumer Product | Non-Weatherized, Non-Condensin | 2057 | 271 |  | 05/25/2023 | 88097 | 204278314 | 11/09/2023
Carrier Corp. - Indianapolis | Bryant | 821SA48070V17* | Federally-Regulated Consumer Product | Non-Weatherized, Non-Condensin | 1842 | 262 |  | 05/25/2023 | 65738 | 204278377 | 11/09/2023
Carrier Corp. - Indianapolis | Bryant | 820TB36070V14 | Federally-Regulated Consumer Product | Non-Weatherized, Non-Condensin | 1452 | 246 |  | 06/20/2023 | 43565 | 212614519 | 11/09/2023
Carrier Corp. - Indianapolis | Bryant | 821SA48045V17 | Federally-Regulated Consumer Product | Non-Weatherized, Non-Condensin | 1431 | 244 |  | 05/25/2023 | 44106 | 204278310 | 11/09/2023
Carrier Corp. - Indianapolis | Bryant | 821SA60070V21 | Federally-Regulated Consumer Product | Non-Weatherized, Non-Condensin | 2147 | 275 |  | 05/25/2023 | 65668 | 204278312 | 11/09/2023
Carrier Corp. - Indianapolis | Bryant | 821SA60070V21* | Federally-Regulated Consumer Product | Non-Weatherized, Non-Condensin | 2147 | 275 |  | 05/25/2023 | 65668 | 204278378 | 11/09/2023
Carrier Corp. - Indianapolis | Bryant | 820SA48070V17 | Federally-Regulated Consumer Product | Non-Weatherized, Non-Condensin | 1842 | 262 |  | 05/25/2023 | 65738 | 204278299 | 11/09/2023
Carrier Corp. - Indianapolis | Bryant | 821SA60090V21 | Federally-Regulated Consumer Product | Non-Weatherized, Non-Condensin | 2089 | 274 |  | 05/25/2023 | 87481 | 204278313 | 11/09/2023
Carrier Corp. - Indianapolis | Bryant | 821SA48045V17* | Federally-Regulated Consumer Product | Non-Weatherized, Non-Condensin | 1431 | 244 |  | 05/25/2023 | 44106 | 204278376 | 11/09/2023
Carrier Corp. - Indianapolis | Bryant | 820SA48045V17 | Federally-Regulated Consumer Product | Non-Weatherized, Non-Condensin | 1431 | 244 |  | 05/25/2023 | 44106 | 204278298 | 11/09/2023
Carrier Corp. - Indianapolis | Bryant | 926TB36060V14 | Federally-Regulated Consumer Product | Non-Weatherized, Condensing Ga | 1238 | 249 |  | 05/25/2023 | 39205 | 203924814 | 11/09/2023
Carrier Corp. - Indianapolis | Bryant | 801SA48070E21 | Federally-Regulated Consumer Product | Non-Weatherized, Non-Condensin | 1565 | 251 |  | 05/25/2023 | 65903 | 203359935 | 11/09/2023
Carrier Corp. - Indianapolis | Bryant | 912SD48080E17 | Federally-Regulated Consumer Product | Non-Weatherized, Condensing Ga | 1390 | 256 |  | 05/25/2023 | 79599 | 203359610 | 11/09/2023
Carrier Corp. - Indianapolis | Bryant | 926TB36040V17 | Federally-Regulated Consumer Product | Non-Weatherized, Condensing Ga | 1075 | 242 |  | 05/25/2023 | 25768 | 203359149 | 11/09/2023
Carrier Corp. - Indianapolis | Bryant | 912SD36040E17* | Federally-Regulated Consumer Product | Mobile Home Non-Weatherized, C | 1024 | 240 |  | 05/25/2023 | 39894 | 203359600 | 11/09/2023
Carrier Corp. - Indianapolis | Bryant | 915SB36040E17 | Federally-Regulated Consumer Product | Non-Weatherized, Condensing Ga | 998 | 239 |  | 05/25/2023 | 40139 | 203360213 | 11/09/2023
Carrier Corp. - Indianapolis | Bryant | 801SA60110E21* | Federally-Regulated Consumer Product | Non-Weatherized, Non-Condensin | 2177 | 278 |  | 05/25/2023 | 110527 | 203360143 | 11/09/2023
Carrier Corp. - Indianapolis | Bryant | 915SB66120E24 | Federally-Regulated Consumer Product | Non-Weatherized, Condensing Ga | 2161 | 290 |  | 05/25/2023 | 119834 | 203360223 | 11/09/2023
Carrier Corp. - Indianapolis | Bryant | 801SA36045E17* | Federally-Regulated Consumer Product | Non-Weatherized, Non-Condensin | 1206 | 235 |  | 05/25/2023 | 44058 | 203360135 | 11/09/2023
Carrier Corp. - Indianapolis | Bryant | 821TA48090V17 | Federally-Regulated Consumer Product | Non-Weatherized, Non-Condensin | 1594 | 252 |  | 05/25/2023 | 57941 | 203358794 | 11/09/2023
Carrier Corp. - Indianapolis | Bryant | 801SA60155E24* | Federally-Regulated Consumer Product | Non-Weatherized, Non-Condensin | 2000 | 270 |  | 05/25/2023 | 153106 | 203360146 | 11/09/2023
Carrier Corp. - Indianapolis | Bryant | 915SB42060E17*D | Federally-Regulated Consumer Product | Non-Weatherized, Condensing Ga | 1346 | 254 |  | 05/25/2023 | 60102 | 203360231 | 11/09/2023
Carrier Corp. - Indianapolis | Bryant | 801SA42090E17 | Federally-Regulated Consumer Product | Non-Weatherized, Non-Condensin | 1238 | 236 |  | 05/25/2023 | 88097 | 203359937 | 11/09/2023
Carrier Corp. - Indianapolis | Bryant | 915SB66140E24 | Federally-Regulated Consumer Product | Non-Weatherized, Condensing Ga | 2328 | 297 |  | 05/25/2023 | 139741 | 203360225 | 11/09/2023
Carrier Corp. - Indianapolis | Bryant | 912SD60120E24* | Federally-Regulated Consumer Product | Mobile Home Non-Weatherized, C | 1904 | 279 |  | 05/25/2023 | 119302 | 203359624 | 11/09/2023
Carrier Corp. - Indianapolis | Bryant | 801SA60135E24* | Federally-Regulated Consumer Product | Non-Weatherized, Non-Condensin | 1887 | 265 |  | 05/25/2023 | 131482 | 203360145 | 11/09/2023
Carrier Corp. - Indianapolis | Bryant | 801SA48070E21* | Federally-Regulated Consumer Product | Non-Weatherized, Non-Condensin | 1565 | 251 |  | 05/25/2023 | 65903 | 203360138 | 11/09/2023
Carrier Corp. - Indianapolis | Bryant | 926TB42060V17*D | Federally-Regulated Consumer Product | Non-Weatherized, Condensing Ga | 1459 | 259 |  | 05/25/2023 | 39051 | 203359156 | 11/09/2023
Carrier Corp. - Indianapolis | Bryant | 810SA36045E17 | Federally-Regulated Consumer Product | Non-Weatherized, Non-Condensin | 1206 | 235 |  | 05/25/2023 | 44058 | 203360405 | 11/09/2023
Carrier Corp. - Indianapolis | Bryant | 821TA66110V21 | Federally-Regulated Consumer Product | Non-Weatherized, Non-Condensin | 2435 | 289 |  | 05/25/2023 | 72702 | 203358796 | 11/09/2023
Carrier Corp. - Indianapolis | Bryant | 912SD42060E17* | Federally-Regulated Consumer Product | Mobile Home Non-Weatherized, C | 1205 | 248 |  | 05/25/2023 | 60119 | 203359608 | 11/09/2023
Carrier Corp. - Indianapolis | Bryant | 821TA66135V24* | Federally-Regulated Consumer Product | Non-Weatherized, Non-Condensin | 2420 | 288 |  | 05/25/2023 | 87246 | 203358818 | 11/09/2023
Carrier Corp. - Indianapolis | Bryant | 801SA48090E21 | Federally-Regulated Consumer Product | Non-Weatherized, Non-Condensin | 1450 | 246 |  | 05/25/2023 | 87792 | 203359939 | 11/09/2023
Carrier Corp. - Indianapolis | Bryant | 915SB66140E24*D | Federally-Regulated Consumer Product | Non-Weatherized, Condensing Ga | 2328 | 297 |  | 05/25/2023 | 139741 | 203360242 | 11/09/2023
Carrier Corp. - Indianapolis | Bryant | 926TB48080V17 | Federally-Regulated Consumer Product | Non-Weatherized, Condensing Ga | 1686 | 269 |  | 05/25/2023 | 51540 | 203359151 | 11/09/2023
Carrier Corp. - Indianapolis | Bryant | 801SA60110E24* | Federally-Regulated Consumer Product | Non-Weatherized, Non-Condensin | 2027 | 271 |  | 05/25/2023 | 109826 | 203360144 | 11/09/2023
Carrier Corp. - Indianapolis | Bryant | 915SB30026E14 | Federally-Regulated Consumer Product | Non-Weatherized, Condensing Ga | 890 | 234 |  | 05/25/2023 | 26050 | 203360212 | 11/09/2023
Carrier Corp. - Indianapolis | Bryant | 801SA48090E21* | Federally-Regulated Consumer Product | Non-Weatherized, Non-Condensin | 1450 | 246 |  | 05/25/2023 | 87792 | 203360140 | 11/09/2023
Carrier Corp. - Indianapolis | Bryant | 926TB48080V17*D | Federally-Regulated Consumer Product | Non-Weatherized, Condensing Ga | 1686 | 269 |  | 05/25/2023 | 51540 | 203359157 | 11/09/2023
Carrier Corp. - Indianapolis | Bryant | 821TA66110V21* | Federally-Regulated Consumer Product | Non-Weatherized, Non-Condensin | 2435 | 289 |  | 05/25/2023 | 72702 | 203358817 | 11/09/2023
Carrier Corp. - Indianapolis | Bryant | 915SB48080E17*D | Federally-Regulated Consumer Product | Non-Weatherized, Condensing Ga | 1771 | 273 |  | 05/25/2023 | 80331 | 203360233 | 11/09/2023
Carrier Corp. - Indianapolis | Bryant | 912SD48080E17* | Federally-Regulated Consumer Product | Mobile Home Non-Weatherized, C | 1390 | 256 |  | 05/25/2023 | 79599 | 203359612 | 11/09/2023
Carrier Corp. - Indianapolis | Bryant | 821TA36070V14* | Federally-Regulated Consumer Product | Non-Weatherized, Non-Condensin | 1456 | 246 |  | 05/25/2023 | 43558 | 203358813 | 11/09/2023
Carrier Corp. - Indianapolis | Bryant | 801SA60135E24 | Federally-Regulated Consumer Product | Non-Weatherized, Non-Condensin | 1887 | 265 |  | 05/25/2023 | 131482 | 203359952 | 11/09/2023
Carrier Corp. - Indianapolis | Bryant | 912SD60080E21* | Federally-Regulated Consumer Product | Mobile Home Non-Weatherized, C | 1832 | 276 |  | 05/25/2023 | 79860 | 203359616 | 11/09/2023
Carrier Corp. - Indianapolis | Bryant | 801SA36045E14 | Federally-Regulated Consumer Product | Non-Weatherized, Non-Condensin | 1083 | 230 |  | 05/25/2023 | 43761 | 203359927 | 11/09/2023
Carrier Corp. - Indianapolis | Bryant | 801SA42090E17* | Federally-Regulated Consumer Product | Non-Weatherized, Non-Condensin | 1238 | 236 |  | 05/25/2023 | 88097 | 203360139 | 11/09/2023
Carrier Corp. - Indianapolis | Bryant | 801SA60110E24 | Federally-Regulated Consumer Product | Non-Weatherized, Non-Condensin | 2027 | 271 |  | 05/25/2023 | 109826 | 203359950 | 11/09/2023
Carrier Corp. - Indianapolis | Bryant | 915SB60080E21 | Federally-Regulated Consumer Product | Non-Weatherized, Condensing Ga | 1837 | 276 |  | 05/25/2023 | 79777 | 203360219 | 11/09/2023
Carrier Corp. - Indianapolis | Bryant | 912SD60100E21 | Federally-Regulated Consumer Product | Non-Weatherized, Condensing Ga | 1821 | 275 |  | 05/25/2023 | 99460 | 203359618 | 11/09/2023
Carrier Corp. - Indianapolis | Bryant | 801SA36070E17* | Federally-Regulated Consumer Product | Non-Weatherized, Non-Condensin | 1051 | 228 |  | 05/25/2023 | 65904 | 203360137 | 11/09/2023
Carrier Corp. - Indianapolis | Bryant | 821TA36070V14 | Federally-Regulated Consumer Product | Non-Weatherized, Non-Condensin | 1456 | 246 |  | 05/25/2023 | 43558 | 203358792 | 11/09/2023
Carrier Corp. - Indianapolis | Bryant | 801SA36070E14 | Federally-Regulated Consumer Product | Non-Weatherized, Non-Condensin | 1106 | 231 |  | 05/25/2023 | 65995 | 203359931 | 11/09/2023
Carrier Corp. - Indianapolis | Bryant | 800SA60135E24 | Federally-Regulated Consumer Product | Non-Weatherized, Non-Condensin | 1887 | 265 |  | 05/25/2023 | 131482 | 203359633 | 11/09/2023
Carrier Corp. - Indianapolis | Bryant | 821TA36045V14* | Federally-Regulated Consumer Product | Non-Weatherized, Non-Condensin | 1205 | 235 |  | 05/25/2023 | 28909 | 203358812 | 11/09/2023
Carrier Corp. - Indianapolis | Bryant | 800SA60090E24 | Federally-Regulated Consumer Product | Non-Weatherized, Non-Condensin | 1987 | 269 |  | 05/25/2023 | 88320 | 203359627 | 11/09/2023
Carrier Corp. - Indianapolis | Bryant | 926TB42060V17 | Federally-Regulated Consumer Product | Non-Weatherized, Condensing Ga | 1459 | 259 |  | 05/25/2023 | 39051 | 203359150 | 11/09/2023
Carrier Corp. - Indianapolis | Bryant | 801SA36070E14* | Federally-Regulated Consumer Product | Non-Weatherized, Non-Condensin | 1106 | 231 |  | 05/25/2023 | 65995 | 203360136 | 11/09/2023
Carrier Corp. - Indianapolis | Bryant | 912SD36040E17 | Federally-Regulated Consumer Product | Non-Weatherized, Condensing Ga | 1024 | 240 |  | 05/25/2023 | 39894 | 203359598 | 11/09/2023
Carrier Corp. - Indianapolis | Bryant | 801SA60155E24 | Federally-Regulated Consumer Product | Non-Weatherized, Non-Condensin | 2000 | 270 |  | 05/25/2023 | 153106 | 203359955 | 11/09/2023
Carrier Corp. - Indianapolis | Bryant | 821TA66135V24 | Federally-Regulated Consumer Product | Non-Weatherized, Non-Condensin | 2420 | 288 |  | 05/25/2023 | 87246 | 203358797 | 11/09/2023
Carrier Corp. - Indianapolis | Bryant | 810SA36070E14 | Federally-Regulated Consumer Product | Non-Weatherized, Non-Condensin | 1106 | 231 |  | 05/25/2023 | 65995 | 203360408 | 11/09/2023
Carrier Corp. - Indianapolis | Bryant | 800SA48090E21 | Federally-Regulated Consumer Product | Non-Weatherized, Non-Condensin | 1450 | 246 |  | 05/25/2023 | 87792 | 203359623 | 11/09/2023
Carrier Corp. - Indianapolis | Bryant | 821TA60090V21 | Federally-Regulated Consumer Product | Non-Weatherized, Non-Condensin | 2025 | 271 |  | 05/25/2023 | 57947 | 203358795 | 11/09/2023
Carrier Corp. - Indianapolis | Bryant | 915SB30026E14*D | Federally-Regulated Consumer Product | Non-Weatherized, Condensing Ga | 890 | 234 |  | 05/25/2023 | 26050 | 203360227 | 11/09/2023
Carrier Corp. - Indianapolis | Bryant | 801SA36045E17 | Federally-Regulated Consumer Product | Non-Weatherized, Non-Condensin | 1206 | 235 |  | 05/25/2023 | 44058 | 203359929 | 11/09/2023
Carrier Corp. - Indianapolis | Bryant | 821TA60090V21* | Federally-Regulated Consumer Product | Non-Weatherized, Non-Condensin | 2025 | 271 |  | 05/25/2023 | 57947 | 203358816 | 11/09/2023
Carrier Corp. - Indianapolis | Bryant | 801SA36045E14* | Federally-Regulated Consumer Product | Non-Weatherized, Non-Condensin | 1083 | 230 |  | 05/25/2023 | 43761 | 203360134 | 11/09/2023
Carrier Corp. - Indianapolis | Bryant | 821TA36045V14 | Federally-Regulated Consumer Product | Non-Weatherized, Non-Condensin | 1205 | 235 |  | 05/25/2023 | 28909 | 203358791 | 11/09/2023
Carrier Corp. - Indianapolis | Bryant | 912SD36060E14* | Federally-Regulated Consumer Product | Mobile Home Non-Weatherized, C | 945 | 237 |  | 05/25/2023 | 59375 | 203359604 | 11/09/2023
Carrier Corp. - Indianapolis | Bryant | 821TA48090V17* | Federally-Regulated Consumer Product | Non-Weatherized, Non-Condensin | 1594 | 252 |  | 05/25/2023 | 57941 | 203358815 | 11/09/2023
Carrier Corp. - Indianapolis | Bryant | 912SD30040E14 | Federally-Regulated Consumer Product | Non-Weatherized, Condensing Ga | 981 | 238 |  | 05/25/2023 | 40102 | 203359594 | 11/09/2023
Carrier Corp. - Indianapolis | Bryant | 801SA60090E21* | Federally-Regulated Consumer Product | Non-Weatherized, Non-Condensin | 2015 | 271 |  | 05/25/2023 | 88187 | 203360141 | 11/09/2023
Carrier Corp. - Indianapolis | Bryant | 926TB36040V17*D | Federally-Regulated Consumer Product | Non-Weatherized, Condensing Ga | 1075 | 242 |  | 05/25/2023 | 25768 | 203359155 | 11/09/2023
Carrier Corp. - Indianapolis | Bryant | 801SA60110E21 | Federally-Regulated Consumer Product | Non-Weatherized, Non-Condensin | 2177 | 278 |  | 05/25/2023 | 110527 | 203359947 | 11/09/2023
Carrier Corp. - Indianapolis | Bryant | 801SA60090E21 | Federally-Regulated Consumer Product | Non-Weatherized, Non-Condensin | 2015 | 271 |  | 05/25/2023 | 88187 | 203359942 | 11/09/2023
Carrier Corp. - Indianapolis | Bryant | 915SB48080E17 | Federally-Regulated Consumer Product | Non-Weatherized, Condensing Ga | 1771 | 273 |  | 05/25/2023 | 80331 | 203360217 | 11/09/2023
Carrier Corp. - Indianapolis | Bryant | 800SA42090E17 | Federally-Regulated Consumer Product | Non-Weatherized, Non-Condensin | 1238 | 236 |  | 05/25/2023 | 88097 | 203359621 | 11/09/2023
Carrier Corp. - Indianapolis | Bryant | 915SB60100E21 | Federally-Regulated Consumer Product | Non-Weatherized, Condensing Ga | 2102 | 287 |  | 05/25/2023 | 99999 | 203360221 | 11/09/2023
Carrier Corp. - Indianapolis | Bryant | 912SD30040E14* | Federally-Regulated Consumer Product | Mobile Home Non-Weatherized, C | 981 | 238 |  | 05/25/2023 | 40102 | 203359596 | 11/09/2023
Carrier Corp. - Indianapolis | Bryant | 912SD60120E24 | Federally-Regulated Consumer Product | Non-Weatherized, Condensing Ga | 1904 | 279 |  | 05/25/2023 | 119302 | 203359622 | 11/09/2023
Carrier Corp. - Indianapolis | Bryant | 915SB60080E21*D | Federally-Regulated Consumer Product | Non-Weatherized, Condensing Ga | 1837 | 276 |  | 05/25/2023 | 79777 | 203360235 | 11/09/2023
Carrier Corp. - Indianapolis | Bryant | 801SA60090E24* | Federally-Regulated Consumer Product | Non-Weatherized, Non-Condensin | 1987 | 269 |  | 05/25/2023 | 88320 | 203360142 | 11/09/2023
Carrier Corp. - Indianapolis | Bryant | 800SA60155E24 | Federally-Regulated Consumer Product | Non-Weatherized, Non-Condensin | 2000 | 270 |  | 05/25/2023 | 153106 | 203359635 | 11/09/2023
Carrier Corp. - Indianapolis | Bryant | 800SA60110E24 | Federally-Regulated Consumer Product | Non-Weatherized, Non-Condensin | 2027 | 271 |  | 05/25/2023 | 109826 | 203359630 | 11/09/2023
Carrier Corp. - Indianapolis | Bryant | 912SD42060E17 | Federally-Regulated Consumer Product | Non-Weatherized, Condensing Ga | 1205 | 248 |  | 05/25/2023 | 60119 | 203359606 | 11/09/2023
Carrier Corp. - Indianapolis | Bryant | 915SB42060E17 | Federally-Regulated Consumer Product | Non-Weatherized, Condensing Ga | 1346 | 254 |  | 05/25/2023 | 60102 | 203360215 | 11/09/2023
Carrier Corp. - Indianapolis | Bryant | 801SA60090E24 | Federally-Regulated Consumer Product | Non-Weatherized, Non-Condensin | 1987 | 269 |  | 05/25/2023 | 88320 | 203359944 | 11/09/2023
Carrier Corp. - Indianapolis | Bryant | 915SB60100E21*D | Federally-Regulated Consumer Product | Non-Weatherized, Condensing Ga | 2102 | 287 |  | 05/25/2023 | 99999 | 203360237 | 11/09/2023
Carrier Corp. - Indianapolis | Bryant | 915SB66120E24*D | Federally-Regulated Consumer Product | Non-Weatherized, Condensing Ga | 2161 | 290 |  | 05/25/2023 | 119834 | 203360240 | 11/09/2023
Carrier Corp. - Indianapolis | Bryant | 801SA36070E17 | Federally-Regulated Consumer Product | Non-Weatherized, Non-Condensin | 1051 | 228 |  | 05/25/2023 | 65904 | 203359933 | 11/09/2023
Carrier Corp. - Indianapolis | Bryant | 800SA36045E17 | Federally-Regulated Consumer Product | Non-Weatherized, Non-Condensin | 1206 | 235 |  | 05/25/2023 | 44058 | 203359613 | 11/09/2023
Carrier Corp. - Indianapolis | Bryant | 810SA36045E14 | Federally-Regulated Consumer Product | Non-Weatherized, Non-Condensin | 1083 | 230 |  | 05/25/2023 | 43761 | 203360403 | 11/09/2023
Carrier Corp. - Indianapolis | Bryant | 915SB36040E17*D | Federally-Regulated Consumer Product | Non-Weatherized, Condensing Ga | 998 | 239 |  | 05/25/2023 | 40139 | 203360229 | 11/09/2023
Carrier Corp. - Indianapolis | Kenmore | N95ESN0401712A* | Federally-Regulated Consumer Product | Mobile Home Non-Weatherized, C | 998 | 239 |  | 05/25/2023 | 40139 | 203360696 | 11/09/2023
Carrier Corp. - Indianapolis | Kenmore | N95ESN0801716A* | Federally-Regulated Consumer Product | Mobile Home Non-Weatherized, C | 1771 | 273 |  | 05/25/2023 | 80331 | 203360698 | 11/09/2023
Carrier Corp. - Indianapolis | Kenmore | N95ESN1002120A*D | Federally-Regulated Consumer Product | Non-Weatherized, Condensing Ga | 2102 | 287 |  | 05/25/2023 | 99999 | 203360815 | 11/09/2023
Carrier Corp. - Indianapolis | Kenmore | N95ESN0401410A**D | Federally-Regulated Consumer Product | Mobile Home Non-Weatherized, C | 950 | 237 |  | 05/25/2023 | 40146 | 203924795 | 11/09/2023
Carrier Corp. - Indianapolis | Kenmore | N95ESN0401410A* | Federally-Regulated Consumer Product | Mobile Home Non-Weatherized, C | 950 | 237 |  | 05/25/2023 | 40146 | 203924794 | 11/09/2023
Carrier Corp. - Indianapolis | Kenmore | N95ESN1202422A* | Federally-Regulated Consumer Product | Mobile Home Non-Weatherized, C | 2161 | 290 |  | 05/25/2023 | 119834 | 203360701 | 11/09/2023
Carrier Corp. - Indianapolis | Kenmore | N95ESN0401712A**D | Federally-Regulated Consumer Product | Mobile Home Non-Weatherized, C | 998 | 239 |  | 05/25/2023 | 40139 | 203360702 | 11/09/2023
Carrier Corp. - Indianapolis | Kenmore | N95ESN0802120A* | Federally-Regulated Consumer Product | Mobile Home Non-Weatherized, C | 1837 | 276 |  | 05/25/2023 | 79777 | 203360699 | 11/09/2023
Carrier Corp. - Indianapolis | Kenmore | N95ESN1002120A* | Federally-Regulated Consumer Product | Mobile Home Non-Weatherized, C | 2102 | 287 |  | 05/25/2023 | 99999 | 203360700 | 11/09/2023
Carrier Corp. - Indianapolis | Kenmore | N95ESN0601412A**D | Federally-Regulated Consumer Product | Mobile Home Non-Weatherized, C | 1176 | 247 |  | 05/25/2023 | 59961 | 203924799 | 11/09/2023
Carrier Corp. - Indianapolis | Kenmore | N95ESN0601714A* | Federally-Regulated Consumer Product | Mobile Home Non-Weatherized, C | 1346 | 254 |  | 05/25/2023 | 60102 | 203360697 | 11/09/2023
Carrier Corp. - Indianapolis | Kenmore | N95ESN0601412A* | Federally-Regulated Consumer Product | Mobile Home Non-Weatherized, C | 1176 | 247 |  | 05/25/2023 | 59961 | 203924798 | 11/09/2023
Carrier Corp. - Indianapolis | Bryant | 801SA48070E21 | Federally-Regulated Consumer Product | Non-Weatherized, Non-Condensin | 1565 | 251 |  | 11/09/2023 | 65903 | 203359935 | 11/09/2023
Carrier Corp. - Indianapolis | Bryant | 912SD48080E17 | Federally-Regulated Consumer Product | Non-Weatherized, Condensing Ga | 1390 | 256 |  | 11/09/2023 | 79599 | 203359610 | 11/09/2023
Carrier Corp. - Indianapolis | Bryant | 926TB36040V17 | Federally-Regulated Consumer Product | Non-Weatherized, Condensing Ga | 1075 | 242 |  | 11/09/2023 | 25768 | 203359149 | 11/09/2023
Carrier Corp. - Indianapolis | Bryant | 912SD36040E17* | Federally-Regulated Consumer Product | Mobile Home Non-Weatherized, C | 1024 | 240 |  | 11/09/2023 | 39894 | 203359600 | 11/09/2023
Carrier Corp. - Indianapolis | Bryant | 915SB36040E17 | Federally-Regulated Consumer Product | Non-Weatherized, Condensing Ga | 998 | 239 |  | 11/09/2023 | 40139 | 203360213 | 11/09/2023
Carrier Corp. - Indianapolis | Bryant | 801SA60110E21* | Federally-Regulated Consumer Product | Non-Weatherized, Non-Condensin | 2177 | 278 |  | 11/09/2023 | 110527 | 203360143 | 11/09/2023
Carrier Corp. - Indianapolis | Bryant | 915SB66120E24 | Federally-Regulated Consumer Product | Non-Weatherized, Condensing Ga | 2161 | 290 |  | 11/09/2023 | 119834 | 203360223 | 11/09/2023
Carrier Corp. - Indianapolis | Bryant | 801SA36045E17* | Federally-Regulated Consumer Product | Non-Weatherized, Non-Condensin | 1206 | 235 |  | 11/09/2023 | 44058 | 203360135 | 11/09/2023
Carrier Corp. - Indianapolis | Bryant | 821TA48090V17 | Federally-Regulated Consumer Product | Non-Weatherized, Non-Condensin | 1594 | 252 |  | 11/09/2023 | 57941 | 203358794 | 11/09/2023
Carrier Corp. - Indianapolis | Bryant | 801SA60155E24* | Federally-Regulated Consumer Product | Non-Weatherized, Non-Condensin | 2000 | 270 |  | 11/09/2023 | 153106 | 203360146 | 11/09/2023
Carrier Corp. - Indianapolis | Bryant | 915SB42060E17*D | Federally-Regulated Consumer Product | Non-Weatherized, Condensing Ga | 1346 | 254 |  | 11/09/2023 | 60102 | 203360231 | 11/09/2023
Carrier Corp. - Indianapolis | Bryant | 801SA42090E17 | Federally-Regulated Consumer Product | Non-Weatherized, Non-Condensin | 1238 | 236 |  | 11/09/2023 | 88097 | 203359937 | 11/09/2023
Carrier Corp. - Indianapolis | Bryant | 915SB66140E24 | Federally-Regulated Consumer Product | Non-Weatherized, Condensing Ga | 2328 | 297 |  | 11/09/2023 | 139741 | 203360225 | 11/09/2023
Carrier Corp. - Indianapolis | Bryant | 912SD60120E24* | Federally-Regulated Consumer Product | Mobile Home Non-Weatherized, C | 1904 | 279 |  | 11/09/2023 | 119302 | 203359624 | 11/09/2023
Carrier Corp. - Indianapolis | Bryant | 801SA60135E24* | Federally-Regulated Consumer Product | Non-Weatherized, Non-Condensin | 1887 | 265 |  | 11/09/2023 | 131482 | 203360145 | 11/09/2023
Carrier Corp. - Indianapolis | Bryant | 801SA48070E21* | Federally-Regulated Consumer Product | Non-Weatherized, Non-Condensin | 1565 | 251 |  | 11/09/2023 | 65903 | 203360138 | 11/09/2023
Carrier Corp. - Indianapolis | Bryant | 926TB42060V17*D | Federally-Regulated Consumer Product | Non-Weatherized, Condensing Ga | 1459 | 259 |  | 11/09/2023 | 39051 | 203359156 | 11/09/2023
Carrier Corp. - Indianapolis | Bryant | 810SA36045E17 | Federally-Regulated Consumer Product | Non-Weatherized, Non-Condensin | 1206 | 235 |  | 11/09/2023 | 44058 | 203360405 | 11/09/2023
Carrier Corp. - Indianapolis | Bryant | 821TA66110V21 | Federally-Regulated Consumer Product | Non-Weatherized, Non-Condensin | 2435 | 289 |  | 11/09/2023 | 72702 | 203358796 | 11/09/2023
Carrier Corp. - Indianapolis | Bryant | 912SD42060E17* | Federally-Regulated Consumer Product | Mobile Home Non-Weatherized, C | 1205 | 248 |  | 11/09/2023 | 60119 | 203359608 | 11/09/2023
Carrier Corp. - Indianapolis | Bryant | 821TA66135V24* | Federally-Regulated Consumer Product | Non-Weatherized, Non-Condensin | 2420 | 288 |  | 11/09/2023 | 87246 | 203358818 | 11/09/2023
Carrier Corp. - Indianapolis | Bryant | 801SA48090E21 | Federally-Regulated Consumer Product | Non-Weatherized, Non-Condensin | 1450 | 246 |  | 11/09/2023 | 87792 | 203359939 | 11/09/2023
Carrier Corp. - Indianapolis | Bryant | 915SB66140E24*D | Federally-Regulated Consumer Product | Non-Weatherized, Condensing Ga | 2328 | 297 |  | 11/09/2023 | 139741 | 203360242 | 11/09/2023
Carrier Corp. - Indianapolis | Bryant | 926TB48080V17 | Federally-Regulated Consumer Product | Non-Weatherized, Condensing Ga | 1686 | 269 |  | 11/09/2023 | 51540 | 203359151 | 11/09/2023
Carrier Corp. - Indianapolis | Bryant | 801SA60110E24* | Federally-Regulated Consumer Product | Non-Weatherized, Non-Condensin | 2027 | 271 |  | 11/09/2023 | 109826 | 203360144 | 11/09/2023
Carrier Corp. - Indianapolis | Bryant | 915SB30026E14 | Federally-Regulated Consumer Product | Non-Weatherized, Condensing Ga | 890 | 234 |  | 11/09/2023 | 26050 | 203360212 | 11/09/2023
Carrier Corp. - Indianapolis | Bryant | 801SA48090E21* | Federally-Regulated Consumer Product | Non-Weatherized, Non-Condensin | 1450 | 246 |  | 11/09/2023 | 87792 | 203360140 | 11/09/2023
Carrier Corp. - Indianapolis | Bryant | 926TB48080V17*D | Federally-Regulated Consumer Product | Non-Weatherized, Condensing Ga | 1686 | 269 |  | 11/09/2023 | 51540 | 203359157 | 11/09/2023
Carrier Corp. - Indianapolis | Bryant | 821TA66110V21* | Federally-Regulated Consumer Product | Non-Weatherized, Non-Condensin | 2435 | 289 |  | 11/09/2023 | 72702 | 203358817 | 11/09/2023
Carrier Corp. - Indianapolis | Bryant | 915SB48080E17*D | Federally-Regulated Consumer Product | Non-Weatherized, Condensing Ga | 1771 | 273 |  | 11/09/2023 | 80331 | 203360233 | 11/09/2023
Carrier Corp. - Indianapolis | Bryant | 912SD48080E17* | Federally-Regulated Consumer Product | Mobile Home Non-Weatherized, C | 1390 | 256 |  | 11/09/2023 | 79599 | 203359612 | 11/09/2023
Carrier Corp. - Indianapolis | Bryant | 821TA36070V14* | Federally-Regulated Consumer Product | Non-Weatherized, Non-Condensin | 1456 | 246 |  | 11/09/2023 | 43558 | 203358813 | 11/09/2023
Carrier Corp. - Indianapolis | Bryant | 801SA60135E24 | Federally-Regulated Consumer Product | Non-Weatherized, Non-Condensin | 1887 | 265 |  | 11/09/2023 | 131482 | 203359952 | 11/09/2023
Carrier Corp. - Indianapolis | Bryant | 912SD60080E21* | Federally-Regulated Consumer Product | Mobile Home Non-Weatherized, C | 1832 | 276 |  | 11/09/2023 | 79860 | 203359616 | 11/09/2023
Carrier Corp. - Indianapolis | Bryant | 801SA36045E14 | Federally-Regulated Consumer Product | Non-Weatherized, Non-Condensin | 1083 | 230 |  | 11/09/2023 | 43761 | 203359927 | 11/09/2023
Carrier Corp. - Indianapolis | Bryant | 801SA42090E17* | Federally-Regulated Consumer Product | Non-Weatherized, Non-Condensin | 1238 | 236 |  | 11/09/2023 | 88097 | 203360139 | 11/09/2023
Carrier Corp. - Indianapolis | Bryant | 801SA60110E24 | Federally-Regulated Consumer Product | Non-Weatherized, Non-Condensin | 2027 | 271 |  | 11/09/2023 | 109826 | 203359950 | 11/09/2023
Carrier Corp. - Indianapolis | Bryant | 915SB60080E21 | Federally-Regulated Consumer Product | Non-Weatherized, Condensing Ga | 1837 | 276 |  | 11/09/2023 | 79777 | 203360219 | 11/09/2023
Carrier Corp. - Indianapolis | Bryant | 912SD60100E21 | Federally-Regulated Consumer Product | Non-Weatherized, Condensing Ga | 1821 | 275 |  | 11/09/2023 | 99460 | 203359618 | 11/09/2023
Carrier Corp. - Indianapolis | Bryant | 801SA36070E17* | Federally-Regulated Consumer Product | Non-Weatherized, Non-Condensin | 1051 | 228 |  | 11/09/2023 | 65904 | 203360137 | 11/09/2023
Carrier Corp. - Indianapolis | Bryant | 821TA36070V14 | Federally-Regulated Consumer Product | Non-Weatherized, Non-Condensin | 1456 | 246 |  | 11/09/2023 | 43558 | 203358792 | 11/09/2023
Carrier Corp. - Indianapolis | Bryant | 801SA36070E14 | Federally-Regulated Consumer Product | Non-Weatherized, Non-Condensin | 1106 | 231 |  | 11/09/2023 | 65995 | 203359931 | 11/09/2023
Carrier Corp. - Indianapolis | Bryant | 800SA60135E24 | Federally-Regulated Consumer Product | Non-Weatherized, Non-Condensin | 1887 | 265 |  | 11/09/2023 | 131482 | 203359633 | 11/09/2023
Carrier Corp. - Indianapolis | Bryant | 821TA36045V14* | Federally-Regulated Consumer Product | Non-Weatherized, Non-Condensin | 1205 | 235 |  | 11/09/2023 | 28909 | 203358812 | 11/09/2023
Carrier Corp. - Indianapolis | Bryant | 800SA60090E24 | Federally-Regulated Consumer Product | Non-Weatherized, Non-Condensin | 1987 | 269 |  | 11/09/2023 | 88320 | 203359627 | 11/09/2023
Carrier Corp. - Indianapolis | Bryant | 926TB42060V17 | Federally-Regulated Consumer Product | Non-Weatherized, Condensing Ga | 1459 | 259 |  | 11/09/2023 | 39051 | 203359150 | 11/09/2023
Carrier Corp. - Indianapolis | Bryant | 801SA36070E14* | Federally-Regulated Consumer Product | Non-Weatherized, Non-Condensin | 1106 | 231 |  | 11/09/2023 | 65995 | 203360136 | 11/09/2023
Carrier Corp. - Indianapolis | Bryant | 912SD36040E17 | Federally-Regulated Consumer Product | Non-Weatherized, Condensing Ga | 1024 | 240 |  | 11/09/2023 | 39894 | 203359598 | 11/09/2023
Carrier Corp. - Indianapolis | Bryant | 801SA60155E24 | Federally-Regulated Consumer Product | Non-Weatherized, Non-Condensin | 2000 | 270 |  | 11/09/2023 | 153106 | 203359955 | 11/09/2023
Carrier Corp. - Indianapolis | Bryant | 821TA66135V24 | Federally-Regulated Consumer Product | Non-Weatherized, Non-Condensin | 2420 | 288 |  | 11/09/2023 | 87246 | 203358797 | 11/09/2023
Carrier Corp. - Indianapolis | Bryant | 810SA36070E14 | Federally-Regulated Consumer Product | Non-Weatherized, Non-Condensin | 1106 | 231 |  | 11/09/2023 | 65995 | 203360408 | 11/09/2023
Carrier Corp. - Indianapolis | Bryant | 800SA48090E21 | Federally-Regulated Consumer Product | Non-Weatherized, Non-Condensin | 1450 | 246 |  | 11/09/2023 | 87792 | 203359623 | 11/09/2023
Carrier Corp. - Indianapolis | Bryant | 821TA60090V21 | Federally-Regulated Consumer Product | Non-Weatherized, Non-Condensin | 2025 | 271 |  | 11/09/2023 | 57947 | 203358795 | 11/09/2023
Carrier Corp. - Indianapolis | Bryant | 915SB30026E14*D | Federally-Regulated Consumer Product | Non-Weatherized, Condensing Ga | 890 | 234 |  | 11/09/2023 | 26050 | 203360227 | 11/09/2023
Carrier Corp. - Indianapolis | Bryant | 801SA36045E17 | Federally-Regulated Consumer Product | Non-Weatherized, Non-Condensin | 1206 | 235 |  | 11/09/2023 | 44058 | 203359929 | 11/09/2023
Carrier Corp. - Indianapolis | Bryant | 821TA60090V21* | Federally-Regulated Consumer Product | Non-Weatherized, Non-Condensin | 2025 | 271 |  | 11/09/2023 | 57947 | 203358816 | 11/09/2023
Carrier Corp. - Indianapolis | Bryant | 801SA36045E14* | Federally-Regulated Consumer Product | Non-Weatherized, Non-Condensin | 1083 | 230 |  | 11/09/2023 | 43761 | 203360134 | 11/09/2023
Carrier Corp. - Indianapolis | Bryant | 821TA36045V14 | Federally-Regulated Consumer Product | Non-Weatherized, Non-Condensin | 1205 | 235 |  | 11/09/2023 | 28909 | 203358791 | 11/09/2023
Carrier Corp. - Indianapolis | Bryant | 912SD36060E14* | Federally-Regulated Consumer Product | Mobile Home Non-Weatherized, C | 945 | 237 |  | 11/09/2023 | 59375 | 203359604 | 11/09/2023
Carrier Corp. - Indianapolis | Bryant | 821TA48090V17* | Federally-Regulated Consumer Product | Non-Weatherized, Non-Condensin | 1594 | 252 |  | 11/09/2023 | 57941 | 203358815 | 11/09/2023
Carrier Corp. - Indianapolis | Bryant | 912SD30040E14 | Federally-Regulated Consumer Product | Non-Weatherized, Condensing Ga | 981 | 238 |  | 11/09/2023 | 40102 | 203359594 | 11/09/2023
Carrier Corp. - Indianapolis | Bryant | 801SA60090E21* | Federally-Regulated Consumer Product | Non-Weatherized, Non-Condensin | 2015 | 271 |  | 11/09/2023 | 88187 | 203360141 | 11/09/2023
Carrier Corp. - Indianapolis | Bryant | 926TB36040V17*D | Federally-Regulated Consumer Product | Non-Weatherized, Condensing Ga | 1075 | 242 |  | 11/09/2023 | 25768 | 203359155 | 11/09/2023
Carrier Corp. - Indianapolis | Bryant | 801SA60110E21 | Federally-Regulated Consumer Product | Non-Weatherized, Non-Condensin | 2177 | 278 |  | 11/09/2023 | 110527 | 203359947 | 11/09/2023
Carrier Corp. - Indianapolis | Bryant | 801SA60090E21 | Federally-Regulated Consumer Product | Non-Weatherized, Non-Condensin | 2015 | 271 |  | 11/09/2023 | 88187 | 203359942 | 11/09/2023
Carrier Corp. - Indianapolis | Bryant | 915SB48080E17 | Federally-Regulated Consumer Product | Non-Weatherized, Condensing Ga | 1771 | 273 |  | 11/09/2023 | 80331 | 203360217 | 11/09/2023
Carrier Corp. - Indianapolis | Bryant | 800SA42090E17 | Federally-Regulated Consumer Product | Non-Weatherized, Non-Condensin | 1238 | 236 |  | 11/09/2023 | 88097 | 203359621 | 11/09/2023
Carrier Corp. - Indianapolis | Bryant | 915SB60100E21 | Federally-Regulated Consumer Product | Non-Weatherized, Condensing Ga | 2102 | 287 |  | 11/09/2023 | 99999 | 203360221 | 11/09/2023
Carrier Corp. - Indianapolis | Bryant | 912SD30040E14* | Federally-Regulated Consumer Product | Mobile Home Non-Weatherized, C | 981 | 238 |  | 11/09/2023 | 40102 | 203359596 | 11/09/2023
Carrier Corp. - Indianapolis | Bryant | 912SD60120E24 | Federally-Regulated Consumer Product | Non-Weatherized, Condensing Ga | 1904 | 279 |  | 11/09/2023 | 119302 | 203359622 | 11/09/2023
Carrier Corp. - Indianapolis | Bryant | 915SB60080E21*D | Federally-Regulated Consumer Product | Non-Weatherized, Condensing Ga | 1837 | 276 |  | 11/09/2023 | 79777 | 203360235 | 11/09/2023
Carrier Corp. - Indianapolis | Bryant | 801SA60090E24* | Federally-Regulated Consumer Product | Non-Weatherized, Non-Condensin | 1987 | 269 |  | 11/09/2023 | 88320 | 203360142 | 11/09/2023
Carrier Corp. - Indianapolis | Bryant | 800SA60155E24 | Federally-Regulated Consumer Product | Non-Weatherized, Non-Condensin | 2000 | 270 |  | 11/09/2023 | 153106 | 203359635 | 11/09/2023
Carrier Corp. - Indianapolis | Bryant | 800SA60110E24 | Federally-Regulated Consumer Product | Non-Weatherized, Non-Condensin | 2027 | 271 |  | 11/09/2023 | 109826 | 203359630 | 11/09/2023
Carrier Corp. - Indianapolis | Bryant | 912SD42060E17 | Federally-Regulated Consumer Product | Non-Weatherized, Condensing Ga | 1205 | 248 |  | 11/09/2023 | 60119 | 203359606 | 11/09/2023
Carrier Corp. - Indianapolis | Bryant | 915SB42060E17 | Federally-Regulated Consumer Product | Non-Weatherized, Condensing Ga | 1346 | 254 |  | 11/09/2023 | 60102 | 203360215 | 11/09/2023
Carrier Corp. - Indianapolis | Bryant | 801SA60090E24 | Federally-Regulated Consumer Product | Non-Weatherized, Non-Condensin | 1987 | 269 |  | 11/09/2023 | 88320 | 203359944 | 11/09/2023
Carrier Corp. - Indianapolis | Bryant | 915SB60100E21*D | Federally-Regulated Consumer Product | Non-Weatherized, Condensing Ga | 2102 | 287 |  | 11/09/2023 | 99999 | 203360237 | 11/09/2023
Carrier Corp. - Indianapolis | Bryant | 915SB66120E24*D | Federally-Regulated Consumer Product | Non-Weatherized, Condensing Ga | 2161 | 290 |  | 11/09/2023 | 119834 | 203360240 | 11/09/2023
Carrier Corp. - Indianapolis | Bryant | 801SA36070E17 | Federally-Regulated Consumer Product | Non-Weatherized, Non-Condensin | 1051 | 228 |  | 11/09/2023 | 65904 | 203359933 | 11/09/2023
Carrier Corp. - Indianapolis | Bryant | 800SA36045E17 | Federally-Regulated Consumer Product | Non-Weatherized, Non-Condensin | 1206 | 235 |  | 11/09/2023 | 44058 | 203359613 | 11/09/2023
Carrier Corp. - Indianapolis | Bryant | 810SA36045E14 | Federally-Regulated Consumer Product | Non-Weatherized, Non-Condensin | 1083 | 230 |  | 11/09/2023 | 43761 | 203360403 | 11/09/2023
Carrier Corp. - Indianapolis | Bryant | 915SB36040E17*D | Federally-Regulated Consumer Product | Non-Weatherized, Condensing Ga | 998 | 239 |  | 11/09/2023 | 40139 | 203360229 | 11/09/2023
Carrier Corp. - Indianapolis | Airquest | N80ESL0902116A* | Federally-Regulated Consumer Product | Non-Weatherized, Non-Condensin | 1450 | 246 |  | 05/25/2023 | 87792 | 203360165 | 11/09/2023
Carrier Corp. - Indianapolis | Airquest | N95ESN1202422A | Federally-Regulated Consumer Product | Non-Weatherized, Condensing Ga | 2161 | 290 |  | 05/25/2023 | 119834 | 203360287 | 11/09/2023
Carrier Corp. - Indianapolis | Airquest | N80ESL1352420A* | Federally-Regulated Consumer Product | Non-Weatherized, Non-Condensin | 1887 | 265 |  | 05/25/2023 | 131482 | 203360170 | 11/09/2023
Carrier Corp. - Indianapolis | Airquest | N95ESN1202422A**D | Federally-Regulated Consumer Product | Mobile Home Non-Weatherized, C | 2161 | 290 |  | 05/25/2023 | 119834 | 203360635 | 11/09/2023
Carrier Corp. - Indianapolis | Airquest | N95ESN0601714A**D | Federally-Regulated Consumer Product | Mobile Home Non-Weatherized, C | 1346 | 254 |  | 05/25/2023 | 60102 | 203360631 | 11/09/2023
Carrier Corp. - Indianapolis | Airquest | N80ESL0902420A* | Federally-Regulated Consumer Product | Non-Weatherized, Non-Condensin | 1987 | 269 |  | 05/25/2023 | 88320 | 203360167 | 11/09/2023
Carrier Corp. - Indianapolis | Airquest | N95ESN0601714A* | Federally-Regulated Consumer Product | Mobile Home Non-Weatherized, C | 1346 | 254 |  | 05/25/2023 | 60102 | 203360625 | 11/09/2023
Carrier Corp. - Indianapolis | Airquest | N80ESL0901714A* | Federally-Regulated Consumer Product | Non-Weatherized, Non-Condensin | 1238 | 236 |  | 05/25/2023 | 88097 | 203360164 | 11/09/2023
Carrier Corp. - Indianapolis | Airquest | N80ESL0451712A | Federally-Regulated Consumer Product | Non-Weatherized, Non-Condensin | 1206 | 235 |  | 05/25/2023 | 44058 | 203359988 | 11/09/2023
Carrier Corp. - Indianapolis | Airquest | N95ESN1402422A | Federally-Regulated Consumer Product | Non-Weatherized, Condensing Ga | 2328 | 297 |  | 05/25/2023 | 139741 | 203360289 | 11/09/2023
Carrier Corp. - Indianapolis | Airquest | N95ESN1202422A* | Federally-Regulated Consumer Product | Mobile Home Non-Weatherized, C | 2161 | 290 |  | 05/25/2023 | 119834 | 203360629 | 11/09/2023
Carrier Corp. - Indianapolis | Airquest | N80ESL1552420A* | Federally-Regulated Consumer Product | Non-Weatherized, Non-Condensin | 2000 | 270 |  | 05/25/2023 | 153106 | 203360171 | 11/09/2023
Carrier Corp. - Indianapolis | Airquest | N80ESL1102420A* | Federally-Regulated Consumer Product | Non-Weatherized, Non-Condensin | 2027 | 271 |  | 05/25/2023 | 109826 | 203360169 | 11/09/2023
Carrier Corp. - Indianapolis | Airquest | N95ESN0401712A* | Federally-Regulated Consumer Product | Mobile Home Non-Weatherized, C | 998 | 239 |  | 05/25/2023 | 40139 | 203360624 | 11/09/2023
Carrier Corp. - Indianapolis | Airquest | N95ESN1202422A*D | Federally-Regulated Consumer Product | Non-Weatherized, Condensing Ga | 2161 | 290 |  | 05/25/2023 | 119834 | 203360302 | 11/09/2023
Carrier Corp. - Indianapolis | Airquest | N80ESL0451712A* | Federally-Regulated Consumer Product | Non-Weatherized, Non-Condensin | 1206 | 235 |  | 05/25/2023 | 44058 | 203360160 | 11/09/2023
Carrier Corp. - Indianapolis | Airquest | N95ESN1002120A | Federally-Regulated Consumer Product | Non-Weatherized, Condensing Ga | 2102 | 287 |  | 05/25/2023 | 99999 | 203360285 | 11/09/2023
Carrier Corp. - Indianapolis | Airquest | N95ESN0802120A**D | Federally-Regulated Consumer Product | Mobile Home Non-Weatherized, C | 1837 | 276 |  | 05/25/2023 | 79777 | 203360633 | 11/09/2023
Carrier Corp. - Indianapolis | Airquest | N95ESN0401410A* | Federally-Regulated Consumer Product | Mobile Home Non-Weatherized, C | 950 | 237 |  | 05/25/2023 | 40146 | 203924738 | 11/09/2023
Carrier Corp. - Indianapolis | Airquest | N80ESL0701712A* | Federally-Regulated Consumer Product | Non-Weatherized, Non-Condensin | 1051 | 228 |  | 05/25/2023 | 65904 | 203360162 | 11/09/2023
Carrier Corp. - Indianapolis | Airquest | N95ESN0601412A* | Federally-Regulated Consumer Product | Mobile Home Non-Weatherized, C | 1176 | 247 |  | 05/25/2023 | 59961 | 203924742 | 11/09/2023
Carrier Corp. - Indianapolis | Airquest | N95ESN1002120A*D | Federally-Regulated Consumer Product | Non-Weatherized, Condensing Ga | 2102 | 287 |  | 05/25/2023 | 99999 | 203360809 | 11/09/2023
Carrier Corp. - Indianapolis | Airquest | N95ESN1402422A*D | Federally-Regulated Consumer Product | Non-Weatherized, Condensing Ga | 2328 | 297 |  | 05/25/2023 | 139741 | 203360304 | 11/09/2023
Carrier Corp. - Indianapolis | Airquest | N95ESN0802120A* | Federally-Regulated Consumer Product | Mobile Home Non-Weatherized, C | 1837 | 276 |  | 05/25/2023 | 79777 | 203360627 | 11/09/2023
Carrier Corp. - Indianapolis | Airquest | N95ESN0801716A* | Federally-Regulated Consumer Product | Mobile Home Non-Weatherized, C | 1771 | 273 |  | 05/25/2023 | 80331 | 203360626 | 11/09/2023
Carrier Corp. - Indianapolis | Airquest | N95ESN0401410A**D | Federally-Regulated Consumer Product | Mobile Home Non-Weatherized, C | 950 | 237 |  | 05/25/2023 | 40146 | 203924739 | 11/09/2023
Carrier Corp. - Indianapolis | Airquest | N95ESN0801716A**D | Federally-Regulated Consumer Product | Mobile Home Non-Weatherized, C | 1771 | 273 |  | 05/25/2023 | 80331 | 203360632 | 11/09/2023
Carrier Corp. - Indianapolis | Airquest | N95ESN0601412A**D | Federally-Regulated Consumer Product | Mobile Home Non-Weatherized, C | 1176 | 247 |  | 05/25/2023 | 59961 | 203924743 | 11/09/2023
Carrier Corp. - Indianapolis | Airquest | N95ESN1002120A* | Federally-Regulated Consumer Product | Mobile Home Non-Weatherized, C | 2102 | 287 |  | 05/25/2023 | 99999 | 203360628 | 11/09/2023
Carrier Corp. - Indianapolis | Airquest | N95ESN0261410A | Federally-Regulated Consumer Product | Non-Weatherized, Condensing Ga | 890 | 234 |  | 05/25/2023 | 26050 | 203360275 | 11/09/2023
Carrier Corp. - Indianapolis | Airquest | N95ESN0261410A*D | Federally-Regulated Consumer Product | Non-Weatherized, Condensing Ga | 890 | 234 |  | 05/25/2023 | 26050 | 203360291 | 11/09/2023
Carrier Corp. - Indianapolis | Airquest | N95ESN0401712A**D | Federally-Regulated Consumer Product | Mobile Home Non-Weatherized, C | 998 | 239 |  | 05/25/2023 | 40139 | 203360630 | 11/09/2023
Carrier Corp. - Indianapolis | Airquest | N95ESN1002120A**D | Federally-Regulated Consumer Product | Mobile Home Non-Weatherized, C | 2102 | 287 |  | 05/25/2023 | 99999 | 203360634 | 11/09/2023
Carrier Corp. - Indianapolis | Arcoaire | F96VTN0601714A | Federally-Regulated Consumer Product | Non-Weatherized, Condensing Ga | 1459 | 259 |  | 05/25/2023 | 39051 | 203359174 | 11/09/2023
Carrier Corp. - Indianapolis | Arcoaire | F80VTL0451412A | Federally-Regulated Consumer Product | Non-Weatherized, Non-Condensin | 1205 | 235 |  | 05/25/2023 | 28909 | 207207168 | 11/09/2023
Carrier Corp. - Indianapolis | Arcoaire | F96VTN0801716A | Federally-Regulated Consumer Product | Non-Weatherized, Condensing Ga | 1686 | 269 |  | 05/25/2023 | 51540 | 203359175 | 11/09/2023
Carrier Corp. - Indianapolis | Arcoaire | F96VTN0802120A*D | Federally-Regulated Consumer Product | Non-Weatherized, Condensing Ga | 2043 | 285 |  | 05/25/2023 | 52228 | 203359182 | 11/09/2023
Carrier Corp. - Indianapolis | Arcoaire | N80ESN0902120A | Federally-Regulated Consumer Product | Non-Weatherized, Non-Condensin | 2015 | 271 |  | 05/25/2023 | 88187 | 203359702 | 11/09/2023
Carrier Corp. - Indianapolis | Arcoaire | F96VTN1002120A*D | Federally-Regulated Consumer Product | Non-Weatherized, Condensing Ga | 2106 | 288 |  | 05/25/2023 | 65205 | 203359183 | 11/09/2023
Carrier Corp. - Indianapolis | Arcoaire | F80VTL1102122A | Federally-Regulated Consumer Product | Non-Weatherized, Non-Condensin | 2435 | 289 |  | 05/25/2023 | 72702 | 207207174 | 11/09/2023
Carrier Corp. - Indianapolis | Arcoaire | F96VTN0801716A*D | Federally-Regulated Consumer Product | Non-Weatherized, Condensing Ga | 1686 | 269 |  | 05/25/2023 | 51540 | 203359181 | 11/09/2023
Carrier Corp. - Indianapolis | Arcoaire | N80ESN1552420A | Federally-Regulated Consumer Product | Non-Weatherized, Non-Condensin | 2000 | 270 |  | 05/25/2023 | 153106 | 203359712 | 11/09/2023
Carrier Corp. - Indianapolis | Arcoaire | N92ESN0601714A | Federally-Regulated Consumer Product | Non-Weatherized, Condensing Ga | 1205 | 248 |  | 05/25/2023 | 60119 | 203359738 | 11/09/2023
Carrier Corp. - Indianapolis | Arcoaire | N80ESN0451712A | Federally-Regulated Consumer Product | Non-Weatherized, Non-Condensin | 1206 | 235 |  | 05/25/2023 | 44058 | 203359691 | 11/09/2023
Carrier Corp. - Indianapolis | Arcoaire | F80VTL1102122A* | Federally-Regulated Consumer Product | Non-Weatherized, Non-Condensin | 2435 | 289 |  | 05/25/2023 | 72702 | 207207175 | 11/09/2023
Carrier Corp. - Indianapolis | Arcoaire | F80VTL0902120A* | Federally-Regulated Consumer Product | Non-Weatherized, Non-Condensin | 2025 | 271 |  | 05/25/2023 | 57947 | 207207173 | 11/09/2023
Carrier Corp. - Indianapolis | Arcoaire | F80VTL0902120A | Federally-Regulated Consumer Product | Non-Weatherized, Non-Condensin | 2025 | 271 |  | 05/25/2023 | 57947 | 207207172 | 11/09/2023
Carrier Corp. - Indianapolis | Arcoaire | F96VTN0401712A | Federally-Regulated Consumer Product | Non-Weatherized, Condensing Ga | 1075 | 242 |  | 05/25/2023 | 25768 | 203359173 | 11/09/2023
Carrier Corp. - Indianapolis | Arcoaire | N80ESN1102420A | Federally-Regulated Consumer Product | Non-Weatherized, Non-Condensin | 2027 | 271 |  | 05/25/2023 | 109826 | 203359708 | 11/09/2023
Carrier Corp. - Indianapolis | Arcoaire | N92ESN0401712A* | Federally-Regulated Consumer Product | Mobile Home Non-Weatherized, C | 1024 | 240 |  | 05/25/2023 | 39894 | 203359683 | 11/09/2023
Carrier Corp. - Indianapolis | Arcoaire | N80ESN0702116A | Federally-Regulated Consumer Product | Non-Weatherized, Non-Condensin | 1565 | 251 |  | 05/25/2023 | 65903 | 203359696 | 11/09/2023
Carrier Corp. - Indianapolis | Arcoaire | F96VTN0401712A*D | Federally-Regulated Consumer Product | Non-Weatherized, Condensing Ga | 1075 | 242 |  | 05/25/2023 | 25768 | 203359179 | 11/09/2023
Carrier Corp. - Indianapolis | Arcoaire | F96VTN0601714A*D | Federally-Regulated Consumer Product | Non-Weatherized, Condensing Ga | 1459 | 259 |  | 05/25/2023 | 39051 | 203359180 | 11/09/2023
Carrier Corp. - Indianapolis | Arcoaire | N80ESN0902116A | Federally-Regulated Consumer Product | Non-Weatherized, Non-Condensin | 1450 | 246 |  | 05/25/2023 | 87792 | 203359700 | 11/09/2023
Carrier Corp. - Indianapolis | Arcoaire | F96VTN0601412A | Federally-Regulated Consumer Product | Non-Weatherized, Condensing Ga | 1238 | 249 |  | 05/25/2023 | 39205 | 203924822 | 11/09/2023
Carrier Corp. - Indianapolis | Arcoaire | F96VTN0601412A*D | Federally-Regulated Consumer Product | Non-Weatherized, Condensing Ga | 1238 | 249 |  | 05/25/2023 | 39205 | 203924824 | 11/09/2023
Carrier Corp. - Indianapolis | Arcoaire | N80ESN0902420A | Federally-Regulated Consumer Product | Non-Weatherized, Non-Condensin | 1987 | 269 |  | 05/25/2023 | 88320 | 203359704 | 11/09/2023
Carrier Corp. - Indianapolis | Arcoaire | N92ESN0601412A | Federally-Regulated Consumer Product | Non-Weatherized, Condensing Ga | 945 | 237 |  | 05/25/2023 | 59375 | 203359701 | 11/09/2023
Carrier Corp. - Indianapolis | Arcoaire | N92ESN0601714A* | Federally-Regulated Consumer Product | Mobile Home Non-Weatherized, C | 1205 | 248 |  | 05/25/2023 | 60119 | 203359756 | 11/09/2023
Carrier Corp. - Indianapolis | Arcoaire | F80VTL0701716A | Federally-Regulated Consumer Product | Non-Weatherized, Non-Condensin | 1813 | 262 |  | 05/25/2023 | 43434 | 207207170 | 11/09/2023
Carrier Corp. - Indianapolis | Arcoaire | N80ESN0901714A | Federally-Regulated Consumer Product | Non-Weatherized, Non-Condensin | 1238 | 236 |  | 05/25/2023 | 88097 | 203359698 | 11/09/2023
Carrier Corp. - Indianapolis | Arcoaire | N80ESN0451412A | Federally-Regulated Consumer Product | Non-Weatherized, Non-Condensin | 1083 | 230 |  | 05/25/2023 | 43761 | 203359689 | 11/09/2023
Carrier Corp. - Indianapolis | Arcoaire | N80ESN1352420A | Federally-Regulated Consumer Product | Non-Weatherized, Non-Condensin | 1887 | 265 |  | 05/25/2023 | 131482 | 203359710 | 11/09/2023
Carrier Corp. - Indianapolis | Arcoaire | N92ESN0401712A | Federally-Regulated Consumer Product | Non-Weatherized, Condensing Ga | 1024 | 240 |  | 05/25/2023 | 39894 | 203359664 | 11/09/2023
Carrier Corp. - Indianapolis | Arcoaire | F80VTL0451412A* | Federally-Regulated Consumer Product | Non-Weatherized, Non-Condensin | 1205 | 235 |  | 05/25/2023 | 28909 | 207207169 | 11/09/2023
Carrier Corp. - Indianapolis | Arcoaire | F80VTL0701716A* | Federally-Regulated Consumer Product | Non-Weatherized, Non-Condensin | 1813 | 262 |  | 05/25/2023 | 43434 | 207207171 | 11/09/2023
Carrier Corp. - Indianapolis | Arcoaire | F96VTN1202422A*D | Federally-Regulated Consumer Product | Non-Weatherized, Condensing Ga | 2316 | 297 |  | 05/25/2023 | 77900 | 203359184 | 11/09/2023
Carrier Corp. - Indianapolis | Arcoaire | N92ESN0401410A* | Federally-Regulated Consumer Product | Mobile Home Non-Weatherized, C | 981 | 238 |  | 05/25/2023 | 40102 | 203359647 | 11/09/2023
Carrier Corp. - Indianapolis | Arcoaire | N80ESN1102120A | Federally-Regulated Consumer Product | Non-Weatherized, Non-Condensin | 2177 | 278 |  | 05/25/2023 | 110527 | 203359706 | 11/09/2023
Carrier Corp. - Indianapolis | Arcoaire | N80ESN0701412A | Federally-Regulated Consumer Product | Non-Weatherized, Non-Condensin | 1106 | 231 |  | 05/25/2023 | 65995 | 203359692 | 11/09/2023
Carrier Corp. - Indianapolis | Arcoaire | N92ESN0601412A* | Federally-Regulated Consumer Product | Mobile Home Non-Weatherized, C | 945 | 237 |  | 05/25/2023 | 59375 | 203359719 | 11/09/2023
Carrier Corp. - Indianapolis | Arcoaire | N80ESN0701712A | Federally-Regulated Consumer Product | Non-Weatherized, Non-Condensin | 1051 | 228 |  | 05/25/2023 | 65904 | 203359694 | 11/09/2023
Carrier Corp. - Indianapolis | Kenmore | G96VTN0401712A*D | Federally-Regulated Consumer Product | Non-Weatherized, Condensing Ga | 1075 | 242 | 242 | 11/09/2023 | 25768 | 203359287 | 11/09/2023
Carrier Corp. - Indianapolis | Kenmore | F96VTN0801716A*D | Federally-Regulated Consumer Product | Non-Weatherized, Condensing Ga | 1686 | 269 | 269 | 11/09/2023 | 51540 | 203359193 | 11/09/2023
Carrier Corp. - Indianapolis | Kenmore | N80ESL1352420A | Federally-Regulated Consumer Product | Non-Weatherized, Non-Condensin | 1887 | 265 | 265 | 11/09/2023 | 131482 | 203360094 | 11/09/2023
Carrier Corp. - Indianapolis | Kenmore | N80ESN1352420A | Federally-Regulated Consumer Product | Non-Weatherized, Non-Condensin | 1887 | 265 | 265 | 11/09/2023 | 131482 | 203359846 | 11/09/2023
Carrier Corp. - Indianapolis | Kenmore | N95ESN0802120A**D | Federally-Regulated Consumer Product | Mobile Home Non-Weatherized, C | 1837 | 276 | 370 | 11/09/2023 | 79777 | 203360705 | 11/09/2023
Carrier Corp. - Indianapolis | Kenmore | N80ESL0701412A | Federally-Regulated Consumer Product | Non-Weatherized, Non-Condensin | 1106 | 231 | 231 | 11/09/2023 | 65995 | 203360085 | 11/09/2023
Carrier Corp. - Indianapolis | Kenmore | N95ESN1202422A | Federally-Regulated Consumer Product | Non-Weatherized, Condensing Ga | 2161 | 290 | 290 | 11/09/2023 | 119834 | 203360470 | 11/09/2023
Carrier Corp. - Indianapolis | Kenmore | N95ESN1202422A**D | Federally-Regulated Consumer Product | Mobile Home Non-Weatherized, C | 2161 | 290 | 393 | 11/09/2023 | 119834 | 203360707 | 11/09/2023
Carrier Corp. - Indianapolis | Kenmore | N80ESL0451712A | Federally-Regulated Consumer Product | Non-Weatherized, Non-Condensin | 1206 | 235 | 235 | 11/09/2023 | 44058 | 203360084 | 11/09/2023
Carrier Corp. - Indianapolis | Kenmore | N95ESN1402422A | Federally-Regulated Consumer Product | Non-Weatherized, Condensing Ga | 2328 | 297 | 297 | 11/09/2023 | 139741 | 203360472 | 11/09/2023
Carrier Corp. - Indianapolis | Kenmore | N92ESN1002120A* | Federally-Regulated Consumer Product | Mobile Home Non-Weatherized, C | 1821 | 275 | 369 | 11/09/2023 | 99460 | 203359866 | 11/09/2023
Carrier Corp. - Indianapolis | Kenmore | N95ESN0601714A**D | Federally-Regulated Consumer Product | Mobile Home Non-Weatherized, C | 1346 | 254 | 336 | 11/09/2023 | 60102 | 203360703 | 11/09/2023
Carrier Corp. - Indianapolis | Kenmore | N80ESL1352420A* | Federally-Regulated Consumer Product | Non-Weatherized, Non-Condensin | 1887 | 265 | 265 | 11/09/2023 | 131482 | 203360315 | 11/09/2023
Carrier Corp. - Indianapolis | Kenmore | N80ESL0902420A | Federally-Regulated Consumer Product | Non-Weatherized, Non-Condensin | 1987 | 269 | 269 | 11/09/2023 | 88320 | 203360091 | 11/09/2023
Carrier Corp. - Indianapolis | Kenmore | N92ESN1002120A | Federally-Regulated Consumer Product | Non-Weatherized, Condensing Ga | 1821 | 275 | 275 | 11/09/2023 | 99460 | 203359850 | 11/09/2023
Carrier Corp. - Indianapolis | Kenmore | N95ESN1002120A**D | Federally-Regulated Consumer Product | Mobile Home Non-Weatherized, C | 2102 | 287 | 389 | 11/09/2023 | 99999 | 203360706 | 11/09/2023
Carrier Corp. - Indianapolis | Kenmore | N80ESL1102120A* | Federally-Regulated Consumer Product | Non-Weatherized, Non-Condensin | 2177 | 278 | 278 | 11/09/2023 | 110527 | 203360311 | 11/09/2023
Carrier Corp. - Indianapolis | Kenmore | N80ESL0451712A* | Federally-Regulated Consumer Product | Non-Weatherized, Non-Condensin | 1206 | 235 |  | 05/25/2023 | 44058 | 203360296 | 11/09/2023
Carrier Corp. - Indianapolis | Kenmore | N92ESN0401410A* | Federally-Regulated Consumer Product | Mobile Home Non-Weatherized, C | 981 | 238 |  | 05/25/2023 | 40102 | 203359658 | 11/09/2023
Carrier Corp. - Indianapolis | Kenmore | N92ESN0401712A | Federally-Regulated Consumer Product | Non-Weatherized, Condensing Ga | 1024 | 240 | 240 | 11/09/2023 | 39894 | 203359677 | 11/09/2023
Carrier Corp. - Indianapolis | Kenmore | N95ESN1002120A | Federally-Regulated Consumer Product | Non-Weatherized, Condensing Ga | 2102 | 287 | 287 | 11/09/2023 | 99999 | 203360469 | 11/09/2023
Carrier Corp. - Indianapolis | Kenmore | N80ESN1102420A | Federally-Regulated Consumer Product | Non-Weatherized, Non-Condensin | 2027 | 271 | 271 | 11/09/2023 | 109826 | 203359843 | 11/09/2023
Carrier Corp. - Indianapolis | Kenmore | N92ESN1202420A* | Federally-Regulated Consumer Product | Mobile Home Non-Weatherized, C | 1904 | 279 | 375 | 11/09/2023 | 119302 | 203359902 | 11/09/2023
Carrier Corp. - Indianapolis | Kenmore | F96VTN0601714A*D | Federally-Regulated Consumer Product | Non-Weatherized, Condensing Ga | 1459 | 259 | 259 | 11/09/2023 | 39051 | 203359192 | 11/09/2023
Carrier Corp. - Indianapolis | Kenmore | N92ESN1202420A | Federally-Regulated Consumer Product | Non-Weatherized, Condensing Ga | 1904 | 279 | 279 | 11/09/2023 | 119302 | 203359884 | 11/09/2023
Carrier Corp. - Indianapolis | Kenmore | N95ESN1202422A*D | Federally-Regulated Consumer Product | Non-Weatherized, Condensing Ga | 2161 | 290 | 290 | 11/09/2023 | 119834 | 203360482 | 11/09/2023
Carrier Corp. - Indianapolis | Kenmore | N80ESN1552420A | Federally-Regulated Consumer Product | Non-Weatherized, Non-Condensin | 2000 | 270 | 270 | 11/09/2023 | 153106 | 203359849 | 11/09/2023
Carrier Corp. - Indianapolis | Kenmore | N80ESL1552420A* | Federally-Regulated Consumer Product | Non-Weatherized, Non-Condensin | 2000 | 270 | 270 | 11/09/2023 | 153106 | 203360317 | 11/09/2023
Carrier Corp. - Indianapolis | Kenmore | N80ESN0701712A | Federally-Regulated Consumer Product | Non-Weatherized, Non-Condensin | 1051 | 228 | 228 | 11/09/2023 | 65904 | 203359829 | 11/09/2023
Carrier Corp. - Indianapolis | Kenmore | G96VTN0801716A | Federally-Regulated Consumer Product | Non-Weatherized, Condensing Ga | 1686 | 269 |  | 05/25/2023 | 51540 | 203359283 | 11/09/2023
Carrier Corp. - Indianapolis | Kenmore | N80ESL0901714A* | Federally-Regulated Consumer Product | Non-Weatherized, Non-Condensin | 1238 | 236 | 236 | 11/09/2023 | 88097 | 203360303 | 11/09/2023
Carrier Corp. - Indianapolis | Kenmore | N95ESN0801716A**D | Federally-Regulated Consumer Product | Mobile Home Non-Weatherized, C | 1771 | 273 | 366 | 11/09/2023 | 80331 | 203360704 | 11/09/2023
Carrier Corp. - Indianapolis | Kenmore | F96VTN0401712A*D | Federally-Regulated Consumer Product | Non-Weatherized, Condensing Ga | 1075 | 242 |  | 05/25/2023 | 25768 | 203359191 | 11/09/2023
Carrier Corp. - Indianapolis | Kenmore | N92ESN0601412A* | Federally-Regulated Consumer Product | Mobile Home Non-Weatherized, C | 945 | 237 | 307 | 11/09/2023 | 59375 | 203359731 | 11/09/2023
Carrier Corp. - Indianapolis | Kenmore | G96VTN0401712A | Federally-Regulated Consumer Product | Non-Weatherized, Condensing Ga | 1075 | 242 | 242 | 11/09/2023 | 25768 | 203359281 | 11/09/2023
Carrier Corp. - Indianapolis | Kenmore | N80ESN0901714A | Federally-Regulated Consumer Product | Non-Weatherized, Non-Condensin | 1238 | 236 | 236 | 11/09/2023 | 88097 | 203359833 | 11/09/2023
Carrier Corp. - Indianapolis | Kenmore | N80ESL1102420A | Federally-Regulated Consumer Product | Non-Weatherized, Non-Condensin | 2027 | 271 | 271 | 11/09/2023 | 109826 | 203360093 | 11/09/2023
Carrier Corp. - Indianapolis | Kenmore | N95ESN1402422A*D | Federally-Regulated Consumer Product | Non-Weatherized, Condensing Ga | 2328 | 297 | 297 | 11/09/2023 | 139741 | 203360484 | 11/09/2023
Carrier Corp. - Indianapolis | Kenmore | N95ESN0261410A | Federally-Regulated Consumer Product | Non-Weatherized, Condensing Ga | 890 | 234 | 234 | 11/09/2023 | 26050 | 203360461 | 11/09/2023
Carrier Corp. - Indianapolis | Kenmore | N92ESN0601714A | Federally-Regulated Consumer Product | Non-Weatherized, Condensing Ga | 1205 | 248 | 248 | 11/09/2023 | 60119 | 203359750 | 11/09/2023
Carrier Corp. - Indianapolis | Kenmore | N80ESN0451712A | Federally-Regulated Consumer Product | Non-Weatherized, Non-Condensin | 1206 | 235 | 235 | 11/09/2023 | 44058 | 203359825 | 11/09/2023
Carrier Corp. - Indianapolis | Kenmore | N92ESN0401712A* | Federally-Regulated Consumer Product | Mobile Home Non-Weatherized, C | 1024 | 240 | 313 | 11/09/2023 | 39894 | 203359695 | 11/09/2023
Carrier Corp. - Indianapolis | Kenmore | F96VTN0601714A | Federally-Regulated Consumer Product | Non-Weatherized, Condensing Ga | 1459 | 259 | 259 | 11/09/2023 | 39051 | 203359186 | 11/09/2023
Carrier Corp. - Indianapolis | Kenmore | N92ESN0401410A | Federally-Regulated Consumer Product | Non-Weatherized, Condensing Ga | 981 | 238 | 238 | 11/09/2023 | 40102 | 203359640 | 11/09/2023
Carrier Corp. - Indianapolis | Kenmore | N80ESN0902420A | Federally-Regulated Consumer Product | Non-Weatherized, Non-Condensin | 1987 | 269 | 269 | 11/09/2023 | 88320 | 203359839 | 11/09/2023
Carrier Corp. - Indianapolis | Kenmore | G96VTN0601714A*D | Federally-Regulated Consumer Product | Non-Weatherized, Condensing Ga | 1459 | 259 | 259 | 11/09/2023 | 39051 | 203359288 | 11/09/2023
Carrier Corp. - Indianapolis | Kenmore | N80ESL0451412A | Federally-Regulated Consumer Product | Non-Weatherized, Non-Condensin | 1083 | 230 | 230 | 11/09/2023 | 43761 | 203360083 | 11/09/2023
Carrier Corp. - Indianapolis | Kenmore | N80ESL0902116A | Federally-Regulated Consumer Product | Non-Weatherized, Non-Condensin | 1450 | 246 | 246 | 11/09/2023 | 87792 | 203360089 | 11/09/2023
Carrier Corp. - Indianapolis | Kenmore | N80ESL1552420A | Federally-Regulated Consumer Product | Non-Weatherized, Non-Condensin | 2000 | 270 | 270 | 11/09/2023 | 153106 | 203360095 | 11/09/2023
Carrier Corp. - Indianapolis | Kenmore | N95ESN0261410A*D | Federally-Regulated Consumer Product | Non-Weatherized, Condensing Ga | 890 | 234 | 234 | 11/09/2023 | 26050 | 203360473 | 11/09/2023
Carrier Corp. - Indianapolis | Kenmore | N92ESN0802120A* | Federally-Regulated Consumer Product | Mobile Home Non-Weatherized, C | 1832 | 276 | 370 | 11/09/2023 | 79860 | 203359834 | 11/09/2023
Carrier Corp. - Indianapolis | Kenmore | F96VTN0801716A | Federally-Regulated Consumer Product | Non-Weatherized, Condensing Ga | 1686 | 269 |  | 05/25/2023 | 51540 | 203359187 | 11/09/2023
Carrier Corp. - Indianapolis | Kenmore | N92ESN0801716A | Federally-Regulated Consumer Product | Non-Weatherized, Condensing Ga | 1390 | 256 | 256 | 11/09/2023 | 79599 | 203359787 | 11/09/2023
Carrier Corp. - Indianapolis | Kenmore | N80ESN0902116A | Federally-Regulated Consumer Product | Non-Weatherized, Non-Condensin | 1450 | 246 | 246 | 11/09/2023 | 87792 | 203359835 | 11/09/2023
Carrier Corp. - Indianapolis | Kenmore | N80ESL0902116A* | Federally-Regulated Consumer Product | Non-Weatherized, Non-Condensin | 1450 | 246 | 246 | 11/09/2023 | 87792 | 203360305 | 11/09/2023
Carrier Corp. - Indianapolis | Kenmore | G96VTN0801716A*D | Federally-Regulated Consumer Product | Non-Weatherized, Condensing Ga | 1686 | 269 | 269 | 11/09/2023 | 51540 | 203359289 | 11/09/2023
Carrier Corp. - Indianapolis | Kenmore | N80ESL0701712A* | Federally-Regulated Consumer Product | Non-Weatherized, Non-Condensin | 1051 | 228 |  | 05/25/2023 | 65904 | 203360299 | 11/09/2023
Carrier Corp. - Indianapolis | Kenmore | N80ESL1102420A* | Federally-Regulated Consumer Product | Non-Weatherized, Non-Condensin | 2027 | 271 | 271 | 11/09/2023 | 109826 | 203360313 | 11/09/2023
Carrier Corp. - Indianapolis | Kenmore | G96VTN0601714A | Federally-Regulated Consumer Product | Non-Weatherized, Condensing Ga | 1459 | 259 |  | 05/25/2023 | 39051 | 203359282 | 11/09/2023
Carrier Corp. - Indianapolis | Kenmore | N80ESL0701712A | Federally-Regulated Consumer Product | Non-Weatherized, Non-Condensin | 1051 | 228 | 228 | 11/09/2023 | 65904 | 203360086 | 11/09/2023
Carrier Corp. - Indianapolis | Kenmore | N80ESL0902420A* | Federally-Regulated Consumer Product | Non-Weatherized, Non-Condensin | 1987 | 269 | 269 | 11/09/2023 | 88320 | 203360309 | 11/09/2023
Carrier Corp. - Indianapolis | Kenmore | F96VTN0401712A | Federally-Regulated Consumer Product | Non-Weatherized, Condensing Ga | 1075 | 242 | 242 | 11/09/2023 | 25768 | 203359185 | 11/09/2023
Carrier Corp. - Indianapolis | Kenmore | N92ESN0601714A* | Federally-Regulated Consumer Product | Mobile Home Non-Weatherized, C | 1205 | 248 | 326 | 11/09/2023 | 60119 | 203359769 | 11/09/2023
Carrier Corp. - Indianapolis | Kenmore | N80ESL0901714A | Federally-Regulated Consumer Product | Non-Weatherized, Non-Condensin | 1238 | 236 | 236 | 11/09/2023 | 88097 | 203360088 | 11/09/2023
Carrier Corp. - Indianapolis | SMARTCOMFORT | R80ESN0901714A | Federally-Regulated Consumer Product | Non-Weatherized, Non-Condensin | 1238 | 236 |  | 05/25/2023 | 88097 | 203360848 | 11/09/2023
Carrier Corp. - Indianapolis | SMARTCOMFORT | R95ESN1002120A* | Federally-Regulated Consumer Product | Mobile Home Non-Weatherized, C | 2102 | 287 |  | 05/25/2023 | 99999 | 203360772 | 11/09/2023
Carrier Corp. - Indianapolis | SMARTCOMFORT | R95ESN1202422A**D | Federally-Regulated Consumer Product | Mobile Home Non-Weatherized, C | 2161 | 290 |  | 05/25/2023 | 119834 | 203360779 | 11/09/2023
Carrier Corp. - Indianapolis | SMARTCOMFORT | R80ESL0901714A | Federally-Regulated Consumer Product | Non-Weatherized, Non-Condensin | 1238 | 236 |  | 05/25/2023 | 88097 | 203360884 | 11/09/2023
Carrier Corp. - Indianapolis | SMARTCOMFORT | R80ESL0451712A | Federally-Regulated Consumer Product | Non-Weatherized, Non-Condensin | 1206 | 235 |  | 05/25/2023 | 44058 | 203360880 | 11/09/2023
Carrier Corp. - Indianapolis | SMARTCOMFORT | R95ESN1202422A* | Federally-Regulated Consumer Product | Mobile Home Non-Weatherized, C | 2161 | 290 |  | 05/25/2023 | 119834 | 203360773 | 11/09/2023
Carrier Corp. - Indianapolis | SMARTCOMFORT | R95ESN0802120A**D | Federally-Regulated Consumer Product | Mobile Home Non-Weatherized, C | 1837 | 276 |  | 05/25/2023 | 79777 | 203360777 | 11/09/2023
Carrier Corp. - Indianapolis | SMARTCOMFORT | R95ESN0401712A**D | Federally-Regulated Consumer Product | Mobile Home Non-Weatherized, C | 998 | 239 |  | 05/25/2023 | 40139 | 203360774 | 11/09/2023
Carrier Corp. - Indianapolis | SMARTCOMFORT | R95ESN1002120A | Federally-Regulated Consumer Product | Non-Weatherized, Condensing Ga | 2102 | 287 |  | 05/25/2023 | 99999 | 203360578 | 11/09/2023
Carrier Corp. - Indianapolis | SMARTCOMFORT | R95ESN1202422A | Federally-Regulated Consumer Product | Non-Weatherized, Condensing Ga | 2161 | 290 |  | 05/25/2023 | 119834 | 203360579 | 11/09/2023
Carrier Corp. - Indianapolis | SMARTCOMFORT | R95ESN0601412A**D | Federally-Regulated Consumer Product | Mobile Home Non-Weatherized, C | 1176 | 247 |  | 05/25/2023 | 59961 | 203924719 | 11/09/2023
Carrier Corp. - Indianapolis | SMARTCOMFORT | R95ESN1202422A*D | Federally-Regulated Consumer Product | Non-Weatherized, Condensing Ga | 2161 | 290 |  | 05/25/2023 | 119834 | 203360587 | 11/09/2023
Carrier Corp. - Indianapolis | SMARTCOMFORT | R80ESL0701712A | Federally-Regulated Consumer Product | Non-Weatherized, Non-Condensin | 1051 | 228 |  | 05/25/2023 | 65904 | 203360882 | 11/09/2023
Carrier Corp. - Indianapolis | SMARTCOMFORT | R80ESL0902420A | Federally-Regulated Consumer Product | Non-Weatherized, Non-Condensin | 1987 | 269 |  | 05/25/2023 | 88320 | 203360887 | 11/09/2023
Carrier Corp. - Indianapolis | SMARTCOMFORT | R80ESL1352420A | Federally-Regulated Consumer Product | Non-Weatherized, Non-Condensin | 1887 | 265 |  | 05/25/2023 | 131482 | 203360890 | 11/09/2023
Carrier Corp. - Indianapolis | SMARTCOMFORT | R95ESN1402422A*D | Federally-Regulated Consumer Product | Non-Weatherized, Condensing Ga | 2328 | 297 |  | 05/25/2023 | 139741 | 203360588 | 11/09/2023
Carrier Corp. - Indianapolis | SMARTCOMFORT | R95ESN0401410A* | Federally-Regulated Consumer Product | Mobile Home Non-Weatherized, C | 950 | 237 |  | 05/25/2023 | 40146 | 203924714 | 11/09/2023
Carrier Corp. - Indianapolis | SMARTCOMFORT | R95ESN0601714A**D | Federally-Regulated Consumer Product | Mobile Home Non-Weatherized, C | 1346 | 254 |  | 05/25/2023 | 60102 | 203360775 | 11/09/2023
Carrier Corp. - Indianapolis | SMARTCOMFORT | R95ESN0401712A* | Federally-Regulated Consumer Product | Mobile Home Non-Weatherized, C | 998 | 239 |  | 05/25/2023 | 40139 | 203360768 | 11/09/2023
Carrier Corp. - Indianapolis | SMARTCOMFORT | R95ESN0261410A*D | Federally-Regulated Consumer Product | Non-Weatherized, Condensing Ga | 890 | 234 |  | 05/25/2023 | 26050 | 203360581 | 11/09/2023
Carrier Corp. - Indianapolis | SMARTCOMFORT | R95ESN0261410A | Federally-Regulated Consumer Product | Non-Weatherized, Condensing Ga | 890 | 234 |  | 05/25/2023 | 26050 | 203360573 | 11/09/2023
Carrier Corp. - Indianapolis | SMARTCOMFORT | R80ESN1102420A | Federally-Regulated Consumer Product | Non-Weatherized, Non-Condensin | 2027 | 271 |  | 05/25/2023 | 109826 | 203360853 | 11/09/2023
Carrier Corp. - Indianapolis | SMARTCOMFORT | R80ESN0902420A | Federally-Regulated Consumer Product | Non-Weatherized, Non-Condensin | 1987 | 269 |  | 05/25/2023 | 88320 | 203360851 | 11/09/2023
Carrier Corp. - Indianapolis | SMARTCOMFORT | R80ESN1352420A | Federally-Regulated Consumer Product | Non-Weatherized, Non-Condensin | 1887 | 265 |  | 05/25/2023 | 131482 | 203360854 | 11/09/2023
Carrier Corp. - Indianapolis | SMARTCOMFORT | R95ESN0401410A**D | Federally-Regulated Consumer Product | Mobile Home Non-Weatherized, C | 950 | 237 |  | 05/25/2023 | 40146 | 203924715 | 11/09/2023
Carrier Corp. - Indianapolis | SMARTCOMFORT | R80ESN0701712A | Federally-Regulated Consumer Product | Non-Weatherized, Non-Condensin | 1051 | 228 |  | 05/25/2023 | 65904 | 203360846 | 11/09/2023
Carrier Corp. - Indianapolis | SMARTCOMFORT | R80ESL1352420A* | Federally-Regulated Consumer Product | Non-Weatherized, Non-Condensin | 1887 | 265 |  | 05/25/2023 | 131482 | 203360926 | 11/09/2023
Carrier Corp. - Indianapolis | SMARTCOMFORT | R95ESN0601714A* | Federally-Regulated Consumer Product | Mobile Home Non-Weatherized, C | 1346 | 254 |  | 05/25/2023 | 60102 | 203360769 | 11/09/2023
Carrier Corp. - Indianapolis | SMARTCOMFORT | R80ESL0701712A* | Federally-Regulated Consumer Product | Non-Weatherized, Non-Condensin | 1051 | 228 |  | 05/25/2023 | 65904 | 203360918 | 11/09/2023
Carrier Corp. - Indianapolis | SMARTCOMFORT | R95ESN0601412A* | Federally-Regulated Consumer Product | Mobile Home Non-Weatherized, C | 1176 | 247 |  | 05/25/2023 | 59961 | 203924718 | 11/09/2023
Carrier Corp. - Indianapolis | SMARTCOMFORT | R80ESL0902420A* | Federally-Regulated Consumer Product | Non-Weatherized, Non-Condensin | 1987 | 269 |  | 05/25/2023 | 88320 | 203360923 | 11/09/2023
Carrier Corp. - Indianapolis | SMARTCOMFORT | R80ESN0451712A | Federally-Regulated Consumer Product | Non-Weatherized, Non-Condensin | 1206 | 235 |  | 05/25/2023 | 44058 | 203360844 | 11/09/2023
Carrier Corp. - Indianapolis | SMARTCOMFORT | R95ESN0802120A* | Federally-Regulated Consumer Product | Mobile Home Non-Weatherized, C | 1837 | 276 |  | 05/25/2023 | 79777 | 203360771 | 11/09/2023
Carrier Corp. - Indianapolis | SMARTCOMFORT | R80ESL0451712A* | Federally-Regulated Consumer Product | Non-Weatherized, Non-Condensin | 1206 | 235 |  | 05/25/2023 | 44058 | 203360916 | 11/09/2023
Carrier Corp. - Indianapolis | SMARTCOMFORT | R80ESL1102420A* | Federally-Regulated Consumer Product | Non-Weatherized, Non-Condensin | 2027 | 271 |  | 05/25/2023 | 109826 | 203360925 | 11/09/2023
Carrier Corp. - Indianapolis | SMARTCOMFORT | R80ESL1102420A | Federally-Regulated Consumer Product | Non-Weatherized, Non-Condensin | 2027 | 271 |  | 05/25/2023 | 109826 | 203360889 | 11/09/2023
Carrier Corp. - Indianapolis | SMARTCOMFORT | R95ESN1002120A**D | Federally-Regulated Consumer Product | Mobile Home Non-Weatherized, C | 2102 | 287 |  | 05/25/2023 | 99999 | 203360778 | 11/09/2023
Carrier Corp. - Indianapolis | SMARTCOMFORT | R95ESN0801716A**D | Federally-Regulated Consumer Product | Mobile Home Non-Weatherized, C | 1771 | 273 |  | 05/25/2023 | 80331 | 203360776 | 11/09/2023
Carrier Corp. - Indianapolis | SMARTCOMFORT | R80ESL0901714A* | Federally-Regulated Consumer Product | Non-Weatherized, Non-Condensin | 1238 | 236 |  | 05/25/2023 | 88097 | 203360920 | 11/09/2023
Carrier Corp. - Indianapolis | SMARTCOMFORT | R95ESN1002120A*D | Federally-Regulated Consumer Product | Non-Weatherized, Condensing Ga | 2102 | 287 |  | 05/25/2023 | 99999 | 203360586 | 11/09/2023
Carrier Corp. - Indianapolis | SMARTCOMFORT | R95ESN0801716A* | Federally-Regulated Consumer Product | Mobile Home Non-Weatherized, C | 1771 | 273 |  | 05/25/2023 | 80331 | 203360770 | 11/09/2023
Carrier Corp. - Indianapolis | SMARTCOMFORT | R95ESN1402422A | Federally-Regulated Consumer Product | Non-Weatherized, Condensing Ga | 2328 | 297 |  | 05/25/2023 | 139741 | 203360580 | 11/09/2023
Rheem Sales Company, Inc. | CLIMATEMASTER | RGEA14030AJT06UAA | Federally-Regulated Consumer Product | Weatherized Non-Condensing Gas | 1125 | 248 |  | 05/26/2023 | 60094 | 205965562 | 11/09/2023
Rheem Sales Company, Inc. | CLIMATEMASTER | RGEA15024BJV06XAA | Federally-Regulated Consumer Product | Weatherized Non-Condensing Gas | 1395 | 260 |  | 05/26/2023 | 80305 | 205785521 | 11/09/2023
Carrier Corp. - Indianapolis | SMARTCOMFORT | R80ESN0901714A | Federally-Regulated Consumer Product | Non-Weatherized, Non-Condensin | 1238 | 236 |  | 11/09/2023 | 88097 | 203360848 | 11/09/2023
Carrier Corp. - Indianapolis | SMARTCOMFORT | R95ESN1002120A* | Federally-Regulated Consumer Product | Mobile Home Non-Weatherized, C | 2102 | 287 |  | 11/09/2023 | 99999 | 203360772 | 11/09/2023
Carrier Corp. - Indianapolis | SMARTCOMFORT | R95ESN1202422A**D | Federally-Regulated Consumer Product | Mobile Home Non-Weatherized, C | 2161 | 290 |  | 11/09/2023 | 119834 | 203360779 | 11/09/2023
Carrier Corp. - Indianapolis | SMARTCOMFORT | R80ESL0901714A | Federally-Regulated Consumer Product | Non-Weatherized, Non-Condensin | 1238 | 236 |  | 11/09/2023 | 88097 | 203360884 | 11/09/2023
Carrier Corp. - Indianapolis | SMARTCOMFORT | R80ESL0451712A | Federally-Regulated Consumer Product | Non-Weatherized, Non-Condensin | 1206 | 235 |  | 11/09/2023 | 44058 | 203360880 | 11/09/2023
Carrier Corp. - Indianapolis | SMARTCOMFORT | R95ESN1202422A* | Federally-Regulated Consumer Product | Mobile Home Non-Weatherized, C | 2161 | 290 |  | 11/09/2023 | 119834 | 203360773 | 11/09/2023
Carrier Corp. - Indianapolis | SMARTCOMFORT | R95ESN0802120A**D | Federally-Regulated Consumer Product | Mobile Home Non-Weatherized, C | 1837 | 276 |  | 11/09/2023 | 79777 | 203360777 | 11/09/2023
Carrier Corp. - Indianapolis | SMARTCOMFORT | R95ESN0401712A**D | Federally-Regulated Consumer Product | Mobile Home Non-Weatherized, C | 998 | 239 |  | 11/09/2023 | 40139 | 203360774 | 11/09/2023
Carrier Corp. - Indianapolis | SMARTCOMFORT | R95ESN1002120A | Federally-Regulated Consumer Product | Non-Weatherized, Condensing Ga | 2102 | 287 |  | 11/09/2023 | 99999 | 203360578 | 11/09/2023
Carrier Corp. - Indianapolis | SMARTCOMFORT | R95ESN1202422A | Federally-Regulated Consumer Product | Non-Weatherized, Condensing Ga | 2161 | 290 |  | 11/09/2023 | 119834 | 203360579 | 11/09/2023
Carrier Corp. - Indianapolis | SMARTCOMFORT | R95ESN0601412A**D | Federally-Regulated Consumer Product | Mobile Home Non-Weatherized, C | 1176 | 247 |  | 11/09/2023 | 59961 | 203924719 | 11/09/2023
Carrier Corp. - Indianapolis | SMARTCOMFORT | R95ESN1202422A*D | Federally-Regulated Consumer Product | Non-Weatherized, Condensing Ga | 2161 | 290 |  | 11/09/2023 | 119834 | 203360587 | 11/09/2023
Carrier Corp. - Indianapolis | SMARTCOMFORT | R80ESL0701712A | Federally-Regulated Consumer Product | Non-Weatherized, Non-Condensin | 1051 | 228 |  | 11/09/2023 | 65904 | 203360882 | 11/09/2023
Carrier Corp. - Indianapolis | SMARTCOMFORT | R80ESL0902420A | Federally-Regulated Consumer Product | Non-Weatherized, Non-Condensin | 1987 | 269 |  | 11/09/2023 | 88320 | 203360887 | 11/09/2023
Carrier Corp. - Indianapolis | SMARTCOMFORT | R80ESL1352420A | Federally-Regulated Consumer Product | Non-Weatherized, Non-Condensin | 1887 | 265 |  | 11/09/2023 | 131482 | 203360890 | 11/09/2023
Carrier Corp. - Indianapolis | SMARTCOMFORT | R95ESN1402422A*D | Federally-Regulated Consumer Product | Non-Weatherized, Condensing Ga | 2328 | 297 |  | 11/09/2023 | 139741 | 203360588 | 11/09/2023
Carrier Corp. - Indianapolis | SMARTCOMFORT | R95ESN0401410A* | Federally-Regulated Consumer Product | Mobile Home Non-Weatherized, C | 950 | 237 |  | 11/09/2023 | 40146 | 203924714 | 11/09/2023
Carrier Corp. - Indianapolis | SMARTCOMFORT | R95ESN0601714A**D | Federally-Regulated Consumer Product | Mobile Home Non-Weatherized, C | 1346 | 254 |  | 11/09/2023 | 60102 | 203360775 | 11/09/2023
Carrier Corp. - Indianapolis | SMARTCOMFORT | R95ESN0401712A* | Federally-Regulated Consumer Product | Mobile Home Non-Weatherized, C | 998 | 239 |  | 11/09/2023 | 40139 | 203360768 | 11/09/2023
Carrier Corp. - Indianapolis | SMARTCOMFORT | R95ESN0261410A*D | Federally-Regulated Consumer Product | Non-Weatherized, Condensing Ga | 890 | 234 |  | 11/09/2023 | 26050 | 203360581 | 11/09/2023
Carrier Corp. - Indianapolis | SMARTCOMFORT | R95ESN0261410A | Federally-Regulated Consumer Product | Non-Weatherized, Condensing Ga | 890 | 234 |  | 11/09/2023 | 26050 | 203360573 | 11/09/2023
Carrier Corp. - Indianapolis | SMARTCOMFORT | R80ESN1102420A | Federally-Regulated Consumer Product | Non-Weatherized, Non-Condensin | 2027 | 271 |  | 11/09/2023 | 109826 | 203360853 | 11/09/2023
Carrier Corp. - Indianapolis | SMARTCOMFORT | R80ESN0902420A | Federally-Regulated Consumer Product | Non-Weatherized, Non-Condensin | 1987 | 269 |  | 11/09/2023 | 88320 | 203360851 | 11/09/2023
Carrier Corp. - Indianapolis | SMARTCOMFORT | R80ESN1352420A | Federally-Regulated Consumer Product | Non-Weatherized, Non-Condensin | 1887 | 265 |  | 11/09/2023 | 131482 | 203360854 | 11/09/2023
Carrier Corp. - Indianapolis | SMARTCOMFORT | R95ESN0401410A**D | Federally-Regulated Consumer Product | Mobile Home Non-Weatherized, C | 950 | 237 |  | 11/09/2023 | 40146 | 203924715 | 11/09/2023
Carrier Corp. - Indianapolis | SMARTCOMFORT | R80ESN0701712A | Federally-Regulated Consumer Product | Non-Weatherized, Non-Condensin | 1051 | 228 |  | 11/09/2023 | 65904 | 203360846 | 11/09/2023
Carrier Corp. - Indianapolis | SMARTCOMFORT | R80ESL1352420A* | Federally-Regulated Consumer Product | Non-Weatherized, Non-Condensin | 1887 | 265 |  | 11/09/2023 | 131482 | 203360926 | 11/09/2023
Carrier Corp. - Indianapolis | SMARTCOMFORT | R95ESN0601714A* | Federally-Regulated Consumer Product | Mobile Home Non-Weatherized, C | 1346 | 254 |  | 11/09/2023 | 60102 | 203360769 | 11/09/2023
Carrier Corp. - Indianapolis | SMARTCOMFORT | R80ESL0701712A* | Federally-Regulated Consumer Product | Non-Weatherized, Non-Condensin | 1051 | 228 |  | 11/09/2023 | 65904 | 203360918 | 11/09/2023
Carrier Corp. - Indianapolis | SMARTCOMFORT | R95ESN0601412A* | Federally-Regulated Consumer Product | Mobile Home Non-Weatherized, C | 1176 | 247 |  | 11/09/2023 | 59961 | 203924718 | 11/09/2023
Carrier Corp. - Indianapolis | SMARTCOMFORT | R80ESL0902420A* | Federally-Regulated Consumer Product | Non-Weatherized, Non-Condensin | 1987 | 269 |  | 11/09/2023 | 88320 | 203360923 | 11/09/2023
Carrier Corp. - Indianapolis | SMARTCOMFORT | R80ESN0451712A | Federally-Regulated Consumer Product | Non-Weatherized, Non-Condensin | 1206 | 235 |  | 11/09/2023 | 44058 | 203360844 | 11/09/2023
Carrier Corp. - Indianapolis | SMARTCOMFORT | R95ESN0802120A* | Federally-Regulated Consumer Product | Mobile Home Non-Weatherized, C | 1837 | 276 |  | 11/09/2023 | 79777 | 203360771 | 11/09/2023
Carrier Corp. - Indianapolis | SMARTCOMFORT | R80ESL0451712A* | Federally-Regulated Consumer Product | Non-Weatherized, Non-Condensin | 1206 | 235 |  | 11/09/2023 | 44058 | 203360916 | 11/09/2023
Carrier Corp. - Indianapolis | SMARTCOMFORT | R80ESL1102420A* | Federally-Regulated Consumer Product | Non-Weatherized, Non-Condensin | 2027 | 271 |  | 11/09/2023 | 109826 | 203360925 | 11/09/2023
Carrier Corp. - Indianapolis | SMARTCOMFORT | R80ESL1102420A | Federally-Regulated Consumer Product | Non-Weatherized, Non-Condensin | 2027 | 271 |  | 11/09/2023 | 109826 | 203360889 | 11/09/2023
Carrier Corp. - Indianapolis | SMARTCOMFORT | R95ESN1002120A**D | Federally-Regulated Consumer Product | Mobile Home Non-Weatherized, C | 2102 | 287 |  | 11/09/2023 | 99999 | 203360778 | 11/09/2023
Carrier Corp. - Indianapolis | SMARTCOMFORT | R95ESN0801716A**D | Federally-Regulated Consumer Product | Mobile Home Non-Weatherized, C | 1771 | 273 |  | 11/09/2023 | 80331 | 203360776 | 11/09/2023
Carrier Corp. - Indianapolis | SMARTCOMFORT | R80ESL0901714A* | Federally-Regulated Consumer Product | Non-Weatherized, Non-Condensin | 1238 | 236 |  | 11/09/2023 | 88097 | 203360920 | 11/09/2023
Carrier Corp. - Indianapolis | SMARTCOMFORT | R95ESN1002120A*D | Federally-Regulated Consumer Product | Non-Weatherized, Condensing Ga | 2102 | 287 |  | 11/09/2023 | 99999 | 203360586 | 11/09/2023
Carrier Corp. - Indianapolis | SMARTCOMFORT | R95ESN0801716A* | Federally-Regulated Consumer Product | Mobile Home Non-Weatherized, C | 1771 | 273 |  | 11/09/2023 | 80331 | 203360770 | 11/09/2023
Carrier Corp. - Indianapolis | SMARTCOMFORT | R95ESN1402422A | Federally-Regulated Consumer Product | Non-Weatherized, Condensing Ga | 2328 | 297 |  | 11/09/2023 | 139741 | 203360580 | 11/09/2023
Carrier Corp. - Indianapolis | Grandaire | WFER070B036A | Federally-Regulated Consumer Product | Non-Weatherized, Non-Condensin | 1051 | 228 |  | 11/09/2023 | 65904 | 203360821 | 11/09/2023
Carrier Corp. - Indianapolis | Grandaire | WFSX026A030A | Federally-Regulated Consumer Product | Non-Weatherized, Condensing Ga | 890 | 234 |  | 11/09/2023 | 26050 | 203360541 | 11/09/2023
Carrier Corp. - Indianapolis | Grandaire | WFEL090B042B* | Federally-Regulated Consumer Product | Non-Weatherized, Non-Condensin | 1238 | 236 |  | 11/09/2023 | 88097 | 203360908 | 11/09/2023
Carrier Corp. - Indianapolis | Grandaire | WFEL090D060B | Federally-Regulated Consumer Product | Non-Weatherized, Non-Condensin | 1987 | 269 |  | 11/09/2023 | 88320 | 203360863 | 11/09/2023
Carrier Corp. - Indianapolis | Grandaire | WFSX120D066A**D | Federally-Regulated Consumer Product | Mobile Home Non-Weatherized, C | 2161 | 290 |  | 11/09/2023 | 119834 | 203360755 | 11/09/2023
Carrier Corp. - Indianapolis | Grandaire | WFEL045B036B | Federally-Regulated Consumer Product | Non-Weatherized, Non-Condensin | 1206 | 235 |  | 11/09/2023 | 44058 | 203360856 | 11/09/2023
Carrier Corp. - Indianapolis | Grandaire | WFSX100C060A**D | Federally-Regulated Consumer Product | Mobile Home Non-Weatherized, C | 2102 | 287 |  | 11/09/2023 | 99999 | 203360754 | 11/09/2023
Carrier Corp. - Indianapolis | Grandaire | WFEL090C048B* | Federally-Regulated Consumer Product | Non-Weatherized, Non-Condensin | 1450 | 246 |  | 11/09/2023 | 87792 | 203360909 | 11/09/2023
Carrier Corp. - Indianapolis | Grandaire | WFSX040A030A**D | Federally-Regulated Consumer Product | Mobile Home Non-Weatherized, C | 950 | 237 |  | 11/09/2023 | 40146 | 203924731 | 11/09/2023
Carrier Corp. - Indianapolis | Grandaire | WFEL090B042B | Federally-Regulated Consumer Product | Non-Weatherized, Non-Condensin | 1238 | 236 |  | 11/09/2023 | 88097 | 203360860 | 11/09/2023
Carrier Corp. - Indianapolis | Grandaire | WFAX040A030A | Federally-Regulated Consumer Product | Non-Weatherized, Condensing Ga | 981 | 238 |  | 11/09/2023 | 40102 | 203359993 | 11/09/2023
Carrier Corp. - Indianapolis | Grandaire | WFSX120D066A | Federally-Regulated Consumer Product | Non-Weatherized, Condensing Ga | 2161 | 290 |  | 11/09/2023 | 119834 | 203360547 | 11/09/2023
Carrier Corp. - Indianapolis | Grandaire | WFSX100C060A* | Federally-Regulated Consumer Product | Mobile Home Non-Weatherized, C | 2102 | 287 |  | 11/09/2023 | 99999 | 203360748 | 11/09/2023
Carrier Corp. - Indianapolis | Grandaire | WFEL135D060B* | Federally-Regulated Consumer Product | Non-Weatherized, Non-Condensin | 1887 | 265 |  | 11/09/2023 | 131482 | 203360914 | 11/09/2023
Carrier Corp. - Indianapolis | Grandaire | WFSX060A036A**D | Federally-Regulated Consumer Product | Mobile Home Non-Weatherized, C | 1176 | 247 |  | 11/09/2023 | 59961 | 203924735 | 11/09/2023
Carrier Corp. - Indianapolis | Grandaire | WFSX060B042A**D | Federally-Regulated Consumer Product | Mobile Home Non-Weatherized, C | 1346 | 254 |  | 11/09/2023 | 60102 | 203360751 | 11/09/2023
Carrier Corp. - Indianapolis | Grandaire | WFEL135D060B | Federally-Regulated Consumer Product | Non-Weatherized, Non-Condensin | 1887 | 265 |  | 11/09/2023 | 131482 | 203360866 | 11/09/2023
Carrier Corp. - Indianapolis | Grandaire | WFAX040B036A | Federally-Regulated Consumer Product | Non-Weatherized, Condensing Ga | 1024 | 240 |  | 11/09/2023 | 39894 | 203359997 | 11/09/2023
Carrier Corp. - Indianapolis | Grandaire | WFEL070B036B* | Federally-Regulated Consumer Product | Non-Weatherized, Non-Condensin | 1051 | 228 |  | 11/09/2023 | 65904 | 203360906 | 11/09/2023
Carrier Corp. - Indianapolis | Grandaire | WFSX140D066A | Federally-Regulated Consumer Product | Non-Weatherized, Condensing Ga | 2328 | 297 |  | 11/09/2023 | 139741 | 203360548 | 11/09/2023
Carrier Corp. - Indianapolis | Grandaire | WFSX140D066A*D | Federally-Regulated Consumer Product | Non-Weatherized, Condensing Ga | 2328 | 297 |  | 11/09/2023 | 139741 | 203360556 | 11/09/2023
Carrier Corp. - Indianapolis | Grandaire | WFSX040B036A**D | Federally-Regulated Consumer Product | Mobile Home Non-Weatherized, C | 998 | 239 |  | 11/09/2023 | 40139 | 203360750 | 11/09/2023
Carrier Corp. - Indianapolis | Grandaire | WFEL070B036B | Federally-Regulated Consumer Product | Non-Weatherized, Non-Condensin | 1051 | 228 |  | 11/09/2023 | 65904 | 203360858 | 11/09/2023
Carrier Corp. - Indianapolis | Grandaire | WFSX120D066A*D | Federally-Regulated Consumer Product | Non-Weatherized, Condensing Ga | 2161 | 290 |  | 11/09/2023 | 119834 | 203360555 | 11/09/2023
Carrier Corp. - Indianapolis | Grandaire | WFAX060A036A* | Federally-Regulated Consumer Product | Mobile Home Non-Weatherized, C | 945 | 237 |  | 11/09/2023 | 59375 | 203360003 | 11/09/2023
Carrier Corp. - Indianapolis | Grandaire | WFEL090D060B* | Federally-Regulated Consumer Product | Non-Weatherized, Non-Condensin | 1987 | 269 |  | 11/09/2023 | 88320 | 203360911 | 11/09/2023
Carrier Corp. - Indianapolis | Grandaire | WFAX120D060A* | Federally-Regulated Consumer Product | Mobile Home Non-Weatherized, C | 1904 | 279 |  | 11/09/2023 | 119302 | 203360022 | 11/09/2023
Carrier Corp. - Indianapolis | Grandaire | WFAX040B036A* | Federally-Regulated Consumer Product | Mobile Home Non-Weatherized, C | 1024 | 240 |  | 11/09/2023 | 39894 | 203359999 | 11/09/2023
Carrier Corp. - Indianapolis | Grandaire | WFSX080C060A* | Federally-Regulated Consumer Product | Mobile Home Non-Weatherized, C | 1837 | 276 |  | 11/09/2023 | 79777 | 203360747 | 11/09/2023
Carrier Corp. - Indianapolis | Grandaire | WFAX060B042A | Federally-Regulated Consumer Product | Non-Weatherized, Condensing Ga | 1205 | 248 |  | 11/09/2023 | 60119 | 203360005 | 11/09/2023
Carrier Corp. - Indianapolis | Grandaire | WFEL110D060B* | Federally-Regulated Consumer Product | Non-Weatherized, Non-Condensin | 2027 | 271 |  | 11/09/2023 | 109826 | 203360913 | 11/09/2023
Carrier Corp. - Indianapolis | Grandaire | WFER090B042A | Federally-Regulated Consumer Product | Non-Weatherized, Non-Condensin | 1238 | 236 |  | 11/09/2023 | 88097 | 203360823 | 11/09/2023
Carrier Corp. - Indianapolis | Grandaire | WFAX080B048A | Federally-Regulated Consumer Product | Non-Weatherized, Condensing Ga | 1390 | 256 |  | 11/09/2023 | 79599 | 203360008 | 11/09/2023
Carrier Corp. - Indianapolis | Grandaire | WFSX080C060A**D | Federally-Regulated Consumer Product | Mobile Home Non-Weatherized, C | 1837 | 276 |  | 11/09/2023 | 79777 | 203360753 | 11/09/2023
Carrier Corp. - Indianapolis | Grandaire | WFAX080C060A* | Federally-Regulated Consumer Product | Mobile Home Non-Weatherized, C | 1832 | 276 |  | 11/09/2023 | 79860 | 203360014 | 11/09/2023
Carrier Corp. - Indianapolis | Grandaire | WFAX080B048A* | Federally-Regulated Consumer Product | Mobile Home Non-Weatherized, C | 1390 | 256 |  | 11/09/2023 | 79599 | 203360010 | 11/09/2023
Carrier Corp. - Indianapolis | Grandaire | WFSX040A030A* | Federally-Regulated Consumer Product | Mobile Home Non-Weatherized, C | 950 | 237 |  | 11/09/2023 | 40146 | 203924730 | 11/09/2023
Carrier Corp. - Indianapolis | Grandaire | WFER045B036A | Federally-Regulated Consumer Product | Non-Weatherized, Non-Condensin | 1206 | 235 |  | 11/09/2023 | 44058 | 203360819 | 11/09/2023
Carrier Corp. - Indianapolis | Grandaire | WFSX026A030A*D | Federally-Regulated Consumer Product | Non-Weatherized, Condensing Ga | 890 | 234 |  | 11/09/2023 | 26050 | 203360549 | 11/09/2023
Carrier Corp. - Indianapolis | Grandaire | WFSX060B042A* | Federally-Regulated Consumer Product | Mobile Home Non-Weatherized, C | 1346 | 254 |  | 11/09/2023 | 60102 | 203360745 | 11/09/2023
Carrier Corp. - Indianapolis | Grandaire | WFER135D060A | Federally-Regulated Consumer Product | Non-Weatherized, Non-Condensin | 1887 | 265 |  | 11/09/2023 | 131482 | 203360829 | 11/09/2023
Carrier Corp. - Indianapolis | Grandaire | WFSX040B036A* | Federally-Regulated Consumer Product | Mobile Home Non-Weatherized, C | 998 | 239 |  | 11/09/2023 | 40139 | 203360744 | 11/09/2023
Carrier Corp. - Indianapolis | Grandaire | WFEL045B036B* | Federally-Regulated Consumer Product | Non-Weatherized, Non-Condensin | 1206 | 235 |  | 11/09/2023 | 44058 | 203360904 | 11/09/2023
Carrier Corp. - Indianapolis | Grandaire | WFEL090C048B | Federally-Regulated Consumer Product | Non-Weatherized, Non-Condensin | 1450 | 246 |  | 11/09/2023 | 87792 | 203360861 | 11/09/2023
Carrier Corp. - Indianapolis | Grandaire | WFSX060A036A* | Federally-Regulated Consumer Product | Mobile Home Non-Weatherized, C | 1176 | 247 |  | 11/09/2023 | 59961 | 203924734 | 11/09/2023
Carrier Corp. - Indianapolis | Grandaire | WFSX100C060A | Federally-Regulated Consumer Product | Non-Weatherized, Condensing Ga | 2102 | 287 |  | 11/09/2023 | 99999 | 203360546 | 11/09/2023
Carrier Corp. - Indianapolis | Grandaire | WFER110D060A | Federally-Regulated Consumer Product | Non-Weatherized, Non-Condensin | 2027 | 271 |  | 11/09/2023 | 109826 | 203360828 | 11/09/2023
Carrier Corp. - Indianapolis | Grandaire | WFER090C048A | Federally-Regulated Consumer Product | Non-Weatherized, Non-Condensin | 1450 | 246 |  | 11/09/2023 | 87792 | 203360824 | 11/09/2023
Carrier Corp. - Indianapolis | Grandaire | WFEL110D060B | Federally-Regulated Consumer Product | Non-Weatherized, Non-Condensin | 2027 | 271 |  | 11/09/2023 | 109826 | 203360865 | 11/09/2023
Carrier Corp. - Indianapolis | Grandaire | WFAX100C060A* | Federally-Regulated Consumer Product | Mobile Home Non-Weatherized, C | 1821 | 275 |  | 11/09/2023 | 99460 | 203360018 | 11/09/2023
Carrier Corp. - Indianapolis | Grandaire | WFSX100C060A*D | Federally-Regulated Consumer Product | Non-Weatherized, Condensing Ga | 2102 | 287 |  | 11/09/2023 | 99999 | 203360554 | 11/09/2023
Carrier Corp. - Indianapolis | Grandaire | WFSX120D066A* | Federally-Regulated Consumer Product | Mobile Home Non-Weatherized, C | 2161 | 290 |  | 11/09/2023 | 119834 | 203360749 | 11/09/2023
Carrier Corp. - Indianapolis | Grandaire | WFAX040A030A* | Federally-Regulated Consumer Product | Mobile Home Non-Weatherized, C | 981 | 238 |  | 11/09/2023 | 40102 | 203359995 | 11/09/2023
Carrier Corp. - Indianapolis | Grandaire | WFAX100C060A | Federally-Regulated Consumer Product | Non-Weatherized, Condensing Ga | 1821 | 275 |  | 11/09/2023 | 99460 | 203360016 | 11/09/2023
Carrier Corp. - Indianapolis | Grandaire | WFAX120D060A | Federally-Regulated Consumer Product | Non-Weatherized, Condensing Ga | 1904 | 279 |  | 11/09/2023 | 119302 | 203360020 | 11/09/2023
Carrier Corp. - Indianapolis | Grandaire | WFER090D060A | Federally-Regulated Consumer Product | Non-Weatherized, Non-Condensin | 1987 | 269 |  | 11/09/2023 | 88320 | 203360826 | 11/09/2023
Carrier Corp. - Indianapolis | Grandaire | WFAX060B042A* | Federally-Regulated Consumer Product | Mobile Home Non-Weatherized, C | 1205 | 248 |  | 11/09/2023 | 60119 | 203360007 | 11/09/2023
Carrier Corp. - Indianapolis | Maratherm | R80ESN0902420A | Federally-Regulated Consumer Product | Non-Weatherized, Non-Condensin | 1987 | 269 |  | 11/09/2023 | 88320 | 203359895 | 11/09/2023
Carrier Corp. - Indianapolis | Maratherm | R95ESN0601412A**D | Federally-Regulated Consumer Product | Mobile Home Non-Weatherized, C | 1176 | 247 |  | 11/09/2023 | 59961 | 203924711 | 11/09/2023
Carrier Corp. - Indianapolis | Maratherm | R92ESN0401410A* | Federally-Regulated Consumer Product | Mobile Home Non-Weatherized, C | 981 | 238 |  | 11/09/2023 | 40102 | 203359940 | 11/09/2023
Carrier Corp. - Indianapolis | Maratherm | R95ESN0801716A**D | Federally-Regulated Consumer Product | Mobile Home Non-Weatherized, C | 1771 | 273 |  | 11/09/2023 | 80331 | 203360764 | 11/09/2023
Carrier Corp. - Indianapolis | Maratherm | R80ESN1102420A | Federally-Regulated Consumer Product | Non-Weatherized, Non-Condensin | 2027 | 271 |  | 11/09/2023 | 109826 | 203359899 | 11/09/2023
Carrier Corp. - Indianapolis | Maratherm | R80ESL0451712A* | Federally-Regulated Consumer Product | Non-Weatherized, Non-Condensin | 1206 | 235 |  | 11/09/2023 | 44058 | 203360348 | 11/09/2023
Carrier Corp. - Indianapolis | Maratherm | R95ESN1202422A | Federally-Regulated Consumer Product | Non-Weatherized, Condensing Ga | 2161 | 290 |  | 11/09/2023 | 119834 | 203360563 | 11/09/2023
Carrier Corp. - Indianapolis | Maratherm | R95ESN0401712A**D | Federally-Regulated Consumer Product | Mobile Home Non-Weatherized, C | 998 | 239 |  | 11/09/2023 | 40139 | 203360762 | 11/09/2023
Carrier Corp. - Indianapolis | Maratherm | R95ESN0802120A* | Federally-Regulated Consumer Product | Mobile Home Non-Weatherized, C | 1837 | 276 |  | 11/09/2023 | 79777 | 203360759 | 11/09/2023
Carrier Corp. - Indianapolis | Maratherm | R80ESL0701712A | Federally-Regulated Consumer Product | Non-Weatherized, Non-Condensin | 1051 | 228 |  | 11/09/2023 | 65904 | 203360112 | 11/09/2023
Carrier Corp. - Indianapolis | Maratherm | R80ESN0901714A | Federally-Regulated Consumer Product | Non-Weatherized, Non-Condensin | 1238 | 236 |  | 11/09/2023 | 88097 | 203359889 | 11/09/2023
Carrier Corp. - Indianapolis | Maratherm | R80ESL0902420A* | Federally-Regulated Consumer Product | Non-Weatherized, Non-Condensin | 1987 | 269 |  | 11/09/2023 | 88320 | 203360362 | 11/09/2023
Carrier Corp. - Indianapolis | Maratherm | R80ESL0902420A | Federally-Regulated Consumer Product | Non-Weatherized, Non-Condensin | 1987 | 269 |  | 11/09/2023 | 88320 | 203360117 | 11/09/2023
Carrier Corp. - Indianapolis | Maratherm | R95ESN1002120A*D | Federally-Regulated Consumer Product | Non-Weatherized, Condensing Ga | 2102 | 287 |  | 11/09/2023 | 99999 | 203360570 | 11/09/2023
Carrier Corp. - Indianapolis | Maratherm | R95ESN1402422A*D | Federally-Regulated Consumer Product | Non-Weatherized, Condensing Ga | 2328 | 297 |  | 11/09/2023 | 139741 | 203360572 | 11/09/2023
Carrier Corp. - Indianapolis | Maratherm | R95ESN0801716A* | Federally-Regulated Consumer Product | Mobile Home Non-Weatherized, C | 1771 | 273 |  | 11/09/2023 | 80331 | 203360758 | 11/09/2023
Carrier Corp. - Indianapolis | Maratherm | R80ESL1102420A* | Federally-Regulated Consumer Product | Non-Weatherized, Non-Condensin | 2027 | 271 |  | 11/09/2023 | 109826 | 203360366 | 11/09/2023
Carrier Corp. - Indianapolis | Maratherm | R92ESN0801716A | Federally-Regulated Consumer Product | Non-Weatherized, Condensing Ga | 1390 | 256 |  | 11/09/2023 | 79599 | 203359951 | 11/09/2023
Carrier Corp. - Indianapolis | Maratherm | R95ESN0401410A* | Federally-Regulated Consumer Product | Mobile Home Non-Weatherized, C | 950 | 237 |  | 11/09/2023 | 40146 | 203924706 | 11/09/2023
Carrier Corp. - Indianapolis | Maratherm | R95ESN0401410A**D | Federally-Regulated Consumer Product | Mobile Home Non-Weatherized, C | 950 | 237 |  | 11/09/2023 | 40146 | 203924707 | 11/09/2023
Carrier Corp. - Indianapolis | Maratherm | R92ESN0601412A* | Federally-Regulated Consumer Product | Mobile Home Non-Weatherized, C | 945 | 237 |  | 11/09/2023 | 59375 | 203359946 | 11/09/2023
Carrier Corp. - Indianapolis | Maratherm | R95ESN1002120A**D | Federally-Regulated Consumer Product | Mobile Home Non-Weatherized, C | 2102 | 287 |  | 11/09/2023 | 99999 | 203360766 | 11/09/2023
Carrier Corp. - Indianapolis | Maratherm | R95ESN0261410A | Federally-Regulated Consumer Product | Non-Weatherized, Condensing Ga | 890 | 234 |  | 11/09/2023 | 26050 | 203360557 | 11/09/2023
Carrier Corp. - Indianapolis | Maratherm | R95ESN0601714A**D | Federally-Regulated Consumer Product | Mobile Home Non-Weatherized, C | 1346 | 254 |  | 11/09/2023 | 60102 | 203360763 | 11/09/2023
Carrier Corp. - Indianapolis | Maratherm | R80ESN1352420A | Federally-Regulated Consumer Product | Non-Weatherized, Non-Condensin | 1887 | 265 |  | 11/09/2023 | 131482 | 203360842 | 11/09/2023
Carrier Corp. - Indianapolis | Maratherm | R92ESN1002120A | Federally-Regulated Consumer Product | Non-Weatherized, Condensing Ga | 1821 | 275 |  | 11/09/2023 | 99460 | 203359957 | 11/09/2023
Carrier Corp. - Indianapolis | Maratherm | R92ESN0401410A | Federally-Regulated Consumer Product | Non-Weatherized, Condensing Ga | 981 | 238 |  | 11/09/2023 | 40102 | 203359938 | 11/09/2023
Carrier Corp. - Indianapolis | Maratherm | R95ESN0401712A* | Federally-Regulated Consumer Product | Mobile Home Non-Weatherized, C | 998 | 239 |  | 11/09/2023 | 40139 | 203360756 | 11/09/2023
Carrier Corp. - Indianapolis | Maratherm | R80ESL1352420A* | Federally-Regulated Consumer Product | Non-Weatherized, Non-Condensin | 1887 | 265 |  | 11/09/2023 | 131482 | 203360369 | 11/09/2023
Carrier Corp. - Indianapolis | Maratherm | R80ESN0701712A | Federally-Regulated Consumer Product | Non-Weatherized, Non-Condensin | 1051 | 228 |  | 11/09/2023 | 65904 | 203359885 | 11/09/2023
Carrier Corp. - Indianapolis | Maratherm | R80ESL0451712A | Federally-Regulated Consumer Product | Non-Weatherized, Non-Condensin | 1206 | 235 |  | 11/09/2023 | 44058 | 203360110 | 11/09/2023
Carrier Corp. - Indianapolis | Maratherm | R92ESN0601714A* | Federally-Regulated Consumer Product | Mobile Home Non-Weatherized, C | 1205 | 248 |  | 11/09/2023 | 60119 | 203359949 | 11/09/2023
Carrier Corp. - Indianapolis | Maratherm | R80ESL1352420A | Federally-Regulated Consumer Product | Non-Weatherized, Non-Condensin | 1887 | 265 |  | 11/09/2023 | 131482 | 203360120 | 11/09/2023
Carrier Corp. - Indianapolis | Maratherm | R92ESN0601714A | Federally-Regulated Consumer Product | Non-Weatherized, Condensing Ga | 1205 | 248 |  | 11/09/2023 | 60119 | 203359948 | 11/09/2023
Carrier Corp. - Indianapolis | Maratherm | R80ESN0451712A | Federally-Regulated Consumer Product | Non-Weatherized, Non-Condensin | 1206 | 235 |  | 11/09/2023 | 44058 | 203359881 | 11/09/2023
Carrier Corp. - Indianapolis | Maratherm | R92ESN0401712A | Federally-Regulated Consumer Product | Non-Weatherized, Condensing Ga | 1024 | 240 |  | 11/09/2023 | 39894 | 203359941 | 11/09/2023
Carrier Corp. - Indianapolis | Maratherm | R92ESN0801716A* | Federally-Regulated Consumer Product | Mobile Home Non-Weatherized, C | 1390 | 256 |  | 11/09/2023 | 79599 | 203359953 | 11/09/2023
Carrier Corp. - Indianapolis | Maratherm | R95ESN0601714A* | Federally-Regulated Consumer Product | Mobile Home Non-Weatherized, C | 1346 | 254 |  | 11/09/2023 | 60102 | 203360757 | 11/09/2023
Carrier Corp. - Indianapolis | Maratherm | R80ESL0701712A* | Federally-Regulated Consumer Product | Non-Weatherized, Non-Condensin | 1051 | 228 |  | 11/09/2023 | 65904 | 203360352 | 11/09/2023
Carrier Corp. - Indianapolis | Maratherm | R92ESN1202420A* | Federally-Regulated Consumer Product | Mobile Home Non-Weatherized, C | 1904 | 279 |  | 11/09/2023 | 119302 | 203359962 | 11/09/2023
Carrier Corp. - Indianapolis | Maratherm | R95ESN1202422A* | Federally-Regulated Consumer Product | Mobile Home Non-Weatherized, C | 2161 | 290 |  | 11/09/2023 | 119834 | 203360761 | 11/09/2023
Carrier Corp. - Indianapolis | Maratherm | R95ESN1202422A**D | Federally-Regulated Consumer Product | Mobile Home Non-Weatherized, C | 2161 | 290 |  | 11/09/2023 | 119834 | 203360767 | 11/09/2023
Carrier Corp. - Indianapolis | Maratherm | R95ESN0802120A**D | Federally-Regulated Consumer Product | Mobile Home Non-Weatherized, C | 1837 | 276 |  | 11/09/2023 | 79777 | 203360765 | 11/09/2023
Carrier Corp. - Indianapolis | Maratherm | R95ESN1202422A*D | Federally-Regulated Consumer Product | Non-Weatherized, Condensing Ga | 2161 | 290 |  | 11/09/2023 | 119834 | 203360571 | 11/09/2023
Carrier Corp. - Indianapolis | Maratherm | R92ESN1002120A* | Federally-Regulated Consumer Product | Mobile Home Non-Weatherized, C | 1821 | 275 |  | 11/09/2023 | 99460 | 203359959 | 11/09/2023
Carrier Corp. - Indianapolis | Maratherm | R95ESN1002120A | Federally-Regulated Consumer Product | Non-Weatherized, Condensing Ga | 2102 | 287 |  | 11/09/2023 | 99999 | 203360562 | 11/09/2023
Carrier Corp. - Indianapolis | Maratherm | R95ESN0601412A* | Federally-Regulated Consumer Product | Mobile Home Non-Weatherized, C | 1176 | 247 |  | 11/09/2023 | 59961 | 203924710 | 11/09/2023
Carrier Corp. - Indianapolis | Maratherm | R95ESN0261410A*D | Federally-Regulated Consumer Product | Non-Weatherized, Condensing Ga | 890 | 234 |  | 11/09/2023 | 26050 | 203360565 | 11/09/2023
Carrier Corp. - Indianapolis | Maratherm | R80ESL0901714A | Federally-Regulated Consumer Product | Non-Weatherized, Non-Condensin | 1238 | 236 |  | 11/09/2023 | 88097 | 203360114 | 11/09/2023
Carrier Corp. - Indianapolis | Maratherm | R80ESL1102420A | Federally-Regulated Consumer Product | Non-Weatherized, Non-Condensin | 2027 | 271 |  | 11/09/2023 | 109826 | 203360119 | 11/09/2023
Carrier Corp. - Indianapolis | Maratherm | R95ESN1002120A* | Federally-Regulated Consumer Product | Mobile Home Non-Weatherized, C | 2102 | 287 |  | 11/09/2023 | 99999 | 203360760 | 11/09/2023
Carrier Corp. - Indianapolis | Maratherm | R80ESL0901714A* | Federally-Regulated Consumer Product | Non-Weatherized, Non-Condensin | 1238 | 236 |  | 11/09/2023 | 88097 | 203360356 | 11/09/2023
Carrier Corp. - Indianapolis | Maratherm | R92ESN0401712A* | Federally-Regulated Consumer Product | Mobile Home Non-Weatherized, C | 1024 | 240 |  | 11/09/2023 | 39894 | 203359943 | 11/09/2023
Carrier Corp. - Indianapolis | Maratherm | R92ESN0802120A* | Federally-Regulated Consumer Product | Mobile Home Non-Weatherized, C | 1832 | 276 |  | 11/09/2023 | 79860 | 203359956 | 11/09/2023
Carrier Corp. - Indianapolis | Maratherm | R95ESN1402422A | Federally-Regulated Consumer Product | Non-Weatherized, Condensing Ga | 2328 | 297 |  | 11/09/2023 | 139741 | 203360564 | 11/09/2023
Carrier Corp. - Indianapolis | EcoTemp | WFSX040B036A* | Federally-Regulated Consumer Product | Mobile Home Non-Weatherized, C | 998 | 239 |  | 11/09/2023 | 40139 | 203360732 | 11/09/2023
Carrier Corp. - Indianapolis | EcoTemp | WFAX040B036A* | Federally-Regulated Consumer Product | Mobile Home Non-Weatherized, C | 1024 | 240 |  | 11/09/2023 | 39894 | 203359969 | 11/09/2023
Carrier Corp. - Indianapolis | EcoTemp | WFSX100C060A**D | Federally-Regulated Consumer Product | Mobile Home Non-Weatherized, C | 2102 | 287 |  | 11/09/2023 | 99999 | 203360742 | 11/09/2023
Carrier Corp. - Indianapolis | EcoTemp | WFAX040A030A | Federally-Regulated Consumer Product | Non-Weatherized, Condensing Ga | 981 | 238 |  | 11/09/2023 | 40102 | 203359963 | 11/09/2023
Carrier Corp. - Indianapolis | EcoTemp | WFSX100C060A | Federally-Regulated Consumer Product | Non-Weatherized, Condensing Ga | 2102 | 287 |  | 11/09/2023 | 99999 | 203360525 | 11/09/2023
Carrier Corp. - Indianapolis | EcoTemp | WFEL045A036B | Federally-Regulated Consumer Product | Non-Weatherized, Non-Condensin | 1083 | 230 |  | 11/09/2023 | 43761 | 203360867 | 11/09/2023
Carrier Corp. - Indianapolis | EcoTemp | WFAX100C060A* | Federally-Regulated Consumer Product | Mobile Home Non-Weatherized, C | 1821 | 275 |  | 11/09/2023 | 99460 | 203359987 | 11/09/2023
Carrier Corp. - Indianapolis | EcoTemp | WFER070B036A | Federally-Regulated Consumer Product | Non-Weatherized, Non-Condensin | 1051 | 228 |  | 11/09/2023 | 65904 | 203360833 | 11/09/2023
Carrier Corp. - Indianapolis | EcoTemp | WFSX080C060A* | Federally-Regulated Consumer Product | Mobile Home Non-Weatherized, C | 1837 | 276 |  | 11/09/2023 | 79777 | 203360735 | 11/09/2023
Carrier Corp. - Indianapolis | EcoTemp | WFEL110D060B | Federally-Regulated Consumer Product | Non-Weatherized, Non-Condensin | 2027 | 271 |  | 11/09/2023 | 109826 | 203360877 | 11/09/2023
Carrier Corp. - Indianapolis | EcoTemp | WFEL045B036B* | Federally-Regulated Consumer Product | Non-Weatherized, Non-Condensin | 1206 | 235 |  | 11/09/2023 | 44058 | 203360892 | 11/09/2023
Carrier Corp. - Indianapolis | EcoTemp | WFAX080C060A* | Federally-Regulated Consumer Product | Mobile Home Non-Weatherized, C | 1832 | 276 |  | 11/09/2023 | 79860 | 203359984 | 11/09/2023
Carrier Corp. - Indianapolis | EcoTemp | WFER110D060A | Federally-Regulated Consumer Product | Non-Weatherized, Non-Condensin | 2027 | 271 |  | 11/09/2023 | 109826 | 203360840 | 11/09/2023
Carrier Corp. - Indianapolis | EcoTemp | WFEL090C060B | Federally-Regulated Consumer Product | Non-Weatherized, Non-Condensin | 2015 | 271 |  | 11/09/2023 | 88187 | 203360874 | 11/09/2023
Carrier Corp. - Indianapolis | EcoTemp | WFSX040A030A**D | Federally-Regulated Consumer Product | Mobile Home Non-Weatherized, C | 950 | 237 |  | 11/09/2023 | 40146 | 203924723 | 11/09/2023
Carrier Corp. - Indianapolis | EcoTemp | WFSU060B048A | Federally-Regulated Consumer Product | Non-Weatherized, Condensing Ga | 1521 | 262 |  | 11/09/2023 | 59594 | 204543736 | 11/09/2023
Carrier Corp. - Indianapolis | EcoTemp | WFEL110C060B* | Federally-Regulated Consumer Product | Non-Weatherized, Non-Condensin | 2177 | 278 |  | 11/09/2023 | 110527 | 203360900 | 11/09/2023
Carrier Corp. - Indianapolis | EcoTemp | WFSX080C060A**D | Federally-Regulated Consumer Product | Mobile Home Non-Weatherized, C | 1837 | 276 |  | 11/09/2023 | 79777 | 203360741 | 11/09/2023
Carrier Corp. - Indianapolis | EcoTemp | WFAX060B042A | Federally-Regulated Consumer Product | Non-Weatherized, Condensing Ga | 1205 | 248 |  | 11/09/2023 | 60119 | 203359975 | 11/09/2023
Carrier Corp. - Indianapolis | EcoTemp | WFSX140D066A | Federally-Regulated Consumer Product | Non-Weatherized, Condensing Ga | 2328 | 297 |  | 11/09/2023 | 139741 | 203360530 | 11/09/2023
Carrier Corp. - Indianapolis | EcoTemp | WFEL090D060B* | Federally-Regulated Consumer Product | Non-Weatherized, Non-Condensin | 1987 | 269 |  | 11/09/2023 | 88320 | 203360899 | 11/09/2023
Carrier Corp. - Indianapolis | EcoTemp | WFAX060A036A* | Federally-Regulated Consumer Product | Mobile Home Non-Weatherized, C | 945 | 237 |  | 11/09/2023 | 59375 | 203359973 | 11/09/2023
Carrier Corp. - Indianapolis | EcoTemp | WFSX120D066A*D | Federally-Regulated Consumer Product | Non-Weatherized, Condensing Ga | 2161 | 290 |  | 11/09/2023 | 119834 | 203360539 | 11/09/2023
Carrier Corp. - Indianapolis | EcoTemp | WFEL090C060B* | Federally-Regulated Consumer Product | Non-Weatherized, Non-Condensin | 2015 | 271 |  | 11/09/2023 | 88187 | 203360898 | 11/09/2023
Carrier Corp. - Indianapolis | EcoTemp | WFAX100C060A | Federally-Regulated Consumer Product | Non-Weatherized, Condensing Ga | 1821 | 275 |  | 11/09/2023 | 99460 | 203359986 | 11/09/2023
Carrier Corp. - Indianapolis | EcoTemp | WFAX120D060A* | Federally-Regulated Consumer Product | Mobile Home Non-Weatherized, C | 1904 | 279 |  | 11/09/2023 | 119302 | 203359991 | 11/09/2023
Carrier Corp. - Indianapolis | EcoTemp | WFEL110D060B* | Federally-Regulated Consumer Product | Non-Weatherized, Non-Condensin | 2027 | 271 |  | 11/09/2023 | 109826 | 203360901 | 11/09/2023
Carrier Corp. - Indianapolis | EcoTemp | WFSX060B042A* | Federally-Regulated Consumer Product | Mobile Home Non-Weatherized, C | 1346 | 254 |  | 11/09/2023 | 60102 | 203360733 | 11/09/2023
Carrier Corp. - Indianapolis | EcoTemp | WFSX100C060A*D | Federally-Regulated Consumer Product | Non-Weatherized, Condensing Ga | 2102 | 287 |  | 11/09/2023 | 99999 | 203360538 | 11/09/2023
Carrier Corp. - Indianapolis | EcoTemp | WFEL135D060B | Federally-Regulated Consumer Product | Non-Weatherized, Non-Condensin | 1887 | 265 |  | 11/09/2023 | 131482 | 203360878 | 11/09/2023
Carrier Corp. - Indianapolis | EcoTemp | WFER135D060A | Federally-Regulated Consumer Product | Non-Weatherized, Non-Condensin | 1887 | 265 |  | 11/09/2023 | 131482 | 203360841 | 11/09/2023
Carrier Corp. - Indianapolis | EcoTemp | WFSX060B042A | Federally-Regulated Consumer Product | Non-Weatherized, Condensing Ga | 1346 | 254 |  | 11/09/2023 | 60102 | 203360519 | 11/09/2023
Carrier Corp. - Indianapolis | EcoTemp | WFEL135D060B* | Federally-Regulated Consumer Product | Non-Weatherized, Non-Condensin | 1887 | 265 |  | 11/09/2023 | 131482 | 203360902 | 11/09/2023
Carrier Corp. - Indianapolis | EcoTemp | WFSX100C060A* | Federally-Regulated Consumer Product | Mobile Home Non-Weatherized, C | 2102 | 287 |  | 11/09/2023 | 99999 | 203360736 | 11/09/2023
Carrier Corp. - Indianapolis | EcoTemp | WFAX040B036A | Federally-Regulated Consumer Product | Non-Weatherized, Condensing Ga | 1024 | 240 |  | 11/09/2023 | 39894 | 203359967 | 11/09/2023
Carrier Corp. - Indianapolis | EcoTemp | WFAX060B042A* | Federally-Regulated Consumer Product | Mobile Home Non-Weatherized, C | 1205 | 248 |  | 11/09/2023 | 60119 | 203359977 | 11/09/2023
Carrier Corp. - Indianapolis | EcoTemp | WFER090D060A | Federally-Regulated Consumer Product | Non-Weatherized, Non-Condensin | 1987 | 269 |  | 11/09/2023 | 88320 | 203360838 | 11/09/2023
Carrier Corp. - Indianapolis | EcoTemp | WFEL090D060B | Federally-Regulated Consumer Product | Non-Weatherized, Non-Condensin | 1987 | 269 |  | 11/09/2023 | 88320 | 203360875 | 11/09/2023
Carrier Corp. - Indianapolis | EcoTemp | WFSX060B042A**D | Federally-Regulated Consumer Product | Mobile Home Non-Weatherized, C | 1346 | 254 |  | 11/09/2023 | 60102 | 203360739 | 11/09/2023
Carrier Corp. - Indianapolis | EcoTemp | WFEL110C060B | Federally-Regulated Consumer Product | Non-Weatherized, Non-Condensin | 2177 | 278 |  | 11/09/2023 | 110527 | 203360876 | 11/09/2023
Carrier Corp. - Indianapolis | EcoTemp | WFAX080B048A | Federally-Regulated Consumer Product | Non-Weatherized, Condensing Ga | 1390 | 256 |  | 11/09/2023 | 79599 | 203359978 | 11/09/2023
Carrier Corp. - Indianapolis | EcoTemp | WFSX060A036A**D | Federally-Regulated Consumer Product | Mobile Home Non-Weatherized, C | 1176 | 247 |  | 11/09/2023 | 59961 | 203924727 | 11/09/2023
Carrier Corp. - Indianapolis | EcoTemp | WFEL070B036B* | Federally-Regulated Consumer Product | Non-Weatherized, Non-Condensin | 1051 | 228 |  | 11/09/2023 | 65904 | 203360894 | 11/09/2023
Carrier Corp. - Indianapolis | EcoTemp | WFSX120D066A**D | Federally-Regulated Consumer Product | Mobile Home Non-Weatherized, C | 2161 | 290 |  | 11/09/2023 | 119834 | 203360743 | 11/09/2023
Carrier Corp. - Indianapolis | EcoTemp | WFAX040A030A* | Federally-Regulated Consumer Product | Mobile Home Non-Weatherized, C | 981 | 238 |  | 11/09/2023 | 40102 | 203359965 | 11/09/2023
Carrier Corp. - Indianapolis | EcoTemp | WFEL090B042B* | Federally-Regulated Consumer Product | Non-Weatherized, Non-Condensin | 1238 | 236 |  | 11/09/2023 | 88097 | 203360896 | 11/09/2023
Carrier Corp. - Indianapolis | EcoTemp | WFEL070A036B | Federally-Regulated Consumer Product | Non-Weatherized, Non-Condensin | 1106 | 231 |  | 11/09/2023 | 65995 | 203360869 | 11/09/2023
Carrier Corp. - Indianapolis | EcoTemp | WFSX120D066A* | Federally-Regulated Consumer Product | Mobile Home Non-Weatherized, C | 2161 | 290 |  | 11/09/2023 | 119834 | 203360737 | 11/09/2023
Carrier Corp. - Indianapolis | EcoTemp | WFSX026A030A*D | Federally-Regulated Consumer Product | Non-Weatherized, Condensing Ga | 890 | 234 |  | 11/09/2023 | 26050 | 203360532 | 11/09/2023
Carrier Corp. - Indianapolis | EcoTemp | WFER090B042A | Federally-Regulated Consumer Product | Non-Weatherized, Non-Condensin | 1238 | 236 |  | 11/09/2023 | 88097 | 203360835 | 11/09/2023
Carrier Corp. - Indianapolis | EcoTemp | WFEL045A036B* | Federally-Regulated Consumer Product | Non-Weatherized, Non-Condensin | 1083 | 230 |  | 11/09/2023 | 43761 | 203360891 | 11/09/2023
Carrier Corp. - Indianapolis | EcoTemp | WFSX040B036A | Federally-Regulated Consumer Product | Non-Weatherized, Condensing Ga | 998 | 239 |  | 11/09/2023 | 40139 | 203360517 | 11/09/2023
Carrier Corp. - Indianapolis | EcoTemp | WFSX040B036A**D | Federally-Regulated Consumer Product | Mobile Home Non-Weatherized, C | 998 | 239 |  | 11/09/2023 | 40139 | 203360738 | 11/09/2023
Carrier Corp. - Indianapolis | EcoTemp | WFER090C048A | Federally-Regulated Consumer Product | Non-Weatherized, Non-Condensin | 1450 | 246 |  | 11/09/2023 | 87792 | 203360836 | 11/09/2023
Carrier Corp. - Indianapolis | EcoTemp | WFEL070B036B | Federally-Regulated Consumer Product | Non-Weatherized, Non-Condensin | 1051 | 228 |  | 11/09/2023 | 65904 | 203360870 | 11/09/2023
Carrier Corp. - Indianapolis | EcoTemp | WFEL070C048B* | Federally-Regulated Consumer Product | Non-Weatherized, Non-Condensin | 1565 | 251 |  | 11/09/2023 | 65903 | 203360895 | 11/09/2023
Carrier Corp. - Indianapolis | EcoTemp | WFEL090C048B* | Federally-Regulated Consumer Product | Non-Weatherized, Non-Condensin | 1450 | 246 |  | 11/09/2023 | 87792 | 203360897 | 11/09/2023
Carrier Corp. - Indianapolis | EcoTemp | WFSX140D066A*D | Federally-Regulated Consumer Product | Non-Weatherized, Condensing Ga | 2328 | 297 |  | 11/09/2023 | 139741 | 203360540 | 11/09/2023
Carrier Corp. - Indianapolis | EcoTemp | WFSX060A036A* | Federally-Regulated Consumer Product | Mobile Home Non-Weatherized, C | 1176 | 247 |  | 11/09/2023 | 59961 | 203924726 | 11/09/2023
Carrier Corp. - Indianapolis | EcoTemp | WFEL090C048B | Federally-Regulated Consumer Product | Non-Weatherized, Non-Condensin | 1450 | 246 |  | 11/09/2023 | 87792 | 203360873 | 11/09/2023
Carrier Corp. - Indianapolis | EcoTemp | WFEL045B036B | Federally-Regulated Consumer Product | Non-Weatherized, Non-Condensin | 1206 | 235 |  | 11/09/2023 | 44058 | 203360868 | 11/09/2023
Carrier Corp. - Indianapolis | EcoTemp | WFAX080B048A* | Federally-Regulated Consumer Product | Mobile Home Non-Weatherized, C | 1390 | 256 |  | 11/09/2023 | 79599 | 203359980 | 11/09/2023
Carrier Corp. - Indianapolis | EcoTemp | WFEL070A036B* | Federally-Regulated Consumer Product | Non-Weatherized, Non-Condensin | 1106 | 231 |  | 11/09/2023 | 65995 | 203360893 | 11/09/2023
Carrier Corp. - Indianapolis | EcoTemp | WFEL070C048B | Federally-Regulated Consumer Product | Non-Weatherized, Non-Condensin | 1565 | 251 |  | 11/09/2023 | 65903 | 203360871 | 11/09/2023
Carrier Corp. - Indianapolis | EcoTemp | WFER045B036A | Federally-Regulated Consumer Product | Non-Weatherized, Non-Condensin | 1206 | 235 |  | 11/09/2023 | 44058 | 203360831 | 11/09/2023
Carrier Corp. - Indianapolis | EcoTemp | WFSX026A030A | Federally-Regulated Consumer Product | Non-Weatherized, Condensing Ga | 890 | 234 |  | 11/09/2023 | 26050 | 203360515 | 11/09/2023
Carrier Corp. - Indianapolis | EcoTemp | WFSX120D066A | Federally-Regulated Consumer Product | Non-Weatherized, Condensing Ga | 2161 | 290 |  | 11/09/2023 | 119834 | 203360527 | 11/09/2023
Carrier Corp. - Indianapolis | EcoTemp | WFAX120D060A | Federally-Regulated Consumer Product | Non-Weatherized, Condensing Ga | 1904 | 279 |  | 11/09/2023 | 119302 | 203359989 | 11/09/2023
Carrier Corp. - Indianapolis | EcoTemp | WFEL090B042B | Federally-Regulated Consumer Product | Non-Weatherized, Non-Condensin | 1238 | 236 |  | 11/09/2023 | 88097 | 203360872 | 11/09/2023
Carrier Corp. - Indianapolis | EcoTemp | WFSX040A030A* | Federally-Regulated Consumer Product | Mobile Home Non-Weatherized, C | 950 | 237 |  | 11/09/2023 | 40146 | 203924722 | 11/09/2023
Carrier Corp. - Indianapolis | SMARTCOMFORT | R80ESN0901714A | Federally-Regulated Consumer Product | Non-Weatherized, Non-Condensin | 1238 | 236 |  | 11/09/2023 | 88097 | 203360848 | 11/09/2023
Carrier Corp. - Indianapolis | SMARTCOMFORT | R95ESN1002120A* | Federally-Regulated Consumer Product | Mobile Home Non-Weatherized, C | 2102 | 287 |  | 11/09/2023 | 99999 | 203360772 | 11/09/2023
Carrier Corp. - Indianapolis | SMARTCOMFORT | R95ESN1202422A**D | Federally-Regulated Consumer Product | Mobile Home Non-Weatherized, C | 2161 | 290 |  | 11/09/2023 | 119834 | 203360779 | 11/09/2023
Carrier Corp. - Indianapolis | SMARTCOMFORT | R80ESL0901714A | Federally-Regulated Consumer Product | Non-Weatherized, Non-Condensin | 1238 | 236 |  | 11/09/2023 | 88097 | 203360884 | 11/09/2023
Carrier Corp. - Indianapolis | SMARTCOMFORT | R80ESL0451712A | Federally-Regulated Consumer Product | Non-Weatherized, Non-Condensin | 1206 | 235 |  | 11/09/2023 | 44058 | 203360880 | 11/09/2023
Carrier Corp. - Indianapolis | SMARTCOMFORT | R95ESN1202422A* | Federally-Regulated Consumer Product | Mobile Home Non-Weatherized, C | 2161 | 290 |  | 11/09/2023 | 119834 | 203360773 | 11/09/2023
Carrier Corp. - Indianapolis | SMARTCOMFORT | R95ESN0802120A**D | Federally-Regulated Consumer Product | Mobile Home Non-Weatherized, C | 1837 | 276 |  | 11/09/2023 | 79777 | 203360777 | 11/09/2023
Carrier Corp. - Indianapolis | SMARTCOMFORT | R95ESN0401712A**D | Federally-Regulated Consumer Product | Mobile Home Non-Weatherized, C | 998 | 239 |  | 11/09/2023 | 40139 | 203360774 | 11/09/2023
Carrier Corp. - Indianapolis | SMARTCOMFORT | R95ESN1002120A | Federally-Regulated Consumer Product | Non-Weatherized, Condensing Ga | 2102 | 287 |  | 11/09/2023 | 99999 | 203360578 | 11/09/2023
Carrier Corp. - Indianapolis | SMARTCOMFORT | R95ESN1202422A | Federally-Regulated Consumer Product | Non-Weatherized, Condensing Ga | 2161 | 290 |  | 11/09/2023 | 119834 | 203360579 | 11/09/2023
Carrier Corp. - Indianapolis | SMARTCOMFORT | R95ESN0601412A**D | Federally-Regulated Consumer Product | Mobile Home Non-Weatherized, C | 1176 | 247 |  | 11/09/2023 | 59961 | 203924719 | 11/09/2023
Carrier Corp. - Indianapolis | SMARTCOMFORT | R95ESN1202422A*D | Federally-Regulated Consumer Product | Non-Weatherized, Condensing Ga | 2161 | 290 |  | 11/09/2023 | 119834 | 203360587 | 11/09/2023
Carrier Corp. - Indianapolis | SMARTCOMFORT | R80ESL0701712A | Federally-Regulated Consumer Product | Non-Weatherized, Non-Condensin | 1051 | 228 |  | 11/09/2023 | 65904 | 203360882 | 11/09/2023
Carrier Corp. - Indianapolis | SMARTCOMFORT | R80ESL0902420A | Federally-Regulated Consumer Product | Non-Weatherized, Non-Condensin | 1987 | 269 |  | 11/09/2023 | 88320 | 203360887 | 11/09/2023
Carrier Corp. - Indianapolis | SMARTCOMFORT | R80ESL1352420A | Federally-Regulated Consumer Product | Non-Weatherized, Non-Condensin | 1887 | 265 |  | 11/09/2023 | 131482 | 203360890 | 11/09/2023
Carrier Corp. - Indianapolis | SMARTCOMFORT | R95ESN1402422A*D | Federally-Regulated Consumer Product | Non-Weatherized, Condensing Ga | 2328 | 297 |  | 11/09/2023 | 139741 | 203360588 | 11/09/2023
Carrier Corp. - Indianapolis | SMARTCOMFORT | R95ESN0401410A* | Federally-Regulated Consumer Product | Mobile Home Non-Weatherized, C | 950 | 237 |  | 11/09/2023 | 40146 | 203924714 | 11/09/2023
Carrier Corp. - Indianapolis | SMARTCOMFORT | R95ESN0601714A**D | Federally-Regulated Consumer Product | Mobile Home Non-Weatherized, C | 1346 | 254 |  | 11/09/2023 | 60102 | 203360775 | 11/09/2023
Carrier Corp. - Indianapolis | SMARTCOMFORT | R95ESN0401712A* | Federally-Regulated Consumer Product | Mobile Home Non-Weatherized, C | 998 | 239 |  | 11/09/2023 | 40139 | 203360768 | 11/09/2023
Carrier Corp. - Indianapolis | SMARTCOMFORT | R95ESN0261410A*D | Federally-Regulated Consumer Product | Non-Weatherized, Condensing Ga | 890 | 234 |  | 11/09/2023 | 26050 | 203360581 | 11/09/2023
Carrier Corp. - Indianapolis | SMARTCOMFORT | R95ESN0261410A | Federally-Regulated Consumer Product | Non-Weatherized, Condensing Ga | 890 | 234 |  | 11/09/2023 | 26050 | 203360573 | 11/09/2023
Carrier Corp. - Indianapolis | SMARTCOMFORT | R80ESN1102420A | Federally-Regulated Consumer Product | Non-Weatherized, Non-Condensin | 2027 | 271 |  | 11/09/2023 | 109826 | 203360853 | 11/09/2023
Carrier Corp. - Indianapolis | SMARTCOMFORT | R80ESN0902420A | Federally-Regulated Consumer Product | Non-Weatherized, Non-Condensin | 1987 | 269 |  | 11/09/2023 | 88320 | 203360851 | 11/09/2023
Carrier Corp. - Indianapolis | SMARTCOMFORT | R80ESN1352420A | Federally-Regulated Consumer Product | Non-Weatherized, Non-Condensin | 1887 | 265 |  | 11/09/2023 | 131482 | 203360854 | 11/09/2023
Carrier Corp. - Indianapolis | SMARTCOMFORT | R95ESN0401410A**D | Federally-Regulated Consumer Product | Mobile Home Non-Weatherized, C | 950 | 237 |  | 11/09/2023 | 40146 | 203924715 | 11/09/2023
Carrier Corp. - Indianapolis | SMARTCOMFORT | R80ESN0701712A | Federally-Regulated Consumer Product | Non-Weatherized, Non-Condensin | 1051 | 228 |  | 11/09/2023 | 65904 | 203360846 | 11/09/2023
Carrier Corp. - Indianapolis | SMARTCOMFORT | R80ESL1352420A* | Federally-Regulated Consumer Product | Non-Weatherized, Non-Condensin | 1887 | 265 |  | 11/09/2023 | 131482 | 203360926 | 11/09/2023
Carrier Corp. - Indianapolis | SMARTCOMFORT | R95ESN0601714A* | Federally-Regulated Consumer Product | Mobile Home Non-Weatherized, C | 1346 | 254 |  | 11/09/2023 | 60102 | 203360769 | 11/09/2023
Carrier Corp. - Indianapolis | SMARTCOMFORT | R80ESL0701712A* | Federally-Regulated Consumer Product | Non-Weatherized, Non-Condensin | 1051 | 228 |  | 11/09/2023 | 65904 | 203360918 | 11/09/2023
Carrier Corp. - Indianapolis | SMARTCOMFORT | R95ESN0601412A* | Federally-Regulated Consumer Product | Mobile Home Non-Weatherized, C | 1176 | 247 |  | 11/09/2023 | 59961 | 203924718 | 11/09/2023
Carrier Corp. - Indianapolis | SMARTCOMFORT | R80ESL0902420A* | Federally-Regulated Consumer Product | Non-Weatherized, Non-Condensin | 1987 | 269 |  | 11/09/2023 | 88320 | 203360923 | 11/09/2023
Carrier Corp. - Indianapolis | SMARTCOMFORT | R80ESN0451712A | Federally-Regulated Consumer Product | Non-Weatherized, Non-Condensin | 1206 | 235 |  | 11/09/2023 | 44058 | 203360844 | 11/09/2023
Carrier Corp. - Indianapolis | SMARTCOMFORT | R95ESN0802120A* | Federally-Regulated Consumer Product | Mobile Home Non-Weatherized, C | 1837 | 276 |  | 11/09/2023 | 79777 | 203360771 | 11/09/2023
Carrier Corp. - Indianapolis | SMARTCOMFORT | R80ESL0451712A* | Federally-Regulated Consumer Product | Non-Weatherized, Non-Condensin | 1206 | 235 |  | 11/09/2023 | 44058 | 203360916 | 11/09/2023
Carrier Corp. - Indianapolis | SMARTCOMFORT | R80ESL1102420A* | Federally-Regulated Consumer Product | Non-Weatherized, Non-Condensin | 2027 | 271 |  | 11/09/2023 | 109826 | 203360925 | 11/09/2023
Carrier Corp. - Indianapolis | SMARTCOMFORT | R80ESL1102420A | Federally-Regulated Consumer Product | Non-Weatherized, Non-Condensin | 2027 | 271 |  | 11/09/2023 | 109826 | 203360889 | 11/09/2023
Carrier Corp. - Indianapolis | SMARTCOMFORT | R95ESN1002120A**D | Federally-Regulated Consumer Product | Mobile Home Non-Weatherized, C | 2102 | 287 |  | 11/09/2023 | 99999 | 203360778 | 11/09/2023
Carrier Corp. - Indianapolis | SMARTCOMFORT | R95ESN0801716A**D | Federally-Regulated Consumer Product | Mobile Home Non-Weatherized, C | 1771 | 273 |  | 11/09/2023 | 80331 | 203360776 | 11/09/2023
Carrier Corp. - Indianapolis | SMARTCOMFORT | R80ESL0901714A* | Federally-Regulated Consumer Product | Non-Weatherized, Non-Condensin | 1238 | 236 |  | 11/09/2023 | 88097 | 203360920 | 11/09/2023
Carrier Corp. - Indianapolis | SMARTCOMFORT | R95ESN1002120A*D | Federally-Regulated Consumer Product | Non-Weatherized, Condensing Ga | 2102 | 287 |  | 11/09/2023 | 99999 | 203360586 | 11/09/2023
Carrier Corp. - Indianapolis | SMARTCOMFORT | R95ESN0801716A* | Federally-Regulated Consumer Product | Mobile Home Non-Weatherized, C | 1771 | 273 |  | 11/09/2023 | 80331 | 203360770 | 11/09/2023
Carrier Corp. - Indianapolis | SMARTCOMFORT | R95ESN1402422A | Federally-Regulated Consumer Product | Non-Weatherized, Condensing Ga | 2328 | 297 |  | 11/09/2023 | 139741 | 203360580 | 11/09/2023
Carrier Corp. - Indianapolis | Payne | PG95ESAA30026A*D | Federally-Regulated Consumer Product | Non-Weatherized, Condensing Ga | 890 | 234 |  | 11/09/2023 | 26050 | 203360260 | 11/09/2023
Carrier Corp. - Indianapolis | Payne | PG95ESAA66120D*D | Federally-Regulated Consumer Product | Non-Weatherized, Condensing Ga | 2161 | 290 |  | 11/09/2023 | 119834 | 203360271 | 11/09/2023
Carrier Corp. - Indianapolis | Payne | PG92ESAA48080B | Federally-Regulated Consumer Product | Non-Weatherized, Condensing Ga | 1390 | 256 |  | 11/09/2023 | 79599 | 203359922 | 11/09/2023
Carrier Corp. - Indianapolis | Payne | PG92ESAA60080C* | Federally-Regulated Consumer Product | Mobile Home Non-Weatherized, C | 1832 | 276 |  | 11/09/2023 | 79860 | 203359928 | 11/09/2023
Carrier Corp. - Indianapolis | Payne | PG80ESLA60135D* | Federally-Regulated Consumer Product | Non-Weatherized, Non-Condensin | 1887 | 265 |  | 11/09/2023 | 131482 | 203360158 | 11/09/2023
Carrier Corp. - Indianapolis | Payne | PG92ESAA60100C* | Federally-Regulated Consumer Product | Mobile Home Non-Weatherized, C | 1821 | 275 |  | 11/09/2023 | 99460 | 203359932 | 11/09/2023
Carrier Corp. - Indianapolis | Payne | PG80ESLA60135D | Federally-Regulated Consumer Product | Non-Weatherized, Non-Condensin | 1887 | 265 |  | 11/09/2023 | 131482 | 203359983 | 11/09/2023
Carrier Corp. - Indianapolis | Payne | PG95ESAA66140D*D | Federally-Regulated Consumer Product | Non-Weatherized, Condensing Ga | 2328 | 297 |  | 11/09/2023 | 139741 | 203360273 | 11/09/2023
Carrier Corp. - Indianapolis | Payne | PG80ESLA60110D | Federally-Regulated Consumer Product | Non-Weatherized, Non-Condensin | 2027 | 271 |  | 11/09/2023 | 109826 | 203359981 | 11/09/2023
Carrier Corp. - Indianapolis | Payne | PG92ESAA36060A* | Federally-Regulated Consumer Product | Mobile Home Non-Weatherized, C | 945 | 237 |  | 11/09/2023 | 59375 | 203359917 | 11/09/2023
Carrier Corp. - Indianapolis | Payne | PG80ESLA42090B* | Federally-Regulated Consumer Product | Non-Weatherized, Non-Condensin | 1238 | 236 |  | 11/09/2023 | 88097 | 203360152 | 11/09/2023
Carrier Corp. - Indianapolis | Payne | PG95ESAA60100C*D | Federally-Regulated Consumer Product | Non-Weatherized, Condensing Ga | 2102 | 287 |  | 11/09/2023 | 99999 | 203360269 | 11/09/2023
Carrier Corp. - Indianapolis | Payne | PG92ESAA42060B | Federally-Regulated Consumer Product | Non-Weatherized, Condensing Ga | 1205 | 248 |  | 11/09/2023 | 60119 | 203359918 | 11/09/2023
Carrier Corp. - Indianapolis | Payne | PG92ESAA60120D* | Federally-Regulated Consumer Product | Mobile Home Non-Weatherized, C | 1904 | 279 |  | 11/09/2023 | 119302 | 203359936 | 11/09/2023
Carrier Corp. - Indianapolis | Payne | PG80ESLA36045B | Federally-Regulated Consumer Product | Non-Weatherized, Non-Condensin | 1206 | 235 |  | 11/09/2023 | 44058 | 203359961 | 11/09/2023
Carrier Corp. - Indianapolis | Payne | PG80ESLA36045B* | Federally-Regulated Consumer Product | Non-Weatherized, Non-Condensin | 1206 | 235 |  | 11/09/2023 | 44058 | 203360148 | 11/09/2023
Carrier Corp. - Indianapolis | Payne | PG92ESAA48080B* | Federally-Regulated Consumer Product | Mobile Home Non-Weatherized, C | 1390 | 256 |  | 11/09/2023 | 79599 | 203359924 | 11/09/2023
Carrier Corp. - Indianapolis | Payne | PG92ESAA42060B* | Federally-Regulated Consumer Product | Mobile Home Non-Weatherized, C | 1205 | 248 |  | 11/09/2023 | 60119 | 203359920 | 11/09/2023
Carrier Corp. - Indianapolis | Payne | PG80ESLA60110D* | Federally-Regulated Consumer Product | Non-Weatherized, Non-Condensin | 2027 | 271 |  | 11/09/2023 | 109826 | 203360157 | 11/09/2023
Carrier Corp. - Indianapolis | Payne | PG80ESLA36070B* | Federally-Regulated Consumer Product | Non-Weatherized, Non-Condensin | 1051 | 228 |  | 11/09/2023 | 65904 | 203360150 | 11/09/2023
Carrier Corp. - Indianapolis | Payne | PG92ESAA60100C | Federally-Regulated Consumer Product | Non-Weatherized, Condensing Ga | 1821 | 275 |  | 11/09/2023 | 99460 | 203359930 | 11/09/2023
Carrier Corp. - Indianapolis | Payne | PG80ESLA60090D | Federally-Regulated Consumer Product | Non-Weatherized, Non-Condensin | 1987 | 269 |  | 11/09/2023 | 88320 | 203359976 | 11/09/2023
Carrier Corp. - Indianapolis | Payne | PG80ESLA60090D* | Federally-Regulated Consumer Product | Non-Weatherized, Non-Condensin | 1987 | 269 |  | 11/09/2023 | 88320 | 203360155 | 11/09/2023
Carrier Corp. - Indianapolis | Bryant | 801SA48070E21 | Federally-Regulated Consumer Product | Non-Weatherized, Non-Condensin | 1565 | 251 |  | 11/09/2023 | 65903 | 203359935 | 11/09/2023
Carrier Corp. - Indianapolis | Bryant | 912SD48080E17 | Federally-Regulated Consumer Product | Non-Weatherized, Condensing Ga | 1390 | 256 |  | 11/09/2023 | 79599 | 203359610 | 11/09/2023
Carrier Corp. - Indianapolis | Bryant | 926TB36040V17 | Federally-Regulated Consumer Product | Non-Weatherized, Condensing Ga | 1075 | 242 |  | 11/09/2023 | 25768 | 203359149 | 11/09/2023
Carrier Corp. - Indianapolis | Bryant | 912SD36040E17* | Federally-Regulated Consumer Product | Mobile Home Non-Weatherized, C | 1024 | 240 |  | 11/09/2023 | 39894 | 203359600 | 11/09/2023
Carrier Corp. - Indianapolis | Bryant | 915SB36040E17 | Federally-Regulated Consumer Product | Non-Weatherized, Condensing Ga | 998 | 239 |  | 11/09/2023 | 40139 | 203360213 | 11/09/2023
Carrier Corp. - Indianapolis | Bryant | 801SA60110E21* | Federally-Regulated Consumer Product | Non-Weatherized, Non-Condensin | 2177 | 278 |  | 11/09/2023 | 110527 | 203360143 | 11/09/2023
Carrier Corp. - Indianapolis | Bryant | 915SB66120E24 | Federally-Regulated Consumer Product | Non-Weatherized, Condensing Ga | 2161 | 290 |  | 11/09/2023 | 119834 | 203360223 | 11/09/2023
Carrier Corp. - Indianapolis | Bryant | 801SA36045E17* | Federally-Regulated Consumer Product | Non-Weatherized, Non-Condensin | 1206 | 235 |  | 11/09/2023 | 44058 | 203360135 | 11/09/2023
Carrier Corp. - Indianapolis | Bryant | 821TA48090V17 | Federally-Regulated Consumer Product | Non-Weatherized, Non-Condensin | 1594 | 252 |  | 11/09/2023 | 57941 | 203358794 | 11/09/2023
Carrier Corp. - Indianapolis | Bryant | 801SA60155E24* | Federally-Regulated Consumer Product | Non-Weatherized, Non-Condensin | 2000 | 270 |  | 11/09/2023 | 153106 | 203360146 | 11/09/2023
Carrier Corp. - Indianapolis | Bryant | 915SB42060E17*D | Federally-Regulated Consumer Product | Non-Weatherized, Condensing Ga | 1346 | 254 |  | 11/09/2023 | 60102 | 203360231 | 11/09/2023
Carrier Corp. - Indianapolis | Bryant | 801SA42090E17 | Federally-Regulated Consumer Product | Non-Weatherized, Non-Condensin | 1238 | 236 |  | 11/09/2023 | 88097 | 203359937 | 11/09/2023
Carrier Corp. - Indianapolis | Bryant | 915SB66140E24 | Federally-Regulated Consumer Product | Non-Weatherized, Condensing Ga | 2328 | 297 |  | 11/09/2023 | 139741 | 203360225 | 11/09/2023
Carrier Corp. - Indianapolis | Bryant | 912SD60120E24* | Federally-Regulated Consumer Product | Mobile Home Non-Weatherized, C | 1904 | 279 |  | 11/09/2023 | 119302 | 203359624 | 11/09/2023
Carrier Corp. - Indianapolis | Bryant | 801SA60135E24* | Federally-Regulated Consumer Product | Non-Weatherized, Non-Condensin | 1887 | 265 |  | 11/09/2023 | 131482 | 203360145 | 11/09/2023
Carrier Corp. - Indianapolis | Bryant | 801SA48070E21* | Federally-Regulated Consumer Product | Non-Weatherized, Non-Condensin | 1565 | 251 |  | 11/09/2023 | 65903 | 203360138 | 11/09/2023
Carrier Corp. - Indianapolis | Bryant | 926TB42060V17*D | Federally-Regulated Consumer Product | Non-Weatherized, Condensing Ga | 1459 | 259 |  | 11/09/2023 | 39051 | 203359156 | 11/09/2023
Carrier Corp. - Indianapolis | Bryant | 810SA36045E17 | Federally-Regulated Consumer Product | Non-Weatherized, Non-Condensin | 1206 | 235 |  | 11/09/2023 | 44058 | 203360405 | 11/09/2023
Carrier Corp. - Indianapolis | Bryant | 821TA66110V21 | Federally-Regulated Consumer Product | Non-Weatherized, Non-Condensin | 2435 | 289 |  | 11/09/2023 | 72702 | 203358796 | 11/09/2023
Carrier Corp. - Indianapolis | Bryant | 912SD42060E17* | Federally-Regulated Consumer Product | Mobile Home Non-Weatherized, C | 1205 | 248 |  | 11/09/2023 | 60119 | 203359608 | 11/09/2023
Carrier Corp. - Indianapolis | Bryant | 821TA66135V24* | Federally-Regulated Consumer Product | Non-Weatherized, Non-Condensin | 2420 | 288 |  | 11/09/2023 | 87246 | 203358818 | 11/09/2023
Carrier Corp. - Indianapolis | Bryant | 801SA48090E21 | Federally-Regulated Consumer Product | Non-Weatherized, Non-Condensin | 1450 | 246 |  | 11/09/2023 | 87792 | 203359939 | 11/09/2023
Carrier Corp. - Indianapolis | Bryant | 915SB66140E24*D | Federally-Regulated Consumer Product | Non-Weatherized, Condensing Ga | 2328 | 297 |  | 11/09/2023 | 139741 | 203360242 | 11/09/2023
Carrier Corp. - Indianapolis | Bryant | 926TB48080V17 | Federally-Regulated Consumer Product | Non-Weatherized, Condensing Ga | 1686 | 269 |  | 11/09/2023 | 51540 | 203359151 | 11/09/2023
Carrier Corp. - Indianapolis | Bryant | 801SA60110E24* | Federally-Regulated Consumer Product | Non-Weatherized, Non-Condensin | 2027 | 271 |  | 11/09/2023 | 109826 | 203360144 | 11/09/2023
Carrier Corp. - Indianapolis | Bryant | 915SB30026E14 | Federally-Regulated Consumer Product | Non-Weatherized, Condensing Ga | 890 | 234 |  | 11/09/2023 | 26050 | 203360212 | 11/09/2023
Carrier Corp. - Indianapolis | Bryant | 801SA48090E21* | Federally-Regulated Consumer Product | Non-Weatherized, Non-Condensin | 1450 | 246 |  | 11/09/2023 | 87792 | 203360140 | 11/09/2023
Carrier Corp. - Indianapolis | Bryant | 926TB48080V17*D | Federally-Regulated Consumer Product | Non-Weatherized, Condensing Ga | 1686 | 269 |  | 11/09/2023 | 51540 | 203359157 | 11/09/2023
Carrier Corp. - Indianapolis | Bryant | 821TA66110V21* | Federally-Regulated Consumer Product | Non-Weatherized, Non-Condensin | 2435 | 289 |  | 11/09/2023 | 72702 | 203358817 | 11/09/2023
Carrier Corp. - Indianapolis | Bryant | 915SB48080E17*D | Federally-Regulated Consumer Product | Non-Weatherized, Condensing Ga | 1771 | 273 |  | 11/09/2023 | 80331 | 203360233 | 11/09/2023
Carrier Corp. - Indianapolis | Bryant | 912SD48080E17* | Federally-Regulated Consumer Product | Mobile Home Non-Weatherized, C | 1390 | 256 |  | 11/09/2023 | 79599 | 203359612 | 11/09/2023
Carrier Corp. - Indianapolis | Bryant | 821TA36070V14* | Federally-Regulated Consumer Product | Non-Weatherized, Non-Condensin | 1456 | 246 |  | 11/09/2023 | 43558 | 203358813 | 11/09/2023
Carrier Corp. - Indianapolis | Bryant | 801SA60135E24 | Federally-Regulated Consumer Product | Non-Weatherized, Non-Condensin | 1887 | 265 |  | 11/09/2023 | 131482 | 203359952 | 11/09/2023
Carrier Corp. - Indianapolis | Bryant | 912SD60080E21* | Federally-Regulated Consumer Product | Mobile Home Non-Weatherized, C | 1832 | 276 |  | 11/09/2023 | 79860 | 203359616 | 11/09/2023
Carrier Corp. - Indianapolis | Bryant | 801SA36045E14 | Federally-Regulated Consumer Product | Non-Weatherized, Non-Condensin | 1083 | 230 |  | 11/09/2023 | 43761 | 203359927 | 11/09/2023
Carrier Corp. - Indianapolis | Bryant | 801SA42090E17* | Federally-Regulated Consumer Product | Non-Weatherized, Non-Condensin | 1238 | 236 |  | 11/09/2023 | 88097 | 203360139 | 11/09/2023
Carrier Corp. - Indianapolis | Bryant | 801SA60110E24 | Federally-Regulated Consumer Product | Non-Weatherized, Non-Condensin | 2027 | 271 |  | 11/09/2023 | 109826 | 203359950 | 11/09/2023
Carrier Corp. - Indianapolis | Bryant | 915SB60080E21 | Federally-Regulated Consumer Product | Non-Weatherized, Condensing Ga | 1837 | 276 |  | 11/09/2023 | 79777 | 203360219 | 11/09/2023
Carrier Corp. - Indianapolis | Bryant | 912SD60100E21 | Federally-Regulated Consumer Product | Non-Weatherized, Condensing Ga | 1821 | 275 |  | 11/09/2023 | 99460 | 203359618 | 11/09/2023
Carrier Corp. - Indianapolis | Bryant | 801SA36070E17* | Federally-Regulated Consumer Product | Non-Weatherized, Non-Condensin | 1051 | 228 |  | 11/09/2023 | 65904 | 203360137 | 11/09/2023
Carrier Corp. - Indianapolis | Bryant | 821TA36070V14 | Federally-Regulated Consumer Product | Non-Weatherized, Non-Condensin | 1456 | 246 |  | 11/09/2023 | 43558 | 203358792 | 11/09/2023
Carrier Corp. - Indianapolis | Bryant | 801SA36070E14 | Federally-Regulated Consumer Product | Non-Weatherized, Non-Condensin | 1106 | 231 |  | 11/09/2023 | 65995 | 203359931 | 11/09/2023
Carrier Corp. - Indianapolis | Bryant | 800SA60135E24 | Federally-Regulated Consumer Product | Non-Weatherized, Non-Condensin | 1887 | 265 |  | 11/09/2023 | 131482 | 203359633 | 11/09/2023
Carrier Corp. - Indianapolis | Bryant | 821TA36045V14* | Federally-Regulated Consumer Product | Non-Weatherized, Non-Condensin | 1205 | 235 |  | 11/09/2023 | 28909 | 203358812 | 11/09/2023
Carrier Corp. - Indianapolis | Bryant | 800SA60090E24 | Federally-Regulated Consumer Product | Non-Weatherized, Non-Condensin | 1987 | 269 |  | 11/09/2023 | 88320 | 203359627 | 11/09/2023
Carrier Corp. - Indianapolis | Bryant | 926TB42060V17 | Federally-Regulated Consumer Product | Non-Weatherized, Condensing Ga | 1459 | 259 |  | 11/09/2023 | 39051 | 203359150 | 11/09/2023
Carrier Corp. - Indianapolis | Bryant | 801SA36070E14* | Federally-Regulated Consumer Product | Non-Weatherized, Non-Condensin | 1106 | 231 |  | 11/09/2023 | 65995 | 203360136 | 11/09/2023
Carrier Corp. - Indianapolis | Bryant | 912SD36040E17 | Federally-Regulated Consumer Product | Non-Weatherized, Condensing Ga | 1024 | 240 |  | 11/09/2023 | 39894 | 203359598 | 11/09/2023
Carrier Corp. - Indianapolis | Bryant | 801SA60155E24 | Federally-Regulated Consumer Product | Non-Weatherized, Non-Condensin | 2000 | 270 |  | 11/09/2023 | 153106 | 203359955 | 11/09/2023
Carrier Corp. - Indianapolis | Bryant | 821TA66135V24 | Federally-Regulated Consumer Product | Non-Weatherized, Non-Condensin | 2420 | 288 |  | 11/09/2023 | 87246 | 203358797 | 11/09/2023
Carrier Corp. - Indianapolis | Bryant | 810SA36070E14 | Federally-Regulated Consumer Product | Non-Weatherized, Non-Condensin | 1106 | 231 |  | 11/09/2023 | 65995 | 203360408 | 11/09/2023
Carrier Corp. - Indianapolis | Bryant | 800SA48090E21 | Federally-Regulated Consumer Product | Non-Weatherized, Non-Condensin | 1450 | 246 |  | 11/09/2023 | 87792 | 203359623 | 11/09/2023
Carrier Corp. - Indianapolis | Bryant | 821TA60090V21 | Federally-Regulated Consumer Product | Non-Weatherized, Non-Condensin | 2025 | 271 |  | 11/09/2023 | 57947 | 203358795 | 11/09/2023
Carrier Corp. - Indianapolis | Bryant | 915SB30026E14*D | Federally-Regulated Consumer Product | Non-Weatherized, Condensing Ga | 890 | 234 |  | 11/09/2023 | 26050 | 203360227 | 11/09/2023
Carrier Corp. - Indianapolis | Bryant | 801SA36045E17 | Federally-Regulated Consumer Product | Non-Weatherized, Non-Condensin | 1206 | 235 |  | 11/09/2023 | 44058 | 203359929 | 11/09/2023
Carrier Corp. - Indianapolis | Bryant | 821TA60090V21* | Federally-Regulated Consumer Product | Non-Weatherized, Non-Condensin | 2025 | 271 |  | 11/09/2023 | 57947 | 203358816 | 11/09/2023
Carrier Corp. - Indianapolis | Bryant | 801SA36045E14* | Federally-Regulated Consumer Product | Non-Weatherized, Non-Condensin | 1083 | 230 |  | 11/09/2023 | 43761 | 203360134 | 11/09/2023
Carrier Corp. - Indianapolis | Bryant | 821TA36045V14 | Federally-Regulated Consumer Product | Non-Weatherized, Non-Condensin | 1205 | 235 |  | 11/09/2023 | 28909 | 203358791 | 11/09/2023
Carrier Corp. - Indianapolis | Bryant | 912SD36060E14* | Federally-Regulated Consumer Product | Mobile Home Non-Weatherized, C | 945 | 237 |  | 11/09/2023 | 59375 | 203359604 | 11/09/2023
Carrier Corp. - Indianapolis | Bryant | 821TA48090V17* | Federally-Regulated Consumer Product | Non-Weatherized, Non-Condensin | 1594 | 252 |  | 11/09/2023 | 57941 | 203358815 | 11/09/2023
Carrier Corp. - Indianapolis | Bryant | 912SD30040E14 | Federally-Regulated Consumer Product | Non-Weatherized, Condensing Ga | 981 | 238 |  | 11/09/2023 | 40102 | 203359594 | 11/09/2023
Carrier Corp. - Indianapolis | Bryant | 801SA60090E21* | Federally-Regulated Consumer Product | Non-Weatherized, Non-Condensin | 2015 | 271 |  | 11/09/2023 | 88187 | 203360141 | 11/09/2023
Carrier Corp. - Indianapolis | Bryant | 926TB36040V17*D | Federally-Regulated Consumer Product | Non-Weatherized, Condensing Ga | 1075 | 242 |  | 11/09/2023 | 25768 | 203359155 | 11/09/2023
Carrier Corp. - Indianapolis | Bryant | 801SA60110E21 | Federally-Regulated Consumer Product | Non-Weatherized, Non-Condensin | 2177 | 278 |  | 11/09/2023 | 110527 | 203359947 | 11/09/2023
Carrier Corp. - Indianapolis | Bryant | 801SA60090E21 | Federally-Regulated Consumer Product | Non-Weatherized, Non-Condensin | 2015 | 271 |  | 11/09/2023 | 88187 | 203359942 | 11/09/2023
Carrier Corp. - Indianapolis | Bryant | 915SB48080E17 | Federally-Regulated Consumer Product | Non-Weatherized, Condensing Ga | 1771 | 273 |  | 11/09/2023 | 80331 | 203360217 | 11/09/2023
Carrier Corp. - Indianapolis | Bryant | 800SA42090E17 | Federally-Regulated Consumer Product | Non-Weatherized, Non-Condensin | 1238 | 236 |  | 11/09/2023 | 88097 | 203359621 | 11/09/2023
Carrier Corp. - Indianapolis | Bryant | 915SB60100E21 | Federally-Regulated Consumer Product | Non-Weatherized, Condensing Ga | 2102 | 287 |  | 11/09/2023 | 99999 | 203360221 | 11/09/2023
Carrier Corp. - Indianapolis | Bryant | 912SD30040E14* | Federally-Regulated Consumer Product | Mobile Home Non-Weatherized, C | 981 | 238 |  | 11/09/2023 | 40102 | 203359596 | 11/09/2023
Carrier Corp. - Indianapolis | Bryant | 912SD60120E24 | Federally-Regulated Consumer Product | Non-Weatherized, Condensing Ga | 1904 | 279 |  | 11/09/2023 | 119302 | 203359622 | 11/09/2023
Carrier Corp. - Indianapolis | Bryant | 915SB60080E21*D | Federally-Regulated Consumer Product | Non-Weatherized, Condensing Ga | 1837 | 276 |  | 11/09/2023 | 79777 | 203360235 | 11/09/2023
Carrier Corp. - Indianapolis | Bryant | 801SA60090E24* | Federally-Regulated Consumer Product | Non-Weatherized, Non-Condensin | 1987 | 269 |  | 11/09/2023 | 88320 | 203360142 | 11/09/2023
Carrier Corp. - Indianapolis | Bryant | 800SA60155E24 | Federally-Regulated Consumer Product | Non-Weatherized, Non-Condensin | 2000 | 270 |  | 11/09/2023 | 153106 | 203359635 | 11/09/2023
Carrier Corp. - Indianapolis | Bryant | 800SA60110E24 | Federally-Regulated Consumer Product | Non-Weatherized, Non-Condensin | 2027 | 271 |  | 11/09/2023 | 109826 | 203359630 | 11/09/2023
Carrier Corp. - Indianapolis | Bryant | 912SD42060E17 | Federally-Regulated Consumer Product | Non-Weatherized, Condensing Ga | 1205 | 248 |  | 11/09/2023 | 60119 | 203359606 | 11/09/2023
Carrier Corp. - Indianapolis | Bryant | 915SB42060E17 | Federally-Regulated Consumer Product | Non-Weatherized, Condensing Ga | 1346 | 254 |  | 11/09/2023 | 60102 | 203360215 | 11/09/2023
Carrier Corp. - Indianapolis | Bryant | 801SA60090E24 | Federally-Regulated Consumer Product | Non-Weatherized, Non-Condensin | 1987 | 269 |  | 11/09/2023 | 88320 | 203359944 | 11/09/2023
Carrier Corp. - Indianapolis | Bryant | 915SB60100E21*D | Federally-Regulated Consumer Product | Non-Weatherized, Condensing Ga | 2102 | 287 |  | 11/09/2023 | 99999 | 203360237 | 11/09/2023
Carrier Corp. - Indianapolis | Bryant | 915SB66120E24*D | Federally-Regulated Consumer Product | Non-Weatherized, Condensing Ga | 2161 | 290 |  | 11/09/2023 | 119834 | 203360240 | 11/09/2023
Carrier Corp. - Indianapolis | Bryant | 801SA36070E17 | Federally-Regulated Consumer Product | Non-Weatherized, Non-Condensin | 1051 | 228 |  | 11/09/2023 | 65904 | 203359933 | 11/09/2023
Carrier Corp. - Indianapolis | Bryant | 800SA36045E17 | Federally-Regulated Consumer Product | Non-Weatherized, Non-Condensin | 1206 | 235 |  | 11/09/2023 | 44058 | 203359613 | 11/09/2023
Carrier Corp. - Indianapolis | Bryant | 810SA36045E14 | Federally-Regulated Consumer Product | Non-Weatherized, Non-Condensin | 1083 | 230 |  | 11/09/2023 | 43761 | 203360403 | 11/09/2023
Carrier Corp. - Indianapolis | Bryant | 915SB36040E17*D | Federally-Regulated Consumer Product | Non-Weatherized, Condensing Ga | 998 | 239 |  | 11/09/2023 | 40139 | 203360229 | 11/09/2023
Carrier Corp. - Indianapolis | Payne | PG95ESAA60080C* | Federally-Regulated Consumer Product | Mobile Home Non-Weatherized, C | 1837 | 276 |  | 11/09/2023 | 79777 | 203360615 | 11/09/2023
Carrier Corp. - Indianapolis | Payne | PG95ESAA36040B**D | Federally-Regulated Consumer Product | Mobile Home Non-Weatherized, C | 998 | 239 |  | 11/09/2023 | 40139 | 203360618 | 11/09/2023
Carrier Corp. - Indianapolis | Payne | PG95ESAA42060B**D | Federally-Regulated Consumer Product | Mobile Home Non-Weatherized, C | 1346 | 254 |  | 11/09/2023 | 60102 | 203360619 | 11/09/2023
Carrier Corp. - Indianapolis | Payne | PG95ESAA66120D**D | Federally-Regulated Consumer Product | Mobile Home Non-Weatherized, C | 2161 | 290 |  | 11/09/2023 | 119834 | 203360623 | 11/09/2023
Carrier Corp. - Indianapolis | Payne | PG95ESAA42060B* | Federally-Regulated Consumer Product | Mobile Home Non-Weatherized, C | 1346 | 254 |  | 11/09/2023 | 60102 | 203360613 | 11/09/2023
Carrier Corp. - Indianapolis | Payne | PG95ESAA60100C* | Federally-Regulated Consumer Product | Mobile Home Non-Weatherized, C | 2102 | 287 |  | 11/09/2023 | 99999 | 203360616 | 11/09/2023
Carrier Corp. - Indianapolis | Payne | PG95ESAA60100C**D | Federally-Regulated Consumer Product | Mobile Home Non-Weatherized, C | 2102 | 287 |  | 11/09/2023 | 99999 | 203360622 | 11/09/2023
Carrier Corp. - Indianapolis | Payne | PG95ESAA48080B* | Federally-Regulated Consumer Product | Mobile Home Non-Weatherized, C | 1771 | 273 |  | 11/09/2023 | 80331 | 203360614 | 11/09/2023
Carrier Corp. - Indianapolis | Payne | PG95ESAA60080C**D | Federally-Regulated Consumer Product | Mobile Home Non-Weatherized, C | 1837 | 276 |  | 11/09/2023 | 79777 | 203360621 | 11/09/2023
Carrier Corp. - Indianapolis | Payne | PG95ESAA36040B* | Federally-Regulated Consumer Product | Mobile Home Non-Weatherized, C | 998 | 239 |  | 11/09/2023 | 40139 | 203360612 | 11/09/2023
Carrier Corp. - Indianapolis | Payne | PG95ESAA48080B**D | Federally-Regulated Consumer Product | Mobile Home Non-Weatherized, C | 1771 | 273 |  | 11/09/2023 | 80331 | 203360620 | 11/09/2023
Carrier Corp. - Indianapolis | Payne | PG95ESAA66120D* | Federally-Regulated Consumer Product | Mobile Home Non-Weatherized, C | 2161 | 290 |  | 11/09/2023 | 119834 | 203360617 | 11/09/2023
Allied Air | XAAE | PRPG*1448-126EP-** | Federally-Regulated Consumer Product | Weatherized Non-Condensing Gas | 1898 | 280 |  | 11/10/2022 | 126349 | 206900607 | 11/14/2023
Allied Air | XAAE | PRPG*1436-054EP-** | Federally-Regulated Consumer Product | Weatherized Non-Condensing Gas | 1343 | 258 |  | 11/10/2022 | 54039 | 206900606 | 11/14/2023
Allied Air | Armstrong | PRPDF1636-090VP-** | Federally-Regulated Consumer Product | Weatherized Non-Condensing Gas | 1342 | 258 |  | 05/25/2023 | 66873 | 206901408 | 11/14/2023
Allied Air | Armstrong | PRPG*1636-090VP-** | Federally-Regulated Consumer Product | Weatherized Non-Condensing Gas | 1342 | 258 |  | 05/25/2023 | 66873 | 206901398 | 11/14/2023
Allied Air | Armstrong | PRPG*1636-072VP-** | Federally-Regulated Consumer Product | Weatherized Non-Condensing Gas | 1341 | 258 |  | 05/25/2023 | 53633 | 206901404 | 11/14/2023
Allied Air | Armstrong | PRPG*1624-072VP-** | Federally-Regulated Consumer Product | Weatherized Non-Condensing Gas | 1330 | 254 |  | 05/25/2023 | 53940 | 206901396 | 11/14/2023
Allied Air | Armstrong | PRPDF1648-108VP-** | Federally-Regulated Consumer Product | Weatherized Non-Condensing Gas | 1765 | 277 |  | 05/25/2023 | 80501 | 206901410 | 11/14/2023
Allied Air | Armstrong | PRPG*1648-108VP-** | Federally-Regulated Consumer Product | Weatherized Non-Condensing Gas | 1765 | 277 |  | 05/25/2023 | 80501 | 206901400 | 11/14/2023
Allied Air | Armstrong | PRPDF1624-072VP-** | Federally-Regulated Consumer Product | Weatherized Non-Condensing Gas | 1330 | 254 |  | 05/25/2023 | 53940 | 206901406 | 11/14/2023
Allied Air | Armstrong | PRPG*1660-126VP-** | Federally-Regulated Consumer Product | Weatherized Non-Condensing Gas | 2027 | 288 |  | 05/25/2023 | 93995 | 206901402 | 11/14/2023
Allied Air | Armstrong | PRPDF1660-126VP-** | Federally-Regulated Consumer Product | Weatherized Non-Condensing Gas | 2027 | 288 |  | 05/25/2023 | 93995 | 206901412 | 11/14/2023
Allied Air | XAAE | PRPG*1448-126EP-** | Federally-Regulated Consumer Product | Weatherized Non-Condensing Gas | 1898 | 280 |  | 11/14/2023 | 126349 | 206900607 | 11/14/2023
Allied Air | XAAE | PRPG*1436-054EP-** | Federally-Regulated Consumer Product | Weatherized Non-Condensing Gas | 1343 | 258 |  | 11/14/2023 | 54039 | 206900606 | 11/14/2023
Allied Air | Lennox | LRP16G*36-072VP-** | Federally-Regulated Consumer Product | Weatherized Non-Condensing Gas | 1341 | 258 | 258 | 05/25/2023 | 53633 | 206901421 | 11/14/2023
Allied Air | Lennox | LRP16GE*6-090VP-** | Federally-Regulated Consumer Product | Weatherized Non-Condensing Gas | 1342 | 258 | 258 | 05/25/2023 | 66873 | 206901418 | 11/14/2023
Allied Air | Lennox | LRP14G*36-054EP-** | Federally-Regulated Consumer Product | Weatherized Non-Condensing Gas | 1343 | 258 | 258 | 05/25/2023 | 54039 | 206901331 | 11/14/2023
Allied Air | Lennox | LRP16G*60-126VP-** | Federally-Regulated Consumer Product | Weatherized Non-Condensing Gas | 2027 | 288 | 288 | 05/25/2023 | 93995 | 206901420 | 11/14/2023
Allied Air | Lennox | LRP16G*48-108VP-** | Federally-Regulated Consumer Product | Weatherized Non-Condensing Gas | 1765 | 277 | 277 | 05/25/2023 | 80501 | 206901419 | 11/14/2023
Allied Air | Lennox | LRP14G*48-126EP-** | Federally-Regulated Consumer Product | Weatherized Non-Condensing Gas | 1898 | 280 | 283 | 05/25/2023 | 126349 | 206901337 | 11/14/2023
Allied Air | Lennox | LRP16G*24-072VP-** | Federally-Regulated Consumer Product | Weatherized Non-Condensing Gas | 1330 | 254 | 258 | 05/25/2023 | 53940 | 206901417 | 11/14/2023
Allied Air | Armstrong | PRPDF1636-090VP-** | Federally-Regulated Consumer Product | Weatherized Non-Condensing Gas | 1342 | 258 |  | 11/14/2023 | 66873 | 206901408 | 11/14/2023
Allied Air | Armstrong | PRPG*1636-090VP-** | Federally-Regulated Consumer Product | Weatherized Non-Condensing Gas | 1342 | 258 |  | 11/14/2023 | 66873 | 206901398 | 11/14/2023
Allied Air | Armstrong | PRPG*1636-072VP-** | Federally-Regulated Consumer Product | Weatherized Non-Condensing Gas | 1341 | 258 |  | 11/14/2023 | 53633 | 206901404 | 11/14/2023
Allied Air | Armstrong | PRPG*1624-072VP-** | Federally-Regulated Consumer Product | Weatherized Non-Condensing Gas | 1330 | 254 |  | 11/14/2023 | 53940 | 206901396 | 11/14/2023
Allied Air | Armstrong | PRPDF1648-108VP-** | Federally-Regulated Consumer Product | Weatherized Non-Condensing Gas | 1765 | 277 |  | 11/14/2023 | 80501 | 206901410 | 11/14/2023
Allied Air | Armstrong | PRPG*1648-108VP-** | Federally-Regulated Consumer Product | Weatherized Non-Condensing Gas | 1765 | 277 |  | 11/14/2023 | 80501 | 206901400 | 11/14/2023
Allied Air | Armstrong | PRPDF1624-072VP-** | Federally-Regulated Consumer Product | Weatherized Non-Condensing Gas | 1330 | 254 |  | 11/14/2023 | 53940 | 206901406 | 11/14/2023
Allied Air | Armstrong | PRPG*1660-126VP-** | Federally-Regulated Consumer Product | Weatherized Non-Condensing Gas | 2027 | 288 |  | 11/14/2023 | 93995 | 206901402 | 11/14/2023
Allied Air | Armstrong | PRPDF1660-126VP-** | Federally-Regulated Consumer Product | Weatherized Non-Condensing Gas | 2027 | 288 |  | 11/14/2023 | 93995 | 206901412 | 11/14/2023
Allied Air | Lennox | LRP16G*36-072VP-** | Federally-Regulated Consumer Product | Weatherized Non-Condensing Gas | 1341 | 258 |  | 11/14/2023 | 53633 | 206901421 | 11/14/2023
Allied Air | Lennox | LRP16GE*6-090VP-** | Federally-Regulated Consumer Product | Weatherized Non-Condensing Gas | 1342 | 258 |  | 11/14/2023 | 66873 | 206901418 | 11/14/2023
Allied Air | Lennox | LRP14G*36-054EP-** | Federally-Regulated Consumer Product | Weatherized Non-Condensing Gas | 1343 | 258 |  | 11/14/2023 | 54039 | 206901331 | 11/14/2023
Allied Air | Lennox | LRP16G*60-126VP-** | Federally-Regulated Consumer Product | Weatherized Non-Condensing Gas | 2027 | 288 |  | 11/14/2023 | 93995 | 206901420 | 11/14/2023
Allied Air | Lennox | LRP16G*48-108VP-** | Federally-Regulated Consumer Product | Weatherized Non-Condensing Gas | 1765 | 277 |  | 11/14/2023 | 80501 | 206901419 | 11/14/2023
Allied Air | Lennox | LRP14G*48-126EP-** | Federally-Regulated Consumer Product | Weatherized Non-Condensing Gas | 1898 | 280 |  | 11/14/2023 | 126349 | 206901337 | 11/14/2023
Allied Air | Lennox | LRP16G*24-072VP-** | Federally-Regulated Consumer Product | Weatherized Non-Condensing Gas | 1330 | 254 |  | 11/14/2023 | 53940 | 206901417 | 11/14/2023
Allied Air | Lennox | LRP16G*36-072VP-** | Federally-Regulated Consumer Product | Weatherized Non-Condensing Gas | 1341 | 258 |  | 11/14/2023 | 53633 | 206901421 | 11/14/2023
Allied Air | Lennox | LRP16GE*6-090VP-** | Federally-Regulated Consumer Product | Weatherized Non-Condensing Gas | 1342 | 258 |  | 11/14/2023 | 66873 | 206901418 | 11/14/2023
Allied Air | Lennox | LRP14G*36-054EP-** | Federally-Regulated Consumer Product | Weatherized Non-Condensing Gas | 1343 | 258 |  | 11/14/2023 | 54039 | 206901331 | 11/14/2023
Allied Air | Lennox | LRP16G*60-126VP-** | Federally-Regulated Consumer Product | Weatherized Non-Condensing Gas | 2027 | 288 |  | 11/14/2023 | 93995 | 206901420 | 11/14/2023
Allied Air | Lennox | LRP16G*48-108VP-** | Federally-Regulated Consumer Product | Weatherized Non-Condensing Gas | 1765 | 277 |  | 11/14/2023 | 80501 | 206901419 | 11/14/2023
Allied Air | Lennox | LRP14G*48-126EP-** | Federally-Regulated Consumer Product | Weatherized Non-Condensing Gas | 1898 | 280 |  | 11/14/2023 | 126349 | 206901337 | 11/14/2023
Allied Air | Lennox | LRP16G*24-072VP-** | Federally-Regulated Consumer Product | Weatherized Non-Condensing Gas | 1330 | 254 |  | 11/14/2023 | 53940 | 206901417 | 11/14/2023
Allied Air | XAAE | PRPG*1448-126EP-** | Federally-Regulated Consumer Product | Weatherized Non-Condensing Gas | 1898 | 280 | 283 | 11/14/2023 | 126349 | 206900607 | 11/14/2023
Allied Air | XAAE | PRPG*1436-054EP-** | Federally-Regulated Consumer Product | Weatherized Non-Condensing Gas | 1343 | 258 | 258 | 11/14/2023 | 54039 | 206900606 | 11/14/2023
Allied Air | Armstrong | PRPDF1636-090VP-** | Federally-Regulated Consumer Product | Weatherized Non-Condensing Gas | 1342 | 258 |  | 11/14/2023 | 66873 | 206901408 | 11/14/2023
Allied Air | Armstrong | PRPG*1636-090VP-** | Federally-Regulated Consumer Product | Weatherized Non-Condensing Gas | 1342 | 258 |  | 11/14/2023 | 66873 | 206901398 | 11/14/2023
Allied Air | Armstrong | PRPG*1636-072VP-** | Federally-Regulated Consumer Product | Weatherized Non-Condensing Gas | 1341 | 258 |  | 11/14/2023 | 53633 | 206901404 | 11/14/2023
Allied Air | Armstrong | PRPG*1624-072VP-** | Federally-Regulated Consumer Product | Weatherized Non-Condensing Gas | 1330 | 254 |  | 11/14/2023 | 53940 | 206901396 | 11/14/2023
Allied Air | Armstrong | PRPDF1648-108VP-** | Federally-Regulated Consumer Product | Weatherized Non-Condensing Gas | 1765 | 277 |  | 11/14/2023 | 80501 | 206901410 | 11/14/2023
Allied Air | Armstrong | PRPG*1648-108VP-** | Federally-Regulated Consumer Product | Weatherized Non-Condensing Gas | 1765 | 277 |  | 11/14/2023 | 80501 | 206901400 | 11/14/2023
Allied Air | Armstrong | PRPDF1624-072VP-** | Federally-Regulated Consumer Product | Weatherized Non-Condensing Gas | 1330 | 254 |  | 11/14/2023 | 53940 | 206901406 | 11/14/2023
Allied Air | Armstrong | PRPG*1660-126VP-** | Federally-Regulated Consumer Product | Weatherized Non-Condensing Gas | 2027 | 288 |  | 11/14/2023 | 93995 | 206901402 | 11/14/2023
Allied Air | Armstrong | PRPDF1660-126VP-** | Federally-Regulated Consumer Product | Weatherized Non-Condensing Gas | 2027 | 288 |  | 11/14/2023 | 93995 | 206901412 | 11/14/2023
Allied Air | GE | NP16G60V126-* | Federally-Regulated Consumer Product | Weatherized Non-Condensing Gas | 2027 | 288 |  | 05/25/2023 | 93995 | 208694576 | 11/16/2023
Allied Air | GE | NP16G36V072-* | Federally-Regulated Consumer Product | Weatherized Non-Condensing Gas | 1341 | 258 |  | 05/25/2023 | 53633 | 209843670 | 11/16/2023
Allied Air | GE | NP16G24V072-* | Federally-Regulated Consumer Product | Weatherized Non-Condensing Gas | 1330 | 254 |  | 05/25/2023 | 53940 | 208694572 | 11/16/2023
Allied Air | GE | NP16G36V090-* | Federally-Regulated Consumer Product | Weatherized Non-Condensing Gas | 1342 | 258 |  | 05/25/2023 | 66873 | 208694574 | 11/16/2023
Allied Air | GE | NP16G48V108-* | Federally-Regulated Consumer Product | Weatherized Non-Condensing Gas | 1765 | 277 |  | 05/25/2023 | 80501 | 208694575 | 11/16/2023
Allied Air | GE | NP14G42S090-* | Federally-Regulated Consumer Product | Weatherized Non-Condensing Gas | 1348 | 254 |  | 06/22/2023 | 88991 | 208694573 | 11/16/2023
Rheem Sales Company, Inc. | Friedrich | FR921V0705A21M4 | Federally-Regulated Consumer Product | Non-Weatherized, Condensing Ga | 1835 | 248 |  | 10/17/2023 | 69808 | 213112755 | 11/16/2023
Rheem Sales Company, Inc. | Friedrich | FR921T0705A21M4 | Federally-Regulated Consumer Product | Non-Weatherized, Condensing Ga | 1983 | 282 |  | 10/17/2023 | 70360 | 213112744 | 11/16/2023
Rheem Sales Company, Inc. | Friedrich | FR951V0705A21M4 | Federally-Regulated Consumer Product | Non-Weatherized, Condensing Ga | 1835 | 248 |  | 10/17/2023 | 69808 | 213112761 | 11/16/2023
Rheem Sales Company, Inc. | Friedrich | FR98MV0855A21UPS | Federally-Regulated Consumer Product | Non-Weatherized, Condensing Ga | 2209 | 292 |  | 10/17/2023 | 33631 | 213112678 | 11/16/2023
Rheem Sales Company, Inc. | Friedrich | FR962V0403A17M4S | Federally-Regulated Consumer Product | Non-Weatherized, Condensing Ga | 1248 | 250 |  | 09/14/2023 | 29623 | 213319209 | 11/16/2023
Rheem Sales Company, Inc. | Friedrich | FR96TA0702521MSA | Federally-Regulated Consumer Product | Non-Weatherized, Condensing Ga | 1854 | 277 |  | 11/07/2023 | 49250 | 213614269 | 11/16/2023
Rheem Sales Company, Inc. | Friedrich | FR951T0705A21M4 | Federally-Regulated Consumer Product | Non-Weatherized, Condensing Ga | 1983 | 282 |  | 10/17/2023 | 70360 | 213112738 | 11/16/2023
Rheem Sales Company, Inc. | Mainline | MP962W0403A17M4S | Federally-Regulated Consumer Product | Non-Weatherized, Condensing Ga | 1248 | 250 |  | 09/14/2023 | 29623 | 209214521 | 11/16/2023
Rheem Sales Company, Inc. | Mainline | ML962V0403A17M4S | Federally-Regulated Consumer Product | Non-Weatherized, Condensing Ga | 1248 | 250 |  | 09/14/2023 | 29623 | 208430202 | 11/16/2023
Rheem Sales Company, Inc. | Mainline | ML98MV0855A21UPS | Federally-Regulated Consumer Product | Non-Weatherized, Condensing Ga | 2209 | 292 |  | 09/26/2023 | 33631 | 208157099 | 11/16/2023
Rheem Sales Company, Inc. | Thermal Zone | TZ96M42V040B3SA | Federally-Regulated Consumer Product | Non-Weatherized, Condensing Ga | 1248 | 250 |  | 09/14/2023 | 29623 | 208430243 | 11/16/2023
Rheem Sales Company, Inc. | Fujitsu | FF98MV508521UPS*A | Federally-Regulated Consumer Product | Non-Weatherized, Condensing Ga | 2209 | 292 |  | 09/26/2023 | 33631 | 208157109 | 11/16/2023
Rheem Sales Company, Inc. | Fujitsu | FF96TV304017M4SCA*P | Federally-Regulated Consumer Product | Non-Weatherized, Condensing Ga | 1248 | 250 |  | 09/14/2023 | 29623 | 208430098 | 11/16/2023
Rheem Sales Company, Inc. | Sure | S98MV0855A21UPS | Federally-Regulated Consumer Product | Non-Weatherized, Condensing Ga | 2209 | 292 |  | 10/17/2023 | 33631 | 208157048 | 11/16/2023
Rheem Sales Company, Inc. | DURASTAR | DR96M4AW0402317S | Federally-Regulated Consumer Product | Non-Weatherized, Condensing Ga | 1248 | 250 |  | 09/14/2023 | 29623 | 208430141 | 11/16/2023
Rheem Sales Company, Inc. | Ruud | U98MV0855A21UPS | Federally-Regulated Consumer Product | Non-Weatherized, Condensing Ga | 2209 | 292 |  | 10/17/2023 | 33631 | 208157038 | 11/16/2023
Rheem Sales Company, Inc. | RUSSELL | S98MV0855A21UPS | Federally-Regulated Consumer Product | Non-Weatherized, Condensing Ga | 2209 | 292 |  | 10/17/2023 | 33631 | 208157058 | 11/16/2023
Allied Air | GE | NP16G60V126-* | Federally-Regulated Consumer Product | Weatherized Non-Condensing Gas | 2027 | 288 |  | 11/16/2023 | 93995 | 208694576 | 11/16/2023
Allied Air | GE | NP16G36V072-* | Federally-Regulated Consumer Product | Weatherized Non-Condensing Gas | 1341 | 258 |  | 11/16/2023 | 53633 | 209843670 | 11/16/2023
Allied Air | GE | NP16G24V072-* | Federally-Regulated Consumer Product | Weatherized Non-Condensing Gas | 1330 | 254 |  | 11/16/2023 | 53940 | 208694572 | 11/16/2023
Allied Air | GE | NP16G36V090-* | Federally-Regulated Consumer Product | Weatherized Non-Condensing Gas | 1342 | 258 |  | 11/16/2023 | 66873 | 208694574 | 11/16/2023
Allied Air | GE | NP16G48V108-* | Federally-Regulated Consumer Product | Weatherized Non-Condensing Gas | 1765 | 277 |  | 11/16/2023 | 80501 | 208694575 | 11/16/2023
Allied Air | GE | NP14G42S090-* | Federally-Regulated Consumer Product | Weatherized Non-Condensing Gas | 1348 | 254 |  | 11/16/2023 | 88991 | 208694573 | 11/16/2023
Carrier Corp. - Indianapolis | Kenmore | PGR548090K**2K* | Federally-Regulated Consumer Product | Weatherized Non-Condensing Gas | 1628 | 270 |  | 05/25/2023 | 90600 | 212410567 | 11/16/2023
Rheem Sales Company, Inc. | Friedrich | FR921V0705A21M4 | Federally-Regulated Consumer Product | Non-Weatherized, Condensing Ga | 1835 | 248 |  | 10/17/2023 | 69808 | 213112755 | 11/16/2023
Rheem Sales Company, Inc. | Friedrich | FR921T0705A21M4 | Federally-Regulated Consumer Product | Non-Weatherized, Condensing Ga | 1983 | 282 |  | 11/16/2023 | 70360 | 213112744 | 11/16/2023
Rheem Sales Company, Inc. | Friedrich | FR951V0705A21M4 | Federally-Regulated Consumer Product | Non-Weatherized, Condensing Ga | 1835 | 248 |  | 10/17/2023 | 69808 | 213112761 | 11/16/2023
Rheem Sales Company, Inc. | Friedrich | FR98MV0855A21UPS | Federally-Regulated Consumer Product | Non-Weatherized, Condensing Ga | 2209 | 292 |  | 11/16/2023 | 33631 | 213112678 | 11/16/2023
Rheem Sales Company, Inc. | Friedrich | FR962V0403A17M4S | Federally-Regulated Consumer Product | Non-Weatherized, Condensing Ga | 1248 | 250 |  | 11/16/2023 | 29623 | 213319209 | 11/16/2023
Rheem Sales Company, Inc. | Friedrich | FR96TA0702521MSA | Federally-Regulated Consumer Product | Non-Weatherized, Condensing Ga | 1854 | 277 |  | 11/16/2023 | 49250 | 213614269 | 11/16/2023
Rheem Sales Company, Inc. | Friedrich | FR951T0705A21M4 | Federally-Regulated Consumer Product | Non-Weatherized, Condensing Ga | 1983 | 282 |  | 11/16/2023 | 70360 | 213112738 | 11/16/2023
Rheem Sales Company, Inc. | Mainline | MP962W0403A17M4S | Federally-Regulated Consumer Product | Non-Weatherized, Condensing Ga | 1248 | 250 |  | 11/16/2023 | 29623 | 209214521 | 11/16/2023
Rheem Sales Company, Inc. | Mainline | ML962V0403A17M4S | Federally-Regulated Consumer Product | Non-Weatherized, Condensing Ga | 1248 | 250 |  | 11/16/2023 | 29623 | 208430202 | 11/16/2023
Rheem Sales Company, Inc. | Mainline | ML98MV0855A21UPS | Federally-Regulated Consumer Product | Non-Weatherized, Condensing Ga | 2209 | 292 |  | 11/16/2023 | 33631 | 208157099 | 11/16/2023
Rheem Sales Company, Inc. | Thermal Zone | TZ96M42V040B3SA | Federally-Regulated Consumer Product | Non-Weatherized, Condensing Ga | 1248 | 250 |  | 11/16/2023 | 29623 | 208430243 | 11/16/2023
Rheem Sales Company, Inc. | Fujitsu | FF98MV508521UPS*A | Federally-Regulated Consumer Product | Non-Weatherized, Condensing Ga | 2209 | 292 |  | 11/16/2023 | 33631 | 208157109 | 11/16/2023
Rheem Sales Company, Inc. | Fujitsu | FF96TV304017M4SCA*P | Federally-Regulated Consumer Product | Non-Weatherized, Condensing Ga | 1248 | 250 |  | 11/16/2023 | 29623 | 208430098 | 11/16/2023
Rheem Sales Company, Inc. | Sure | S98MV0855A21UPS | Federally-Regulated Consumer Product | Non-Weatherized, Condensing Ga | 2209 | 292 |  | 11/16/2023 | 33631 | 208157048 | 11/16/2023
Rheem Sales Company, Inc. | DURASTAR | DR96M4AW0402317S | Federally-Regulated Consumer Product | Non-Weatherized, Condensing Ga | 1248 | 250 |  | 11/16/2023 | 29623 | 208430141 | 11/16/2023
Rheem Sales Company, Inc. | Ruud | U98MV0855A21UPS | Federally-Regulated Consumer Product | Non-Weatherized, Condensing Ga | 2209 | 292 |  | 11/16/2023 | 33631 | 208157038 | 11/16/2023
Rheem Sales Company, Inc. | RUSSELL | S98MV0855A21UPS | Federally-Regulated Consumer Product | Non-Weatherized, Condensing Ga | 2209 | 292 |  | 11/16/2023 | 33631 | 208157058 | 11/16/2023
Rheem Sales Company, Inc. | Rheem | R98MV0855A21UPS | Federally-Regulated Consumer Product | Non-Weatherized, Condensing Ga | 2209 | 292 |  | 10/17/2023 | 33631 | 208157028 | 11/16/2023
Rheem Sales Company, Inc. | Rheem | R962V0403A17M4S | Federally-Regulated Consumer Product | Non-Weatherized, Condensing Ga | 1248 | 250 |  | 09/14/2023 | 29623 | 208243255 | 11/16/2023
Carrier Corp. - Indianapolis | Kenmore | PGR548090K**2K* | Federally-Regulated Consumer Product | Weatherized Non-Condensing Gas | 1628 | 270 |  | 11/16/2023 | 90600 | 212410567 | 11/16/2023
Carrier Corp. - Indianapolis | Tempstar | PGR548090K**2K* | Federally-Regulated Consumer Product | Weatherized Non-Condensing Gas | 1628 | 270 |  | 05/25/2023 | 90600 | 212410573 | 11/16/2023
Carrier Corp. - Indianapolis | Heil | PGR548090K**2K* | Federally-Regulated Consumer Product | Weatherized Non-Condensing Gas | 1628 | 270 |  | 05/25/2023 | 90600 | 212410546 | 11/16/2023
Carrier Corp. - Indianapolis | Arcoaire | PGR548090K**2K* | Federally-Regulated Consumer Product | Weatherized Non-Condensing Gas | 1628 | 270 |  | 05/25/2023 | 90600 | 212410524 | 11/16/2023
Carrier Corp. - Indianapolis | Carrier | 48VGUK480903* | Federally-Regulated Consumer Product | Weatherized Non-Condensing Gas | 1628 | 270 |  | 05/25/2023 | 90600 | 212410501 | 11/16/2023
Carrier Corp. - Indianapolis | Keeprite | PGR548090K**2K* | Federally-Regulated Consumer Product | Weatherized Non-Condensing Gas | 1628 | 270 |  | 05/25/2023 | 90600 | 212410559 | 11/16/2023
Carrier Corp. - Indianapolis | Comfortmaker | PGR548090K**2K* | Federally-Regulated Consumer Product | Weatherized Non-Condensing Gas | 1628 | 270 |  | 05/25/2023 | 90600 | 212410531 | 11/16/2023
Carrier Corp. - Indianapolis | Bryant | 577ENWK48090U* | Federally-Regulated Consumer Product | Weatherized Non-Condensing Gas | 1628 | 270 |  | 05/25/2023 | 90600 | 212410509 | 11/16/2023
Carrier Corp. - Indianapolis | ICP Commercial | PGR548090K**2K* | Federally-Regulated Consumer Product | Weatherized Non-Condensing Gas | 1628 | 270 |  | 05/25/2023 | 90600 | 212410552 | 11/16/2023
Carrier Corp. - Indianapolis | Day & Night | PGR548090K**2K* | Federally-Regulated Consumer Product | Weatherized Non-Condensing Gas | 1628 | 270 |  | 05/25/2023 | 90600 | 212410538 | 11/16/2023
Carrier Corp. - Indianapolis | Airquest | PGR548090K**2K* | Federally-Regulated Consumer Product | Weatherized Non-Condensing Gas | 1628 | 270 |  | 05/25/2023 | 90600 | 212410517 | 11/16/2023
Rheem Sales Company, Inc. | Rheem | R98MV0855A21UPS | Federally-Regulated Consumer Product | Non-Weatherized, Condensing Ga | 2209 | 292 |  | 11/16/2023 | 33631 | 208157028 | 11/16/2023
Rheem Sales Company, Inc. | Rheem | R962V0403A17M4S | Federally-Regulated Consumer Product | Non-Weatherized, Condensing Ga | 1248 | 250 |  | 11/16/2023 | 29623 | 208243255 | 11/16/2023
Carrier Corp. - Indianapolis | Tempstar | PGR548090K**2K* | Federally-Regulated Consumer Product | Weatherized Non-Condensing Gas | 1628 | 270 |  | 11/16/2023 | 90600 | 212410573 | 11/16/2023
Carrier Corp. - Indianapolis | Heil | PGR548090K**2K* | Federally-Regulated Consumer Product | Weatherized Non-Condensing Gas | 1628 | 270 |  | 11/16/2023 | 90600 | 212410546 | 11/16/2023
Carrier Corp. - Indianapolis | Arcoaire | PGR548090K**2K* | Federally-Regulated Consumer Product | Weatherized Non-Condensing Gas | 1628 | 270 |  | 11/16/2023 | 90600 | 212410524 | 11/16/2023
Carrier Corp. - Indianapolis | Carrier | 48VGUK480903* | Federally-Regulated Consumer Product | Weatherized Non-Condensing Gas | 1628 | 270 |  | 11/16/2023 | 90600 | 212410501 | 11/16/2023
Carrier Corp. - Indianapolis | Keeprite | PGR548090K**2K* | Federally-Regulated Consumer Product | Weatherized Non-Condensing Gas | 1628 | 270 |  | 11/16/2023 | 90600 | 212410559 | 11/16/2023
Carrier Corp. - Indianapolis | Comfortmaker | PGR548090K**2K* | Federally-Regulated Consumer Product | Weatherized Non-Condensing Gas | 1628 | 270 |  | 11/16/2023 | 90600 | 212410531 | 11/16/2023
Carrier Corp. - Indianapolis | Bryant | 577ENWK48090U* | Federally-Regulated Consumer Product | Weatherized Non-Condensing Gas | 1628 | 270 |  | 11/16/2023 | 90600 | 212410509 | 11/16/2023
Carrier Corp. - Indianapolis | ICP Commercial | PGR548090K**2K* | Federally-Regulated Consumer Product | Weatherized Non-Condensing Gas | 1628 | 270 |  | 11/16/2023 | 90600 | 212410552 | 11/16/2023
Carrier Corp. - Indianapolis | Day & Night | PGR548090K**2K* | Federally-Regulated Consumer Product | Weatherized Non-Condensing Gas | 1628 | 270 |  | 11/16/2023 | 90600 | 212410538 | 11/16/2023
Carrier Corp. - Indianapolis | Airquest | PGR548090K**2K* | Federally-Regulated Consumer Product | Weatherized Non-Condensing Gas | 1628 | 270 |  | 11/16/2023 | 90600 | 212410517 | 11/16/2023
Carrier Corp. - Indianapolis | Day & Night | PGR548090K**2K* | Federally-Regulated Consumer Product | Weatherized Non-Condensing Gas | 1628 | 270 |  | 11/16/2023 | 90600 | 212410538 | 11/16/2023
Carrier Corp. - Indianapolis | Keeprite | PGR548090K**2K* | Federally-Regulated Consumer Product | Weatherized Non-Condensing Gas | 1628 | 270 |  | 11/16/2023 | 90600 | 212410559 | 11/16/2023
Rheem Sales Company, Inc. | Ruud | U98MV0855A21UPS | Federally-Regulated Consumer Product | Non-Weatherized, Condensing Ga | 2209 | 292 |  | 11/16/2023 | 33631 | 208157038 | 11/16/2023
Rheem Sales Company, Inc. | Sure | S98MV0855A21UPS | Federally-Regulated Consumer Product | Non-Weatherized, Condensing Ga | 2209 | 292 |  | 11/16/2023 | 33631 | 208157048 | 11/16/2023
Carrier Corp. - Indianapolis | Heil | PGR548090K**2K* | Federally-Regulated Consumer Product | Weatherized Non-Condensing Gas | 1628 | 270 |  | 11/16/2023 | 90600 | 212410546 | 11/16/2023
Rheem Sales Company, Inc. | Friedrich | FR921V0705A21M4 | Federally-Regulated Consumer Product | Non-Weatherized, Condensing Ga | 1835 | 248 |  | 11/16/2023 | 69808 | 213112755 | 11/16/2023
Rheem Sales Company, Inc. | Friedrich | FR921T0705A21M4 | Federally-Regulated Consumer Product | Non-Weatherized, Condensing Ga | 1983 | 282 |  | 11/16/2023 | 70360 | 213112744 | 11/16/2023
Rheem Sales Company, Inc. | Friedrich | FR951V0705A21M4 | Federally-Regulated Consumer Product | Non-Weatherized, Condensing Ga | 1835 | 248 |  | 11/16/2023 | 69808 | 213112761 | 11/16/2023
Rheem Sales Company, Inc. | Friedrich | FR98MV0855A21UPS | Federally-Regulated Consumer Product | Non-Weatherized, Condensing Ga | 2209 | 292 |  | 11/16/2023 | 33631 | 213112678 | 11/16/2023
Rheem Sales Company, Inc. | Friedrich | FR962V0403A17M4S | Federally-Regulated Consumer Product | Non-Weatherized, Condensing Ga | 1248 | 250 |  | 11/16/2023 | 29623 | 213319209 | 11/16/2023
Rheem Sales Company, Inc. | Friedrich | FR96TA0702521MSA | Federally-Regulated Consumer Product | Non-Weatherized, Condensing Ga | 1854 | 277 |  | 11/16/2023 | 49250 | 213614269 | 11/16/2023
Rheem Sales Company, Inc. | Friedrich | FR951T0705A21M4 | Federally-Regulated Consumer Product | Non-Weatherized, Condensing Ga | 1983 | 282 |  | 11/16/2023 | 70360 | 213112738 | 11/16/2023
Carrier Corp. - Indianapolis | Bryant | 577ENWK48090U* | Federally-Regulated Consumer Product | Weatherized Non-Condensing Gas | 1628 | 270 |  | 11/16/2023 | 90600 | 212410509 | 11/16/2023
Rheem Sales Company, Inc. | Mainline | MP962W0403A17M4S | Federally-Regulated Consumer Product | Non-Weatherized, Condensing Ga | 1248 | 250 |  | 11/16/2023 | 29623 | 209214521 | 11/16/2023
Rheem Sales Company, Inc. | Mainline | ML962V0403A17M4S | Federally-Regulated Consumer Product | Non-Weatherized, Condensing Ga | 1248 | 250 |  | 11/16/2023 | 29623 | 208430202 | 11/16/2023
Rheem Sales Company, Inc. | Mainline | ML98MV0855A21UPS | Federally-Regulated Consumer Product | Non-Weatherized, Condensing Ga | 2209 | 292 |  | 11/16/2023 | 33631 | 208157099 | 11/16/2023
Carrier Corp. - Indianapolis | Tempstar | PGR548090K**2K* | Federally-Regulated Consumer Product | Weatherized Non-Condensing Gas | 1628 | 270 |  | 11/16/2023 | 90600 | 212410573 | 11/16/2023
Carrier Corp. - Indianapolis | Carrier | 48VGUK480903* | Federally-Regulated Consumer Product | Weatherized Non-Condensing Gas | 1628 | 270 |  | 11/16/2023 | 90600 | 212410501 | 11/16/2023
Rheem Sales Company, Inc. | Fujitsu | FF98MV508521UPS*A | Federally-Regulated Consumer Product | Non-Weatherized, Condensing Ga | 2209 | 292 |  | 11/16/2023 | 33631 | 208157109 | 11/16/2023
Rheem Sales Company, Inc. | Fujitsu | FF96TV304017M4SCA*P | Federally-Regulated Consumer Product | Non-Weatherized, Condensing Ga | 1248 | 250 |  | 11/16/2023 | 29623 | 208430098 | 11/16/2023
Rheem Sales Company, Inc. | RUSSELL | S98MV0855A21UPS | Federally-Regulated Consumer Product | Non-Weatherized, Condensing Ga | 2209 | 292 |  | 11/16/2023 | 33631 | 208157058 | 11/16/2023
Carrier Corp. - Indianapolis | Comfortmaker | PGR548090K**2K* | Federally-Regulated Consumer Product | Weatherized Non-Condensing Gas | 1628 | 270 |  | 11/16/2023 | 90600 | 212410531 | 11/16/2023
Rheem Sales Company, Inc. | Rheem | R98MV0855A21UPS | Federally-Regulated Consumer Product | Non-Weatherized, Condensing Ga | 2209 | 292 |  | 11/16/2023 | 33631 | 208157028 | 11/16/2023
Rheem Sales Company, Inc. | Rheem | R962V0403A17M4S | Federally-Regulated Consumer Product | Non-Weatherized, Condensing Ga | 1248 | 250 |  | 11/16/2023 | 29623 | 208243255 | 11/16/2023
Carrier Corp. - Indianapolis | Kenmore | PGR548090K**2K* | Federally-Regulated Consumer Product | Weatherized Non-Condensing Gas | 1628 | 270 |  | 11/16/2023 | 90600 | 212410567 | 11/16/2023
Carrier Corp. - Indianapolis | ICP Commercial | PGR548090K**2K* | Federally-Regulated Consumer Product | Weatherized Non-Condensing Gas | 1628 | 270 |  | 11/16/2023 | 90600 | 212410552 | 11/16/2023
Rheem Sales Company, Inc. | DURASTAR | DR96M4AW0402317S | Federally-Regulated Consumer Product | Non-Weatherized, Condensing Ga | 1248 | 250 |  | 11/16/2023 | 29623 | 208430141 | 11/16/2023
Carrier Corp. - Indianapolis | Airquest | PGR548090K**2K* | Federally-Regulated Consumer Product | Weatherized Non-Condensing Gas | 1628 | 270 |  | 11/16/2023 | 90600 | 212410517 | 11/16/2023
Allied Air | GE | NP16G60V126-* | Federally-Regulated Consumer Product | Weatherized Non-Condensing Gas | 2027 | 288 |  | 11/16/2023 | 93995 | 208694576 | 11/16/2023
Allied Air | GE | NP16G36V072-* | Federally-Regulated Consumer Product | Weatherized Non-Condensing Gas | 1341 | 258 |  | 11/16/2023 | 53633 | 209843670 | 11/16/2023
Allied Air | GE | NP16G24V072-* | Federally-Regulated Consumer Product | Weatherized Non-Condensing Gas | 1330 | 254 |  | 11/16/2023 | 53940 | 208694572 | 11/16/2023
Allied Air | GE | NP16G36V090-* | Federally-Regulated Consumer Product | Weatherized Non-Condensing Gas | 1342 | 258 |  | 11/16/2023 | 66873 | 208694574 | 11/16/2023
Allied Air | GE | NP16G48V108-* | Federally-Regulated Consumer Product | Weatherized Non-Condensing Gas | 1765 | 277 |  | 11/16/2023 | 80501 | 208694575 | 11/16/2023
Allied Air | GE | NP14G42S090-* | Federally-Regulated Consumer Product | Weatherized Non-Condensing Gas | 1348 | 254 |  | 11/16/2023 | 88991 | 208694573 | 11/16/2023
Carrier Corp. - Indianapolis | Arcoaire | PGR548090K**2K* | Federally-Regulated Consumer Product | Weatherized Non-Condensing Gas | 1628 | 270 |  | 11/16/2023 | 90600 | 212410524 | 11/16/2023
Rheem Sales Company, Inc. | Thermal Zone | TZ96M42V040B3SA | Federally-Regulated Consumer Product | Non-Weatherized, Condensing Ga | 1248 | 250 |  | 11/16/2023 | 29623 | 208430243 | 11/16/2023
Allied Air | Lennox | LRP16GE*6-090VP-** | Federally-Regulated Consumer Product | Weatherized Non-Condensing Gas | 1342 | 258 |  | 11/14/2023 | 66873 | 206901418 | 11/21/2023
Allied Air | Lennox | LRP16GE*6-090VP-** | Federally-Regulated Consumer Product | Weatherized Non-Condensing Gas | 1342 | 258 |  | 11/21/2023 | 66873 | 206901418 | 11/21/2023
Rheem Sales Company, Inc. | Ruud | RGEAZR060AJT10UNA | Federally-Regulated Consumer Product | Weatherized Non-Condensing Gas | 1911 | 283 |  | 06/22/2022 | 99261 | 208676579 | 11/21/2023
Rheem Sales Company, Inc. | Ruud | U802VA075317ZSB | Federally-Regulated Consumer Product | Non-Weatherized, Non-Condensin | 1324 | 240 | 240 | 06/22/2023 | 52495 | 8087197 | 11/21/2023
Rheem Sales Company, Inc. | Ruud | U98MV0855A21UPS | Federally-Regulated Consumer Product | Non-Weatherized, Condensing Ga | 2209 | 292 |  | 11/16/2023 | 33631 | 208157038 | 11/21/2023
Rheem Sales Company, Inc. | Ruud | R801T1255A24UHN | Federally-Regulated Consumer Product | Non-Weatherized, Non-Condensin | 1991 | 270 |  | 05/25/2023 | 123598 | 208242385 | 11/21/2023
Rheem Sales Company, Inc. | Ruud | RGEA16024AJV062AB | Federally-Regulated Consumer Product | Weatherized Non-Condensing Gas | 1358 | 259 | 259 | 05/26/2023 | 46205 | 203404610 | 11/21/2023
Rheem Sales Company, Inc. | Ruud | R951T0705A21M4 | Federally-Regulated Consumer Product | Non-Weatherized, Condensing Ga | 1983 | 282 |  | 10/17/2023 | 70360 | 208663418 | 11/21/2023
Rheem Sales Company, Inc. | Ruud | R801V0503A14UH | Federally-Regulated Consumer Product | Non-Weatherized, Non-Condensin | 1308 | 184 |  | 05/25/2023 | 50472 | 208665954 | 11/21/2023
Rheem Sales Company, Inc. | Ruud | R96TA0852521MSA | Federally-Regulated Consumer Product | Non-Weatherized, Condensing Ga | 2115 | 288 |  | 10/17/2023 | 58240 | 201712924 | 11/21/2023
Rheem Sales Company, Inc. | Ruud | RGEAZR036AJT06UNA | Federally-Regulated Consumer Product | Weatherized Non-Condensing Gas | 1434 | 262 |  | 06/22/2022 | 60723 | 208676514 | 11/21/2023
Rheem Sales Company, Inc. | Ruud | RGECZR036AJT10**C | Federally-Regulated Consumer Product | Weatherized Non-Condensing Gas | 1576 | 218 | 268 | 10/11/2022 | 100764 | 210279535 | 11/21/2023
Rheem Sales Company, Inc. | Ruud | R801V0504A17UHSCAP | Federally-Regulated Consumer Product | Non-Weatherized, Non-Condensin | 1682 | 256 |  | 03/30/2023 | 50501 | 211774703 | 11/21/2023
Rheem Sales Company, Inc. | Ruud | RGEA16036AJV062AB | Federally-Regulated Consumer Product | Weatherized Non-Condensing Gas | 1358 | 259 |  | 05/26/2023 | 46205 | 203404614 | 11/21/2023
Rheem Sales Company, Inc. | Ruud | RGEAZR024AJT04XNA | Federally-Regulated Consumer Product | Weatherized Non-Condensing Gas | 1205 | 252 |  | 05/25/2023 | 40798 | 208676469 | 11/21/2023
Rheem Sales Company, Inc. | Ruud | RGEAZR024AJT06XNA | Federally-Regulated Consumer Product | Weatherized Non-Condensing Gas | 1270 | 255 |  | 05/25/2023 | 61123 | 208676479 | 11/21/2023
Rheem Sales Company, Inc. | Ruud | R801T0704A17UHU | Federally-Regulated Consumer Product | Non-Weatherized, Non-Condensin | 1823 | 262 |  | 05/25/2022 | 70109 | 208430276 | 11/21/2023
Rheem Sales Company, Inc. | Ruud | R921T0705A21M4 | Federally-Regulated Consumer Product | Non-Weatherized, Condensing Ga | 1983 | 282 |  | 10/17/2023 | 70360 | 208663450 | 11/21/2023
Rheem Sales Company, Inc. | Ruud | RGEAZR048AJT101NA | Federally-Regulated Consumer Product | Weatherized Non-Condensing Gas | 2001 | 287 |  | 05/25/2023 | 101705 | 208676449 | 11/21/2023
Rheem Sales Company, Inc. | Ruud | R801V0754A17UH | Federally-Regulated Consumer Product | Non-Weatherized, Non-Condensin | 1830 | 223 |  | 05/25/2023 | 75693 | 208665958 | 11/21/2023
Rheem Sales Company, Inc. | Ruud | RGEAZR024AJT041NA | Federally-Regulated Consumer Product | Weatherized Non-Condensing Gas | 1205 | 252 |  | 05/25/2023 | 40798 | 208676389 | 11/21/2023
Rheem Sales Company, Inc. | Ruud | RGEA14036AJT06UAA | Federally-Regulated Consumer Product | Weatherized Non-Condensing Gas | 1434 | 262 |  | 05/26/2023 | 60723 | 205965534 | 11/21/2023
Rheem Sales Company, Inc. | Ruud | RGEAZR036AJT061NA | Federally-Regulated Consumer Product | Weatherized Non-Condensing Gas | 1259 | 254 |  | 05/25/2023 | 58986 | 208676419 | 11/21/2023
Rheem Sales Company, Inc. | Ruud | R96TA0602317MSA | Federally-Regulated Consumer Product | Non-Weatherized, Condensing Ga | 1342 | 254 |  | 10/17/2023 | 39319 | 201712920 | 11/21/2023
Rheem Sales Company, Inc. | Ruud | RGEAZR024AJT081NA | Federally-Regulated Consumer Product | Weatherized Non-Condensing Gas | 1202 | 252 |  | 05/25/2023 | 79659 | 208676399 | 11/21/2023
Rheem Sales Company, Inc. | Ruud | RGECZR048AJT07**C | Federally-Regulated Consumer Product | Weatherized Non-Condensing Gas | 1873 | 167 | 281 | 10/11/2022 | 52596 | 210279539 | 11/21/2023
Rheem Sales Company, Inc. | Ruud | RGEAZR048AJT10UNA | Federally-Regulated Consumer Product | Weatherized Non-Condensing Gas | 1832 | 280 |  | 05/25/2023 | 100370 | 208676564 | 11/21/2023
Rheem Sales Company, Inc. | Ruud | RGEAZR042AJT08XNA | Federally-Regulated Consumer Product | Weatherized Non-Condensing Gas | 1820 | 279 |  | 05/25/2023 | 81578 | 208676544 | 11/21/2023
Rheem Sales Company, Inc. | Ruud | R96TA0702521MSA | Federally-Regulated Consumer Product | Non-Weatherized, Condensing Ga | 1854 | 277 |  | 10/17/2023 | 49250 | 203261705 | 11/21/2023
Rheem Sales Company, Inc. | Ruud | RGEAZR042AJT08UNA | Federally-Regulated Consumer Product | Weatherized Non-Condensing Gas | 1635 | 271 |  | 06/22/2022 | 80943 | 208676539 | 11/21/2023
Rheem Sales Company, Inc. | Ruud | RGEAZR024AJT061NA | Federally-Regulated Consumer Product | Weatherized Non-Condensing Gas | 1270 | 255 |  | 05/25/2023 | 61123 | 208676394 | 11/21/2023
Rheem Sales Company, Inc. | Ruud | RGEAZR042AJT10XNA | Federally-Regulated Consumer Product | Weatherized Non-Condensing Gas | 1774 | 277 |  | 06/22/2022 | 100987 | 208676549 | 11/21/2023
Rheem Sales Company, Inc. | Ruud | R802V0754A17DZNCAP | Federally-Regulated Consumer Product | Non-Weatherized, Non-Condensin | 1628 | 254 |  | 03/30/2023 | 52707 | 211774715 | 11/21/2023
Rheem Sales Company, Inc. | Ruud | R801V1255A24UH | Federally-Regulated Consumer Product | Non-Weatherized, Non-Condensin | 2076 | 258 |  | 05/25/2023 | 124802 | 208665970 | 11/21/2023
Rheem Sales Company, Inc. | Ruud | RGEAZR036AJT101NA | Federally-Regulated Consumer Product | Weatherized Non-Condensing Gas | 1380 | 260 |  | 05/25/2023 | 100130 | 208676429 | 11/21/2023
Rheem Sales Company, Inc. | Ruud | U802VA125524ZXB | Federally-Regulated Consumer Product | Non-Weatherized, Non-Condensin | 2322 | 284 | 284 | 06/22/2023 | 87684 | 8087234 | 11/21/2023
Rheem Sales Company, Inc. | Ruud | RGECZR036AJT07**C | Federally-Regulated Consumer Product | Weatherized Non-Condensing Gas | 1475 | 165 |  | 05/25/2023 | 53157 | 208503161 | 11/21/2023
Rheem Sales Company, Inc. | Ruud | RGEAZR030AJT041NA | Federally-Regulated Consumer Product | Weatherized Non-Condensing Gas | 1342 | 258 |  | 05/25/2023 | 39842 | 208676404 | 11/21/2023
Rheem Sales Company, Inc. | Ruud | RGEAZR060AJT10XNA | Federally-Regulated Consumer Product | Weatherized Non-Condensing Gas | 2131 | 293 |  | 05/25/2023 | 101980 | 208676584 | 11/21/2023
Rheem Sales Company, Inc. | Ruud | RGEA14030AJT081AC | Federally-Regulated Consumer Product | Weatherized Non-Condensing Gas | 1147 | 249 |  | 05/26/2023 | 79965 | 206606602 | 11/21/2023
Rheem Sales Company, Inc. | Ruud | RGEAZR060AJT081NA | Federally-Regulated Consumer Product | Weatherized Non-Condensing Gas | 2041 | 289 |  | 05/25/2023 | 79422 | 208676454 | 11/21/2023
Rheem Sales Company, Inc. | Ruud | U802VA075421ZSB | Federally-Regulated Consumer Product | Non-Weatherized, Non-Condensin | 2017 | 271 | 271 | 06/22/2023 | 52471 | 8087209 | 11/21/2023
Rheem Sales Company, Inc. | Ruud | RGEAZR024AJT08XNA | Federally-Regulated Consumer Product | Weatherized Non-Condensing Gas | 1202 | 252 |  | 06/22/2022 | 79659 | 208676484 | 11/21/2023
Rheem Sales Company, Inc. | Ruud | RGEAZR042AJT101NA | Federally-Regulated Consumer Product | Weatherized Non-Condensing Gas | 1774 | 277 |  | 06/22/2022 | 100987 | 208676439 | 11/21/2023
Rheem Sales Company, Inc. | Ruud | RGEAZR048AJT10XNA | Federally-Regulated Consumer Product | Weatherized Non-Condensing Gas | 2001 | 287 |  | 05/25/2023 | 101705 | 208676569 | 11/21/2023
Rheem Sales Company, Inc. | Ruud | RGEAZR024AJT06UNA | Federally-Regulated Consumer Product | Weatherized Non-Condensing Gas | 1236 | 253 |  | 05/25/2023 | 61566 | 208676474 | 11/21/2023
Rheem Sales Company, Inc. | Ruud | R96TA0402317MSA | Federally-Regulated Consumer Product | Non-Weatherized, Condensing Ga | 1252 | 250 |  | 10/17/2023 | 29298 | 201712918 | 11/21/2023
Rheem Sales Company, Inc. | Ruud | RGEA14030AJT04UAA | Federally-Regulated Consumer Product | Weatherized Non-Condensing Gas | 1189 | 251 |  | 05/26/2023 | 39887 | 205965532 | 11/21/2023
Rheem Sales Company, Inc. | Ruud | RGEAZR042AJT081NA | Federally-Regulated Consumer Product | Weatherized Non-Condensing Gas | 1820 | 279 |  | 05/25/2023 | 81578 | 208676434 | 11/21/2023
Rheem Sales Company, Inc. | Ruud | RGEA16036AJV06TAB | Federally-Regulated Consumer Product | Weatherized Non-Condensing Gas | 1358 | 259 |  | 05/26/2023 | 46205 | 203404616 | 11/21/2023
Rheem Sales Company, Inc. | Ruud | R96TA1002521MSA | Federally-Regulated Consumer Product | Non-Weatherized, Condensing Ga | 1930 | 280 |  | 10/17/2023 | 69202 | 201712926 | 11/21/2023
Rheem Sales Company, Inc. | Ruud | R801TA070417MUA | Federally-Regulated Consumer Product | Non-Weatherized, Non-Condensin | 1823 | 262 |  | 05/26/2023 | 70109 | 204501684 | 11/21/2023
Rheem Sales Company, Inc. | Ruud | RGEAZR030AJT04XNA | Federally-Regulated Consumer Product | Weatherized Non-Condensing Gas | 1342 | 258 |  | 05/25/2023 | 39842 | 208676494 | 11/21/2023
Rheem Sales Company, Inc. | Ruud | R96TA0702317MSA | Federally-Regulated Consumer Product | Non-Weatherized, Condensing Ga | 1321 | 253 |  | 10/17/2023 | 49242 | 201712922 | 11/21/2023
Rheem Sales Company, Inc. | Ruud | RGEAZR048AJT08XNA | Federally-Regulated Consumer Product | Weatherized Non-Condensing Gas | 1847 | 280 |  | 05/25/2023 | 80515 | 208676559 | 11/21/2023
Rheem Sales Company, Inc. | Ruud | RGEAZR036AJT081NA | Federally-Regulated Consumer Product | Weatherized Non-Condensing Gas | 1387 | 260 |  | 06/22/2022 | 80632 | 208676424 | 11/21/2023
Rheem Sales Company, Inc. | Ruud | RGEAZR030AJT081NA | Federally-Regulated Consumer Product | Weatherized Non-Condensing Gas | 1216 | 253 |  | 06/22/2022 | 80365 | 208676414 | 11/21/2023
Rheem Sales Company, Inc. | Ruud | RGEAZR030AJT06UNA | Federally-Regulated Consumer Product | Weatherized Non-Condensing Gas | 1125 | 248 |  | 05/25/2023 | 60094 | 208676499 | 11/21/2023
Rheem Sales Company, Inc. | Ruud | RGEAZR036AJT06XNA | Federally-Regulated Consumer Product | Weatherized Non-Condensing Gas | 1259 | 254 |  | 05/25/2023 | 58986 | 208676519 | 11/21/2023
Rheem Sales Company, Inc. | Ruud | R921V0705A21M4 | Federally-Regulated Consumer Product | Non-Weatherized, Condensing Ga | 1835 | 248 |  | 10/17/2023 | 69808 | 208676289 | 11/21/2023
Rheem Sales Company, Inc. | Ruud | R95TC0701521MSA | Federally-Regulated Consumer Product | Non-Weatherized, Condensing Ga | 1983 | 279 |  | 10/17/2023 | 70360 | 203261700 | 11/21/2023
Rheem Sales Company, Inc. | Ruud | RGEAZR030AJT061NA | Federally-Regulated Consumer Product | Weatherized Non-Condensing Gas | 1342 | 258 |  | 05/25/2023 | 61240 | 208676409 | 11/21/2023
Rheem Sales Company, Inc. | Ruud | R802V1255A24DZSCAP | Federally-Regulated Consumer Product | Non-Weatherized, Non-Condensin | 2179 | 278 |  | 05/25/2023 | 86625 | 211774737 | 11/21/2023
Rheem Sales Company, Inc. | Ruud | R96TA1152524MSA | Federally-Regulated Consumer Product | Non-Weatherized, Condensing Ga | 1935 | 280 |  | 10/17/2023 | 78711 | 201712928 | 11/21/2023
Rheem Sales Company, Inc. | Ruud | R801V1005A21UH | Federally-Regulated Consumer Product | Non-Weatherized, Non-Condensin | 2027 | 188 |  | 05/25/2023 | 100725 | 208665966 | 11/21/2023
Rheem Sales Company, Inc. | Ruud | U802VA125524ZSB | Federally-Regulated Consumer Product | Non-Weatherized, Non-Condensin | 2322 | 284 | 284 | 06/22/2023 | 87684 | 8087229 | 11/21/2023
Rheem Sales Company, Inc. | Ruud | RGEAZR036AJT10XNA | Federally-Regulated Consumer Product | Weatherized Non-Condensing Gas | 1380 | 260 |  | 05/25/2023 | 100130 | 208676534 | 11/21/2023
Rheem Sales Company, Inc. | Ruud | RGECZR060AJT07**C | Federally-Regulated Consumer Product | Weatherized Non-Condensing Gas | 2336 | 182 | 302 | 10/11/2022 | 52310 | 210279547 | 11/21/2023
Rheem Sales Company, Inc. | Ruud | R802V0754A17DZSCAP | Federally-Regulated Consumer Product | Non-Weatherized, Non-Condensin | 1628 | 254 |  | 03/30/2023 | 52707 | 211774719 | 11/21/2023
Rheem Sales Company, Inc. | Ruud | RGEAZR024AJT04UNA | Federally-Regulated Consumer Product | Weatherized Non-Condensing Gas | 1181 | 251 |  | 06/22/2022 | 40068 | 208676464 | 11/21/2023
Rheem Sales Company, Inc. | Ruud | RGEAZR030AJT04UNA | Federally-Regulated Consumer Product | Weatherized Non-Condensing Gas | 1189 | 251 |  | 05/25/2023 | 39887 | 208676489 | 11/21/2023
Rheem Sales Company, Inc. | Ruud | RGECZR060AJT12**C | Federally-Regulated Consumer Product | Weatherized Non-Condensing Gas | 2183 | 266 | 295 | 10/11/2022 | 83968 | 210279551 | 11/21/2023
Rheem Sales Company, Inc. | Ruud | RGEAZR048AJT08UNA | Federally-Regulated Consumer Product | Weatherized Non-Condensing Gas | 2026 | 288 |  | 05/25/2023 | 80020 | 208676554 | 11/21/2023
Rheem Sales Company, Inc. | Ruud | R801TA125524MSA | Federally-Regulated Consumer Product | Non-Weatherized, Non-Condensin | 1991 | 270 | 270 | 05/26/2023 | 123598 | 201707692 | 11/21/2023
Rheem Sales Company, Inc. | Ruud | RGEA14048AJT101AB | Federally-Regulated Consumer Product | Weatherized Non-Condensing Gas | 1809 | 279 | 279 | 05/26/2023 | 99189 | 203404494 | 11/21/2023
Rheem Sales Company, Inc. | Ruud | RGEA14042AJT101AC | Federally-Regulated Consumer Product | Weatherized Non-Condensing Gas | 1494 | 265 |  | 05/26/2023 | 99609 | 206606647 | 11/21/2023
Rheem Sales Company, Inc. | Ruud | R801V0704A17UHUCAP | Federally-Regulated Consumer Product | Non-Weatherized, Non-Condensin | 1723 | 258 |  | 05/25/2023 | 70568 | 211774707 | 11/21/2023
Rheem Sales Company, Inc. | Ruud | RGEAZR030AJT08XNA | Federally-Regulated Consumer Product | Weatherized Non-Condensing Gas | 1216 | 253 |  | 05/25/2023 | 80365 | 208676509 | 11/21/2023
Rheem Sales Company, Inc. | Ruud | R951V0705A21M4 | Federally-Regulated Consumer Product | Non-Weatherized, Condensing Ga | 1835 | 248 |  | 10/17/2023 | 69808 | 208676322 | 11/21/2023
Rheem Sales Company, Inc. | Ruud | RGEAZR036AJT08XNA | Federally-Regulated Consumer Product | Weatherized Non-Condensing Gas | 1387 | 260 |  | 06/22/2022 | 80632 | 208676529 | 11/21/2023
Rheem Sales Company, Inc. | Ruud | R801V0755A21UH | Federally-Regulated Consumer Product | Non-Weatherized, Non-Condensin | 1813 | 235 |  | 05/25/2023 | 75573 | 208665962 | 11/21/2023
Rheem Sales Company, Inc. | Ruud | U802VA075317ZXB | Federally-Regulated Consumer Product | Non-Weatherized, Non-Condensin | 1324 | 240 | 240 | 06/22/2023 | 52495 | 8087202 | 11/21/2023
Rheem Sales Company, Inc. | Ruud | R801V0504A17UHNCAP | Federally-Regulated Consumer Product | Non-Weatherized, Non-Condensin | 1682 | 256 |  | 05/25/2023 | 50501 | 211774700 | 11/21/2023
Rheem Sales Company, Inc. | Ruud | RGEAZR036AJT08UNA | Federally-Regulated Consumer Product | Weatherized Non-Condensing Gas | 1382 | 260 |  | 05/25/2023 | 80891 | 208676524 | 11/21/2023
Rheem Sales Company, Inc. | Ruud | RGECZR048AJT12**C | Federally-Regulated Consumer Product | Weatherized Non-Condensing Gas | 1902 | 259 | 283 | 10/11/2022 | 84032 | 210279543 | 11/21/2023
Rheem Sales Company, Inc. | Ruud | U802VA075421ZXB | Federally-Regulated Consumer Product | Non-Weatherized, Non-Condensin | 2017 | 271 | 271 | 06/22/2023 | 52471 | 8087214 | 11/21/2023
Rheem Sales Company, Inc. | Ruud | RGEAZR060AJT08XNA | Federally-Regulated Consumer Product | Weatherized Non-Condensing Gas | 2041 | 289 |  | 05/25/2023 | 79422 | 208676574 | 11/21/2023
Rheem Sales Company, Inc. | Ruud | U802VA100521ZSB | Federally-Regulated Consumer Product | Non-Weatherized, Non-Condensin | 2291 | 283 | 283 | 06/22/2023 | 70210 | 8087219 | 11/21/2023
Rheem Sales Company, Inc. | Ruud | RGEAZR048AJT081NA | Federally-Regulated Consumer Product | Weatherized Non-Condensing Gas | 1847 | 280 |  | 05/25/2023 | 80515 | 208676444 | 11/21/2023
Rheem Sales Company, Inc. | Ruud | RGEAZR030AJT06XNA | Federally-Regulated Consumer Product | Weatherized Non-Condensing Gas | 1342 | 258 |  | 05/25/2023 | 61240 | 208676504 | 11/21/2023
Rheem Sales Company, Inc. | Ruud | RGEAZR060AJT101NA | Federally-Regulated Consumer Product | Weatherized Non-Condensing Gas | 2131 | 293 |  | 05/25/2023 | 101980 | 208676459 | 11/21/2023
Rheem Sales Company, Inc. | Ruud | RGEAZR060AJT10UNA | Federally-Regulated Consumer Product | Weatherized Non-Condensing Gas | 1911 | 283 |  | 06/22/2022 | 99261 | 208676579 | 11/21/2023
Rheem Sales Company, Inc. | Ruud | U802VA075317ZSB | Federally-Regulated Consumer Product | Non-Weatherized, Non-Condensin | 1324 | 240 | 240 | 06/22/2023 | 52495 | 8087197 | 11/21/2023
Rheem Sales Company, Inc. | Ruud | U98MV0855A21UPS | Federally-Regulated Consumer Product | Non-Weatherized, Condensing Ga | 2209 | 292 |  | 11/16/2023 | 33631 | 208157038 | 11/21/2023
Rheem Sales Company, Inc. | Ruud | R801T1255A24UHN | Federally-Regulated Consumer Product | Non-Weatherized, Non-Condensin | 1991 | 270 |  | 05/25/2023 | 123598 | 208242385 | 11/21/2023
Rheem Sales Company, Inc. | Ruud | RGEA16024AJV062AB | Federally-Regulated Consumer Product | Weatherized Non-Condensing Gas | 1358 | 259 | 259 | 05/26/2023 | 46205 | 203404610 | 11/21/2023
Rheem Sales Company, Inc. | Ruud | R951T0705A21M4 | Federally-Regulated Consumer Product | Non-Weatherized, Condensing Ga | 1983 | 282 |  | 10/17/2023 | 70360 | 208663418 | 11/21/2023
Rheem Sales Company, Inc. | Ruud | R801V0503A14UH | Federally-Regulated Consumer Product | Non-Weatherized, Non-Condensin | 1308 | 184 |  | 11/21/2023 | 50472 | 208665954 | 11/21/2023
Rheem Sales Company, Inc. | Ruud | RGEXZS060AJV082 | Federally-Regulated Consumer Product | Weatherized Non-Condensing Gas | 1950 | 177 |  | 09/26/2023 | 56366 | 213352266 | 11/21/2023
Rheem Sales Company, Inc. | Ruud | R802V1005A21DZNCAP | Federally-Regulated Consumer Product | Non-Weatherized, Non-Condensin | 2120 | 275 |  | 03/31/2023 | 69817 | 211806612 | 11/21/2023
Rheem Sales Company, Inc. | Ruud | RGEAZS024AJV061CA | Federally-Regulated Consumer Product | Weatherized Non-Condensing Gas | 1089 | 247 |  | 06/27/2023 | 60430 | 212675815 | 11/21/2023
Rheem Sales Company, Inc. | Ruud | R802V0503A14DZNCAP | Federally-Regulated Consumer Product | Non-Weatherized, Non-Condensin | 1250 | 237 |  | 05/25/2023 | 34844 | 211806597 | 11/21/2023
Rheem Sales Company, Inc. | Ruud | R802V0504A17UHSCAP | Federally-Regulated Consumer Product | Non-Weatherized, Non-Condensin | 1712 | 257 |  | 05/25/2023 | 34534 | 211806608 | 11/21/2023
Rheem Sales Company, Inc. | Ruud | R801V1004A17UHSCAP | Federally-Regulated Consumer Product | Non-Weatherized, Non-Condensin | 1896 | 204 | 265 | 09/21/2023 | 99142 | 213351290 | 11/21/2023
Rheem Sales Company, Inc. | Ruud | RGECZT036AJT07**C | Federally-Regulated Consumer Product | Weatherized Non-Condensing Gas | 1475 | 165 |  | 06/15/2023 | 53157 | 212604389 | 11/21/2023
Rheem Sales Company, Inc. | Ruud | R801T0504A17UHNNAS | Federally-Regulated Consumer Product | Non-Weatherized, Non-Condensin | 1517 | 249 |  | 03/31/2023 | 50545 | 211806581 | 11/21/2023
Rheem Sales Company, Inc. | Ruud | R951V1005A21UHUCAP | Federally-Regulated Consumer Product | Non-Weatherized, Condensing Ga | 2062 | 286 |  | 07/07/2023 | 94650 | 212921448 | 11/21/2023
Rheem Sales Company, Inc. | Ruud | R802V0504A17UHNCAP | Federally-Regulated Consumer Product | Non-Weatherized, Non-Condensin | 1712 | 257 |  | 03/31/2023 | 34534 | 211806605 | 11/21/2023
Rheem Sales Company, Inc. | Ruud | R801V1505A24UHSCAP | Federally-Regulated Consumer Product | Non-Weatherized, Non-Condensin | 2440 | 249 | 289 | 09/21/2023 | 150642 | 213351293 | 11/21/2023
Rheem Sales Company, Inc. | Ruud | R801T1505A24UHNNAS | Federally-Regulated Consumer Product | Non-Weatherized, Non-Condensin | 1910 | 233 | 266 | 09/21/2023 | 150068 | 213351289 | 11/21/2023
Rheem Sales Company, Inc. | Ruud | RGEXZS060AJV08T | Federally-Regulated Consumer Product | Weatherized Non-Condensing Gas | 1950 | 177 |  | 09/26/2023 | 56366 | 213352262 | 11/21/2023
Rheem Sales Company, Inc. | Ruud | RGECZT060AJT07**C | Federally-Regulated Consumer Product | Weatherized Non-Condensing Gas | 2336 | 182 |  | 06/15/2023 | 52310 | 212604413 | 11/21/2023
Rheem Sales Company, Inc. | Ruud | R802V0755A21DZSCAP | Federally-Regulated Consumer Product | Non-Weatherized, Non-Condensin | 2041 | 272 |  | 05/25/2023 | 52592 | 211774728 | 11/21/2023
Rheem Sales Company, Inc. | Ruud | R951V0403A17UHUCAP | Federally-Regulated Consumer Product | Non-Weatherized, Condensing Ga | 1335 | 254 |  | 07/07/2023 | 42103 | 212921446 | 11/21/2023
Rheem Sales Company, Inc. | Ruud | RGECZT048AJT07**C | Federally-Regulated Consumer Product | Weatherized Non-Condensing Gas | 1873 | 167 |  | 06/15/2023 | 52596 | 212604401 | 11/21/2023
Rheem Sales Company, Inc. | Ruud | R801T1004A17UHNNAS | Federally-Regulated Consumer Product | Non-Weatherized, Non-Condensin | 1448 | 212 | 246 | 09/21/2023 | 98573 | 213351286 | 11/21/2023
Rheem Sales Company, Inc. | Ruud | RGEXZS048AJV08T | Federally-Regulated Consumer Product | Weatherized Non-Condensing Gas | 1734 | 168 |  | 09/26/2023 | 57017 | 213352234 | 11/21/2023
Rheem Sales Company, Inc. | Ruud | R802V1255A24DZNCAP | Federally-Regulated Consumer Product | Non-Weatherized, Non-Condensin | 2179 | 278 |  | 05/25/2023 | 86625 | 211774733 | 11/21/2023
Rheem Sales Company, Inc. | Ruud | R801T1505A24UHSNAS | Federally-Regulated Consumer Product | Non-Weatherized, Non-Condensin | 1910 | 233 | 266 | 09/21/2023 | 150068 | 213351287 | 11/21/2023
Rheem Sales Company, Inc. | Ruud | R801T1004A17UHSNAS | Federally-Regulated Consumer Product | Non-Weatherized, Non-Condensin | 1448 | 212 | 246 | 09/21/2023 | 98573 | 213351284 | 11/21/2023
Rheem Sales Company, Inc. | Ruud | RGEXZS048AJV082 | Federally-Regulated Consumer Product | Weatherized Non-Condensing Gas | 1734 | 168 |  | 09/26/2023 | 57017 | 213352229 | 11/21/2023
Rheem Sales Company, Inc. | Ruud | R801V1004A17UHNCAP | Federally-Regulated Consumer Product | Non-Weatherized, Non-Condensin | 1896 | 204 | 265 | 09/21/2023 | 99142 | 213351292 | 11/21/2023
Rheem Sales Company, Inc. | Ruud | RGECZT048AJT12**C | Federally-Regulated Consumer Product | Weatherized Non-Condensing Gas | 1902 | 259 |  | 06/15/2023 | 84032 | 212604407 | 11/21/2023
Rheem Sales Company, Inc. | Ruud | R802V1005A21DZSCAP | Federally-Regulated Consumer Product | Non-Weatherized, Non-Condensin | 2120 | 275 |  | 05/25/2023 | 69817 | 211806615 | 11/21/2023
Rheem Sales Company, Inc. | Ruud | R801V1005A21UHUCAP | Federally-Regulated Consumer Product | Non-Weatherized, Non-Condensin | 1966 | 269 |  | 05/25/2023 | 97612 | 211806593 | 11/21/2023
Rheem Sales Company, Inc. | Ruud | RGEAZS024AJV06XCA | Federally-Regulated Consumer Product | Weatherized Non-Condensing Gas | 1089 | 247 |  | 06/27/2023 | 60430 | 212675819 | 11/21/2023
Rheem Sales Company, Inc. | Ruud | R801V1505A24UHNCAP | Federally-Regulated Consumer Product | Non-Weatherized, Non-Condensin | 2440 | 249 | 289 | 09/21/2023 | 150642 | 213351295 | 11/21/2023
Rheem Sales Company, Inc. | Ruud | R801V0504A17UHUCAP | Federally-Regulated Consumer Product | Non-Weatherized, Non-Condensin | 1376 | 243 |  | 05/25/2023 | 50203 | 211806590 | 11/21/2023
Rheem Sales Company, Inc. | Ruud | R951V0603A17UHUCAP | Federally-Regulated Consumer Product | Non-Weatherized, Condensing Ga | 1246 | 250 |  | 07/07/2023 | 56140 | 212921447 | 11/21/2023
Rheem Sales Company, Inc. | Ruud | R801T0504A17UHSNAS | Federally-Regulated Consumer Product | Non-Weatherized, Non-Condensin | 1517 | 249 |  | 05/25/2023 | 50545 | 211806585 | 11/21/2023
Rheem Sales Company, Inc. | Ruud | R802V0755A21DZNCAP | Federally-Regulated Consumer Product | Non-Weatherized, Non-Condensin | 2041 | 272 |  | 03/30/2023 | 52592 | 211774724 | 11/21/2023
Rheem Sales Company, Inc. | Ruud | RGECZT060AJT12**C | Federally-Regulated Consumer Product | Weatherized Non-Condensing Gas | 2183 | 266 |  | 06/15/2023 | 83968 | 212604419 | 11/21/2023
Rheem Sales Company, Inc. | Ruud | RGEXZS048AJV10T | Federally-Regulated Consumer Product | Weatherized Non-Condensing Gas | 1797 | 277 |  | 09/26/2023 | 70225 | 213352244 | 11/21/2023
Rheem Sales Company, Inc. | Ruud | RGECZT036AJT10**C | Federally-Regulated Consumer Product | Weatherized Non-Condensing Gas | 1576 | 218 |  | 06/15/2023 | 100764 | 212604395 | 11/21/2023
Rheem Sales Company, Inc. | Ruud | RGEXZS060AJV102 | Federally-Regulated Consumer Product | Weatherized Non-Condensing Gas | 2129 | 188 |  | 09/26/2023 | 70580 | 213352251 | 11/21/2023
Rheem Sales Company, Inc. | Ruud | RGEXZS060AJV10T | Federally-Regulated Consumer Product | Weatherized Non-Condensing Gas | 2129 | 188 |  | 09/26/2023 | 70580 | 213352254 | 11/21/2023
Rheem Sales Company, Inc. | Ruud | R802V0503A14DZSCAP | Federally-Regulated Consumer Product | Non-Weatherized, Non-Condensin | 1250 | 237 |  | 03/31/2023 | 34844 | 211806600 | 11/21/2023
Rheem Sales Company, Inc. | Ruud | RGEXZS048AJV102 | Federally-Regulated Consumer Product | Weatherized Non-Condensing Gas | 1797 | 277 |  | 09/26/2023 | 70225 | 213352239 | 11/21/2023
Rheem Sales Company, Inc. | Ruud | RGEXZS060AJV082 | Federally-Regulated Consumer Product | Weatherized Non-Condensing Gas | 1950 | 177 |  | 11/21/2023 | 56366 | 213352266 | 11/21/2023
Rheem Sales Company, Inc. | Ruud | R802V1005A21DZNCAP | Federally-Regulated Consumer Product | Non-Weatherized, Non-Condensin | 2120 | 275 |  | 11/21/2023 | 69817 | 211806612 | 11/21/2023
Rheem Sales Company, Inc. | Ruud | RGEAZS024AJV061CA | Federally-Regulated Consumer Product | Weatherized Non-Condensing Gas | 1089 | 247 |  | 11/21/2023 | 60430 | 212675815 | 11/21/2023
Rheem Sales Company, Inc. | Ruud | R802V0503A14DZNCAP | Federally-Regulated Consumer Product | Non-Weatherized, Non-Condensin | 1250 | 237 |  | 11/21/2023 | 34844 | 211806597 | 11/21/2023
Rheem Sales Company, Inc. | Ruud | R802V0504A17UHSCAP | Federally-Regulated Consumer Product | Non-Weatherized, Non-Condensin | 1712 | 257 |  | 11/21/2023 | 34534 | 211806608 | 11/21/2023
Rheem Sales Company, Inc. | Ruud | R801V1004A17UHSCAP | Federally-Regulated Consumer Product | Non-Weatherized, Non-Condensin | 1896 | 204 |  | 11/21/2023 | 99142 | 213351290 | 11/21/2023
Rheem Sales Company, Inc. | Ruud | RGECZT036AJT07**C | Federally-Regulated Consumer Product | Weatherized Non-Condensing Gas | 1475 | 165 |  | 11/21/2023 | 53157 | 212604389 | 11/21/2023
Rheem Sales Company, Inc. | Ruud | R801T0504A17UHNNAS | Federally-Regulated Consumer Product | Non-Weatherized, Non-Condensin | 1517 | 249 |  | 11/21/2023 | 50545 | 211806581 | 11/21/2023
Rheem Sales Company, Inc. | Ruud | R951V1005A21UHUCAP | Federally-Regulated Consumer Product | Non-Weatherized, Condensing Ga | 2062 | 286 |  | 11/21/2023 | 94650 | 212921448 | 11/21/2023
Rheem Sales Company, Inc. | Ruud | R802V0504A17UHNCAP | Federally-Regulated Consumer Product | Non-Weatherized, Non-Condensin | 1712 | 257 |  | 11/21/2023 | 34534 | 211806605 | 11/21/2023
Rheem Sales Company, Inc. | Ruud | R801V1505A24UHSCAP | Federally-Regulated Consumer Product | Non-Weatherized, Non-Condensin | 2440 | 249 |  | 11/21/2023 | 150642 | 213351293 | 11/21/2023
Rheem Sales Company, Inc. | Ruud | R801T1505A24UHNNAS | Federally-Regulated Consumer Product | Non-Weatherized, Non-Condensin | 1910 | 233 |  | 11/21/2023 | 150068 | 213351289 | 11/21/2023
Rheem Sales Company, Inc. | Ruud | RGEXZS060AJV08T | Federally-Regulated Consumer Product | Weatherized Non-Condensing Gas | 1950 | 177 |  | 11/21/2023 | 56366 | 213352262 | 11/21/2023
Rheem Sales Company, Inc. | Ruud | RGECZT060AJT07**C | Federally-Regulated Consumer Product | Weatherized Non-Condensing Gas | 2336 | 182 |  | 11/21/2023 | 52310 | 212604413 | 11/21/2023
Rheem Sales Company, Inc. | Ruud | R802V0755A21DZSCAP | Federally-Regulated Consumer Product | Non-Weatherized, Non-Condensin | 2041 | 272 |  | 11/21/2023 | 52592 | 211774728 | 11/21/2023
Rheem Sales Company, Inc. | Ruud | R951V0403A17UHUCAP | Federally-Regulated Consumer Product | Non-Weatherized, Condensing Ga | 1335 | 254 |  | 11/21/2023 | 42103 | 212921446 | 11/21/2023
Rheem Sales Company, Inc. | Ruud | RGECZT048AJT07**C | Federally-Regulated Consumer Product | Weatherized Non-Condensing Gas | 1873 | 167 |  | 11/21/2023 | 52596 | 212604401 | 11/21/2023
Rheem Sales Company, Inc. | Ruud | R801T1004A17UHNNAS | Federally-Regulated Consumer Product | Non-Weatherized, Non-Condensin | 1448 | 212 |  | 11/21/2023 | 98573 | 213351286 | 11/21/2023
Rheem Sales Company, Inc. | Ruud | RGEXZS048AJV08T | Federally-Regulated Consumer Product | Weatherized Non-Condensing Gas | 1734 | 168 |  | 11/21/2023 | 57017 | 213352234 | 11/21/2023
Rheem Sales Company, Inc. | Ruud | R802V1255A24DZNCAP | Federally-Regulated Consumer Product | Non-Weatherized, Non-Condensin | 2179 | 278 |  | 11/21/2023 | 86625 | 211774733 | 11/21/2023
Rheem Sales Company, Inc. | Ruud | R801T1505A24UHSNAS | Federally-Regulated Consumer Product | Non-Weatherized, Non-Condensin | 1910 | 233 |  | 11/21/2023 | 150068 | 213351287 | 11/21/2023
Rheem Sales Company, Inc. | Ruud | R801T1004A17UHSNAS | Federally-Regulated Consumer Product | Non-Weatherized, Non-Condensin | 1448 | 212 |  | 11/21/2023 | 98573 | 213351284 | 11/21/2023
Rheem Sales Company, Inc. | Ruud | RGEXZS048AJV082 | Federally-Regulated Consumer Product | Weatherized Non-Condensing Gas | 1734 | 168 |  | 11/21/2023 | 57017 | 213352229 | 11/21/2023
Rheem Sales Company, Inc. | Ruud | R801V1004A17UHNCAP | Federally-Regulated Consumer Product | Non-Weatherized, Non-Condensin | 1896 | 204 |  | 11/21/2023 | 99142 | 213351292 | 11/21/2023
Rheem Sales Company, Inc. | Ruud | RGECZT048AJT12**C | Federally-Regulated Consumer Product | Weatherized Non-Condensing Gas | 1902 | 259 |  | 11/21/2023 | 84032 | 212604407 | 11/21/2023
Rheem Sales Company, Inc. | Ruud | R802V1005A21DZSCAP | Federally-Regulated Consumer Product | Non-Weatherized, Non-Condensin | 2120 | 275 |  | 11/21/2023 | 69817 | 211806615 | 11/21/2023
Rheem Sales Company, Inc. | Ruud | R801V1005A21UHUCAP | Federally-Regulated Consumer Product | Non-Weatherized, Non-Condensin | 1966 | 269 |  | 11/21/2023 | 97612 | 211806593 | 11/21/2023
Rheem Sales Company, Inc. | Ruud | RGEAZS024AJV06XCA | Federally-Regulated Consumer Product | Weatherized Non-Condensing Gas | 1089 | 247 |  | 11/21/2023 | 60430 | 212675819 | 11/21/2023
Rheem Sales Company, Inc. | Ruud | R801V1505A24UHNCAP | Federally-Regulated Consumer Product | Non-Weatherized, Non-Condensin | 2440 | 249 |  | 11/21/2023 | 150642 | 213351295 | 11/21/2023
Rheem Sales Company, Inc. | Ruud | R801V0504A17UHUCAP | Federally-Regulated Consumer Product | Non-Weatherized, Non-Condensin | 1376 | 243 |  | 11/21/2023 | 50203 | 211806590 | 11/21/2023
Rheem Sales Company, Inc. | Ruud | R951V0603A17UHUCAP | Federally-Regulated Consumer Product | Non-Weatherized, Condensing Ga | 1246 | 250 |  | 11/21/2023 | 56140 | 212921447 | 11/21/2023
Rheem Sales Company, Inc. | Ruud | R801T0504A17UHSNAS | Federally-Regulated Consumer Product | Non-Weatherized, Non-Condensin | 1517 | 249 |  | 11/21/2023 | 50545 | 211806585 | 11/21/2023
Rheem Sales Company, Inc. | Ruud | R802V0755A21DZNCAP | Federally-Regulated Consumer Product | Non-Weatherized, Non-Condensin | 2041 | 272 |  | 11/21/2023 | 52592 | 211774724 | 11/21/2023
Rheem Sales Company, Inc. | Ruud | RGECZT060AJT12**C | Federally-Regulated Consumer Product | Weatherized Non-Condensing Gas | 2183 | 266 |  | 11/21/2023 | 83968 | 212604419 | 11/21/2023
Rheem Sales Company, Inc. | Ruud | RGEXZS048AJV10T | Federally-Regulated Consumer Product | Weatherized Non-Condensing Gas | 1797 | 277 |  | 11/21/2023 | 70225 | 213352244 | 11/21/2023
Rheem Sales Company, Inc. | Ruud | RGECZT036AJT10**C | Federally-Regulated Consumer Product | Weatherized Non-Condensing Gas | 1576 | 218 |  | 11/21/2023 | 100764 | 212604395 | 11/21/2023
Rheem Sales Company, Inc. | Ruud | RGEXZS060AJV102 | Federally-Regulated Consumer Product | Weatherized Non-Condensing Gas | 2129 | 188 |  | 11/21/2023 | 70580 | 213352251 | 11/21/2023
Rheem Sales Company, Inc. | Ruud | RGEXZS060AJV10T | Federally-Regulated Consumer Product | Weatherized Non-Condensing Gas | 2129 | 188 |  | 11/21/2023 | 70580 | 213352254 | 11/21/2023
Rheem Sales Company, Inc. | Ruud | R802V0503A14DZSCAP | Federally-Regulated Consumer Product | Non-Weatherized, Non-Condensin | 1250 | 237 |  | 11/21/2023 | 34844 | 211806600 | 11/21/2023
Rheem Sales Company, Inc. | Ruud | RGEXZS048AJV102 | Federally-Regulated Consumer Product | Weatherized Non-Condensing Gas | 1797 | 277 |  | 11/21/2023 | 70225 | 213352239 | 11/21/2023
Rheem Sales Company, Inc. | Thermal Zone | RGEAZR036AJT061NA | Federally-Regulated Consumer Product | Weatherized Non-Condensing Gas | 1259 | 254 |  | 05/25/2023 | 58986 | 208698809 | 11/21/2023
Rheem Sales Company, Inc. | Thermal Zone | TZ80UH1T050B4NANAS | Federally-Regulated Consumer Product | Non-Weatherized, Non-Condensin | 1517 | 249 |  | 05/25/2023 | 50545 | 211873419 | 11/21/2023
Rheem Sales Company, Inc. | Thermal Zone | RGEAZR036AJT08UNA | Federally-Regulated Consumer Product | Weatherized Non-Condensing Gas | 1382 | 260 |  | 05/25/2023 | 80891 | 208698832 | 11/21/2023
Rheem Sales Company, Inc. | Thermal Zone | TZ80DDV075B30SB | Federally-Regulated Consumer Product | Non-Weatherized, Non-Condensin | 1324 | 240 | 240 | 06/22/2023 | 52495 | 8087199 | 11/21/2023
Rheem Sales Company, Inc. | Thermal Zone | RGEAZR030AJT06UNA | Federally-Regulated Consumer Product | Weatherized Non-Condensing Gas | 1125 | 248 |  | 05/25/2023 | 60094 | 208698827 | 11/21/2023
Rheem Sales Company, Inc. | Thermal Zone | TZ80UH1V075B4S | Federally-Regulated Consumer Product | Non-Weatherized, Non-Condensin | 1830 | 223 |  | 05/25/2023 | 75693 | 208676735 | 11/21/2023
Rheem Sales Company, Inc. | Thermal Zone | TZ80DZ1V075C5SABAP | Federally-Regulated Consumer Product | Non-Weatherized, Non-Condensin | 2163 | 277 |  | 05/25/2023 | 75029 | 210728258 | 11/21/2023
Rheem Sales Company, Inc. | Thermal Zone | TZ80DZ2V075B4SABAP | Federally-Regulated Consumer Product | Non-Weatherized, Non-Condensin | 1628 | 254 |  | 05/25/2023 | 52707 | 211873432 | 11/21/2023
Rheem Sales Company, Inc. | Thermal Zone | TZ80UH1T050B4SANAS | Federally-Regulated Consumer Product | Non-Weatherized, Non-Condensin | 1517 | 249 |  | 05/25/2023 | 50545 | 211873420 | 11/21/2023
Rheem Sales Company, Inc. | Thermal Zone | TZ92M41T070C5S | Federally-Regulated Consumer Product | Non-Weatherized, Condensing Ga | 1983 | 282 |  | 09/26/2023 | 70360 | 208676709 | 11/21/2023
Rheem Sales Company, Inc. | Thermal Zone | TZ80UH1V100C5UABAP | Federally-Regulated Consumer Product | Non-Weatherized, Non-Condensin | 1966 | 269 |  | 05/25/2023 | 97612 | 211873425 | 11/21/2023
Rheem Sales Company, Inc. | Thermal Zone | RGEAZR030AJT04UNA | Federally-Regulated Consumer Product | Weatherized Non-Condensing Gas | 1189 | 251 |  | 05/25/2023 | 39887 | 208698824 | 11/21/2023
Rheem Sales Company, Inc. | Thermal Zone | RGEAZR042AJT101NA | Federally-Regulated Consumer Product | Weatherized Non-Condensing Gas | 1774 | 277 |  | 05/25/2023 | 100987 | 208698813 | 11/21/2023
Rheem Sales Company, Inc. | Thermal Zone | TZ80UH2V050A3SABAP | Federally-Regulated Consumer Product | Non-Weatherized, Non-Condensin | 1318 | 240 |  | 09/14/2023 | 35484 | 210728266 | 11/21/2023
Rheem Sales Company, Inc. | Thermal Zone | TZ80UH1V100C5S | Federally-Regulated Consumer Product | Non-Weatherized, Non-Condensin | 2027 | 188 |  | 05/25/2023 | 100725 | 208676737 | 11/21/2023
Rheem Sales Company, Inc. | Thermal Zone | RGEA14042AJT101AC | Federally-Regulated Consumer Product | Weatherized Non-Condensing Gas | 1494 | 265 | 265 | 05/26/2023 | 99609 | 206606726 | 11/21/2023
Rheem Sales Company, Inc. | Thermal Zone | TZ80UH1V100C5NABAP | Federally-Regulated Consumer Product | Non-Weatherized, Non-Condensin | 2027 | 188 |  | 05/25/2023 | 100725 | 210802827 | 11/21/2023
Rheem Sales Company, Inc. | Thermal Zone | TZ80DZ2V075C5NABAP | Federally-Regulated Consumer Product | Non-Weatherized, Non-Condensin | 2041 | 272 |  | 05/25/2023 | 52592 | 211873433 | 11/21/2023
Rheem Sales Company, Inc. | Thermal Zone | RGEAZR048AJT10XNA | Federally-Regulated Consumer Product | Weatherized Non-Condensing Gas | 2001 | 287 |  | 05/25/2023 | 101705 | 208698842 | 11/21/2023
Rheem Sales Company, Inc. | Thermal Zone | RGEA14030AJT04UAA | Federally-Regulated Consumer Product | Weatherized Non-Condensing Gas | 1189 | 251 | 251 | 05/26/2023 | 39887 | 205965597 | 11/21/2023
Rheem Sales Company, Inc. | Thermal Zone | RGEAZR030AJT04XNA | Federally-Regulated Consumer Product | Weatherized Non-Condensing Gas | 1342 | 258 |  | 05/25/2023 | 39842 | 208698825 | 11/21/2023
Rheem Sales Company, Inc. | Thermal Zone | TZ80UH1V070B4UABAP | Federally-Regulated Consumer Product | Non-Weatherized, Non-Condensin | 1723 | 258 |  | 05/25/2023 | 70568 | 211873424 | 11/21/2023
Rheem Sales Company, Inc. | Thermal Zone | RGEAZR060AJT10XNA | Federally-Regulated Consumer Product | Weatherized Non-Condensing Gas | 2131 | 293 |  | 05/25/2023 | 101980 | 208698846 | 11/21/2023
Rheem Sales Company, Inc. | Thermal Zone | TZ80UH1V125D5NABAP | Federally-Regulated Consumer Product | Non-Weatherized, Non-Condensin | 2076 | 258 |  | 05/25/2023 | 124802 | 210802828 | 11/21/2023
Rheem Sales Company, Inc. | Thermal Zone | RGEAZR024AJT081NA | Federally-Regulated Consumer Product | Weatherized Non-Condensing Gas | 1202 | 252 |  | 05/25/2023 | 79659 | 208698804 | 11/21/2023
Rheem Sales Company, Inc. | Thermal Zone | TZ80UH1T125D5NA | Federally-Regulated Consumer Product | Non-Weatherized, Non-Condensin | 1991 | 270 | 270 | 05/25/2023 | 123598 | 208430220 | 11/21/2023
Rheem Sales Company, Inc. | Thermal Zone | TZ80UH1T125D5SA | Federally-Regulated Consumer Product | Non-Weatherized, Non-Condensin | 1991 | 270 | 270 | 05/25/2023 | 123598 | 208430215 | 11/21/2023
Rheem Sales Company, Inc. | Thermal Zone | TZ80DZ1V125D5NABAP | Federally-Regulated Consumer Product | Non-Weatherized, Non-Condensin | 2075 | 273 |  | 05/25/2023 | 124289 | 210728263 | 11/21/2023
Rheem Sales Company, Inc. | Thermal Zone | TZ80DDV125D50XB | Federally-Regulated Consumer Product | Non-Weatherized, Non-Condensin | 2322 | 284 | 284 | 06/22/2023 | 87684 | 8087236 | 11/21/2023
Rheem Sales Company, Inc. | Thermal Zone | TZ80DZ2V050A3NABAP | Federally-Regulated Consumer Product | Non-Weatherized, Non-Condensin | 1250 | 237 |  | 05/25/2023 | 34844 | 211873426 | 11/21/2023
Rheem Sales Company, Inc. | Thermal Zone | RGEA14036AJT06UAA | Federally-Regulated Consumer Product | Weatherized Non-Condensing Gas | 1434 | 262 | 262 | 05/26/2023 | 60723 | 205965599 | 11/21/2023
Rheem Sales Company, Inc. | Thermal Zone | RGEAZR024AJT04UNA | Federally-Regulated Consumer Product | Weatherized Non-Condensing Gas | 1181 | 251 |  | 05/25/2023 | 40068 | 208698819 | 11/21/2023
Rheem Sales Company, Inc. | Thermal Zone | TZ80UH1V075C5S | Federally-Regulated Consumer Product | Non-Weatherized, Non-Condensin | 1813 | 235 | 262 | 05/25/2023 | 75573 | 208676736 | 11/21/2023
Rheem Sales Company, Inc. | Thermal Zone | TZ80DZ2V100C5SABAP | Federally-Regulated Consumer Product | Non-Weatherized, Non-Condensin | 2120 | 275 |  | 05/25/2023 | 69817 | 211873436 | 11/21/2023
Rheem Sales Company, Inc. | Thermal Zone | TZ80UH1V050B4SABAP | Federally-Regulated Consumer Product | Non-Weatherized, Non-Condensin | 1682 | 256 |  | 05/25/2023 | 50501 | 211873422 | 11/21/2023
Rheem Sales Company, Inc. | Thermal Zone | TZ80DDV125D50SB | Federally-Regulated Consumer Product | Non-Weatherized, Non-Condensin | 2322 | 284 | 284 | 06/22/2023 | 87684 | 8087231 | 11/21/2023
Rheem Sales Company, Inc. | Thermal Zone | RGEAZR042AJT08XNA | Federally-Regulated Consumer Product | Weatherized Non-Condensing Gas | 1820 | 279 |  | 05/25/2023 | 81578 | 208698837 | 11/21/2023
Rheem Sales Company, Inc. | Thermal Zone | RGEAZR036AJT101NA | Federally-Regulated Consumer Product | Weatherized Non-Condensing Gas | 1380 | 260 |  | 05/25/2023 | 100130 | 208698811 | 11/21/2023
Rheem Sales Company, Inc. | Thermal Zone | TZ80UH2V050B4NABAP | Federally-Regulated Consumer Product | Non-Weatherized, Non-Condensin | 1712 | 257 |  | 05/25/2023 | 34534 | 211873429 | 11/21/2023
Rheem Sales Company, Inc. | Thermal Zone | TZ80DZ1V075C5NABAP | Federally-Regulated Consumer Product | Non-Weatherized, Non-Condensin | 2163 | 277 |  | 05/25/2023 | 75029 | 210728257 | 11/21/2023
Rheem Sales Company, Inc. | Thermal Zone | RGEAZR036AJT06XNA | Federally-Regulated Consumer Product | Weatherized Non-Condensing Gas | 1259 | 254 |  | 05/25/2023 | 58986 | 208698831 | 11/21/2023
Rheem Sales Company, Inc. | Thermal Zone | RGEAZR030AJT06XNA | Federally-Regulated Consumer Product | Weatherized Non-Condensing Gas | 1342 | 258 |  | 05/25/2023 | 61240 | 208698828 | 11/21/2023
Rheem Sales Company, Inc. | Thermal Zone | RGEAZR036AJT10XNA | Federally-Regulated Consumer Product | Weatherized Non-Condensing Gas | 1380 | 260 |  | 05/25/2023 | 100130 | 208698834 | 11/21/2023
Rheem Sales Company, Inc. | Thermal Zone | TZ80DDV075B30XB | Federally-Regulated Consumer Product | Non-Weatherized, Non-Condensin | 1324 | 240 | 240 | 06/22/2023 | 52495 | 8087204 | 11/21/2023
Rheem Sales Company, Inc. | Thermal Zone | RGEAZR036AJT081NA | Federally-Regulated Consumer Product | Weatherized Non-Condensing Gas | 1387 | 260 |  | 05/25/2023 | 80632 | 208698810 | 11/21/2023
Rheem Sales Company, Inc. | Thermal Zone | TZ80DZ1V100C5SABAP | Federally-Regulated Consumer Product | Non-Weatherized, Non-Condensin | 2095 | 257 |  | 05/25/2023 | 100302 | 210728261 | 11/21/2023
Rheem Sales Company, Inc. | Thermal Zone | TZ80UH1V050B4UABAP | Federally-Regulated Consumer Product | Non-Weatherized, Non-Condensin | 1376 | 243 |  | 05/25/2023 | 50203 | 211873423 | 11/21/2023
Rheem Sales Company, Inc. | Thermal Zone | RGEAZR042AJT10XNA | Federally-Regulated Consumer Product | Weatherized Non-Condensing Gas | 1774 | 277 |  | 05/25/2023 | 100987 | 208698838 | 11/21/2023
Rheem Sales Company, Inc. | Thermal Zone | TZ80DDV075C40XB | Federally-Regulated Consumer Product | Non-Weatherized, Non-Condensin | 2017 | 271 | 271 | 06/22/2023 | 52471 | 8087216 | 11/21/2023
Rheem Sales Company, Inc. | Thermal Zone | TZ80UH1V075B4NABAP | Federally-Regulated Consumer Product | Non-Weatherized, Non-Condensin | 1830 | 223 |  | 05/25/2023 | 75693 | 210802825 | 11/21/2023
Rheem Sales Company, Inc. | Thermal Zone | TZ80DZ2V125D5NABAP | Federally-Regulated Consumer Product | Non-Weatherized, Non-Condensin | 2179 | 278 |  | 05/25/2023 | 86625 | 211873437 | 11/21/2023
Rheem Sales Company, Inc. | Thermal Zone | TZ95M41T070B3S | Federally-Regulated Consumer Product | Non-Weatherized, Condensing Ga | 1362 | 255 |  | 09/26/2023 | 69960 | 208676715 | 11/21/2023
Rheem Sales Company, Inc. | Thermal Zone | TZ80DDV100C50SB | Federally-Regulated Consumer Product | Non-Weatherized, Non-Condensin | 2291 | 283 | 283 | 06/22/2023 | 70210 | 8087221 | 11/21/2023
Rheem Sales Company, Inc. | Thermal Zone | RGEAZR048AJT101NA | Federally-Regulated Consumer Product | Weatherized Non-Condensing Gas | 2001 | 287 |  | 05/25/2023 | 101705 | 208698816 | 11/21/2023
Rheem Sales Company, Inc. | Thermal Zone | TZ80DZ2V125D5SABAP | Federally-Regulated Consumer Product | Non-Weatherized, Non-Condensin | 2179 | 278 |  | 05/25/2023 | 86625 | 211873438 | 11/21/2023
Rheem Sales Company, Inc. | Thermal Zone | RGEAZR042AJT08UNA | Federally-Regulated Consumer Product | Weatherized Non-Condensing Gas | 1635 | 271 |  | 05/25/2023 | 80943 | 208698836 | 11/21/2023
Rheem Sales Company, Inc. | Thermal Zone | TZ95M41V070C5S | Federally-Regulated Consumer Product | Non-Weatherized, Condensing Ga | 1835 | 248 |  | 09/26/2023 | 69808 | 208676730 | 11/21/2023
Rheem Sales Company, Inc. | Thermal Zone | TZ92M41V070C5S | Federally-Regulated Consumer Product | Non-Weatherized, Condensing Ga | 1835 | 248 |  | 09/26/2023 | 69808 | 208676723 | 11/21/2023
Rheem Sales Company, Inc. | Thermal Zone | TZ80UH1V075C5NABAP | Federally-Regulated Consumer Product | Non-Weatherized, Non-Condensin | 1813 | 235 | 262 | 05/25/2023 | 75573 | 210802826 | 11/21/2023
Rheem Sales Company, Inc. | Thermal Zone | RGEAZR024AJT06XNA | Federally-Regulated Consumer Product | Weatherized Non-Condensing Gas | 1270 | 255 |  | 05/25/2023 | 61123 | 208698822 | 11/21/2023
Rheem Sales Company, Inc. | Thermal Zone | RGEAZR024AJT061NA | Federally-Regulated Consumer Product | Weatherized Non-Condensing Gas | 1270 | 255 |  | 05/25/2023 | 61123 | 208698803 | 11/21/2023
Rheem Sales Company, Inc. | Thermal Zone | RGEAZR048AJT081NA | Federally-Regulated Consumer Product | Weatherized Non-Condensing Gas | 1847 | 280 |  | 05/25/2023 | 80515 | 208698814 | 11/21/2023
Rheem Sales Company, Inc. | Thermal Zone | RGEAZR030AJT081NA | Federally-Regulated Consumer Product | Weatherized Non-Condensing Gas | 1216 | 253 |  | 05/25/2023 | 80365 | 208698808 | 11/21/2023
Rheem Sales Company, Inc. | Thermal Zone | RGEAZR030AJT061NA | Federally-Regulated Consumer Product | Weatherized Non-Condensing Gas | 1342 | 258 |  | 05/25/2023 | 61240 | 208698806 | 11/21/2023
Rheem Sales Company, Inc. | Thermal Zone | TZ80DZ2V075B4NABAP | Federally-Regulated Consumer Product | Non-Weatherized, Non-Condensin | 1628 | 254 |  | 05/25/2023 | 52707 | 211873431 | 11/21/2023
Rheem Sales Company, Inc. | Thermal Zone | RGEAZR024AJT041NA | Federally-Regulated Consumer Product | Weatherized Non-Condensing Gas | 1205 | 252 |  | 05/25/2023 | 40798 | 208698802 | 11/21/2023
Rheem Sales Company, Inc. | Thermal Zone | RGEAZR024AJT06UNA | Federally-Regulated Consumer Product | Weatherized Non-Condensing Gas | 1236 | 253 |  | 05/25/2023 | 61566 | 208698821 | 11/21/2023
Rheem Sales Company, Inc. | Thermal Zone | RGEAZR048AJT10UNA | Federally-Regulated Consumer Product | Weatherized Non-Condensing Gas | 1832 | 280 |  | 05/25/2023 | 100370 | 208698841 | 11/21/2023
Rheem Sales Company, Inc. | Thermal Zone | TZ80DZ2V075C5SABAP | Federally-Regulated Consumer Product | Non-Weatherized, Non-Condensin | 2041 | 272 |  | 05/25/2023 | 52592 | 211873434 | 11/21/2023
Rheem Sales Company, Inc. | Thermal Zone | RGEAZR048AJT08UNA | Federally-Regulated Consumer Product | Weatherized Non-Condensing Gas | 2026 | 288 |  | 05/25/2023 | 80019 | 208698839 | 11/21/2023
Rheem Sales Company, Inc. | Thermal Zone | TZ80DZ1V050A3SABAP | Federally-Regulated Consumer Product | Non-Weatherized, Non-Condensin | 1295 | 239 |  | 05/25/2023 | 51119 | 210728252 | 11/21/2023
Rheem Sales Company, Inc. | Thermal Zone | RGEAZR048AJT08XNA | Federally-Regulated Consumer Product | Weatherized Non-Condensing Gas | 1847 | 280 |  | 05/25/2023 | 80515 | 208698840 | 11/21/2023
Rheem Sales Company, Inc. | Thermal Zone | TZ80DDV075C40SB | Federally-Regulated Consumer Product | Non-Weatherized, Non-Condensin | 2017 | 271 | 271 | 06/22/2023 | 52471 | 8087211 | 11/21/2023
Rheem Sales Company, Inc. | Thermal Zone | TZ80UH1V125D5S | Federally-Regulated Consumer Product | Non-Weatherized, Non-Condensin | 2027 | 188 |  | 05/25/2023 | 100725 | 208676738 | 11/21/2023
Rheem Sales Company, Inc. | Thermal Zone | TZ80DZ1V100C5NABAP | Federally-Regulated Consumer Product | Non-Weatherized, Non-Condensin | 2095 | 257 |  | 05/25/2023 | 100302 | 210728260 | 11/21/2023
Rheem Sales Company, Inc. | Thermal Zone | TZ80UH2V050A3SA | Federally-Regulated Consumer Product | Non-Weatherized, Non-Condensin | 1318 | 240 |  | 09/14/2023 | 35484 | 208430231 | 11/21/2023
Rheem Sales Company, Inc. | Thermal Zone | RGEAZR060AJT08XNA | Federally-Regulated Consumer Product | Weatherized Non-Condensing Gas | 2041 | 289 |  | 05/25/2023 | 79422 | 208698844 | 11/21/2023
Rheem Sales Company, Inc. | Thermal Zone | RGEAZR024AJT08XNA | Federally-Regulated Consumer Product | Weatherized Non-Condensing Gas | 1202 | 252 |  | 05/25/2023 | 79659 | 208698823 | 11/21/2023
Rheem Sales Company, Inc. | Thermal Zone | RGEAZR030AJT041NA | Federally-Regulated Consumer Product | Weatherized Non-Condensing Gas | 1342 | 258 |  | 05/25/2023 | 39842 | 208698805 | 11/21/2023
Rheem Sales Company, Inc. | Thermal Zone | TZ80UH1V050B4NABAP | Federally-Regulated Consumer Product | Non-Weatherized, Non-Condensin | 1682 | 256 |  | 05/25/2023 | 50501 | 211873421 | 11/21/2023
Rheem Sales Company, Inc. | Thermal Zone | TZ80DZ1T075C5SA | Federally-Regulated Consumer Product | Non-Weatherized, Non-Condensin | 1883 | 265 |  | 09/14/2023 | 75029 | 208430223 | 11/21/2023
Rheem Sales Company, Inc. | Thermal Zone | RGEAZR036AJT08XNA | Federally-Regulated Consumer Product | Weatherized Non-Condensing Gas | 1387 | 260 |  | 05/25/2023 | 80632 | 208698833 | 11/21/2023
Rheem Sales Company, Inc. | Thermal Zone | TZ80DZ2V050A3SABAP | Federally-Regulated Consumer Product | Non-Weatherized, Non-Condensin | 1250 | 237 |  | 05/25/2023 | 34844 | 211873427 | 11/21/2023
Rheem Sales Company, Inc. | Thermal Zone | RGEAZR030AJT08XNA | Federally-Regulated Consumer Product | Weatherized Non-Condensing Gas | 1216 | 253 |  | 05/25/2023 | 80365 | 208698829 | 11/21/2023
Rheem Sales Company, Inc. | Thermal Zone | TZ80UH1V050A3S | Federally-Regulated Consumer Product | Non-Weatherized, Non-Condensin | 1308 | 184 | 240 | 05/25/2023 | 50472 | 208676734 | 11/21/2023
Rheem Sales Company, Inc. | Thermal Zone | RGEAZR060AJT101NA | Federally-Regulated Consumer Product | Weatherized Non-Condensing Gas | 2131 | 293 |  | 05/25/2023 | 101980 | 208698818 | 11/21/2023
Rheem Sales Company, Inc. | Thermal Zone | TZ96M42V040B3SA | Federally-Regulated Consumer Product | Non-Weatherized, Condensing Ga | 1248 | 250 |  | 11/16/2023 | 29623 | 208430243 | 11/21/2023
Rheem Sales Company, Inc. | Thermal Zone | TZ80DZ1V075B4NABAP | Federally-Regulated Consumer Product | Non-Weatherized, Non-Condensin | 1680 | 255 |  | 05/25/2023 | 76001 | 210728254 | 11/21/2023
Rheem Sales Company, Inc. | Thermal Zone | RGEAZR036AJT06UNA | Federally-Regulated Consumer Product | Weatherized Non-Condensing Gas | 1434 | 262 |  | 05/25/2023 | 60723 | 208698830 | 11/21/2023
Rheem Sales Company, Inc. | Thermal Zone | TZ80DZ1V075B4SABAP | Federally-Regulated Consumer Product | Non-Weatherized, Non-Condensin | 1680 | 255 |  | 05/25/2023 | 76001 | 210728255 | 11/21/2023
Rheem Sales Company, Inc. | Thermal Zone | RGEAZR042AJT081NA | Federally-Regulated Consumer Product | Weatherized Non-Condensing Gas | 1820 | 279 |  | 05/25/2023 | 81578 | 208698812 | 11/21/2023
Rheem Sales Company, Inc. | Thermal Zone | RGEAZR060AJT10UNA | Federally-Regulated Consumer Product | Weatherized Non-Condensing Gas | 1911 | 283 |  | 05/25/2023 | 99261 | 208698845 | 11/21/2023
Rheem Sales Company, Inc. | Thermal Zone | TZ95M41T070C5S | Federally-Regulated Consumer Product | Non-Weatherized, Condensing Ga | 1983 | 282 |  | 09/26/2023 | 70360 | 208676716 | 11/21/2023
Rheem Sales Company, Inc. | Thermal Zone | TZ80DZ1V050A3NABAP | Federally-Regulated Consumer Product | Non-Weatherized, Non-Condensin | 2163 | 277 |  | 05/25/2023 | 51119 | 210728250 | 11/21/2023
Rheem Sales Company, Inc. | Thermal Zone | TZ80UH1V050A3NABAP | Federally-Regulated Consumer Product | Non-Weatherized, Non-Condensin | 1308 | 184 | 240 | 05/25/2023 | 50472 | 210802824 | 11/21/2023
Rheem Sales Company, Inc. | Thermal Zone | TZ80DZ1V125D5SABAP | Federally-Regulated Consumer Product | Non-Weatherized, Non-Condensin | 2075 | 273 |  | 05/25/2023 | 124289 | 210728265 | 11/21/2023
Rheem Sales Company, Inc. | Thermal Zone | RGEA14030AJT081AC | Federally-Regulated Consumer Product | Weatherized Non-Condensing Gas | 1147 | 249 | 249 | 05/26/2023 | 79965 | 206606716 | 11/21/2023
Rheem Sales Company, Inc. | Thermal Zone | RGEAZR024AJT04XNA | Federally-Regulated Consumer Product | Weatherized Non-Condensing Gas | 1205 | 252 |  | 05/25/2023 | 40798 | 208698820 | 11/21/2023
Rheem Sales Company, Inc. | Thermal Zone | TZ80UH1T070B4UA | Federally-Regulated Consumer Product | Non-Weatherized, Non-Condensin | 1823 | 262 |  | 05/25/2023 | 70109 | 208486688 | 11/21/2023
Rheem Sales Company, Inc. | Thermal Zone | RGEAZR060AJT081NA | Federally-Regulated Consumer Product | Weatherized Non-Condensing Gas | 2041 | 289 |  | 05/25/2023 | 79422 | 208698817 | 11/21/2023
Rheem Sales Company, Inc. | Thermal Zone | TZ95UH1V040B3UABAP | Federally-Regulated Consumer Product | Non-Weatherized, Condensing Ga | 1335 | 254 |  | 07/11/2023 | 42103 | 212922396 | 11/21/2023
Rheem Sales Company, Inc. | Thermal Zone | TZ80DZ2V100C5NABAP | Federally-Regulated Consumer Product | Non-Weatherized, Non-Condensin | 2120 | 275 |  | 05/25/2023 | 69817 | 211873435 | 11/21/2023
Rheem Sales Company, Inc. | Thermal Zone | RGEXZS060AJV082 | Federally-Regulated Consumer Product | Weatherized Non-Condensing Gas | 1950 | 177 |  | 09/26/2023 | 56366 | 213352293 | 11/21/2023
Rheem Sales Company, Inc. | Thermal Zone | RGEAZS024AJV061CA | Federally-Regulated Consumer Product | Weatherized Non-Condensing Gas | 1089 | 247 |  | 06/27/2023 | 60430 | 212676553 | 11/21/2023
Rheem Sales Company, Inc. | Thermal Zone | TZ80UH1T150D5NANAS | Federally-Regulated Consumer Product | Non-Weatherized, Non-Condensin | 1910 | 233 |  | 09/21/2023 | 150068 | 213351396 | 11/21/2023
Rheem Sales Company, Inc. | Thermal Zone | RGEXZS048AJV10T | Federally-Regulated Consumer Product | Weatherized Non-Condensing Gas | 1797 | 277 |  | 09/26/2023 | 70225 | 213352292 | 11/21/2023
Rheem Sales Company, Inc. | Thermal Zone | RGEXZS060AJV102 | Federally-Regulated Consumer Product | Weatherized Non-Condensing Gas | 2129 | 188 |  | 09/26/2023 | 70580 | 213352295 | 11/21/2023
Rheem Sales Company, Inc. | Thermal Zone | TZ95UH1V100C5UABAP | Federally-Regulated Consumer Product | Non-Weatherized, Condensing Ga | 2062 | 286 |  | 07/11/2023 | 94650 | 212922398 | 11/21/2023
Rheem Sales Company, Inc. | Thermal Zone | TZ80UH1V100B4NABAP | Federally-Regulated Consumer Product | Non-Weatherized, Non-Condensin | 1896 | 204 |  | 09/21/2023 | 99142 | 213351398 | 11/21/2023
Rheem Sales Company, Inc. | Thermal Zone | RGEXZS060AJV10T | Federally-Regulated Consumer Product | Weatherized Non-Condensing Gas | 2129 | 188 |  | 09/26/2023 | 70580 | 213352296 | 11/21/2023
Rheem Sales Company, Inc. | Thermal Zone | TZ80UH1V150D5NABAP | Federally-Regulated Consumer Product | Non-Weatherized, Non-Condensin | 2440 | 249 |  | 09/21/2023 | 150642 | 213351400 | 11/21/2023
Rheem Sales Company, Inc. | Thermal Zone | RGEAZS024AJV06XCA | Federally-Regulated Consumer Product | Weatherized Non-Condensing Gas | 1089 | 247 |  | 06/27/2023 | 60430 | 212676554 | 11/21/2023
Rheem Sales Company, Inc. | Thermal Zone | RGEXZS048AJV102 | Federally-Regulated Consumer Product | Weatherized Non-Condensing Gas | 1797 | 277 |  | 09/26/2023 | 70225 | 213352291 | 11/21/2023
Rheem Sales Company, Inc. | Thermal Zone | RGEXZS060AJV08T | Federally-Regulated Consumer Product | Weatherized Non-Condensing Gas | 1950 | 177 |  | 09/26/2023 | 56366 | 213352294 | 11/21/2023
Rheem Sales Company, Inc. | Thermal Zone | TZ80UH1V100B4SABAP | Federally-Regulated Consumer Product | Non-Weatherized, Non-Condensin | 1896 | 204 |  | 09/21/2023 | 99142 | 213351397 | 11/21/2023
Rheem Sales Company, Inc. | Thermal Zone | TZ80UH1T100B4NANAS | Federally-Regulated Consumer Product | Non-Weatherized, Non-Condensin | 1448 | 212 |  | 09/21/2023 | 98573 | 213351394 | 11/21/2023
Rheem Sales Company, Inc. | Thermal Zone | TZ80UH1V150D5SABAP | Federally-Regulated Consumer Product | Non-Weatherized, Non-Condensin | 2440 | 249 |  | 09/21/2023 | 150642 | 213351399 | 11/21/2023
Rheem Sales Company, Inc. | Thermal Zone | RGEXZS048AJV082 | Federally-Regulated Consumer Product | Weatherized Non-Condensing Gas | 1734 | 168 |  | 09/26/2023 | 57017 | 213352289 | 11/21/2023
Rheem Sales Company, Inc. | Thermal Zone | RGEXZS048AJV08T | Federally-Regulated Consumer Product | Weatherized Non-Condensing Gas | 1734 | 168 |  | 09/26/2023 | 57017 | 213352290 | 11/21/2023
Rheem Sales Company, Inc. | Thermal Zone | TZ80UH2V050B4SABAP | Federally-Regulated Consumer Product | Non-Weatherized, Non-Condensin | 1712 | 257 |  | 05/25/2023 | 34534 | 211873430 | 11/21/2023
Rheem Sales Company, Inc. | Thermal Zone | TZ80UH1T150D5SANAS | Federally-Regulated Consumer Product | Non-Weatherized, Non-Condensin | 1910 | 233 |  | 09/21/2023 | 150068 | 213351395 | 11/21/2023
Rheem Sales Company, Inc. | Thermal Zone | TZ80UH1T100B4SANAS | Federally-Regulated Consumer Product | Non-Weatherized, Non-Condensin | 1448 | 212 |  | 09/21/2023 | 98573 | 213351393 | 11/21/2023
Rheem Sales Company, Inc. | Thermal Zone | TZ95UH1V060B3UABAP | Federally-Regulated Consumer Product | Non-Weatherized, Condensing Ga | 1246 | 250 |  | 07/11/2023 | 56140 | 212922397 | 11/21/2023
Rheem Sales Company, Inc. | Thermal Zone | RGEAZR036AJT061NA | Federally-Regulated Consumer Product | Weatherized Non-Condensing Gas | 1259 | 254 |  | 11/21/2023 | 58986 | 208698809 | 11/21/2023
Rheem Sales Company, Inc. | Thermal Zone | TZ80UH1T050B4NANAS | Federally-Regulated Consumer Product | Non-Weatherized, Non-Condensin | 1517 | 249 |  | 05/25/2023 | 50545 | 211873419 | 11/21/2023
Rheem Sales Company, Inc. | Thermal Zone | RGEAZR036AJT08UNA | Federally-Regulated Consumer Product | Weatherized Non-Condensing Gas | 1382 | 260 |  | 11/21/2023 | 80891 | 208698832 | 11/21/2023
Rheem Sales Company, Inc. | Thermal Zone | TZ80DDV075B30SB | Federally-Regulated Consumer Product | Non-Weatherized, Non-Condensin | 1324 | 240 |  | 11/21/2023 | 52495 | 8087199 | 11/21/2023
Rheem Sales Company, Inc. | Thermal Zone | RGEAZR030AJT06UNA | Federally-Regulated Consumer Product | Weatherized Non-Condensing Gas | 1125 | 248 |  | 11/21/2023 | 60094 | 208698827 | 11/21/2023
Rheem Sales Company, Inc. | Thermal Zone | TZ80UH1V075B4S | Federally-Regulated Consumer Product | Non-Weatherized, Non-Condensin | 1830 | 223 |  | 11/21/2023 | 75693 | 208676735 | 11/21/2023
Rheem Sales Company, Inc. | Thermal Zone | TZ80DZ1V075C5SABAP | Federally-Regulated Consumer Product | Non-Weatherized, Non-Condensin | 2163 | 277 |  | 11/21/2023 | 75029 | 210728258 | 11/21/2023
Rheem Sales Company, Inc. | Thermal Zone | TZ80DZ2V075B4SABAP | Federally-Regulated Consumer Product | Non-Weatherized, Non-Condensin | 1628 | 254 |  | 11/21/2023 | 52707 | 211873432 | 11/21/2023
Rheem Sales Company, Inc. | Thermal Zone | TZ80UH1T050B4SANAS | Federally-Regulated Consumer Product | Non-Weatherized, Non-Condensin | 1517 | 249 |  | 11/21/2023 | 50545 | 211873420 | 11/21/2023
Rheem Sales Company, Inc. | Thermal Zone | TZ92M41T070C5S | Federally-Regulated Consumer Product | Non-Weatherized, Condensing Ga | 1983 | 282 |  | 11/21/2023 | 70360 | 208676709 | 11/21/2023
Rheem Sales Company, Inc. | Thermal Zone | TZ80UH1V100C5UABAP | Federally-Regulated Consumer Product | Non-Weatherized, Non-Condensin | 1966 | 269 |  | 11/21/2023 | 97612 | 211873425 | 11/21/2023
Rheem Sales Company, Inc. | Thermal Zone | RGEAZR030AJT04UNA | Federally-Regulated Consumer Product | Weatherized Non-Condensing Gas | 1189 | 251 |  | 11/21/2023 | 39887 | 208698824 | 11/21/2023
Rheem Sales Company, Inc. | Thermal Zone | RGEAZR042AJT101NA | Federally-Regulated Consumer Product | Weatherized Non-Condensing Gas | 1774 | 277 |  | 11/21/2023 | 100987 | 208698813 | 11/21/2023
Rheem Sales Company, Inc. | Thermal Zone | TZ80UH2V050A3SABAP | Federally-Regulated Consumer Product | Non-Weatherized, Non-Condensin | 1318 | 240 |  | 11/21/2023 | 35484 | 210728266 | 11/21/2023
Rheem Sales Company, Inc. | Thermal Zone | TZ80UH1V100C5S | Federally-Regulated Consumer Product | Non-Weatherized, Non-Condensin | 2027 | 188 |  | 11/21/2023 | 100725 | 208676737 | 11/21/2023
Rheem Sales Company, Inc. | Thermal Zone | RGEA14042AJT101AC | Federally-Regulated Consumer Product | Weatherized Non-Condensing Gas | 1494 | 265 |  | 11/21/2023 | 99609 | 206606726 | 11/21/2023
Rheem Sales Company, Inc. | Thermal Zone | TZ80UH1V100C5NABAP | Federally-Regulated Consumer Product | Non-Weatherized, Non-Condensin | 2027 | 188 |  | 11/21/2023 | 100725 | 210802827 | 11/21/2023
Rheem Sales Company, Inc. | Thermal Zone | TZ80DZ2V075C5NABAP | Federally-Regulated Consumer Product | Non-Weatherized, Non-Condensin | 2041 | 272 |  | 11/21/2023 | 52592 | 211873433 | 11/21/2023
Rheem Sales Company, Inc. | Thermal Zone | RGEAZR048AJT10XNA | Federally-Regulated Consumer Product | Weatherized Non-Condensing Gas | 2001 | 287 |  | 11/21/2023 | 101705 | 208698842 | 11/21/2023
Rheem Sales Company, Inc. | Thermal Zone | RGEA14030AJT04UAA | Federally-Regulated Consumer Product | Weatherized Non-Condensing Gas | 1189 | 251 |  | 11/21/2023 | 39887 | 205965597 | 11/21/2023
Rheem Sales Company, Inc. | Thermal Zone | RGEAZR030AJT04XNA | Federally-Regulated Consumer Product | Weatherized Non-Condensing Gas | 1342 | 258 |  | 11/21/2023 | 39842 | 208698825 | 11/21/2023
Rheem Sales Company, Inc. | Thermal Zone | TZ80UH1V070B4UABAP | Federally-Regulated Consumer Product | Non-Weatherized, Non-Condensin | 1723 | 258 |  | 11/21/2023 | 70568 | 211873424 | 11/21/2023
Rheem Sales Company, Inc. | Thermal Zone | RGEAZR060AJT10XNA | Federally-Regulated Consumer Product | Weatherized Non-Condensing Gas | 2131 | 293 |  | 11/21/2023 | 101980 | 208698846 | 11/21/2023
Rheem Sales Company, Inc. | Thermal Zone | TZ80UH1V125D5NABAP | Federally-Regulated Consumer Product | Non-Weatherized, Non-Condensin | 2076 | 258 |  | 11/21/2023 | 124802 | 210802828 | 11/21/2023
Rheem Sales Company, Inc. | Thermal Zone | RGEAZR024AJT081NA | Federally-Regulated Consumer Product | Weatherized Non-Condensing Gas | 1202 | 252 |  | 11/21/2023 | 79659 | 208698804 | 11/21/2023
Rheem Sales Company, Inc. | Thermal Zone | TZ80UH1T125D5NA | Federally-Regulated Consumer Product | Non-Weatherized, Non-Condensin | 1991 | 270 |  | 11/21/2023 | 123598 | 208430220 | 11/21/2023
Rheem Sales Company, Inc. | Thermal Zone | TZ80UH1T125D5SA | Federally-Regulated Consumer Product | Non-Weatherized, Non-Condensin | 1991 | 270 |  | 11/21/2023 | 123598 | 208430215 | 11/21/2023
Rheem Sales Company, Inc. | Thermal Zone | TZ80DZ1V125D5NABAP | Federally-Regulated Consumer Product | Non-Weatherized, Non-Condensin | 2075 | 273 |  | 11/21/2023 | 124289 | 210728263 | 11/21/2023
Rheem Sales Company, Inc. | Thermal Zone | TZ80DDV125D50XB | Federally-Regulated Consumer Product | Non-Weatherized, Non-Condensin | 2322 | 284 |  | 11/21/2023 | 87684 | 8087236 | 11/21/2023
Rheem Sales Company, Inc. | Thermal Zone | TZ80DZ2V050A3NABAP | Federally-Regulated Consumer Product | Non-Weatherized, Non-Condensin | 1250 | 237 |  | 11/21/2023 | 34844 | 211873426 | 11/21/2023
Rheem Sales Company, Inc. | Thermal Zone | RGEA14036AJT06UAA | Federally-Regulated Consumer Product | Weatherized Non-Condensing Gas | 1434 | 262 |  | 11/21/2023 | 60723 | 205965599 | 11/21/2023
Rheem Sales Company, Inc. | Thermal Zone | RGEAZR024AJT04UNA | Federally-Regulated Consumer Product | Weatherized Non-Condensing Gas | 1181 | 251 |  | 11/21/2023 | 40068 | 208698819 | 11/21/2023
Rheem Sales Company, Inc. | Thermal Zone | TZ80UH1V075C5S | Federally-Regulated Consumer Product | Non-Weatherized, Non-Condensin | 1813 | 235 |  | 11/21/2023 | 75573 | 208676736 | 11/21/2023
Rheem Sales Company, Inc. | Thermal Zone | TZ80DZ2V100C5SABAP | Federally-Regulated Consumer Product | Non-Weatherized, Non-Condensin | 2120 | 275 |  | 11/21/2023 | 69817 | 211873436 | 11/21/2023
Rheem Sales Company, Inc. | Thermal Zone | TZ80UH1V050B4SABAP | Federally-Regulated Consumer Product | Non-Weatherized, Non-Condensin | 1682 | 256 |  | 11/21/2023 | 50501 | 211873422 | 11/21/2023
Rheem Sales Company, Inc. | Thermal Zone | TZ80DDV125D50SB | Federally-Regulated Consumer Product | Non-Weatherized, Non-Condensin | 2322 | 284 |  | 11/21/2023 | 87684 | 8087231 | 11/21/2023
Rheem Sales Company, Inc. | Thermal Zone | RGEAZR042AJT08XNA | Federally-Regulated Consumer Product | Weatherized Non-Condensing Gas | 1820 | 279 |  | 11/21/2023 | 81578 | 208698837 | 11/21/2023
Rheem Sales Company, Inc. | Thermal Zone | RGEAZR036AJT101NA | Federally-Regulated Consumer Product | Weatherized Non-Condensing Gas | 1380 | 260 |  | 05/25/2023 | 100130 | 208698811 | 11/21/2023
Rheem Sales Company, Inc. | Thermal Zone | TZ80UH2V050B4NABAP | Federally-Regulated Consumer Product | Non-Weatherized, Non-Condensin | 1712 | 257 |  | 11/21/2023 | 34534 | 211873429 | 11/21/2023
Rheem Sales Company, Inc. | Thermal Zone | TZ80DZ1V075C5NABAP | Federally-Regulated Consumer Product | Non-Weatherized, Non-Condensin | 2163 | 277 |  | 11/21/2023 | 75029 | 210728257 | 11/21/2023
Rheem Sales Company, Inc. | Thermal Zone | RGEAZR036AJT06XNA | Federally-Regulated Consumer Product | Weatherized Non-Condensing Gas | 1259 | 254 |  | 11/21/2023 | 58986 | 208698831 | 11/21/2023
Rheem Sales Company, Inc. | Thermal Zone | RGEAZR030AJT06XNA | Federally-Regulated Consumer Product | Weatherized Non-Condensing Gas | 1342 | 258 |  | 11/21/2023 | 61240 | 208698828 | 11/21/2023
Rheem Sales Company, Inc. | Thermal Zone | RGEAZR036AJT10XNA | Federally-Regulated Consumer Product | Weatherized Non-Condensing Gas | 1380 | 260 |  | 05/25/2023 | 100130 | 208698834 | 11/21/2023
Rheem Sales Company, Inc. | Thermal Zone | TZ80DDV075B30XB | Federally-Regulated Consumer Product | Non-Weatherized, Non-Condensin | 1324 | 240 |  | 11/21/2023 | 52495 | 8087204 | 11/21/2023
Rheem Sales Company, Inc. | Thermal Zone | RGEAZR036AJT081NA | Federally-Regulated Consumer Product | Weatherized Non-Condensing Gas | 1387 | 260 |  | 11/21/2023 | 80632 | 208698810 | 11/21/2023
Rheem Sales Company, Inc. | Thermal Zone | TZ80DZ1V100C5SABAP | Federally-Regulated Consumer Product | Non-Weatherized, Non-Condensin | 2095 | 257 |  | 11/21/2023 | 100302 | 210728261 | 11/21/2023
Rheem Sales Company, Inc. | Thermal Zone | TZ80UH1V050B4UABAP | Federally-Regulated Consumer Product | Non-Weatherized, Non-Condensin | 1376 | 243 |  | 11/21/2023 | 50203 | 211873423 | 11/21/2023
Rheem Sales Company, Inc. | Thermal Zone | RGEAZR042AJT10XNA | Federally-Regulated Consumer Product | Weatherized Non-Condensing Gas | 1774 | 277 |  | 11/21/2023 | 100987 | 208698838 | 11/21/2023
Rheem Sales Company, Inc. | Thermal Zone | TZ80DDV075C40XB | Federally-Regulated Consumer Product | Non-Weatherized, Non-Condensin | 2017 | 271 |  | 11/21/2023 | 52471 | 8087216 | 11/21/2023
Rheem Sales Company, Inc. | Thermal Zone | TZ80UH1V075B4NABAP | Federally-Regulated Consumer Product | Non-Weatherized, Non-Condensin | 1830 | 223 |  | 11/21/2023 | 75693 | 210802825 | 11/21/2023
Rheem Sales Company, Inc. | Thermal Zone | TZ80DZ2V125D5NABAP | Federally-Regulated Consumer Product | Non-Weatherized, Non-Condensin | 2179 | 278 |  | 05/25/2023 | 86625 | 211873437 | 11/21/2023
Rheem Sales Company, Inc. | Thermal Zone | TZ95M41T070B3S | Federally-Regulated Consumer Product | Non-Weatherized, Condensing Ga | 1362 | 255 |  | 11/21/2023 | 69960 | 208676715 | 11/21/2023
Rheem Sales Company, Inc. | Thermal Zone | TZ80DDV100C50SB | Federally-Regulated Consumer Product | Non-Weatherized, Non-Condensin | 2291 | 283 |  | 11/21/2023 | 70210 | 8087221 | 11/21/2023
Rheem Sales Company, Inc. | Thermal Zone | RGEAZR048AJT101NA | Federally-Regulated Consumer Product | Weatherized Non-Condensing Gas | 2001 | 287 |  | 11/21/2023 | 101705 | 208698816 | 11/21/2023
Rheem Sales Company, Inc. | Thermal Zone | TZ80DZ2V125D5SABAP | Federally-Regulated Consumer Product | Non-Weatherized, Non-Condensin | 2179 | 278 |  | 11/21/2023 | 86625 | 211873438 | 11/21/2023
Rheem Sales Company, Inc. | Thermal Zone | RGEAZR042AJT08UNA | Federally-Regulated Consumer Product | Weatherized Non-Condensing Gas | 1635 | 271 |  | 11/21/2023 | 80943 | 208698836 | 11/21/2023
Rheem Sales Company, Inc. | Thermal Zone | TZ95M41V070C5S | Federally-Regulated Consumer Product | Non-Weatherized, Condensing Ga | 1835 | 248 |  | 11/21/2023 | 69808 | 208676730 | 11/21/2023
Rheem Sales Company, Inc. | Thermal Zone | TZ92M41V070C5S | Federally-Regulated Consumer Product | Non-Weatherized, Condensing Ga | 1835 | 248 |  | 11/21/2023 | 69808 | 208676723 | 11/21/2023
Rheem Sales Company, Inc. | Thermal Zone | TZ80UH1V075C5NABAP | Federally-Regulated Consumer Product | Non-Weatherized, Non-Condensin | 1813 | 235 |  | 11/21/2023 | 75573 | 210802826 | 11/21/2023
Rheem Sales Company, Inc. | Thermal Zone | RGEAZR024AJT06XNA | Federally-Regulated Consumer Product | Weatherized Non-Condensing Gas | 1270 | 255 |  | 11/21/2023 | 61123 | 208698822 | 11/21/2023
Rheem Sales Company, Inc. | Thermal Zone | RGEAZR024AJT061NA | Federally-Regulated Consumer Product | Weatherized Non-Condensing Gas | 1270 | 255 |  | 11/21/2023 | 61123 | 208698803 | 11/21/2023
Rheem Sales Company, Inc. | Thermal Zone | RGEAZR048AJT081NA | Federally-Regulated Consumer Product | Weatherized Non-Condensing Gas | 1847 | 280 |  | 11/21/2023 | 80515 | 208698814 | 11/21/2023
Rheem Sales Company, Inc. | Thermal Zone | RGEAZR030AJT081NA | Federally-Regulated Consumer Product | Weatherized Non-Condensing Gas | 1216 | 253 |  | 05/25/2023 | 80365 | 208698808 | 11/21/2023
Rheem Sales Company, Inc. | Thermal Zone | RGEAZR030AJT061NA | Federally-Regulated Consumer Product | Weatherized Non-Condensing Gas | 1342 | 258 |  | 11/21/2023 | 61240 | 208698806 | 11/21/2023
Rheem Sales Company, Inc. | Thermal Zone | TZ80DZ2V075B4NABAP | Federally-Regulated Consumer Product | Non-Weatherized, Non-Condensin | 1628 | 254 |  | 05/25/2023 | 52707 | 211873431 | 11/21/2023
Rheem Sales Company, Inc. | Thermal Zone | RGEAZR024AJT041NA | Federally-Regulated Consumer Product | Weatherized Non-Condensing Gas | 1205 | 252 |  | 11/21/2023 | 40798 | 208698802 | 11/21/2023
Rheem Sales Company, Inc. | Thermal Zone | RGEAZR024AJT06UNA | Federally-Regulated Consumer Product | Weatherized Non-Condensing Gas | 1236 | 253 |  | 11/21/2023 | 61566 | 208698821 | 11/21/2023
Rheem Sales Company, Inc. | Thermal Zone | RGEAZR048AJT10UNA | Federally-Regulated Consumer Product | Weatherized Non-Condensing Gas | 1832 | 280 |  | 11/21/2023 | 100370 | 208698841 | 11/21/2023
Rheem Sales Company, Inc. | Thermal Zone | TZ80DZ2V075C5SABAP | Federally-Regulated Consumer Product | Non-Weatherized, Non-Condensin | 2041 | 272 |  | 11/21/2023 | 52592 | 211873434 | 11/21/2023
Rheem Sales Company, Inc. | Thermal Zone | RGEAZR048AJT08UNA | Federally-Regulated Consumer Product | Weatherized Non-Condensing Gas | 2026 | 288 |  | 11/21/2023 | 80019 | 208698839 | 11/21/2023
Rheem Sales Company, Inc. | Thermal Zone | TZ80DZ1V050A3SABAP | Federally-Regulated Consumer Product | Non-Weatherized, Non-Condensin | 1295 | 239 |  | 11/21/2023 | 51119 | 210728252 | 11/21/2023
Rheem Sales Company, Inc. | Thermal Zone | RGEAZR048AJT08XNA | Federally-Regulated Consumer Product | Weatherized Non-Condensing Gas | 1847 | 280 |  | 11/21/2023 | 80515 | 208698840 | 11/21/2023
Rheem Sales Company, Inc. | Thermal Zone | TZ80DDV075C40SB | Federally-Regulated Consumer Product | Non-Weatherized, Non-Condensin | 2017 | 271 |  | 11/21/2023 | 52471 | 8087211 | 11/21/2023
Rheem Sales Company, Inc. | Thermal Zone | TZ80UH1V125D5S | Federally-Regulated Consumer Product | Non-Weatherized, Non-Condensin | 2027 | 188 |  | 11/21/2023 | 100725 | 208676738 | 11/21/2023
Rheem Sales Company, Inc. | Thermal Zone | TZ80DZ1V100C5NABAP | Federally-Regulated Consumer Product | Non-Weatherized, Non-Condensin | 2095 | 257 |  | 11/21/2023 | 100302 | 210728260 | 11/21/2023
Rheem Sales Company, Inc. | Thermal Zone | TZ80UH2V050A3SA | Federally-Regulated Consumer Product | Non-Weatherized, Non-Condensin | 1318 | 240 |  | 11/21/2023 | 35484 | 208430231 | 11/21/2023
Rheem Sales Company, Inc. | Thermal Zone | RGEAZR060AJT08XNA | Federally-Regulated Consumer Product | Weatherized Non-Condensing Gas | 2041 | 289 |  | 11/21/2023 | 79422 | 208698844 | 11/21/2023
Rheem Sales Company, Inc. | Thermal Zone | RGEAZR024AJT08XNA | Federally-Regulated Consumer Product | Weatherized Non-Condensing Gas | 1202 | 252 |  | 05/25/2023 | 79659 | 208698823 | 11/21/2023
Rheem Sales Company, Inc. | Thermal Zone | RGEAZR030AJT041NA | Federally-Regulated Consumer Product | Weatherized Non-Condensing Gas | 1342 | 258 |  | 11/21/2023 | 39842 | 208698805 | 11/21/2023
Rheem Sales Company, Inc. | Thermal Zone | TZ80UH1V050B4NABAP | Federally-Regulated Consumer Product | Non-Weatherized, Non-Condensin | 1682 | 256 |  | 11/21/2023 | 50501 | 211873421 | 11/21/2023
Rheem Sales Company, Inc. | Thermal Zone | TZ80DZ1T075C5SA | Federally-Regulated Consumer Product | Non-Weatherized, Non-Condensin | 1883 | 265 |  | 11/21/2023 | 75029 | 208430223 | 11/21/2023
Rheem Sales Company, Inc. | Thermal Zone | RGEAZR036AJT08XNA | Federally-Regulated Consumer Product | Weatherized Non-Condensing Gas | 1387 | 260 |  | 11/21/2023 | 80632 | 208698833 | 11/21/2023
Rheem Sales Company, Inc. | Thermal Zone | TZ80DZ2V050A3SABAP | Federally-Regulated Consumer Product | Non-Weatherized, Non-Condensin | 1250 | 237 |  | 11/21/2023 | 34844 | 211873427 | 11/21/2023
Rheem Sales Company, Inc. | Thermal Zone | RGEAZR030AJT08XNA | Federally-Regulated Consumer Product | Weatherized Non-Condensing Gas | 1216 | 253 |  | 05/25/2023 | 80365 | 208698829 | 11/21/2023
Rheem Sales Company, Inc. | Thermal Zone | TZ80UH1V050A3S | Federally-Regulated Consumer Product | Non-Weatherized, Non-Condensin | 1308 | 184 |  | 11/21/2023 | 50472 | 208676734 | 11/21/2023
Rheem Sales Company, Inc. | Thermal Zone | RGEAZR060AJT101NA | Federally-Regulated Consumer Product | Weatherized Non-Condensing Gas | 2131 | 293 |  | 11/21/2023 | 101980 | 208698818 | 11/21/2023
Rheem Sales Company, Inc. | Thermal Zone | TZ96M42V040B3SA | Federally-Regulated Consumer Product | Non-Weatherized, Condensing Ga | 1248 | 250 |  | 11/21/2023 | 29623 | 208430243 | 11/21/2023
Rheem Sales Company, Inc. | Thermal Zone | TZ80DZ1V075B4NABAP | Federally-Regulated Consumer Product | Non-Weatherized, Non-Condensin | 1680 | 255 |  | 11/21/2023 | 76001 | 210728254 | 11/21/2023
Rheem Sales Company, Inc. | Thermal Zone | RGEAZR036AJT06UNA | Federally-Regulated Consumer Product | Weatherized Non-Condensing Gas | 1434 | 262 |  | 11/21/2023 | 60723 | 208698830 | 11/21/2023
Rheem Sales Company, Inc. | Thermal Zone | TZ80DZ1V075B4SABAP | Federally-Regulated Consumer Product | Non-Weatherized, Non-Condensin | 1680 | 255 |  | 05/25/2023 | 76001 | 210728255 | 11/21/2023
Rheem Sales Company, Inc. | Thermal Zone | RGEAZR042AJT081NA | Federally-Regulated Consumer Product | Weatherized Non-Condensing Gas | 1820 | 279 |  | 11/21/2023 | 81578 | 208698812 | 11/21/2023
Rheem Sales Company, Inc. | Thermal Zone | RGEAZR060AJT10UNA | Federally-Regulated Consumer Product | Weatherized Non-Condensing Gas | 1911 | 283 |  | 11/21/2023 | 99261 | 208698845 | 11/21/2023
Rheem Sales Company, Inc. | Thermal Zone | TZ95M41T070C5S | Federally-Regulated Consumer Product | Non-Weatherized, Condensing Ga | 1983 | 282 |  | 11/21/2023 | 70360 | 208676716 | 11/21/2023
Rheem Sales Company, Inc. | Thermal Zone | TZ80DZ1V050A3NABAP | Federally-Regulated Consumer Product | Non-Weatherized, Non-Condensin | 2163 | 277 |  | 11/21/2023 | 51119 | 210728250 | 11/21/2023
Rheem Sales Company, Inc. | Thermal Zone | TZ80UH1V050A3NABAP | Federally-Regulated Consumer Product | Non-Weatherized, Non-Condensin | 1308 | 184 |  | 11/21/2023 | 50472 | 210802824 | 11/21/2023
Rheem Sales Company, Inc. | Thermal Zone | TZ80DZ1V125D5SABAP | Federally-Regulated Consumer Product | Non-Weatherized, Non-Condensin | 2075 | 273 |  | 11/21/2023 | 124289 | 210728265 | 11/21/2023
Rheem Sales Company, Inc. | Thermal Zone | RGEA14030AJT081AC | Federally-Regulated Consumer Product | Weatherized Non-Condensing Gas | 1147 | 249 |  | 11/21/2023 | 79965 | 206606716 | 11/21/2023
Rheem Sales Company, Inc. | Thermal Zone | RGEAZR024AJT04XNA | Federally-Regulated Consumer Product | Weatherized Non-Condensing Gas | 1205 | 252 |  | 11/21/2023 | 40798 | 208698820 | 11/21/2023
Rheem Sales Company, Inc. | Thermal Zone | TZ80UH1T070B4UA | Federally-Regulated Consumer Product | Non-Weatherized, Non-Condensin | 1823 | 262 |  | 11/21/2023 | 70109 | 208486688 | 11/21/2023
Rheem Sales Company, Inc. | Thermal Zone | RGEAZR060AJT081NA | Federally-Regulated Consumer Product | Weatherized Non-Condensing Gas | 2041 | 289 |  | 11/21/2023 | 79422 | 208698817 | 11/21/2023
Rheem Sales Company, Inc. | Thermal Zone | TZ95UH1V040B3UABAP | Federally-Regulated Consumer Product | Non-Weatherized, Condensing Ga | 1335 | 254 |  | 11/21/2023 | 42103 | 212922396 | 11/21/2023
Rheem Sales Company, Inc. | Thermal Zone | TZ80DZ2V100C5NABAP | Federally-Regulated Consumer Product | Non-Weatherized, Non-Condensin | 2120 | 275 |  | 11/21/2023 | 69817 | 211873435 | 11/21/2023
Rheem Sales Company, Inc. | Thermal Zone | RGEXZS060AJV082 | Federally-Regulated Consumer Product | Weatherized Non-Condensing Gas | 1950 | 177 |  | 11/21/2023 | 56366 | 213352293 | 11/21/2023
Rheem Sales Company, Inc. | Thermal Zone | RGEAZS024AJV061CA | Federally-Regulated Consumer Product | Weatherized Non-Condensing Gas | 1089 | 247 |  | 11/21/2023 | 60430 | 212676553 | 11/21/2023
Rheem Sales Company, Inc. | Thermal Zone | TZ80UH1T150D5NANAS | Federally-Regulated Consumer Product | Non-Weatherized, Non-Condensin | 1910 | 233 |  | 11/21/2023 | 150068 | 213351396 | 11/21/2023
Rheem Sales Company, Inc. | Thermal Zone | RGEXZS048AJV10T | Federally-Regulated Consumer Product | Weatherized Non-Condensing Gas | 1797 | 277 |  | 11/21/2023 | 70225 | 213352292 | 11/21/2023
Rheem Sales Company, Inc. | Thermal Zone | RGEXZS060AJV102 | Federally-Regulated Consumer Product | Weatherized Non-Condensing Gas | 2129 | 188 |  | 11/21/2023 | 70580 | 213352295 | 11/21/2023
Rheem Sales Company, Inc. | Thermal Zone | TZ95UH1V100C5UABAP | Federally-Regulated Consumer Product | Non-Weatherized, Condensing Ga | 2062 | 286 |  | 11/21/2023 | 94650 | 212922398 | 11/21/2023
Rheem Sales Company, Inc. | Thermal Zone | TZ80UH1V100B4NABAP | Federally-Regulated Consumer Product | Non-Weatherized, Non-Condensin | 1896 | 204 |  | 11/21/2023 | 99142 | 213351398 | 11/21/2023
Rheem Sales Company, Inc. | Thermal Zone | RGEXZS060AJV10T | Federally-Regulated Consumer Product | Weatherized Non-Condensing Gas | 2129 | 188 |  | 11/21/2023 | 70580 | 213352296 | 11/21/2023
Rheem Sales Company, Inc. | Thermal Zone | TZ80UH1V150D5NABAP | Federally-Regulated Consumer Product | Non-Weatherized, Non-Condensin | 2440 | 249 |  | 11/21/2023 | 150642 | 213351400 | 11/21/2023
Rheem Sales Company, Inc. | Thermal Zone | RGEAZS024AJV06XCA | Federally-Regulated Consumer Product | Weatherized Non-Condensing Gas | 1089 | 247 |  | 11/21/2023 | 60430 | 212676554 | 11/21/2023
Rheem Sales Company, Inc. | Thermal Zone | RGEXZS048AJV102 | Federally-Regulated Consumer Product | Weatherized Non-Condensing Gas | 1797 | 277 |  | 11/21/2023 | 70225 | 213352291 | 11/21/2023
Rheem Sales Company, Inc. | Thermal Zone | RGEXZS060AJV08T | Federally-Regulated Consumer Product | Weatherized Non-Condensing Gas | 1950 | 177 |  | 11/21/2023 | 56366 | 213352294 | 11/21/2023
Rheem Sales Company, Inc. | Thermal Zone | TZ80UH1V100B4SABAP | Federally-Regulated Consumer Product | Non-Weatherized, Non-Condensin | 1896 | 204 |  | 11/21/2023 | 99142 | 213351397 | 11/21/2023
Rheem Sales Company, Inc. | Thermal Zone | TZ80UH1T100B4NANAS | Federally-Regulated Consumer Product | Non-Weatherized, Non-Condensin | 1448 | 212 |  | 11/21/2023 | 98573 | 213351394 | 11/21/2023
Rheem Sales Company, Inc. | Thermal Zone | TZ80UH1V150D5SABAP | Federally-Regulated Consumer Product | Non-Weatherized, Non-Condensin | 2440 | 249 |  | 11/21/2023 | 150642 | 213351399 | 11/21/2023
Rheem Sales Company, Inc. | Thermal Zone | RGEXZS048AJV082 | Federally-Regulated Consumer Product | Weatherized Non-Condensing Gas | 1734 | 168 |  | 11/21/2023 | 57017 | 213352289 | 11/21/2023
Rheem Sales Company, Inc. | Thermal Zone | RGEXZS048AJV08T | Federally-Regulated Consumer Product | Weatherized Non-Condensing Gas | 1734 | 168 |  | 11/21/2023 | 57017 | 213352290 | 11/21/2023
Rheem Sales Company, Inc. | Thermal Zone | TZ80UH2V050B4SABAP | Federally-Regulated Consumer Product | Non-Weatherized, Non-Condensin | 1712 | 257 |  | 11/21/2023 | 34534 | 211873430 | 11/21/2023
Rheem Sales Company, Inc. | Thermal Zone | TZ80UH1T150D5SANAS | Federally-Regulated Consumer Product | Non-Weatherized, Non-Condensin | 1910 | 233 |  | 11/21/2023 | 150068 | 213351395 | 11/21/2023
Rheem Sales Company, Inc. | Thermal Zone | TZ80UH1T100B4SANAS | Federally-Regulated Consumer Product | Non-Weatherized, Non-Condensin | 1448 | 212 |  | 11/21/2023 | 98573 | 213351393 | 11/21/2023
Rheem Sales Company, Inc. | Thermal Zone | TZ95UH1V060B3UABAP | Federally-Regulated Consumer Product | Non-Weatherized, Condensing Ga | 1246 | 250 |  | 11/21/2023 | 56140 | 212922397 | 11/21/2023
Rheem Sales Company, Inc. | Sure | S801T1004A17UHSNAS | Federally-Regulated Consumer Product | Non-Weatherized, Non-Condensin | 1448 | 212 |  | 09/21/2023 | 98573 | 213351296 | 11/21/2023
Rheem Sales Company, Inc. | Sure | RGEAZS024AJV061CA | Federally-Regulated Consumer Product | Weatherized Non-Condensing Gas | 1089 | 247 |  | 06/27/2023 | 60430 | 212675817 | 11/21/2023
Rheem Sales Company, Inc. | Sure | S801V1004A17UHSBAP | Federally-Regulated Consumer Product | Non-Weatherized, Non-Condensin | 1896 | 204 |  | 09/21/2023 | 99142 | 213351304 | 11/21/2023
Rheem Sales Company, Inc. | Sure | RGECZT048AJT12**C | Federally-Regulated Consumer Product | Weatherized Non-Condensing Gas | 1902 | 259 |  | 06/15/2023 | 84032 | 212604408 | 11/21/2023
Rheem Sales Company, Inc. | Sure | RGECZT036AJT07**C | Federally-Regulated Consumer Product | Weatherized Non-Condensing Gas | 1475 | 165 |  | 06/15/2023 | 53157 | 212604390 | 11/21/2023
Rheem Sales Company, Inc. | Sure | S801T0504A17UHNNAS | Federally-Regulated Consumer Product | Non-Weatherized, Non-Condensin | 1517 | 249 |  | 05/25/2023 | 50545 | 211806582 | 11/21/2023
Rheem Sales Company, Inc. | Sure | S801T1004A17UHNNAS | Federally-Regulated Consumer Product | Non-Weatherized, Non-Condensin | 1448 | 212 |  | 09/21/2023 | 98573 | 213351298 | 11/21/2023
Rheem Sales Company, Inc. | Sure | RGECZT048AJT07**C | Federally-Regulated Consumer Product | Weatherized Non-Condensing Gas | 1873 | 167 |  | 06/15/2023 | 52596 | 212604402 | 11/21/2023
Rheem Sales Company, Inc. | Sure | RGECZT060AJT07**C | Federally-Regulated Consumer Product | Weatherized Non-Condensing Gas | 2336 | 182 |  | 06/15/2023 | 52310 | 212604414 | 11/21/2023
Rheem Sales Company, Inc. | Sure | S801V1005A21UHUBAP | Federally-Regulated Consumer Product | Non-Weatherized, Non-Condensin | 1966 | 269 |  | 05/25/2023 | 97612 | 211806592 | 11/21/2023
Rheem Sales Company, Inc. | Sure | RGEXZS048AJV082 | Federally-Regulated Consumer Product | Weatherized Non-Condensing Gas | 1734 | 168 |  | 09/26/2023 | 57017 | 213352230 | 11/21/2023
Rheem Sales Company, Inc. | Sure | S801T1505A24UHNNAS | Federally-Regulated Consumer Product | Non-Weatherized, Non-Condensin | 1910 | 233 |  | 09/21/2023 | 150068 | 213351302 | 11/21/2023
Rheem Sales Company, Inc. | Sure | RGEAZS024AJV06XCA | Federally-Regulated Consumer Product | Weatherized Non-Condensing Gas | 1089 | 247 |  | 06/27/2023 | 60430 | 212675821 | 11/21/2023
Rheem Sales Company, Inc. | Sure | S802V0503A14DZNBAP | Federally-Regulated Consumer Product | Non-Weatherized, Non-Condensin | 1250 | 237 |  | 05/25/2023 | 34844 | 211806595 | 11/21/2023
Rheem Sales Company, Inc. | Sure | S801V1505A24UHSBAP | Federally-Regulated Consumer Product | Non-Weatherized, Non-Condensin | 2440 | 249 |  | 09/21/2023 | 150642 | 213351308 | 11/21/2023
Rheem Sales Company, Inc. | Sure | RGECZT060AJT12**C | Federally-Regulated Consumer Product | Weatherized Non-Condensing Gas | 2183 | 266 |  | 06/15/2023 | 83968 | 212604420 | 11/21/2023
Rheem Sales Company, Inc. | Sure | S801V1505A24UHNBAP | Federally-Regulated Consumer Product | Non-Weatherized, Non-Condensin | 2440 | 249 |  | 09/21/2023 | 150642 | 213351310 | 11/21/2023
Rheem Sales Company, Inc. | Sure | S801T0504A17UHSNAS | Federally-Regulated Consumer Product | Non-Weatherized, Non-Condensin | 1517 | 249 |  | 05/25/2023 | 50545 | 211806586 | 11/21/2023
Rheem Sales Company, Inc. | Sure | S802V0504A17UHSBAP | Federally-Regulated Consumer Product | Non-Weatherized, Non-Condensin | 1712 | 257 |  | 05/25/2023 | 34534 | 211806607 | 11/21/2023
Rheem Sales Company, Inc. | Sure | RGEXZS060AJV08T | Federally-Regulated Consumer Product | Weatherized Non-Condensing Gas | 1950 | 177 |  | 09/26/2023 | 56366 | 213352263 | 11/21/2023
Rheem Sales Company, Inc. | Sure | S951V1005A21UHUBAP | Federally-Regulated Consumer Product | Non-Weatherized, Condensing Ga | 2062 | 286 |  | 07/07/2023 | 94650 | 212921454 | 11/21/2023
Rheem Sales Company, Inc. | Sure | S801T1505A24UHSNAS | Federally-Regulated Consumer Product | Non-Weatherized, Non-Condensin | 1910 | 233 |  | 09/21/2023 | 150068 | 213351300 | 11/21/2023
Rheem Sales Company, Inc. | Sure | RGECZT036AJT10**C | Federally-Regulated Consumer Product | Weatherized Non-Condensing Gas | 1576 | 218 |  | 06/15/2023 | 100764 | 212604396 | 11/21/2023
Rheem Sales Company, Inc. | Sure | RGEXZS060AJV102 | Federally-Regulated Consumer Product | Weatherized Non-Condensing Gas | 2129 | 188 |  | 09/26/2023 | 70580 | 213352252 | 11/21/2023
Rheem Sales Company, Inc. | Sure | RGEXZS048AJV08T | Federally-Regulated Consumer Product | Weatherized Non-Condensing Gas | 1734 | 168 |  | 09/26/2023 | 57017 | 213352235 | 11/21/2023
Rheem Sales Company, Inc. | Sure | RGEXZS048AJV102 | Federally-Regulated Consumer Product | Weatherized Non-Condensing Gas | 1797 | 277 |  | 09/26/2023 | 70225 | 213352240 | 11/21/2023
Rheem Sales Company, Inc. | Sure | RGEXZS060AJV10T | Federally-Regulated Consumer Product | Weatherized Non-Condensing Gas | 2129 | 188 |  | 09/26/2023 | 70580 | 213352255 | 11/21/2023
Rheem Sales Company, Inc. | Sure | S802V0504A17UHNBAP | Federally-Regulated Consumer Product | Non-Weatherized, Non-Condensin | 1712 | 257 |  | 05/25/2023 | 34534 | 211806602 | 11/21/2023
Rheem Sales Company, Inc. | Sure | S951V0403A17UHUBAP | Federally-Regulated Consumer Product | Non-Weatherized, Condensing Ga | 1335 | 254 |  | 07/07/2023 | 42103 | 212921450 | 11/21/2023
Rheem Sales Company, Inc. | Sure | S951V0603A17UHUBAP | Federally-Regulated Consumer Product | Non-Weatherized, Condensing Ga | 1246 | 250 |  | 07/07/2023 | 56140 | 212921452 | 11/21/2023
Rheem Sales Company, Inc. | Sure | RGEXZS048AJV10T | Federally-Regulated Consumer Product | Weatherized Non-Condensing Gas | 1797 | 277 |  | 09/26/2023 | 70225 | 213352245 | 11/21/2023
Rheem Sales Company, Inc. | Sure | RGEXZS060AJV082 | Federally-Regulated Consumer Product | Weatherized Non-Condensing Gas | 1950 | 177 |  | 09/26/2023 | 56366 | 213352267 | 11/21/2023
Rheem Sales Company, Inc. | Sure | S801V1004A17UHNBAP | Federally-Regulated Consumer Product | Non-Weatherized, Non-Condensin | 1896 | 204 |  | 09/21/2023 | 99142 | 213351306 | 11/21/2023
Rheem Sales Company, Inc. | Sure | S801V0504A17UHUBAP | Federally-Regulated Consumer Product | Non-Weatherized, Non-Condensin | 1376 | 243 |  | 05/25/2023 | 50203 | 211806589 | 11/21/2023
Rheem Sales Company, Inc. | Sure | S802V0503A14DZSBAP | Federally-Regulated Consumer Product | Non-Weatherized, Non-Condensin | 1250 | 237 |  | 05/25/2023 | 34844 | 211806599 | 11/21/2023
Rheem Sales Company, Inc. | Sure | S801T1004A17UHSNAS | Federally-Regulated Consumer Product | Non-Weatherized, Non-Condensin | 1448 | 212 |  | 11/21/2023 | 98573 | 213351296 | 11/21/2023
Rheem Sales Company, Inc. | Sure | RGEAZS024AJV061CA | Federally-Regulated Consumer Product | Weatherized Non-Condensing Gas | 1089 | 247 |  | 11/21/2023 | 60430 | 212675817 | 11/21/2023
Rheem Sales Company, Inc. | Sure | S801V1004A17UHSBAP | Federally-Regulated Consumer Product | Non-Weatherized, Non-Condensin | 1896 | 204 |  | 11/21/2023 | 99142 | 213351304 | 11/21/2023
Rheem Sales Company, Inc. | Sure | RGECZT048AJT12**C | Federally-Regulated Consumer Product | Weatherized Non-Condensing Gas | 1902 | 259 |  | 11/21/2023 | 84032 | 212604408 | 11/21/2023
Rheem Sales Company, Inc. | Sure | RGECZT036AJT07**C | Federally-Regulated Consumer Product | Weatherized Non-Condensing Gas | 1475 | 165 |  | 11/21/2023 | 53157 | 212604390 | 11/21/2023
Rheem Sales Company, Inc. | Sure | S801T0504A17UHNNAS | Federally-Regulated Consumer Product | Non-Weatherized, Non-Condensin | 1517 | 249 |  | 11/21/2023 | 50545 | 211806582 | 11/21/2023
Rheem Sales Company, Inc. | Sure | S801T1004A17UHNNAS | Federally-Regulated Consumer Product | Non-Weatherized, Non-Condensin | 1448 | 212 |  | 11/21/2023 | 98573 | 213351298 | 11/21/2023
Rheem Sales Company, Inc. | Sure | RGECZT048AJT07**C | Federally-Regulated Consumer Product | Weatherized Non-Condensing Gas | 1873 | 167 |  | 11/21/2023 | 52596 | 212604402 | 11/21/2023
Rheem Sales Company, Inc. | Sure | RGECZT060AJT07**C | Federally-Regulated Consumer Product | Weatherized Non-Condensing Gas | 2336 | 182 |  | 11/21/2023 | 52310 | 212604414 | 11/21/2023
Rheem Sales Company, Inc. | Sure | S801V1005A21UHUBAP | Federally-Regulated Consumer Product | Non-Weatherized, Non-Condensin | 1966 | 269 |  | 11/21/2023 | 97612 | 211806592 | 11/21/2023
Rheem Sales Company, Inc. | Sure | RGEXZS048AJV082 | Federally-Regulated Consumer Product | Weatherized Non-Condensing Gas | 1734 | 168 |  | 11/21/2023 | 57017 | 213352230 | 11/21/2023
Rheem Sales Company, Inc. | Sure | S801T1505A24UHNNAS | Federally-Regulated Consumer Product | Non-Weatherized, Non-Condensin | 1910 | 233 |  | 11/21/2023 | 150068 | 213351302 | 11/21/2023
Rheem Sales Company, Inc. | Sure | RGEAZS024AJV06XCA | Federally-Regulated Consumer Product | Weatherized Non-Condensing Gas | 1089 | 247 |  | 11/21/2023 | 60430 | 212675821 | 11/21/2023
Rheem Sales Company, Inc. | Sure | S802V0503A14DZNBAP | Federally-Regulated Consumer Product | Non-Weatherized, Non-Condensin | 1250 | 237 |  | 11/21/2023 | 34844 | 211806595 | 11/21/2023
Rheem Sales Company, Inc. | Sure | S801V1505A24UHSBAP | Federally-Regulated Consumer Product | Non-Weatherized, Non-Condensin | 2440 | 249 |  | 11/21/2023 | 150642 | 213351308 | 11/21/2023
Rheem Sales Company, Inc. | Sure | RGECZT060AJT12**C | Federally-Regulated Consumer Product | Weatherized Non-Condensing Gas | 2183 | 266 |  | 11/21/2023 | 83968 | 212604420 | 11/21/2023
Rheem Sales Company, Inc. | Sure | S801V1505A24UHNBAP | Federally-Regulated Consumer Product | Non-Weatherized, Non-Condensin | 2440 | 249 |  | 11/21/2023 | 150642 | 213351310 | 11/21/2023
Rheem Sales Company, Inc. | Sure | S801T0504A17UHSNAS | Federally-Regulated Consumer Product | Non-Weatherized, Non-Condensin | 1517 | 249 |  | 11/21/2023 | 50545 | 211806586 | 11/21/2023
Rheem Sales Company, Inc. | Sure | S802V0504A17UHSBAP | Federally-Regulated Consumer Product | Non-Weatherized, Non-Condensin | 1712 | 257 |  | 11/21/2023 | 34534 | 211806607 | 11/21/2023
Rheem Sales Company, Inc. | Sure | RGEXZS060AJV08T | Federally-Regulated Consumer Product | Weatherized Non-Condensing Gas | 1950 | 177 |  | 11/21/2023 | 56366 | 213352263 | 11/21/2023
Rheem Sales Company, Inc. | Sure | S951V1005A21UHUBAP | Federally-Regulated Consumer Product | Non-Weatherized, Condensing Ga | 2062 | 286 |  | 11/21/2023 | 94650 | 212921454 | 11/21/2023
Rheem Sales Company, Inc. | Sure | S801T1505A24UHSNAS | Federally-Regulated Consumer Product | Non-Weatherized, Non-Condensin | 1910 | 233 |  | 11/21/2023 | 150068 | 213351300 | 11/21/2023
Rheem Sales Company, Inc. | Sure | RGECZT036AJT10**C | Federally-Regulated Consumer Product | Weatherized Non-Condensing Gas | 1576 | 218 |  | 11/21/2023 | 100764 | 212604396 | 11/21/2023
Rheem Sales Company, Inc. | Sure | RGEXZS060AJV102 | Federally-Regulated Consumer Product | Weatherized Non-Condensing Gas | 2129 | 188 |  | 11/21/2023 | 70580 | 213352252 | 11/21/2023
Rheem Sales Company, Inc. | Sure | RGEXZS048AJV08T | Federally-Regulated Consumer Product | Weatherized Non-Condensing Gas | 1734 | 168 |  | 11/21/2023 | 57017 | 213352235 | 11/21/2023
Rheem Sales Company, Inc. | Sure | RGEXZS048AJV102 | Federally-Regulated Consumer Product | Weatherized Non-Condensing Gas | 1797 | 277 |  | 11/21/2023 | 70225 | 213352240 | 11/21/2023
Rheem Sales Company, Inc. | Sure | RGEXZS060AJV10T | Federally-Regulated Consumer Product | Weatherized Non-Condensing Gas | 2129 | 188 |  | 11/21/2023 | 70580 | 213352255 | 11/21/2023
Rheem Sales Company, Inc. | Sure | S802V0504A17UHNBAP | Federally-Regulated Consumer Product | Non-Weatherized, Non-Condensin | 1712 | 257 |  | 11/21/2023 | 34534 | 211806602 | 11/21/2023
Rheem Sales Company, Inc. | Sure | S951V0403A17UHUBAP | Federally-Regulated Consumer Product | Non-Weatherized, Condensing Ga | 1335 | 254 |  | 11/21/2023 | 42103 | 212921450 | 11/21/2023
Rheem Sales Company, Inc. | Sure | S951V0603A17UHUBAP | Federally-Regulated Consumer Product | Non-Weatherized, Condensing Ga | 1246 | 250 |  | 11/21/2023 | 56140 | 212921452 | 11/21/2023
Rheem Sales Company, Inc. | Sure | RGEXZS048AJV10T | Federally-Regulated Consumer Product | Weatherized Non-Condensing Gas | 1797 | 277 |  | 11/21/2023 | 70225 | 213352245 | 11/21/2023
Rheem Sales Company, Inc. | Sure | RGEXZS060AJV082 | Federally-Regulated Consumer Product | Weatherized Non-Condensing Gas | 1950 | 177 |  | 11/21/2023 | 56366 | 213352267 | 11/21/2023
Rheem Sales Company, Inc. | Sure | S801V1004A17UHNBAP | Federally-Regulated Consumer Product | Non-Weatherized, Non-Condensin | 1896 | 204 |  | 11/21/2023 | 99142 | 213351306 | 11/21/2023
Rheem Sales Company, Inc. | Sure | S801V0504A17UHUBAP | Federally-Regulated Consumer Product | Non-Weatherized, Non-Condensin | 1376 | 243 |  | 11/21/2023 | 50203 | 211806589 | 11/21/2023
Rheem Sales Company, Inc. | Sure | S802V0503A14DZSBAP | Federally-Regulated Consumer Product | Non-Weatherized, Non-Condensin | 1250 | 237 |  | 11/21/2023 | 34844 | 211806599 | 11/21/2023
Rheem Sales Company, Inc. | Mainline | RGEAZR036AJT08UNA | Federally-Regulated Consumer Product | Weatherized Non-Condensing Gas | 1382 | 260 |  | 05/25/2023 | 80891 | 208699052 | 11/21/2023
Rheem Sales Company, Inc. | Mainline | MP951T0705A21M4 | Federally-Regulated Consumer Product | Non-Weatherized, Condensing Ga | 1983 | 282 |  | 09/26/2023 | 70360 | 208676664 | 11/21/2023
Rheem Sales Company, Inc. | Mainline | ML801V1005A21UHNBAP | Federally-Regulated Consumer Product | Non-Weatherized, Non-Condensin | 2027 | 188 |  | 05/25/2023 | 100725 | 210802810 | 11/21/2023
Rheem Sales Company, Inc. | Mainline | MP801T1255A24UHS | Federally-Regulated Consumer Product | Non-Weatherized, Non-Condensin | 1991 | 270 |  | 05/25/2023 | 123598 | 208430159 | 11/21/2023
Rheem Sales Company, Inc. | Mainline | RGEA14042AJT101AC | Federally-Regulated Consumer Product | Weatherized Non-Condensing Gas | 1494 | 265 |  | 05/26/2023 | 99609 | 206606708 | 11/21/2023
Rheem Sales Company, Inc. | Mainline | ML801V1255A24UHNBAP | Federally-Regulated Consumer Product | Non-Weatherized, Non-Condensin | 2076 | 258 |  | 05/25/2023 | 124802 | 210802811 | 11/21/2023
Rheem Sales Company, Inc. | Mainline | RGEAZR036AJT06UNA | Federally-Regulated Consumer Product | Weatherized Non-Condensing Gas | 1434 | 262 |  | 05/25/2023 | 60723 | 208699050 | 11/21/2023
Rheem Sales Company, Inc. | Mainline | ML951V0705A21M4 | Federally-Regulated Consumer Product | Non-Weatherized, Condensing Ga | 1835 | 248 |  | 09/26/2023 | 69808 | 208676685 | 11/21/2023
Rheem Sales Company, Inc. | Mainline | RGEAZR030AJT041NA | Federally-Regulated Consumer Product | Weatherized Non-Condensing Gas | 1342 | 258 |  | 05/25/2023 | 39842 | 208699028 | 11/21/2023
Rheem Sales Company, Inc. | Mainline | ML802VA075421ZSB | Federally-Regulated Consumer Product | Non-Weatherized, Non-Condensin | 2017 | 271 | 271 | 06/22/2023 | 52471 | 10378099 | 11/21/2023
Rheem Sales Company, Inc. | Mainline | RGEAZR048AJT08UNA | Federally-Regulated Consumer Product | Weatherized Non-Condensing Gas | 2026 | 288 |  | 05/25/2023 | 80019 | 208699058 | 11/21/2023
Rheem Sales Company, Inc. | Mainline | ML98MV0855A21UPS | Federally-Regulated Consumer Product | Non-Weatherized, Condensing Ga | 2209 | 292 |  | 11/16/2023 | 33631 | 208157099 | 11/21/2023
Rheem Sales Company, Inc. | Mainline | MP962W0403A17M4S | Federally-Regulated Consumer Product | Non-Weatherized, Condensing Ga | 1248 | 250 |  | 11/16/2023 | 29623 | 209214521 | 11/21/2023
Rheem Sales Company, Inc. | Mainline | ML802VA125524ZXB | Federally-Regulated Consumer Product | Non-Weatherized, Non-Condensin | 2322 | 284 | 284 | 06/22/2023 | 87684 | 10378106 | 11/21/2023
Rheem Sales Company, Inc. | Mainline | RGEAZR048AJT081NA | Federally-Regulated Consumer Product | Weatherized Non-Condensing Gas | 1847 | 280 |  | 05/25/2023 | 80515 | 208699036 | 11/21/2023
Rheem Sales Company, Inc. | Mainline | RGEAZR030AJT04UNA | Federally-Regulated Consumer Product | Weatherized Non-Condensing Gas | 1189 | 251 |  | 05/25/2023 | 39887 | 208699045 | 11/21/2023
Rheem Sales Company, Inc. | Mainline | ML802VA125524ZSB | Federally-Regulated Consumer Product | Non-Weatherized, Non-Condensin | 2322 | 284 | 284 | 06/22/2023 | 87684 | 10378105 | 11/21/2023
Rheem Sales Company, Inc. | Mainline | RGEAZR024AJT061NA | Federally-Regulated Consumer Product | Weatherized Non-Condensing Gas | 1270 | 255 |  | 05/25/2023 | 61123 | 208699026 | 11/21/2023
Rheem Sales Company, Inc. | Mainline | RGEAZR042AJT08XNA | Federally-Regulated Consumer Product | Weatherized Non-Condensing Gas | 1820 | 279 |  | 05/25/2023 | 81578 | 208699056 | 11/21/2023
Rheem Sales Company, Inc. | Mainline | MP951T0703A17M4 | Federally-Regulated Consumer Product | Non-Weatherized, Condensing Ga | 1362 | 255 |  | 09/26/2023 | 69960 | 208676663 | 11/21/2023
Rheem Sales Company, Inc. | Mainline | RGEAZR024AJT06XNA | Federally-Regulated Consumer Product | Weatherized Non-Condensing Gas | 1270 | 255 |  | 05/25/2023 | 61123 | 208699043 | 11/21/2023
Rheem Sales Company, Inc. | Mainline | ML801V1255A24UHS | Federally-Regulated Consumer Product | Non-Weatherized, Non-Condensin | 2076 | 258 |  | 05/25/2023 | 124802 | 208676700 | 11/21/2023
Rheem Sales Company, Inc. | Mainline | RGEA14030AJT04UAA | Federally-Regulated Consumer Product | Weatherized Non-Condensing Gas | 1189 | 251 |  | 05/26/2023 | 39887 | 205965587 | 11/21/2023
Rheem Sales Company, Inc. | Mainline | RGEAZR030AJT06UNA | Federally-Regulated Consumer Product | Weatherized Non-Condensing Gas | 1125 | 248 |  | 05/25/2023 | 60094 | 208699047 | 11/21/2023
Rheem Sales Company, Inc. | Mainline | RGEAZR042AJT08UNA | Federally-Regulated Consumer Product | Weatherized Non-Condensing Gas | 1635 | 271 |  | 05/25/2023 | 80943 | 208699055 | 11/21/2023
Rheem Sales Company, Inc. | Mainline | MP801W0754A17UHS | Federally-Regulated Consumer Product | Non-Weatherized, Non-Condensin | 1830 | 223 |  | 05/25/2023 | 75693 | 208676702 | 11/21/2023
Rheem Sales Company, Inc. | Mainline | ML802VA100521ZSB | Federally-Regulated Consumer Product | Non-Weatherized, Non-Condensin | 2291 | 283 | 283 | 06/22/2023 | 70210 | 10378101 | 11/21/2023
Rheem Sales Company, Inc. | Mainline | MP921W0705A21M4 | Federally-Regulated Consumer Product | Non-Weatherized, Condensing Ga | 1835 | 248 |  | 09/26/2023 | 69808 | 208676678 | 11/21/2023
Rheem Sales Company, Inc. | Mainline | ML802VA075317ZXB | Federally-Regulated Consumer Product | Non-Weatherized, Non-Condensin | 1324 | 240 | 240 | 06/22/2023 | 52495 | 10378100 | 11/21/2023
Rheem Sales Company, Inc. | Mainline | RGEA14048AJT101AB | Federally-Regulated Consumer Product | Weatherized Non-Condensing Gas | 1809 | 279 |  | 05/26/2023 | 99189 | 204117088 | 11/21/2023
Rheem Sales Company, Inc. | Mainline | MP801W0503A14UHS | Federally-Regulated Consumer Product | Non-Weatherized, Non-Condensin | 1308 | 184 | 240 | 05/25/2023 | 50472 | 208676701 | 11/21/2023
Rheem Sales Company, Inc. | Mainline | ML802VA075317ZSB | Federally-Regulated Consumer Product | Non-Weatherized, Non-Condensin | 1324 | 240 | 240 | 06/22/2023 | 52495 | 10378103 | 11/21/2023
Rheem Sales Company, Inc. | Mainline | RGEAZR060AJT10XNA | Federally-Regulated Consumer Product | Weatherized Non-Condensing Gas | 2131 | 293 |  | 05/25/2023 | 101980 | 208699064 | 11/21/2023
Rheem Sales Company, Inc. | Mainline | MP801T0755A21DZS | Federally-Regulated Consumer Product | Non-Weatherized, Non-Condensin | 1883 | 265 |  | 09/14/2023 | 75029 | 208430175 | 11/21/2023
Rheem Sales Company, Inc. | Mainline | RGEAZR030AJT04XNA | Federally-Regulated Consumer Product | Weatherized Non-Condensing Gas | 1342 | 258 |  | 05/25/2023 | 39842 | 208699046 | 11/21/2023
Rheem Sales Company, Inc. | Mainline | RGEAZR036AJT10XNA | Federally-Regulated Consumer Product | Weatherized Non-Condensing Gas | 1380 | 260 |  | 05/25/2023 | 100130 | 208699054 | 11/21/2023
Rheem Sales Company, Inc. | Mainline | RGEAZR030AJT081NA | Federally-Regulated Consumer Product | Weatherized Non-Condensing Gas | 1216 | 253 |  | 05/25/2023 | 80365 | 208699030 | 11/21/2023
Rheem Sales Company, Inc. | Mainline | RGECZR036AJT07**C | Federally-Regulated Consumer Product | Weatherized Non-Condensing Gas | 1475 | 165 |  | 05/25/2023 | 53157 | 208503479 | 11/21/2023
Rheem Sales Company, Inc. | Mainline | ML802V0503A14UHS | Federally-Regulated Consumer Product | Non-Weatherized, Non-Condensin | 1318 | 240 |  | 09/14/2023 | 35484 | 208430190 | 11/21/2023
Rheem Sales Company, Inc. | Mainline | MP801W0755A21UHNBAS | Federally-Regulated Consumer Product | Non-Weatherized, Non-Condensin | 1813 | 235 |  | 05/25/2023 | 75573 | 210802816 | 11/21/2023
Rheem Sales Company, Inc. | Mainline | RGECZR048AJT07**C | Federally-Regulated Consumer Product | Weatherized Non-Condensing Gas | 1873 | 167 |  | 05/25/2023 | 52596 | 210279554 | 11/21/2023
Rheem Sales Company, Inc. | Mainline | ML802VA075421ZXB | Federally-Regulated Consumer Product | Non-Weatherized, Non-Condensin | 2017 | 271 | 271 | 06/22/2023 | 52471 | 10378104 | 11/21/2023
Rheem Sales Company, Inc. | Mainline | ML801V0503A14UHS | Federally-Regulated Consumer Product | Non-Weatherized, Non-Condensin | 1308 | 184 | 240 | 05/25/2023 | 50472 | 208676696 | 11/21/2023
Rheem Sales Company, Inc. | Mainline | RGEAZR060AJT101NA | Federally-Regulated Consumer Product | Weatherized Non-Condensing Gas | 2131 | 293 |  | 05/25/2023 | 101980 | 208699039 | 11/21/2023
Rheem Sales Company, Inc. | Mainline | RGEAZR024AJT06UNA | Federally-Regulated Consumer Product | Weatherized Non-Condensing Gas | 1236 | 253 |  | 05/25/2023 | 61566 | 208699042 | 11/21/2023
Rheem Sales Company, Inc. | Mainline | RGEAZR042AJT101NA | Federally-Regulated Consumer Product | Weatherized Non-Condensing Gas | 1774 | 277 |  | 05/25/2023 | 100987 | 208699035 | 11/21/2023
Rheem Sales Company, Inc. | Mainline | MP801W1005A21UHS | Federally-Regulated Consumer Product | Non-Weatherized, Non-Condensin | 2027 | 188 |  | 05/25/2023 | 100725 | 208676704 | 11/21/2023
Rheem Sales Company, Inc. | Mainline | ML801V0755A21UHS | Federally-Regulated Consumer Product | Non-Weatherized, Non-Condensin | 1813 | 235 | 262 | 05/25/2023 | 75573 | 208676698 | 11/21/2023
Rheem Sales Company, Inc. | Mainline | RGEA16024AJV062AB | Federally-Regulated Consumer Product | Weatherized Non-Condensing Gas | 1358 | 259 |  | 05/26/2023 | 46205 | 205785633 | 11/21/2023
Rheem Sales Company, Inc. | Mainline | MP801T0704A17UHU | Federally-Regulated Consumer Product | Non-Weatherized, Non-Condensin | 1823 | 262 |  | 05/25/2023 | 70109 | 208486682 | 11/21/2023
Rheem Sales Company, Inc. | Mainline | RGEA16036AJV062AB | Federally-Regulated Consumer Product | Weatherized Non-Condensing Gas | 1648 | 259 |  | 05/26/2023 | 76362 | 205785635 | 11/21/2023
Rheem Sales Company, Inc. | Mainline | RGEAZR030AJT06XNA | Federally-Regulated Consumer Product | Weatherized Non-Condensing Gas | 1342 | 258 |  | 05/25/2023 | 61240 | 208699048 | 11/21/2023
Rheem Sales Company, Inc. | Mainline | MP951W0705A21M4 | Federally-Regulated Consumer Product | Non-Weatherized, Condensing Ga | 1835 | 248 |  | 09/26/2023 | 69808 | 208676692 | 11/21/2023
Rheem Sales Company, Inc. | Mainline | ML801V0755A21UHNBAP | Federally-Regulated Consumer Product | Non-Weatherized, Non-Condensin | 1813 | 235 | 262 | 05/25/2023 | 75573 | 210802809 | 11/21/2023
Rheem Sales Company, Inc. | Mainline | ML801V0754A17UHNBAP | Federally-Regulated Consumer Product | Non-Weatherized, Non-Condensin | 1830 | 223 |  | 05/25/2023 | 75693 | 210802808 | 11/21/2023
Rheem Sales Company, Inc. | Mainline | RGECZR036AJT10**C | Federally-Regulated Consumer Product | Weatherized Non-Condensing Gas | 1576 | 218 |  | 05/25/2023 | 100764 | 210279553 | 11/21/2023
Rheem Sales Company, Inc. | Mainline | RGEAZR048AJT10UNA | Federally-Regulated Consumer Product | Weatherized Non-Condensing Gas | 1832 | 280 |  | 05/25/2023 | 100370 | 208699060 | 11/21/2023
Rheem Sales Company, Inc. | Mainline | ML801T0755A21DZS | Federally-Regulated Consumer Product | Non-Weatherized, Non-Condensin | 1883 | 265 |  | 09/14/2023 | 75029 | 208430174 | 11/21/2023
Rheem Sales Company, Inc. | Mainline | RGEAZR042AJT081NA | Federally-Regulated Consumer Product | Weatherized Non-Condensing Gas | 1820 | 279 |  | 05/25/2023 | 81578 | 208699034 | 11/21/2023
Rheem Sales Company, Inc. | Mainline | RGEAZR024AJT04XNA | Federally-Regulated Consumer Product | Weatherized Non-Condensing Gas | 1205 | 252 |  | 05/25/2023 | 40798 | 208699041 | 11/21/2023
Rheem Sales Company, Inc. | Mainline | RGECZR048AJT12**C | Federally-Regulated Consumer Product | Weatherized Non-Condensing Gas | 1902 | 259 |  | 05/25/2023 | 84032 | 210279555 | 11/21/2023
Rheem Sales Company, Inc. | Mainline | RGEAZR024AJT081NA | Federally-Regulated Consumer Product | Weatherized Non-Condensing Gas | 1202 | 252 |  | 05/25/2023 | 79659 | 208699027 | 11/21/2023
Rheem Sales Company, Inc. | Mainline | RGEAZR048AJT101NA | Federally-Regulated Consumer Product | Weatherized Non-Condensing Gas | 2001 | 287 |  | 05/25/2023 | 101705 | 208699037 | 11/21/2023
Rheem Sales Company, Inc. | Mainline | ML801T1255A24UHS | Federally-Regulated Consumer Product | Non-Weatherized, Non-Condensin | 1991 | 270 |  | 05/25/2023 | 123598 | 208430158 | 11/21/2023
Rheem Sales Company, Inc. | Mainline | RGEA14030AJT081AC | Federally-Regulated Consumer Product | Weatherized Non-Condensing Gas | 1147 | 249 |  | 05/26/2023 | 79965 | 206606698 | 11/21/2023
Rheem Sales Company, Inc. | Mainline | ML801V1005A21UHS | Federally-Regulated Consumer Product | Non-Weatherized, Non-Condensin | 2027 | 188 |  | 05/25/2023 | 100725 | 208676699 | 11/21/2023
Rheem Sales Company, Inc. | Mainline | ML801V0503A14UHNBAP | Federally-Regulated Consumer Product | Non-Weatherized, Non-Condensin | 1308 | 184 | 240 | 05/25/2023 | 50472 | 210802807 | 11/21/2023
Rheem Sales Company, Inc. | Mainline | RGEAZR060AJT081NA | Federally-Regulated Consumer Product | Weatherized Non-Condensing Gas | 2041 | 289 |  | 05/25/2023 | 79422 | 208699038 | 11/21/2023
Rheem Sales Company, Inc. | Mainline | RGEAZR042AJT10XNA | Federally-Regulated Consumer Product | Weatherized Non-Condensing Gas | 1774 | 277 |  | 05/25/2023 | 100987 | 208699057 | 11/21/2023
Rheem Sales Company, Inc. | Mainline | MP801W0755A21UHS | Federally-Regulated Consumer Product | Non-Weatherized, Non-Condensin | 1813 | 235 | 262 | 05/25/2023 | 75573 | 208676703 | 11/21/2023
Rheem Sales Company, Inc. | Mainline | ML801T0704A17UHU | Federally-Regulated Consumer Product | Non-Weatherized, Non-Condensin | 1823 | 262 |  | 05/25/2023 | 70109 | 208486676 | 11/21/2023
Rheem Sales Company, Inc. | Mainline | MP921T0705A21M4 | Federally-Regulated Consumer Product | Non-Weatherized, Condensing Ga | 1983 | 282 |  | 09/26/2023 | 70360 | 208676650 | 11/21/2023
Rheem Sales Company, Inc. | Mainline | RGEA14036AJT06UAA | Federally-Regulated Consumer Product | Weatherized Non-Condensing Gas | 1434 | 262 |  | 05/26/2023 | 60723 | 205965589 | 11/21/2023
Rheem Sales Company, Inc. | Mainline | RGEAZR024AJT08XNA | Federally-Regulated Consumer Product | Weatherized Non-Condensing Gas | 1202 | 252 |  | 05/25/2023 | 79659 | 208699044 | 11/21/2023
Rheem Sales Company, Inc. | Mainline | ML801T1255A24UHN | Federally-Regulated Consumer Product | Non-Weatherized, Non-Condensin | 1991 | 270 |  | 05/25/2023 | 123598 | 208430168 | 11/21/2023
Rheem Sales Company, Inc. | Mainline | RGEAZR036AJT08XNA | Federally-Regulated Consumer Product | Weatherized Non-Condensing Gas | 1387 | 260 |  | 05/25/2023 | 80632 | 208699053 | 11/21/2023
Rheem Sales Company, Inc. | Mainline | ML951T0703A17M4 | Federally-Regulated Consumer Product | Non-Weatherized, Condensing Ga | 1362 | 255 |  | 09/26/2023 | 69960 | 208676656 | 11/21/2023
Rheem Sales Company, Inc. | Mainline | MP801W0754A17UHNBAS | Federally-Regulated Consumer Product | Non-Weatherized, Non-Condensin | 1830 | 223 | 263 | 05/25/2023 | 75693 | 210802815 | 11/21/2023
Rheem Sales Company, Inc. | Mainline | ML921V0705A21M4 | Federally-Regulated Consumer Product | Non-Weatherized, Condensing Ga | 1835 | 248 |  | 09/26/2023 | 69808 | 208676671 | 11/21/2023
Rheem Sales Company, Inc. | Mainline | RGEAZR048AJT08XNA | Federally-Regulated Consumer Product | Weatherized Non-Condensing Gas | 1847 | 280 |  | 05/25/2023 | 80515 | 208699059 | 11/21/2023
Rheem Sales Company, Inc. | Mainline | MP801W1005A21UHNBAS | Federally-Regulated Consumer Product | Non-Weatherized, Non-Condensin | 2027 | 188 |  | 05/25/2023 | 100725 | 210802817 | 11/21/2023
Rheem Sales Company, Inc. | Mainline | RGEAZR030AJT08XNA | Federally-Regulated Consumer Product | Weatherized Non-Condensing Gas | 1216 | 253 |  | 05/25/2023 | 80365 | 208699049 | 11/21/2023
Rheem Sales Company, Inc. | Mainline | ML801V0754A17UHS | Federally-Regulated Consumer Product | Non-Weatherized, Non-Condensin | 1830 | 223 |  | 05/25/2023 | 75693 | 208676697 | 11/21/2023
Rheem Sales Company, Inc. | Mainline | RGEAZR036AJT101NA | Federally-Regulated Consumer Product | Weatherized Non-Condensing Gas | 1380 | 260 |  | 05/25/2023 | 100130 | 208699033 | 11/21/2023
Rheem Sales Company, Inc. | Mainline | MP801W1255A24UHS | Federally-Regulated Consumer Product | Non-Weatherized, Non-Condensin | 2076 | 258 |  | 05/25/2023 | 124802 | 208676705 | 11/21/2023
Rheem Sales Company, Inc. | Mainline | MP801W0503A14UHNBAS | Federally-Regulated Consumer Product | Non-Weatherized, Non-Condensin | 1308 | 184 |  | 05/25/2023 | 50472 | 210802812 | 11/21/2023
Rheem Sales Company, Inc. | Mainline | MP801W1255A24UHNBAS | Federally-Regulated Consumer Product | Non-Weatherized, Non-Condensin | 2076 | 258 |  | 05/25/2023 | 124802 | 210802818 | 11/21/2023
Rheem Sales Company, Inc. | Mainline | RGEAZR030AJT061NA | Federally-Regulated Consumer Product | Weatherized Non-Condensing Gas | 1342 | 258 |  | 05/25/2023 | 61240 | 208699029 | 11/21/2023
Rheem Sales Company, Inc. | Mainline | RGECZR060AJT07**C | Federally-Regulated Consumer Product | Weatherized Non-Condensing Gas | 2336 | 182 |  | 05/25/2023 | 52310 | 210279556 | 11/21/2023
Rheem Sales Company, Inc. | Mainline | RGEAZR024AJT04UNA | Federally-Regulated Consumer Product | Weatherized Non-Condensing Gas | 1181 | 251 |  | 05/25/2023 | 40068 | 208699040 | 11/21/2023
Rheem Sales Company, Inc. | Mainline | RGEA16036AJV06TAB | Federally-Regulated Consumer Product | Weatherized Non-Condensing Gas | 1648 | 259 |  | 05/26/2023 | 76362 | 205785636 | 11/21/2023
Rheem Sales Company, Inc. | Mainline | ML921T0705A21M4 | Federally-Regulated Consumer Product | Non-Weatherized, Condensing Ga | 1983 | 282 |  | 09/26/2023 | 70360 | 208676643 | 11/21/2023
Rheem Sales Company, Inc. | Mainline | RGEAZR048AJT10XNA | Federally-Regulated Consumer Product | Weatherized Non-Condensing Gas | 2001 | 287 |  | 05/25/2023 | 101705 | 208699061 | 11/21/2023
Rheem Sales Company, Inc. | Mainline | ML951T0705A21M4 | Federally-Regulated Consumer Product | Non-Weatherized, Condensing Ga | 1983 | 282 |  | 09/26/2023 | 70360 | 208676657 | 11/21/2023
Rheem Sales Company, Inc. | Mainline | ML962V0403A17M4S | Federally-Regulated Consumer Product | Non-Weatherized, Condensing Ga | 1248 | 250 |  | 11/16/2023 | 29623 | 208430202 | 11/21/2023
Rheem Sales Company, Inc. | Mainline | RGEAZR024AJT041NA | Federally-Regulated Consumer Product | Weatherized Non-Condensing Gas | 1205 | 252 |  | 05/25/2023 | 40798 | 208699025 | 11/21/2023
Rheem Sales Company, Inc. | Mainline | RGEAZR036AJT06XNA | Federally-Regulated Consumer Product | Weatherized Non-Condensing Gas | 1259 | 254 |  | 05/25/2023 | 58986 | 208699051 | 11/21/2023
Rheem Sales Company, Inc. | Mainline | MP801T1255A24UHN | Federally-Regulated Consumer Product | Non-Weatherized, Non-Condensin | 1991 | 270 |  | 05/25/2023 | 123598 | 208430169 | 11/21/2023
Rheem Sales Company, Inc. | Mainline | RGEAZR036AJT061NA | Federally-Regulated Consumer Product | Weatherized Non-Condensing Gas | 1259 | 254 |  | 05/25/2023 | 58986 | 208699031 | 11/21/2023
Rheem Sales Company, Inc. | Mainline | RGEAZR036AJT081NA | Federally-Regulated Consumer Product | Weatherized Non-Condensing Gas | 1387 | 260 |  | 05/25/2023 | 80632 | 208699032 | 11/21/2023
Rheem Sales Company, Inc. | Mainline | RGEAZR036AJT08UNA | Federally-Regulated Consumer Product | Weatherized Non-Condensing Gas | 1382 | 260 |  | 05/25/2023 | 80891 | 208699052 | 11/21/2023
Rheem Sales Company, Inc. | Mainline | MP951T0705A21M4 | Federally-Regulated Consumer Product | Non-Weatherized, Condensing Ga | 1983 | 282 |  | 09/26/2023 | 70360 | 208676664 | 11/21/2023
Rheem Sales Company, Inc. | Mainline | ML801V1005A21UHNBAP | Federally-Regulated Consumer Product | Non-Weatherized, Non-Condensin | 2027 | 188 |  | 05/25/2023 | 100725 | 210802810 | 11/21/2023
Rheem Sales Company, Inc. | Mainline | MP801T1255A24UHS | Federally-Regulated Consumer Product | Non-Weatherized, Non-Condensin | 1991 | 270 |  | 05/25/2023 | 123598 | 208430159 | 11/21/2023
Rheem Sales Company, Inc. | Mainline | RGEA14042AJT101AC | Federally-Regulated Consumer Product | Weatherized Non-Condensing Gas | 1494 | 265 |  | 05/26/2023 | 99609 | 206606708 | 11/21/2023
Rheem Sales Company, Inc. | Mainline | ML801V1255A24UHNBAP | Federally-Regulated Consumer Product | Non-Weatherized, Non-Condensin | 2076 | 258 |  | 05/25/2023 | 124802 | 210802811 | 11/21/2023
Rheem Sales Company, Inc. | Mainline | RGEAZR036AJT06UNA | Federally-Regulated Consumer Product | Weatherized Non-Condensing Gas | 1434 | 262 |  | 05/25/2023 | 60723 | 208699050 | 11/21/2023
Rheem Sales Company, Inc. | Mainline | ML951V0705A21M4 | Federally-Regulated Consumer Product | Non-Weatherized, Condensing Ga | 1835 | 248 |  | 09/26/2023 | 69808 | 208676685 | 11/21/2023
Rheem Sales Company, Inc. | Mainline | RGEAZR030AJT041NA | Federally-Regulated Consumer Product | Weatherized Non-Condensing Gas | 1342 | 258 |  | 05/25/2023 | 39842 | 208699028 | 11/21/2023
Rheem Sales Company, Inc. | Mainline | ML802VA075421ZSB | Federally-Regulated Consumer Product | Non-Weatherized, Non-Condensin | 2017 | 271 | 271 | 06/22/2023 | 52471 | 10378099 | 11/21/2023
Rheem Sales Company, Inc. | Mainline | RGEAZR048AJT08UNA | Federally-Regulated Consumer Product | Weatherized Non-Condensing Gas | 2026 | 288 |  | 05/25/2023 | 80019 | 208699058 | 11/21/2023
Rheem Sales Company, Inc. | Mainline | ML98MV0855A21UPS | Federally-Regulated Consumer Product | Non-Weatherized, Condensing Ga | 2209 | 292 |  | 11/16/2023 | 33631 | 208157099 | 11/21/2023
Rheem Sales Company, Inc. | Mainline | MP962W0403A17M4S | Federally-Regulated Consumer Product | Non-Weatherized, Condensing Ga | 1248 | 250 |  | 11/16/2023 | 29623 | 209214521 | 11/21/2023
Rheem Sales Company, Inc. | Mainline | ML802VA125524ZXB | Federally-Regulated Consumer Product | Non-Weatherized, Non-Condensin | 2322 | 284 |  | 11/21/2023 | 87684 | 10378106 | 11/21/2023
Rheem Sales Company, Inc. | Mainline | RGECZT036AJT07**C | Federally-Regulated Consumer Product | Weatherized Non-Condensing Gas | 1475 | 165 |  | 06/23/2023 | 53157 | 212631802 | 11/21/2023
Rheem Sales Company, Inc. | Mainline | ML801V0503A14DZSBAP | Federally-Regulated Consumer Product | Non-Weatherized, Non-Condensin | 1295 | 239 |  | 05/25/2023 | 51119 | 210727586 | 11/21/2023
Rheem Sales Company, Inc. | Mainline | MP801W1505A24UHNBAS | Federally-Regulated Consumer Product | Non-Weatherized, Non-Condensin | 2440 | 249 |  | 09/22/2023 | 150642 | 213351422 | 11/21/2023
Rheem Sales Company, Inc. | Mainline | ML802V1255A24DZSBAP | Federally-Regulated Consumer Product | Non-Weatherized, Non-Condensin | 2179 | 278 |  | 05/25/2023 | 86625 | 211873352 | 11/21/2023
Rheem Sales Company, Inc. | Mainline | MP801W0504A17UHSBAS | Federally-Regulated Consumer Product | Non-Weatherized, Non-Condensin | 1682 | 256 |  | 05/25/2023 | 50501 | 211873357 | 11/21/2023
Rheem Sales Company, Inc. | Mainline | ML802V0755A21DZNBAP | Federally-Regulated Consumer Product | Non-Weatherized, Non-Condensin | 2041 | 272 |  | 05/25/2023 | 52592 | 211873347 | 11/21/2023
Rheem Sales Company, Inc. | Mainline | RGEAZS024AJV06XCA | Federally-Regulated Consumer Product | Weatherized Non-Condensing Gas | 1089 | 247 |  | 06/27/2023 | 60430 | 212676552 | 11/21/2023
Rheem Sales Company, Inc. | Mainline | MP801T1505A24UHNNAS | Federally-Regulated Consumer Product | Non-Weatherized, Non-Condensin | 1910 | 233 |  | 09/22/2023 | 150068 | 213351418 | 11/21/2023
Rheem Sales Company, Inc. | Mainline | MP951W1005A21UHUBAS | Federally-Regulated Consumer Product | Non-Weatherized, Condensing Ga | 2062 | 286 |  | 07/11/2023 | 94650 | 212922395 | 11/21/2023
Rheem Sales Company, Inc. | Mainline | ML801V1005A21UHUBAP | Federally-Regulated Consumer Product | Non-Weatherized, Non-Condensin | 1966 | 269 |  | 05/25/2023 | 97612 | 211873340 | 11/21/2023
Rheem Sales Company, Inc. | Mainline | RGECZT048AJT12**C | Federally-Regulated Consumer Product | Weatherized Non-Condensing Gas | 1902 | 259 |  | 06/23/2023 | 84032 | 212631805 | 11/21/2023
Rheem Sales Company, Inc. | Mainline | ML802V0754A17DZSBAP | Federally-Regulated Consumer Product | Non-Weatherized, Non-Condensin | 1628 | 254 |  | 05/25/2023 | 52707 | 211873346 | 11/21/2023
Rheem Sales Company, Inc. | Mainline | RGECZT048AJT07**C | Federally-Regulated Consumer Product | Weatherized Non-Condensing Gas | 1873 | 167 |  | 06/23/2023 | 52596 | 212631804 | 11/21/2023
Rheem Sales Company, Inc. | Mainline | MP801T1004A17UHNNAS | Federally-Regulated Consumer Product | Non-Weatherized, Non-Condensin | 1448 | 212 |  | 09/22/2023 | 98573 | 213351416 | 11/21/2023
Rheem Sales Company, Inc. | Mainline | ML802V1255A24DZNBAP | Federally-Regulated Consumer Product | Non-Weatherized, Non-Condensin | 2179 | 278 |  | 05/25/2023 | 86625 | 211873351 | 11/21/2023
Rheem Sales Company, Inc. | Mainline | MP801W1005A21DZSBAS | Federally-Regulated Consumer Product | Non-Weatherized, Non-Condensin | 2095 | 257 |  | 05/25/2023 | 100302 | 210727577 | 11/21/2023
Rheem Sales Company, Inc. | Mainline | MP802W0504A17UHNBAS | Federally-Regulated Consumer Product | Non-Weatherized, Non-Condensin | 1712 | 257 |  | 05/25/2023 | 34534 | 211873360 | 11/21/2023
Rheem Sales Company, Inc. | Mainline | ML801V0754A17DZNBAP | Federally-Regulated Consumer Product | Non-Weatherized, Non-Condensin | 1680 | 255 |  | 05/25/2023 | 76001 | 210727593 | 11/21/2023
Rheem Sales Company, Inc. | Mainline | ML802V0503A14DZSBAP | Federally-Regulated Consumer Product | Non-Weatherized, Non-Condensin | 1250 | 237 |  | 05/25/2023 | 34844 | 211873342 | 11/21/2023
Rheem Sales Company, Inc. | Mainline | RGEAZS024AJV061CA | Federally-Regulated Consumer Product | Weatherized Non-Condensing Gas | 1089 | 247 |  | 06/27/2023 | 60430 | 212676551 | 11/21/2023
Rheem Sales Company, Inc. | Mainline | ML801V1005A21DZNBAP | Federally-Regulated Consumer Product | Non-Weatherized, Non-Condensin | 2095 | 257 |  | 05/25/2023 | 100302 | 210727589 | 11/21/2023
Rheem Sales Company, Inc. | Mainline | MP802W1255A24DZNBAS | Federally-Regulated Consumer Product | Non-Weatherized, Non-Condensin | 2179 | 278 |  | 05/25/2023 | 86625 | 211873368 | 11/21/2023
Rheem Sales Company, Inc. | Mainline | ML802V0755A21DZSBAP | Federally-Regulated Consumer Product | Non-Weatherized, Non-Condensin | 2041 | 272 |  | 05/25/2023 | 52592 | 211873348 | 11/21/2023
Rheem Sales Company, Inc. | Mainline | RGECZT036AJT10**C | Federally-Regulated Consumer Product | Weatherized Non-Condensing Gas | 1576 | 218 |  | 06/23/2023 | 100764 | 212631803 | 11/21/2023
Rheem Sales Company, Inc. | Mainline | MP801T0504A17UHSNAS | Federally-Regulated Consumer Product | Non-Weatherized, Non-Condensin | 1517 | 249 |  | 05/25/2023 | 50545 | 211873355 | 11/21/2023
Rheem Sales Company, Inc. | Mainline | ML801V1505A24UHSBAP | Federally-Regulated Consumer Product | Non-Weatherized, Non-Condensin | 2440 | 249 |  | 09/22/2023 | 150642 | 213351413 | 11/21/2023
Rheem Sales Company, Inc. | Mainline | ML801T1505A24UHSNAS | Federally-Regulated Consumer Product | Non-Weatherized, Non-Condensin | 1910 | 233 |  | 09/22/2023 | 150068 | 213351409 | 11/21/2023
Rheem Sales Company, Inc. | Mainline | ML801T1004A17UHSNAS | Federally-Regulated Consumer Product | Non-Weatherized, Non-Condensin | 1448 | 212 |  | 09/22/2023 | 98573 | 213351407 | 11/21/2023
Rheem Sales Company, Inc. | Mainline | ML802V0754A17DZNBAP | Federally-Regulated Consumer Product | Non-Weatherized, Non-Condensin | 1628 | 254 |  | 05/25/2023 | 52707 | 211873345 | 11/21/2023
Rheem Sales Company, Inc. | Mainline | ML951V1005A21UHUBAP | Federally-Regulated Consumer Product | Non-Weatherized, Condensing Ga | 2062 | 286 |  | 07/11/2023 | 94650 | 212922392 | 11/21/2023
Rheem Sales Company, Inc. | Mainline | MP802W0755A21DZNBAS | Federally-Regulated Consumer Product | Non-Weatherized, Non-Condensin | 2041 | 272 |  | 05/25/2023 | 52592 | 211873364 | 11/21/2023
Rheem Sales Company, Inc. | Mainline | ML801V0754A17DZSBAP | Federally-Regulated Consumer Product | Non-Weatherized, Non-Condensin | 1680 | 255 |  | 05/25/2023 | 76001 | 210727594 | 11/21/2023
Rheem Sales Company, Inc. | Mainline | RGEAZR060AJT08XNA | Federally-Regulated Consumer Product | Weatherized Non-Condensing Gas | 2041 | 289 |  | 05/25/2023 | 79422 | 208699062 | 11/21/2023
Rheem Sales Company, Inc. | Mainline | ML801T1004A17UHNNAS | Federally-Regulated Consumer Product | Non-Weatherized, Non-Condensin | 1448 | 212 |  | 09/22/2023 | 98573 | 213351408 | 11/21/2023
Rheem Sales Company, Inc. | Mainline | ML802V0504A17UHNBAP | Federally-Regulated Consumer Product | Non-Weatherized, Non-Condensin | 1712 | 257 |  | 05/25/2023 | 34534 | 211873343 | 11/21/2023
Rheem Sales Company, Inc. | Mainline | MP801W0503A14DZSBAS | Federally-Regulated Consumer Product | Non-Weatherized, Non-Condensin | 2163 | 277 |  | 05/25/2023 | 51119 | 210727573 | 11/21/2023
Rheem Sales Company, Inc. | Mainline | ML801V1005A21DZSBAP | Federally-Regulated Consumer Product | Non-Weatherized, Non-Condensin | 2095 | 257 |  | 05/25/2023 | 100302 | 210727590 | 11/21/2023
Rheem Sales Company, Inc. | Mainline | ML801V0504A17UHSBAP | Federally-Regulated Consumer Product | Non-Weatherized, Non-Condensin | 1682 | 256 |  | 05/25/2023 | 50501 | 211873337 | 11/21/2023
Rheem Sales Company, Inc. | Mainline | RGEXZS060AJV102 | Federally-Regulated Consumer Product | Weatherized Non-Condensing Gas | 2129 | 188 |  | 09/26/2023 | 70580 | 213352287 | 11/21/2023
Rheem Sales Company, Inc. | Mainline | ML801V0503A14DZNBAP | Federally-Regulated Consumer Product | Non-Weatherized, Non-Condensin | 2163 | 277 |  | 05/25/2023 | 51119 | 210727585 | 11/21/2023
Rheem Sales Company, Inc. | Mainline | MP801W0754A17DZNBAS | Federally-Regulated Consumer Product | Non-Weatherized, Non-Condensin | 1680 | 255 |  | 05/25/2023 | 76001 | 210802813 | 11/21/2023
Rheem Sales Company, Inc. | Mainline | MP802W0503A14DZNBAS | Federally-Regulated Consumer Product | Non-Weatherized, Non-Condensin | 1250 | 237 |  | 05/25/2023 | 34844 | 211873358 | 11/21/2023
Rheem Sales Company, Inc. | Mainline | MP801W1505A24UHSBAS | Federally-Regulated Consumer Product | Non-Weatherized, Non-Condensin | 2440 | 249 |  | 09/22/2023 | 150642 | 213351421 | 11/21/2023
Rheem Sales Company, Inc. | Mainline | MP801W0754A17DZSBAS | Federally-Regulated Consumer Product | Non-Weatherized, Non-Condensin | 1680 | 255 |  | 05/25/2023 | 76001 | 210802814 | 11/21/2023
Rheem Sales Company, Inc. | Mainline | MP801W1004A17UHNBAS | Federally-Regulated Consumer Product | Non-Weatherized, Non-Condensin | 1896 | 204 |  | 09/22/2023 | 99142 | 213351420 | 11/21/2023
Rheem Sales Company, Inc. | Mainline | ML801T0504A17UHSNAS | Federally-Regulated Consumer Product | Non-Weatherized, Non-Condensin | 1517 | 249 |  | 05/25/2023 | 50545 | 211873335 | 11/21/2023
Rheem Sales Company, Inc. | Mainline | ML801V0755A21DZSBAP | Federally-Regulated Consumer Product | Non-Weatherized, Non-Condensin | 2163 | 277 |  | 05/25/2023 | 75029 | 210727588 | 11/21/2023
Rheem Sales Company, Inc. | Mainline | ML801V1004A17UHSBAP | Federally-Regulated Consumer Product | Non-Weatherized, Non-Condensin | 1896 | 204 |  | 09/22/2023 | 99142 | 213351411 | 11/21/2023
Rheem Sales Company, Inc. | Mainline | RGECZR060AJT12**C | Federally-Regulated Consumer Product | Weatherized Non-Condensing Gas | 2183 | 266 |  | 05/25/2023 | 83968 | 210279557 | 11/21/2023
Rheem Sales Company, Inc. | Mainline | RGECZT060AJT07**C | Federally-Regulated Consumer Product | Weatherized Non-Condensing Gas | 2336 | 182 |  | 06/23/2023 | 52310 | 212631806 | 11/21/2023
Rheem Sales Company, Inc. | Mainline | MP802W0755A21DZSBAS | Federally-Regulated Consumer Product | Non-Weatherized, Non-Condensin | 2041 | 272 |  | 05/25/2023 | 52592 | 211873365 | 11/21/2023
Rheem Sales Company, Inc. | Mainline | MP951W0603A17UHUBAS | Federally-Regulated Consumer Product | Non-Weatherized, Condensing Ga | 1246 | 250 |  | 07/11/2023 | 56140 | 212922394 | 11/21/2023
Rheem Sales Company, Inc. | Mainline | MP801W1255A24DZNBAS | Federally-Regulated Consumer Product | Non-Weatherized, Non-Condensin | 2075 | 273 |  | 05/25/2023 | 124289 | 210727578 | 11/21/2023
Rheem Sales Company, Inc. | Mainline | MP801W0504A17UHNBAS | Federally-Regulated Consumer Product | Non-Weatherized, Non-Condensin | 1682 | 256 |  | 05/25/2023 | 50501 | 211873356 | 11/21/2023
Rheem Sales Company, Inc. | Mainline | RGEXZS048AJV082 | Federally-Regulated Consumer Product | Weatherized Non-Condensing Gas | 1734 | 168 |  | 09/26/2023 | 57017 | 213352281 | 11/21/2023
Rheem Sales Company, Inc. | Mainline | ML802V1005A21DZSBAP | Federally-Regulated Consumer Product | Non-Weatherized, Non-Condensin | 2120 | 275 |  | 05/25/2023 | 69817 | 211873350 | 11/21/2023
Rheem Sales Company, Inc. | Mainline | ML801V1255A24DZSBAP | Federally-Regulated Consumer Product | Non-Weatherized, Non-Condensin | 2075 | 273 |  | 05/25/2023 | 124289 | 210727592 | 11/21/2023
Rheem Sales Company, Inc. | Mainline | ML801T1505A24UHNNAS | Federally-Regulated Consumer Product | Non-Weatherized, Non-Condensin | 1910 | 233 |  | 09/22/2023 | 150068 | 213351410 | 11/21/2023
Rheem Sales Company, Inc. | Mainline | RGEAZR060AJT10UNA | Federally-Regulated Consumer Product | Weatherized Non-Condensing Gas | 1911 | 283 |  | 05/25/2023 | 99261 | 208699063 | 11/21/2023
Rheem Sales Company, Inc. | Mainline | ML802V1005A21DZNBAP | Federally-Regulated Consumer Product | Non-Weatherized, Non-Condensin | 2120 | 275 |  | 05/25/2023 | 69817 | 211873349 | 11/21/2023
Rheem Sales Company, Inc. | Mainline | MP801T1004A17UHSNAS | Federally-Regulated Consumer Product | Non-Weatherized, Non-Condensin | 1448 | 212 |  | 09/22/2023 | 98573 | 213351415 | 11/21/2023
Rheem Sales Company, Inc. | Mainline | ML801V0704A17UHUBAP | Federally-Regulated Consumer Product | Non-Weatherized, Non-Condensin | 1723 | 258 |  | 05/25/2023 | 70568 | 211873339 | 11/21/2023
Rheem Sales Company, Inc. | Mainline | MP801W0755A21DZNBAS | Federally-Regulated Consumer Product | Non-Weatherized, Non-Condensin | 2163 | 277 |  | 05/25/2023 | 75029 | 210727574 | 11/21/2023
Rheem Sales Company, Inc. | Mainline | MP802W1005A21DZSBAS | Federally-Regulated Consumer Product | Non-Weatherized, Non-Condensin | 2120 | 275 |  | 05/25/2023 | 69817 | 211873367 | 11/21/2023
Rheem Sales Company, Inc. | Mainline | MP802W0754A17DZSBAS | Federally-Regulated Consumer Product | Non-Weatherized, Non-Condensin | 1628 | 254 |  | 05/25/2023 | 52707 | 211873363 | 11/21/2023
Rheem Sales Company, Inc. | Mainline | ML801V0504A17UHUBAP | Federally-Regulated Consumer Product | Non-Weatherized, Non-Condensin | 1376 | 243 |  | 05/25/2023 | 50203 | 211873338 | 11/21/2023
Rheem Sales Company, Inc. | Mainline | MP801T0504A17UHNNAS | Federally-Regulated Consumer Product | Non-Weatherized, Non-Condensin | 1517 | 249 |  | 05/25/2023 | 50545 | 211873353 | 11/21/2023
Rheem Sales Company, Inc. | Mainline | RGEXZS060AJV08T | Federally-Regulated Consumer Product | Weatherized Non-Condensing Gas | 1950 | 177 |  | 09/26/2023 | 56366 | 213352286 | 11/21/2023
Rheem Sales Company, Inc. | Mainline | ML801V0504A17UHNBAP | Federally-Regulated Consumer Product | Non-Weatherized, Non-Condensin | 1682 | 256 |  | 05/25/2023 | 50501 | 211873336 | 11/21/2023
Rheem Sales Company, Inc. | Mainline | RGEXZS048AJV08T | Federally-Regulated Consumer Product | Weatherized Non-Condensing Gas | 1734 | 168 |  | 09/26/2023 | 57017 | 213352282 | 11/21/2023
Rheem Sales Company, Inc. | Mainline | RGEXZS048AJV10T | Federally-Regulated Consumer Product | Weatherized Non-Condensing Gas | 1797 | 277 |  | 09/26/2023 | 70225 | 213352284 | 11/21/2023
Rheem Sales Company, Inc. | Mainline | ML802V0503A14DZNBAP | Federally-Regulated Consumer Product | Non-Weatherized, Non-Condensin | 1250 | 237 |  | 05/25/2023 | 34844 | 211873341 | 11/21/2023
Rheem Sales Company, Inc. | Mainline | RGEXZS060AJV082 | Federally-Regulated Consumer Product | Weatherized Non-Condensing Gas | 1950 | 177 |  | 09/26/2023 | 56366 | 213352285 | 11/21/2023
Rheem Sales Company, Inc. | Mainline | ML802V0504A17UHSBAP | Federally-Regulated Consumer Product | Non-Weatherized, Non-Condensin | 1712 | 257 |  | 05/25/2023 | 34534 | 211873344 | 11/21/2023
Rheem Sales Company, Inc. | Mainline | MP801W1005A21DZNBAS | Federally-Regulated Consumer Product | Non-Weatherized, Non-Condensin | 2095 | 257 |  | 05/25/2023 | 100302 | 210727576 | 11/21/2023
Rheem Sales Company, Inc. | Mainline | ML801V0755A21DZNBAP | Federally-Regulated Consumer Product | Non-Weatherized, Non-Condensin | 2163 | 277 |  | 05/25/2023 | 75029 | 210727587 | 11/21/2023
Rheem Sales Company, Inc. | Mainline | RGEXZS048AJV102 | Federally-Regulated Consumer Product | Weatherized Non-Condensing Gas | 1797 | 277 |  | 09/26/2023 | 70225 | 213352283 | 11/21/2023
Rheem Sales Company, Inc. | Mainline | MP802W0504A17UHSBAS | Federally-Regulated Consumer Product | Non-Weatherized, Non-Condensin | 1712 | 257 |  | 05/25/2023 | 34534 | 211873361 | 11/21/2023
Rheem Sales Company, Inc. | Mainline | ML801V1255A24DZNBAP | Federally-Regulated Consumer Product | Non-Weatherized, Non-Condensin | 2075 | 273 |  | 05/25/2023 | 124289 | 210727591 | 11/21/2023
Rheem Sales Company, Inc. | Mainline | ML801V1505A24UHNBAP | Federally-Regulated Consumer Product | Non-Weatherized, Non-Condensin | 2440 | 249 |  | 09/22/2023 | 150642 | 213351414 | 11/21/2023
Rheem Sales Company, Inc. | Mainline | ML801V1004A17UHNBAP | Federally-Regulated Consumer Product | Non-Weatherized, Non-Condensin | 1896 | 204 |  | 09/22/2023 | 99142 | 213351412 | 11/21/2023
Rheem Sales Company, Inc. | Mainline | MP802W1005A21DZNBAS | Federally-Regulated Consumer Product | Non-Weatherized, Non-Condensin | 2120 | 275 |  | 05/25/2023 | 69817 | 211873366 | 11/21/2023
Rheem Sales Company, Inc. | Mainline | MP801W0755A21DZSBAS | Federally-Regulated Consumer Product | Non-Weatherized, Non-Condensin | 2163 | 277 |  | 05/25/2023 | 75029 | 210727575 | 11/21/2023
Rheem Sales Company, Inc. | Mainline | MP951W0403A17UHUBAS | Federally-Regulated Consumer Product | Non-Weatherized, Condensing Ga | 1335 | 254 |  | 07/11/2023 | 42103 | 212922393 | 11/21/2023
Rheem Sales Company, Inc. | Mainline | MP801W1004A17UHSBAS | Federally-Regulated Consumer Product | Non-Weatherized, Non-Condensin | 1896 | 204 |  | 09/22/2023 | 99142 | 213351419 | 11/21/2023
Rheem Sales Company, Inc. | Mainline | ML801T0504A17UHNNAS | Federally-Regulated Consumer Product | Non-Weatherized, Non-Condensin | 1517 | 249 |  | 05/25/2023 | 50545 | 211873334 | 11/21/2023
Rheem Sales Company, Inc. | Mainline | MP802W1255A24DZSBAS | Federally-Regulated Consumer Product | Non-Weatherized, Non-Condensin | 2179 | 278 |  | 05/25/2023 | 86625 | 211873369 | 11/21/2023
Rheem Sales Company, Inc. | Mainline | MP801W0503A14DZNBAS | Federally-Regulated Consumer Product | Non-Weatherized, Non-Condensin | 2163 | 277 |  | 05/25/2023 | 51119 | 210727572 | 11/21/2023
Rheem Sales Company, Inc. | Mainline | RGECZT060AJT12**C | Federally-Regulated Consumer Product | Weatherized Non-Condensing Gas | 2183 | 266 |  | 06/23/2023 | 83968 | 212631807 | 11/21/2023
Rheem Sales Company, Inc. | Mainline | MP802W0503A14DZSBAS | Federally-Regulated Consumer Product | Non-Weatherized, Non-Condensin | 1250 | 237 |  | 05/25/2023 | 34844 | 211873359 | 11/21/2023
Rheem Sales Company, Inc. | Mainline | MP801W1255A24DZSBAS | Federally-Regulated Consumer Product | Non-Weatherized, Non-Condensin | 2075 | 273 |  | 05/25/2023 | 124289 | 210727579 | 11/21/2023
Rheem Sales Company, Inc. | Mainline | MP801T1505A24UHSNAS | Federally-Regulated Consumer Product | Non-Weatherized, Non-Condensin | 1910 | 233 |  | 09/22/2023 | 150068 | 213351417 | 11/21/2023
Rheem Sales Company, Inc. | Mainline | ML951V0403A17UHUBAP | Federally-Regulated Consumer Product | Non-Weatherized, Condensing Ga | 1335 | 254 |  | 07/11/2023 | 42103 | 212922390 | 11/21/2023
Rheem Sales Company, Inc. | Mainline | RGEXZS060AJV10T | Federally-Regulated Consumer Product | Weatherized Non-Condensing Gas | 2129 | 188 |  | 09/26/2023 | 70580 | 213352288 | 11/21/2023
Rheem Sales Company, Inc. | Mainline | MP802W0754A17DZNBAS | Federally-Regulated Consumer Product | Non-Weatherized, Non-Condensin | 1628 | 254 |  | 05/25/2023 | 52707 | 211873362 | 11/21/2023
Rheem Sales Company, Inc. | Mainline | ML951V0603A17UHUBAP | Federally-Regulated Consumer Product | Non-Weatherized, Condensing Ga | 1246 | 250 |  | 07/11/2023 | 56140 | 212922391 | 11/21/2023
Rheem Sales Company, Inc. | Mainline | RGECZT036AJT07**C | Federally-Regulated Consumer Product | Weatherized Non-Condensing Gas | 1475 | 165 |  | 06/23/2023 | 53157 | 212631802 | 11/21/2023
Rheem Sales Company, Inc. | Mainline | ML801V0503A14DZSBAP | Federally-Regulated Consumer Product | Non-Weatherized, Non-Condensin | 1295 | 239 |  | 05/25/2023 | 51119 | 210727586 | 11/21/2023
Rheem Sales Company, Inc. | Mainline | MP801W1505A24UHNBAS | Federally-Regulated Consumer Product | Non-Weatherized, Non-Condensin | 2440 | 249 |  | 09/22/2023 | 150642 | 213351422 | 11/21/2023
Rheem Sales Company, Inc. | Mainline | ML802V1255A24DZSBAP | Federally-Regulated Consumer Product | Non-Weatherized, Non-Condensin | 2179 | 278 |  | 05/25/2023 | 86625 | 211873352 | 11/21/2023
Rheem Sales Company, Inc. | Mainline | MP801W0504A17UHSBAS | Federally-Regulated Consumer Product | Non-Weatherized, Non-Condensin | 1682 | 256 |  | 05/25/2023 | 50501 | 211873357 | 11/21/2023
Rheem Sales Company, Inc. | Mainline | ML802V0755A21DZNBAP | Federally-Regulated Consumer Product | Non-Weatherized, Non-Condensin | 2041 | 272 |  | 05/25/2023 | 52592 | 211873347 | 11/21/2023
Rheem Sales Company, Inc. | Mainline | RGEAZS024AJV06XCA | Federally-Regulated Consumer Product | Weatherized Non-Condensing Gas | 1089 | 247 |  | 06/27/2023 | 60430 | 212676552 | 11/21/2023
Rheem Sales Company, Inc. | Mainline | MP801T1505A24UHNNAS | Federally-Regulated Consumer Product | Non-Weatherized, Non-Condensin | 1910 | 233 |  | 09/22/2023 | 150068 | 213351418 | 11/21/2023
Rheem Sales Company, Inc. | Mainline | MP951W1005A21UHUBAS | Federally-Regulated Consumer Product | Non-Weatherized, Condensing Ga | 2062 | 286 |  | 07/11/2023 | 94650 | 212922395 | 11/21/2023
Rheem Sales Company, Inc. | Mainline | ML801V1005A21UHUBAP | Federally-Regulated Consumer Product | Non-Weatherized, Non-Condensin | 1966 | 269 |  | 05/25/2023 | 97612 | 211873340 | 11/21/2023
Rheem Sales Company, Inc. | Mainline | RGECZT048AJT12**C | Federally-Regulated Consumer Product | Weatherized Non-Condensing Gas | 1902 | 259 |  | 06/23/2023 | 84032 | 212631805 | 11/21/2023
Rheem Sales Company, Inc. | Mainline | ML802V0754A17DZSBAP | Federally-Regulated Consumer Product | Non-Weatherized, Non-Condensin | 1628 | 254 |  | 11/21/2023 | 52707 | 211873346 | 11/21/2023
Rheem Sales Company, Inc. | Sure | S801T1004A17UHSNAS | Federally-Regulated Consumer Product | Non-Weatherized, Non-Condensin | 1448 | 212 |  | 11/21/2023 | 98573 | 213351296 | 11/21/2023
Rheem Sales Company, Inc. | Sure | RGEAZS024AJV061CA | Federally-Regulated Consumer Product | Weatherized Non-Condensing Gas | 1089 | 247 |  | 11/21/2023 | 60430 | 212675817 | 11/21/2023
Rheem Sales Company, Inc. | Sure | S801V1004A17UHSBAP | Federally-Regulated Consumer Product | Non-Weatherized, Non-Condensin | 1896 | 204 |  | 11/21/2023 | 99142 | 213351304 | 11/21/2023
Rheem Sales Company, Inc. | Sure | RGECZT048AJT12**C | Federally-Regulated Consumer Product | Weatherized Non-Condensing Gas | 1902 | 259 |  | 11/21/2023 | 84032 | 212604408 | 11/21/2023
Rheem Sales Company, Inc. | Sure | RGECZT036AJT07**C | Federally-Regulated Consumer Product | Weatherized Non-Condensing Gas | 1475 | 165 |  | 11/21/2023 | 53157 | 212604390 | 11/21/2023
Rheem Sales Company, Inc. | Sure | S801T0504A17UHNNAS | Federally-Regulated Consumer Product | Non-Weatherized, Non-Condensin | 1517 | 249 |  | 11/21/2023 | 50545 | 211806582 | 11/21/2023
Rheem Sales Company, Inc. | Sure | S801T1004A17UHNNAS | Federally-Regulated Consumer Product | Non-Weatherized, Non-Condensin | 1448 | 212 |  | 11/21/2023 | 98573 | 213351298 | 11/21/2023
Rheem Sales Company, Inc. | Sure | RGECZT048AJT07**C | Federally-Regulated Consumer Product | Weatherized Non-Condensing Gas | 1873 | 167 |  | 11/21/2023 | 52596 | 212604402 | 11/21/2023
Rheem Sales Company, Inc. | Sure | RGECZT060AJT07**C | Federally-Regulated Consumer Product | Weatherized Non-Condensing Gas | 2336 | 182 |  | 11/21/2023 | 52310 | 212604414 | 11/21/2023
Rheem Sales Company, Inc. | Sure | S801V1005A21UHUBAP | Federally-Regulated Consumer Product | Non-Weatherized, Non-Condensin | 1966 | 269 |  | 11/21/2023 | 97612 | 211806592 | 11/21/2023
Rheem Sales Company, Inc. | Sure | RGEXZS048AJV082 | Federally-Regulated Consumer Product | Weatherized Non-Condensing Gas | 1734 | 168 |  | 11/21/2023 | 57017 | 213352230 | 11/21/2023
Rheem Sales Company, Inc. | Sure | S801T1505A24UHNNAS | Federally-Regulated Consumer Product | Non-Weatherized, Non-Condensin | 1910 | 233 |  | 11/21/2023 | 150068 | 213351302 | 11/21/2023
Rheem Sales Company, Inc. | Sure | RGEAZS024AJV06XCA | Federally-Regulated Consumer Product | Weatherized Non-Condensing Gas | 1089 | 247 |  | 11/21/2023 | 60430 | 212675821 | 11/21/2023
Rheem Sales Company, Inc. | Sure | S802V0503A14DZNBAP | Federally-Regulated Consumer Product | Non-Weatherized, Non-Condensin | 1250 | 237 |  | 11/21/2023 | 34844 | 211806595 | 11/21/2023
Rheem Sales Company, Inc. | Sure | S801V1505A24UHSBAP | Federally-Regulated Consumer Product | Non-Weatherized, Non-Condensin | 2440 | 249 |  | 11/21/2023 | 150642 | 213351308 | 11/21/2023
Rheem Sales Company, Inc. | Sure | RGECZT060AJT12**C | Federally-Regulated Consumer Product | Weatherized Non-Condensing Gas | 2183 | 266 |  | 11/21/2023 | 83968 | 212604420 | 11/21/2023
Rheem Sales Company, Inc. | Sure | S801V1505A24UHNBAP | Federally-Regulated Consumer Product | Non-Weatherized, Non-Condensin | 2440 | 249 |  | 11/21/2023 | 150642 | 213351310 | 11/21/2023
Rheem Sales Company, Inc. | Sure | S801T0504A17UHSNAS | Federally-Regulated Consumer Product | Non-Weatherized, Non-Condensin | 1517 | 249 |  | 11/21/2023 | 50545 | 211806586 | 11/21/2023
Rheem Sales Company, Inc. | Sure | S802V0504A17UHSBAP | Federally-Regulated Consumer Product | Non-Weatherized, Non-Condensin | 1712 | 257 |  | 11/21/2023 | 34534 | 211806607 | 11/21/2023
Rheem Sales Company, Inc. | Sure | RGEXZS060AJV08T | Federally-Regulated Consumer Product | Weatherized Non-Condensing Gas | 1950 | 177 |  | 11/21/2023 | 56366 | 213352263 | 11/21/2023
Rheem Sales Company, Inc. | Sure | S951V1005A21UHUBAP | Federally-Regulated Consumer Product | Non-Weatherized, Condensing Ga | 2062 | 286 |  | 11/21/2023 | 94650 | 212921454 | 11/21/2023
Rheem Sales Company, Inc. | Sure | S801T1505A24UHSNAS | Federally-Regulated Consumer Product | Non-Weatherized, Non-Condensin | 1910 | 233 |  | 11/21/2023 | 150068 | 213351300 | 11/21/2023
Rheem Sales Company, Inc. | Sure | RGECZT036AJT10**C | Federally-Regulated Consumer Product | Weatherized Non-Condensing Gas | 1576 | 218 |  | 11/21/2023 | 100764 | 212604396 | 11/21/2023
Rheem Sales Company, Inc. | Sure | RGEXZS060AJV102 | Federally-Regulated Consumer Product | Weatherized Non-Condensing Gas | 2129 | 188 |  | 11/21/2023 | 70580 | 213352252 | 11/21/2023
Rheem Sales Company, Inc. | Sure | RGEXZS048AJV08T | Federally-Regulated Consumer Product | Weatherized Non-Condensing Gas | 1734 | 168 |  | 11/21/2023 | 57017 | 213352235 | 11/21/2023
Rheem Sales Company, Inc. | Sure | RGEXZS048AJV102 | Federally-Regulated Consumer Product | Weatherized Non-Condensing Gas | 1797 | 277 |  | 11/21/2023 | 70225 | 213352240 | 11/21/2023
Rheem Sales Company, Inc. | Sure | RGEXZS060AJV10T | Federally-Regulated Consumer Product | Weatherized Non-Condensing Gas | 2129 | 188 |  | 11/21/2023 | 70580 | 213352255 | 11/21/2023
Rheem Sales Company, Inc. | Sure | S802V0504A17UHNBAP | Federally-Regulated Consumer Product | Non-Weatherized, Non-Condensin | 1712 | 257 |  | 11/21/2023 | 34534 | 211806602 | 11/21/2023
Rheem Sales Company, Inc. | Sure | S951V0403A17UHUBAP | Federally-Regulated Consumer Product | Non-Weatherized, Condensing Ga | 1335 | 254 |  | 11/21/2023 | 42103 | 212921450 | 11/21/2023
Rheem Sales Company, Inc. | Sure | S951V0603A17UHUBAP | Federally-Regulated Consumer Product | Non-Weatherized, Condensing Ga | 1246 | 250 |  | 11/21/2023 | 56140 | 212921452 | 11/21/2023
Rheem Sales Company, Inc. | Sure | RGEXZS048AJV10T | Federally-Regulated Consumer Product | Weatherized Non-Condensing Gas | 1797 | 277 |  | 11/21/2023 | 70225 | 213352245 | 11/21/2023
Rheem Sales Company, Inc. | Sure | RGEXZS060AJV082 | Federally-Regulated Consumer Product | Weatherized Non-Condensing Gas | 1950 | 177 |  | 11/21/2023 | 56366 | 213352267 | 11/21/2023
Rheem Sales Company, Inc. | Sure | S801V1004A17UHNBAP | Federally-Regulated Consumer Product | Non-Weatherized, Non-Condensin | 1896 | 204 |  | 11/21/2023 | 99142 | 213351306 | 11/21/2023
Rheem Sales Company, Inc. | Sure | S801V0504A17UHUBAP | Federally-Regulated Consumer Product | Non-Weatherized, Non-Condensin | 1376 | 243 |  | 11/21/2023 | 50203 | 211806589 | 11/21/2023
Rheem Sales Company, Inc. | Sure | S802V0503A14DZSBAP | Federally-Regulated Consumer Product | Non-Weatherized, Non-Condensin | 1250 | 237 |  | 11/21/2023 | 34844 | 211806599 | 11/21/2023
Rheem Sales Company, Inc. | Fujitsu | FF80SV407017UHUCAAP | Federally-Regulated Consumer Product | Non-Weatherized, Non-Condensin | 1723 | 258 |  | 04/04/2023 | 70568 | 211873308 | 11/21/2023
Rheem Sales Company, Inc. | Fujitsu | FF75173LT80D | Federally-Regulated Consumer Product | Non-Weatherized, Non-Condensin | 1324 | 240 | 240 | 06/22/2023 | 52495 | 10515042 | 11/21/2023
Rheem Sales Company, Inc. | Fujitsu | RGEAZR060AJT101NA | Federally-Regulated Consumer Product | Weatherized Non-Condensing Gas | 2131 | 293 |  | 06/22/2022 | 101980 | 208698999 | 11/21/2023
Rheem Sales Company, Inc. | Fujitsu | RGEAZR042AJT08XNA | Federally-Regulated Consumer Product | Weatherized Non-Condensing Gas | 1820 | 279 |  | 05/25/2023 | 81578 | 208699016 | 11/21/2023
Rheem Sales Company, Inc. | Fujitsu | FF75214LT80D | Federally-Regulated Consumer Product | Non-Weatherized, Non-Condensin | 2017 | 271 | 271 | 06/22/2023 | 52471 | 10515088 | 11/21/2023
Rheem Sales Company, Inc. | Fujitsu | FF125245LT80Y | Federally-Regulated Consumer Product | Non-Weatherized, Non-Condensin | 2322 | 284 | 284 | 06/22/2023 | 87684 | 10515093 | 11/21/2023
Rheem Sales Company, Inc. | Fujitsu | RGEA14042AJT101AC | Federally-Regulated Consumer Product | Weatherized Non-Condensing Gas | 1494 | 265 |  | 05/26/2023 | 99609 | 206606690 | 11/21/2023
Rheem Sales Company, Inc. | Fujitsu | RGEA16036AJV062AB | Federally-Regulated Consumer Product | Weatherized Non-Condensing Gas | 1648 | 259 |  | 05/26/2023 | 76362 | 205785655 | 11/21/2023
Rheem Sales Company, Inc. | Fujitsu | RGECZR060AJT12**C | Federally-Regulated Consumer Product | Weatherized Non-Condensing Gas | 2183 | 266 |  | 10/11/2022 | 83968 | 210279562 | 11/21/2023
Rheem Sales Company, Inc. | Fujitsu | FF95ST507021M4S | Federally-Regulated Consumer Product | Non-Weatherized, Condensing Ga | 1983 | 282 |  | 09/26/2023 | 70360 | 208676617 | 11/21/2023
Rheem Sales Company, Inc. | Fujitsu | FF80SV512524UHNCAAP | Federally-Regulated Consumer Product | Non-Weatherized, Non-Condensin | 2076 | 258 |  | 05/25/2023 | 124802 | 210802788 | 11/21/2023
Rheem Sales Company, Inc. | Fujitsu | FF80SV407517DZSCAAP | Federally-Regulated Consumer Product | Non-Weatherized, Non-Condensin | 1680 | 255 |  | 01/17/2023 | 76001 | 210727884 | 11/21/2023
Rheem Sales Company, Inc. | Fujitsu | RGEAZR036AJT06XNA | Federally-Regulated Consumer Product | Weatherized Non-Condensing Gas | 1259 | 254 |  | 05/25/2023 | 58986 | 208699011 | 11/21/2023
Rheem Sales Company, Inc. | Fujitsu | RGEAZR048AJT101NA | Federally-Regulated Consumer Product | Weatherized Non-Condensing Gas | 2001 | 287 |  | 06/22/2022 | 101705 | 208698997 | 11/21/2023
Rheem Sales Company, Inc. | Fujitsu | FF80SV510021DZNCAAP | Federally-Regulated Consumer Product | Non-Weatherized, Non-Condensin | 2095 | 257 |  | 05/25/2023 | 100302 | 210727889 | 11/21/2023
Rheem Sales Company, Inc. | Fujitsu | FF95SV507021M4S | Federally-Regulated Consumer Product | Non-Weatherized, Condensing Ga | 1835 | 248 |  | 09/26/2023 | 69808 | 208676631 | 11/21/2023
Rheem Sales Company, Inc. | Fujitsu | RGEAZR036AJT06UNA | Federally-Regulated Consumer Product | Weatherized Non-Condensing Gas | 1434 | 262 |  | 05/25/2023 | 60723 | 208699010 | 11/21/2023
Rheem Sales Company, Inc. | Fujitsu | RGEAZR060AJT081NA | Federally-Regulated Consumer Product | Weatherized Non-Condensing Gas | 2041 | 289 |  | 06/22/2022 | 79422 | 208698998 | 11/21/2023
Rheem Sales Company, Inc. | Fujitsu | FF80TV305014UHSCAAP | Federally-Regulated Consumer Product | Non-Weatherized, Non-Condensin | 1318 | 240 |  | 09/14/2023 | 35484 | 210727894 | 11/21/2023
Rheem Sales Company, Inc. | Fujitsu | RGEAZR048AJT10XNA | Federally-Regulated Consumer Product | Weatherized Non-Condensing Gas | 2001 | 287 |  | 06/22/2022 | 101705 | 208699021 | 11/21/2023
Rheem Sales Company, Inc. | Fujitsu | FF80SV512524UHS | Federally-Regulated Consumer Product | Non-Weatherized, Non-Condensin | 2076 | 258 |  | 05/25/2023 | 124802 | 208676639 | 11/21/2023
Rheem Sales Company, Inc. | Fujitsu | FF80ST407017UHUNA | Federally-Regulated Consumer Product | Non-Weatherized, Non-Condensin | 1823 | 262 |  | 06/15/2022 | 70109 | 208486670 | 11/21/2023
Rheem Sales Company, Inc. | Fujitsu | RGEAZR024AJT08XNA | Federally-Regulated Consumer Product | Weatherized Non-Condensing Gas | 1202 | 252 |  | 06/22/2022 | 79659 | 208699004 | 11/21/2023
Rheem Sales Company, Inc. | Fujitsu | FF80SV405017UHNCAAP | Federally-Regulated Consumer Product | Non-Weatherized, Non-Condensin | 1682 | 256 |  | 04/04/2023 | 50501 | 211873305 | 11/21/2023
Rheem Sales Company, Inc. | Fujitsu | RGEAZR036AJT08XNA | Federally-Regulated Consumer Product | Weatherized Non-Condensing Gas | 1387 | 260 |  | 06/22/2022 | 80632 | 208699013 | 11/21/2023
Rheem Sales Company, Inc. | Fujitsu | FF92SV507021M4S | Federally-Regulated Consumer Product | Non-Weatherized, Condensing Ga | 1835 | 248 |  | 09/26/2023 | 69808 | 208676624 | 11/21/2023
Rheem Sales Company, Inc. | Fujitsu | FF100215LT80D | Federally-Regulated Consumer Product | Non-Weatherized, Non-Condensin | 2291 | 283 | 283 | 06/22/2023 | 70210 | 10515090 | 11/21/2023
Rheem Sales Company, Inc. | Fujitsu | RGEAZR042AJT10XNA | Federally-Regulated Consumer Product | Weatherized Non-Condensing Gas | 1774 | 277 |  | 06/22/2022 | 100987 | 208699017 | 11/21/2023
Rheem Sales Company, Inc. | Fujitsu | RGEAZR030AJT061NA | Federally-Regulated Consumer Product | Weatherized Non-Condensing Gas | 1342 | 258 |  | 06/22/2022 | 61240 | 208698989 | 11/21/2023
Rheem Sales Company, Inc. | Fujitsu | RGEAZR042AJT08UNA | Federally-Regulated Consumer Product | Weatherized Non-Condensing Gas | 1635 | 271 |  | 06/22/2022 | 80943 | 208699015 | 11/21/2023
Rheem Sales Company, Inc. | Fujitsu | FF80ST507521DZSNA*S | Federally-Regulated Consumer Product | Non-Weatherized, Non-Condensin | 1883 | 265 |  | 09/14/2023 | 75029 | 208430078 | 11/21/2023
Rheem Sales Company, Inc. | Fujitsu | RGECZR036AJT07**C | Federally-Regulated Consumer Product | Weatherized Non-Condensing Gas | 1475 | 165 |  | 06/15/2022 | 53157 | 208503410 | 11/21/2023
Rheem Sales Company, Inc. | Fujitsu | RGEAZR030AJT041NA | Federally-Regulated Consumer Product | Weatherized Non-Condensing Gas | 1342 | 258 |  | 05/25/2023 | 39842 | 208698988 | 11/21/2023
Rheem Sales Company, Inc. | Fujitsu | RGEAZR042AJT081NA | Federally-Regulated Consumer Product | Weatherized Non-Condensing Gas | 1820 | 279 |  | 05/25/2023 | 81578 | 208698994 | 11/21/2023
Rheem Sales Company, Inc. | Fujitsu | FF80SV507521DZSCAAP | Federally-Regulated Consumer Product | Non-Weatherized, Non-Condensin | 2163 | 277 |  | 05/25/2023 | 75029 | 210727887 | 11/21/2023
Rheem Sales Company, Inc. | Fujitsu | RGECZR048AJT12**C | Federally-Regulated Consumer Product | Weatherized Non-Condensing Gas | 1902 | 259 |  | 10/11/2022 | 84032 | 210279560 | 11/21/2023
Rheem Sales Company, Inc. | Fujitsu | FF80SV512524DZSCAAP | Federally-Regulated Consumer Product | Non-Weatherized, Non-Condensin | 2075 | 273 |  | 05/25/2023 | 124289 | 210727893 | 11/21/2023
Rheem Sales Company, Inc. | Fujitsu | RGEAZR036AJT08UNA | Federally-Regulated Consumer Product | Weatherized Non-Condensing Gas | 1382 | 260 |  | 05/25/2023 | 80891 | 208699012 | 11/21/2023
Rheem Sales Company, Inc. | Fujitsu | RGEA14030AJT04UAA | Federally-Regulated Consumer Product | Weatherized Non-Condensing Gas | 1189 | 251 |  | 05/26/2023 | 39887 | 205965577 | 11/21/2023
Rheem Sales Company, Inc. | Fujitsu | FF96TV304017M4SCA*P | Federally-Regulated Consumer Product | Non-Weatherized, Condensing Ga | 1248 | 250 |  | 11/16/2023 | 29623 | 208430098 | 11/21/2023
Rheem Sales Company, Inc. | Fujitsu | RGEA14048AJT101AB | Federally-Regulated Consumer Product | Weatherized Non-Condensing Gas | 1809 | 279 |  | 05/26/2023 | 99189 | 204117040 | 11/21/2023
Rheem Sales Company, Inc. | Fujitsu | FF80ST512524UHNNA*S | Federally-Regulated Consumer Product | Non-Weatherized, Non-Condensin | 1991 | 270 |  | 05/25/2023 | 123598 | 208430075 | 11/21/2023
Rheem Sales Company, Inc. | Fujitsu | RGEAZR036AJT101NA | Federally-Regulated Consumer Product | Weatherized Non-Condensing Gas | 1380 | 260 |  | 06/22/2022 | 100130 | 208698993 | 11/21/2023
Rheem Sales Company, Inc. | Fujitsu | RGEA14030AJT081AC | Federally-Regulated Consumer Product | Weatherized Non-Condensing Gas | 1147 | 249 |  | 05/26/2023 | 79965 | 206606680 | 11/21/2023
Rheem Sales Company, Inc. | Fujitsu | RGEA16024AJV062AB | Federally-Regulated Consumer Product | Weatherized Non-Condensing Gas | 1358 | 259 |  | 05/26/2023 | 46205 | 205785653 | 11/21/2023
Rheem Sales Company, Inc. | Fujitsu | RGEAZR030AJT06XNA | Federally-Regulated Consumer Product | Weatherized Non-Condensing Gas | 1342 | 258 |  | 06/22/2022 | 61240 | 208699008 | 11/21/2023
Rheem Sales Company, Inc. | Fujitsu | FF80SV305014UHNCAAP | Federally-Regulated Consumer Product | Non-Weatherized, Non-Condensin | 1308 | 184 |  | 01/17/2023 | 50472 | 210802781 | 11/21/2023
Rheem Sales Company, Inc. | Fujitsu | FF80SV407517UHS | Federally-Regulated Consumer Product | Non-Weatherized, Non-Condensin | 1830 | 223 |  | 05/25/2023 | 75693 | 208676636 | 11/21/2023
Rheem Sales Company, Inc. | Fujitsu | RGEA16036AJV06TAB | Federally-Regulated Consumer Product | Weatherized Non-Condensing Gas | 1648 | 259 |  | 05/26/2023 | 76362 | 205785656 | 11/21/2023
Rheem Sales Company, Inc. | Fujitsu | RGEAZR036AJT061NA | Federally-Regulated Consumer Product | Weatherized Non-Condensing Gas | 1259 | 254 |  | 05/25/2023 | 58986 | 208698991 | 11/21/2023
Rheem Sales Company, Inc. | Fujitsu | RGEAZR060AJT08XNA | Federally-Regulated Consumer Product | Weatherized Non-Condensing Gas | 2041 | 289 |  | 05/25/2023 | 79422 | 208699022 | 11/21/2023
Rheem Sales Company, Inc. | Fujitsu | FF80TV305014UHSCA*P | Federally-Regulated Consumer Product | Non-Weatherized, Non-Condensin | 1318 | 240 |  | 09/14/2023 | 35484 | 208430086 | 11/21/2023
Rheem Sales Company, Inc. | Fujitsu | FF80SV405017UHSCAAP | Federally-Regulated Consumer Product | Non-Weatherized, Non-Condensin | 1682 | 256 |  | 05/25/2023 | 50501 | 211873306 | 11/21/2023
Rheem Sales Company, Inc. | Fujitsu | FF80SV407517DZNCAAP | Federally-Regulated Consumer Product | Non-Weatherized, Non-Condensin | 1680 | 255 |  | 01/17/2023 | 76001 | 210727882 | 11/21/2023
Rheem Sales Company, Inc. | Fujitsu | RGEAZR048AJT08UNA | Federally-Regulated Consumer Product | Weatherized Non-Condensing Gas | 2026 | 288 |  | 06/22/2022 | 80019 | 208699018 | 11/21/2023
Rheem Sales Company, Inc. | Fujitsu | RGEAZR024AJT081NA | Federally-Regulated Consumer Product | Weatherized Non-Condensing Gas | 1202 | 252 |  | 05/25/2023 | 79659 | 208698987 | 11/21/2023
Rheem Sales Company, Inc. | Fujitsu | FF80TV407517DZNCAAP | Federally-Regulated Consumer Product | Non-Weatherized, Non-Condensin | 1628 | 254 |  | 04/04/2023 | 52707 | 211873314 | 11/21/2023
Rheem Sales Company, Inc. | Fujitsu | RGECZR048AJT07**C | Federally-Regulated Consumer Product | Weatherized Non-Condensing Gas | 1873 | 167 |  | 05/25/2023 | 52596 | 210279559 | 11/21/2023
Rheem Sales Company, Inc. | Fujitsu | RGEAZR024AJT06UNA | Federally-Regulated Consumer Product | Weatherized Non-Condensing Gas | 1236 | 253 |  | 06/22/2022 | 61566 | 208699002 | 11/21/2023
Rheem Sales Company, Inc. | Fujitsu | RGEAZR030AJT06UNA | Federally-Regulated Consumer Product | Weatherized Non-Condensing Gas | 1125 | 248 |  | 06/22/2022 | 60094 | 208699007 | 11/21/2023
Rheem Sales Company, Inc. | Fujitsu | RGEAZR060AJT10XNA | Federally-Regulated Consumer Product | Weatherized Non-Condensing Gas | 2131 | 293 |  | 05/25/2023 | 101980 | 208699024 | 11/21/2023
Rheem Sales Company, Inc. | Fujitsu | FF80SV507521DZNCAAP | Federally-Regulated Consumer Product | Non-Weatherized, Non-Condensin | 2163 | 277 |  | 01/17/2023 | 75029 | 210727885 | 11/21/2023
Rheem Sales Company, Inc. | Fujitsu | FF80SV305014DZSCAAP | Federally-Regulated Consumer Product | Non-Weatherized, Non-Condensin | 1295 | 239 |  | 01/17/2023 | 51119 | 210727881 | 11/21/2023
Rheem Sales Company, Inc. | Fujitsu | RGEAZR030AJT081NA | Federally-Regulated Consumer Product | Weatherized Non-Condensing Gas | 1216 | 253 |  | 06/22/2022 | 80365 | 208698990 | 11/21/2023
Rheem Sales Company, Inc. | Fujitsu | RGEAZR024AJT06XNA | Federally-Regulated Consumer Product | Weatherized Non-Condensing Gas | 1270 | 255 |  | 06/22/2022 | 61123 | 208699003 | 11/21/2023
Rheem Sales Company, Inc. | Fujitsu | RGEAZR024AJT041NA | Federally-Regulated Consumer Product | Weatherized Non-Condensing Gas | 1205 | 252 |  | 05/25/2023 | 40798 | 208698985 | 11/21/2023
Rheem Sales Company, Inc. | Fujitsu | RGEAZR030AJT04XNA | Federally-Regulated Consumer Product | Weatherized Non-Condensing Gas | 1342 | 258 |  | 05/25/2023 | 39842 | 208699006 | 11/21/2023
Rheem Sales Company, Inc. | Fujitsu | FF80SV305014UHS | Federally-Regulated Consumer Product | Non-Weatherized, Non-Condensin | 1308 | 184 |  | 06/22/2022 | 50472 | 208676635 | 11/21/2023
Rheem Sales Company, Inc. | Fujitsu | FF80SV507521UHS | Federally-Regulated Consumer Product | Non-Weatherized, Non-Condensin | 1813 | 235 |  | 06/22/2022 | 75573 | 208676637 | 11/21/2023
Rheem Sales Company, Inc. | Fujitsu | FF80TV507521DZNCAAP | Federally-Regulated Consumer Product | Non-Weatherized, Non-Condensin | 2041 | 272 |  | 04/04/2023 | 52592 | 211873316 | 11/21/2023
Rheem Sales Company, Inc. | Fujitsu | FF80SV512524DZNCAAP | Federally-Regulated Consumer Product | Non-Weatherized, Non-Condensin | 2075 | 273 |  | 01/17/2023 | 124289 | 210727892 | 11/21/2023
Rheem Sales Company, Inc. | Fujitsu | FF95ST307017M4S | Federally-Regulated Consumer Product | Non-Weatherized, Condensing Ga | 1362 | 255 |  | 09/26/2023 | 69960 | 208676616 | 11/21/2023
Rheem Sales Company, Inc. | Fujitsu | FF100215TT96M | Federally-Regulated Consumer Product | Non-Weatherized, Condensing Ga | 1930 | 280 | 280 | 06/22/2023 | 69202 | 10515072 | 11/21/2023
Rheem Sales Company, Inc. | Fujitsu | RGECZR060AJT07**C | Federally-Regulated Consumer Product | Weatherized Non-Condensing Gas | 2336 | 182 |  | 10/11/2022 | 52310 | 210279561 | 11/21/2023
Rheem Sales Company, Inc. | Fujitsu | FF75214LT80Y | Federally-Regulated Consumer Product | Non-Weatherized, Non-Condensin | 2017 | 271 | 271 | 06/22/2023 | 52471 | 10515089 | 11/21/2023
Rheem Sales Company, Inc. | Fujitsu | RGEAZR024AJT04XNA | Federally-Regulated Consumer Product | Weatherized Non-Condensing Gas | 1205 | 252 |  | 05/25/2023 | 40798 | 208699001 | 11/21/2023
Rheem Sales Company, Inc. | Fujitsu | RGEAZR048AJT081NA | Federally-Regulated Consumer Product | Weatherized Non-Condensing Gas | 1847 | 280 |  | 06/22/2022 | 80515 | 208698996 | 11/21/2023
Rheem Sales Company, Inc. | Fujitsu | RGEA14036AJT06UAA | Federally-Regulated Consumer Product | Weatherized Non-Condensing Gas | 1434 | 262 |  | 05/26/2023 | 60723 | 205965579 | 11/21/2023
Rheem Sales Company, Inc. | Fujitsu | RGEAZR030AJT08XNA | Federally-Regulated Consumer Product | Weatherized Non-Condensing Gas | 1216 | 253 |  | 05/25/2023 | 80365 | 208699009 | 11/21/2023
Rheem Sales Company, Inc. | Fujitsu | FF98MV508521UPS*A | Federally-Regulated Consumer Product | Non-Weatherized, Condensing Ga | 2209 | 292 |  | 11/16/2023 | 33631 | 208157109 | 11/21/2023
Rheem Sales Company, Inc. | Fujitsu | RGEAZR036AJT10XNA | Federally-Regulated Consumer Product | Weatherized Non-Condensing Gas | 1380 | 260 |  | 06/22/2022 | 100130 | 208699014 | 11/21/2023
Rheem Sales Company, Inc. | Fujitsu | RGEAZR048AJT10UNA | Federally-Regulated Consumer Product | Weatherized Non-Condensing Gas | 1832 | 280 |  | 06/22/2022 | 100370 | 208699020 | 11/21/2023
Rheem Sales Company, Inc. | Fujitsu | FF80SV510021UHNCAAP | Federally-Regulated Consumer Product | Non-Weatherized, Non-Condensin | 2027 | 188 |  | 05/25/2023 | 100725 | 210802786 | 11/21/2023
Rheem Sales Company, Inc. | Fujitsu | RGEAZR036AJT081NA | Federally-Regulated Consumer Product | Weatherized Non-Condensing Gas | 1387 | 260 |  | 05/25/2023 | 80632 | 208698992 | 11/21/2023
Rheem Sales Company, Inc. | Fujitsu | RGEAZR048AJT08XNA | Federally-Regulated Consumer Product | Weatherized Non-Condensing Gas | 1847 | 280 |  | 05/25/2023 | 80515 | 208699019 | 11/21/2023
Rheem Sales Company, Inc. | Fujitsu | RGEAZR024AJT061NA | Federally-Regulated Consumer Product | Weatherized Non-Condensing Gas | 1270 | 255 |  | 06/22/2022 | 61123 | 208698986 | 11/21/2023
Rheem Sales Company, Inc. | Fujitsu | FF80SV305014DZNCAAP | Federally-Regulated Consumer Product | Non-Weatherized, Non-Condensin | 2163 | 277 |  | 01/17/2023 | 51119 | 210727879 | 11/21/2023
Rheem Sales Company, Inc. | Fujitsu | FF92ST507021M4S | Federally-Regulated Consumer Product | Non-Weatherized, Condensing Ga | 1983 | 282 |  | 09/26/2023 | 70360 | 208676610 | 11/21/2023
Rheem Sales Company, Inc. | Fujitsu | FF80SV407517UHNCAAP | Federally-Regulated Consumer Product | Non-Weatherized, Non-Condensin | 1830 | 223 |  | 05/25/2023 | 75693 | 210802783 | 11/21/2023
Rheem Sales Company, Inc. | Fujitsu | FF80ST512524UHSNA*S | Federally-Regulated Consumer Product | Non-Weatherized, Non-Condensin | 1991 | 270 |  | 05/25/2023 | 123598 | 208430070 | 11/21/2023
Rheem Sales Company, Inc. | Fujitsu | RGEAZR030AJT04UNA | Federally-Regulated Consumer Product | Weatherized Non-Condensing Gas | 1189 | 251 |  | 06/22/2022 | 39887 | 208699005 | 11/21/2023
Rheem Sales Company, Inc. | Fujitsu | FF75173LT80Y | Federally-Regulated Consumer Product | Non-Weatherized, Non-Condensin | 1324 | 240 | 240 | 06/22/2023 | 52495 | 10515087 | 11/21/2023
Rheem Sales Company, Inc. | Fujitsu | FF80SV507521UHNCAAP | Federally-Regulated Consumer Product | Non-Weatherized, Non-Condensin | 1813 | 235 |  | 01/17/2023 | 75573 | 210802784 | 11/21/2023
Rheem Sales Company, Inc. | Fujitsu | RGEAZR024AJT04UNA | Federally-Regulated Consumer Product | Weatherized Non-Condensing Gas | 1181 | 251 |  | 06/22/2022 | 40068 | 208699000 | 11/21/2023
Rheem Sales Company, Inc. | Fujitsu | FF125245LT80D | Federally-Regulated Consumer Product | Non-Weatherized, Non-Condensin | 2322 | 284 | 284 | 06/22/2023 | 87684 | 10515092 | 11/21/2023
Rheem Sales Company, Inc. | Fujitsu | FF80SV510021UHS | Federally-Regulated Consumer Product | Non-Weatherized, Non-Condensin | 2027 | 188 |  | 05/25/2023 | 100725 | 208676638 | 11/21/2023
Rheem Sales Company, Inc. | Fujitsu | RGEAZR042AJT101NA | Federally-Regulated Consumer Product | Weatherized Non-Condensing Gas | 1774 | 277 |  | 06/22/2022 | 100987 | 208698995 | 11/21/2023
Rheem Sales Company, Inc. | Fujitsu | FF80SV510021DZSCAAP | Federally-Regulated Consumer Product | Non-Weatherized, Non-Condensin | 2095 | 257 |  | 01/17/2023 | 100302 | 210727890 | 11/21/2023
Rheem Sales Company, Inc. | Fujitsu | RGECZR036AJT10**C | Federally-Regulated Consumer Product | Weatherized Non-Condensing Gas | 1576 | 218 |  | 10/11/2022 | 100764 | 210279558 | 11/21/2023
Rheem Sales Company, Inc. | Fujitsu | RGEAZR060AJT10UNA | Federally-Regulated Consumer Product | Weatherized Non-Condensing Gas | 1911 | 283 |  | 06/22/2022 | 99261 | 208699023 | 11/21/2023
Rheem Sales Company, Inc. | Thermal Zone | RGEAZR036AJT061NA | Federally-Regulated Consumer Product | Weatherized Non-Condensing Gas | 1259 | 254 |  | 11/21/2023 | 58986 | 208698809 | 11/21/2023
Rheem Sales Company, Inc. | Thermal Zone | TZ80UH1T050B4NANAS | Federally-Regulated Consumer Product | Non-Weatherized, Non-Condensin | 1517 | 249 |  | 11/21/2023 | 50545 | 211873419 | 11/21/2023
Rheem Sales Company, Inc. | Thermal Zone | RGEAZR036AJT08UNA | Federally-Regulated Consumer Product | Weatherized Non-Condensing Gas | 1382 | 260 |  | 11/21/2023 | 80891 | 208698832 | 11/21/2023
Rheem Sales Company, Inc. | Thermal Zone | TZ80DDV075B30SB | Federally-Regulated Consumer Product | Non-Weatherized, Non-Condensin | 1324 | 240 |  | 11/21/2023 | 52495 | 8087199 | 11/21/2023
Rheem Sales Company, Inc. | Thermal Zone | RGEAZR030AJT06UNA | Federally-Regulated Consumer Product | Weatherized Non-Condensing Gas | 1125 | 248 |  | 11/21/2023 | 60094 | 208698827 | 11/21/2023
Rheem Sales Company, Inc. | Thermal Zone | TZ80UH1V075B4S | Federally-Regulated Consumer Product | Non-Weatherized, Non-Condensin | 1830 | 223 |  | 11/21/2023 | 75693 | 208676735 | 11/21/2023
Rheem Sales Company, Inc. | Thermal Zone | TZ80DZ1V075C5SABAP | Federally-Regulated Consumer Product | Non-Weatherized, Non-Condensin | 2163 | 277 |  | 11/21/2023 | 75029 | 210728258 | 11/21/2023
Rheem Sales Company, Inc. | Thermal Zone | TZ80DZ2V075B4SABAP | Federally-Regulated Consumer Product | Non-Weatherized, Non-Condensin | 1628 | 254 |  | 11/21/2023 | 52707 | 211873432 | 11/21/2023
Rheem Sales Company, Inc. | Thermal Zone | TZ80UH1T050B4SANAS | Federally-Regulated Consumer Product | Non-Weatherized, Non-Condensin | 1517 | 249 |  | 11/21/2023 | 50545 | 211873420 | 11/21/2023
Rheem Sales Company, Inc. | Thermal Zone | TZ92M41T070C5S | Federally-Regulated Consumer Product | Non-Weatherized, Condensing Ga | 1983 | 282 |  | 11/21/2023 | 70360 | 208676709 | 11/21/2023
Rheem Sales Company, Inc. | Thermal Zone | TZ80UH1V100C5UABAP | Federally-Regulated Consumer Product | Non-Weatherized, Non-Condensin | 1966 | 269 |  | 11/21/2023 | 97612 | 211873425 | 11/21/2023
Rheem Sales Company, Inc. | Thermal Zone | RGEAZR030AJT04UNA | Federally-Regulated Consumer Product | Weatherized Non-Condensing Gas | 1189 | 251 |  | 11/21/2023 | 39887 | 208698824 | 11/21/2023
Rheem Sales Company, Inc. | Thermal Zone | RGEAZR042AJT101NA | Federally-Regulated Consumer Product | Weatherized Non-Condensing Gas | 1774 | 277 |  | 11/21/2023 | 100987 | 208698813 | 11/21/2023
Rheem Sales Company, Inc. | Thermal Zone | TZ80UH2V050A3SABAP | Federally-Regulated Consumer Product | Non-Weatherized, Non-Condensin | 1318 | 240 |  | 11/21/2023 | 35484 | 210728266 | 11/21/2023
Rheem Sales Company, Inc. | Thermal Zone | TZ80UH1V100C5S | Federally-Regulated Consumer Product | Non-Weatherized, Non-Condensin | 2027 | 188 |  | 11/21/2023 | 100725 | 208676737 | 11/21/2023
Rheem Sales Company, Inc. | Thermal Zone | RGEA14042AJT101AC | Federally-Regulated Consumer Product | Weatherized Non-Condensing Gas | 1494 | 265 |  | 11/21/2023 | 99609 | 206606726 | 11/21/2023
Rheem Sales Company, Inc. | Thermal Zone | TZ80UH1V100C5NABAP | Federally-Regulated Consumer Product | Non-Weatherized, Non-Condensin | 2027 | 188 |  | 11/21/2023 | 100725 | 210802827 | 11/21/2023
Rheem Sales Company, Inc. | Thermal Zone | TZ80DZ2V075C5NABAP | Federally-Regulated Consumer Product | Non-Weatherized, Non-Condensin | 2041 | 272 |  | 11/21/2023 | 52592 | 211873433 | 11/21/2023
Rheem Sales Company, Inc. | Thermal Zone | RGEAZR048AJT10XNA | Federally-Regulated Consumer Product | Weatherized Non-Condensing Gas | 2001 | 287 |  | 11/21/2023 | 101705 | 208698842 | 11/21/2023
Rheem Sales Company, Inc. | Thermal Zone | RGEA14030AJT04UAA | Federally-Regulated Consumer Product | Weatherized Non-Condensing Gas | 1189 | 251 |  | 11/21/2023 | 39887 | 205965597 | 11/21/2023
Rheem Sales Company, Inc. | Thermal Zone | RGEAZR030AJT04XNA | Federally-Regulated Consumer Product | Weatherized Non-Condensing Gas | 1342 | 258 |  | 11/21/2023 | 39842 | 208698825 | 11/21/2023
Rheem Sales Company, Inc. | Thermal Zone | TZ80UH1V070B4UABAP | Federally-Regulated Consumer Product | Non-Weatherized, Non-Condensin | 1723 | 258 |  | 11/21/2023 | 70568 | 211873424 | 11/21/2023
Rheem Sales Company, Inc. | Thermal Zone | RGEAZR060AJT10XNA | Federally-Regulated Consumer Product | Weatherized Non-Condensing Gas | 2131 | 293 |  | 11/21/2023 | 101980 | 208698846 | 11/21/2023
Rheem Sales Company, Inc. | Thermal Zone | TZ80UH1V125D5NABAP | Federally-Regulated Consumer Product | Non-Weatherized, Non-Condensin | 2076 | 258 |  | 11/21/2023 | 124802 | 210802828 | 11/21/2023
Rheem Sales Company, Inc. | Thermal Zone | RGEAZR024AJT081NA | Federally-Regulated Consumer Product | Weatherized Non-Condensing Gas | 1202 | 252 |  | 11/21/2023 | 79659 | 208698804 | 11/21/2023
Rheem Sales Company, Inc. | Thermal Zone | TZ80UH1T125D5NA | Federally-Regulated Consumer Product | Non-Weatherized, Non-Condensin | 1991 | 270 |  | 11/21/2023 | 123598 | 208430220 | 11/21/2023
Rheem Sales Company, Inc. | Thermal Zone | TZ80UH1T125D5SA | Federally-Regulated Consumer Product | Non-Weatherized, Non-Condensin | 1991 | 270 |  | 11/21/2023 | 123598 | 208430215 | 11/21/2023
Rheem Sales Company, Inc. | Thermal Zone | TZ80DZ1V125D5NABAP | Federally-Regulated Consumer Product | Non-Weatherized, Non-Condensin | 2075 | 273 |  | 11/21/2023 | 124289 | 210728263 | 11/21/2023
Rheem Sales Company, Inc. | Thermal Zone | TZ80DDV125D50XB | Federally-Regulated Consumer Product | Non-Weatherized, Non-Condensin | 2322 | 284 |  | 11/21/2023 | 87684 | 8087236 | 11/21/2023
Rheem Sales Company, Inc. | Thermal Zone | TZ80DZ2V050A3NABAP | Federally-Regulated Consumer Product | Non-Weatherized, Non-Condensin | 1250 | 237 |  | 11/21/2023 | 34844 | 211873426 | 11/21/2023
Rheem Sales Company, Inc. | Thermal Zone | RGEA14036AJT06UAA | Federally-Regulated Consumer Product | Weatherized Non-Condensing Gas | 1434 | 262 |  | 11/21/2023 | 60723 | 205965599 | 11/21/2023
Rheem Sales Company, Inc. | Thermal Zone | RGEAZR024AJT04UNA | Federally-Regulated Consumer Product | Weatherized Non-Condensing Gas | 1181 | 251 |  | 11/21/2023 | 40068 | 208698819 | 11/21/2023
Rheem Sales Company, Inc. | Thermal Zone | TZ80UH1V075C5S | Federally-Regulated Consumer Product | Non-Weatherized, Non-Condensin | 1813 | 235 |  | 11/21/2023 | 75573 | 208676736 | 11/21/2023
Rheem Sales Company, Inc. | Thermal Zone | TZ80DZ2V100C5SABAP | Federally-Regulated Consumer Product | Non-Weatherized, Non-Condensin | 2120 | 275 |  | 11/21/2023 | 69817 | 211873436 | 11/21/2023
Rheem Sales Company, Inc. | Thermal Zone | TZ80UH1V050B4SABAP | Federally-Regulated Consumer Product | Non-Weatherized, Non-Condensin | 1682 | 256 |  | 11/21/2023 | 50501 | 211873422 | 11/21/2023
Rheem Sales Company, Inc. | Thermal Zone | TZ80DDV125D50SB | Federally-Regulated Consumer Product | Non-Weatherized, Non-Condensin | 2322 | 284 |  | 11/21/2023 | 87684 | 8087231 | 11/21/2023
Rheem Sales Company, Inc. | Thermal Zone | RGEAZR042AJT08XNA | Federally-Regulated Consumer Product | Weatherized Non-Condensing Gas | 1820 | 279 |  | 11/21/2023 | 81578 | 208698837 | 11/21/2023
Rheem Sales Company, Inc. | Thermal Zone | RGEAZR036AJT101NA | Federally-Regulated Consumer Product | Weatherized Non-Condensing Gas | 1380 | 260 |  | 11/21/2023 | 100130 | 208698811 | 11/21/2023
Rheem Sales Company, Inc. | Thermal Zone | TZ80UH2V050B4NABAP | Federally-Regulated Consumer Product | Non-Weatherized, Non-Condensin | 1712 | 257 |  | 11/21/2023 | 34534 | 211873429 | 11/21/2023
Rheem Sales Company, Inc. | Thermal Zone | TZ80DZ1V075C5NABAP | Federally-Regulated Consumer Product | Non-Weatherized, Non-Condensin | 2163 | 277 |  | 11/21/2023 | 75029 | 210728257 | 11/21/2023
Rheem Sales Company, Inc. | Thermal Zone | RGEAZR036AJT06XNA | Federally-Regulated Consumer Product | Weatherized Non-Condensing Gas | 1259 | 254 |  | 11/21/2023 | 58986 | 208698831 | 11/21/2023
Rheem Sales Company, Inc. | Thermal Zone | RGEAZR030AJT06XNA | Federally-Regulated Consumer Product | Weatherized Non-Condensing Gas | 1342 | 258 |  | 11/21/2023 | 61240 | 208698828 | 11/21/2023
Rheem Sales Company, Inc. | Thermal Zone | RGEAZR036AJT10XNA | Federally-Regulated Consumer Product | Weatherized Non-Condensing Gas | 1380 | 260 |  | 11/21/2023 | 100130 | 208698834 | 11/21/2023
Rheem Sales Company, Inc. | Thermal Zone | TZ80DDV075B30XB | Federally-Regulated Consumer Product | Non-Weatherized, Non-Condensin | 1324 | 240 |  | 11/21/2023 | 52495 | 8087204 | 11/21/2023
Rheem Sales Company, Inc. | Thermal Zone | RGEAZR036AJT081NA | Federally-Regulated Consumer Product | Weatherized Non-Condensing Gas | 1387 | 260 |  | 11/21/2023 | 80632 | 208698810 | 11/21/2023
Rheem Sales Company, Inc. | Thermal Zone | TZ80DZ1V100C5SABAP | Federally-Regulated Consumer Product | Non-Weatherized, Non-Condensin | 2095 | 257 |  | 11/21/2023 | 100302 | 210728261 | 11/21/2023
Rheem Sales Company, Inc. | Thermal Zone | TZ80UH1V050B4UABAP | Federally-Regulated Consumer Product | Non-Weatherized, Non-Condensin | 1376 | 243 |  | 11/21/2023 | 50203 | 211873423 | 11/21/2023
Rheem Sales Company, Inc. | Thermal Zone | RGEAZR042AJT10XNA | Federally-Regulated Consumer Product | Weatherized Non-Condensing Gas | 1774 | 277 |  | 11/21/2023 | 100987 | 208698838 | 11/21/2023
Rheem Sales Company, Inc. | Thermal Zone | TZ80DDV075C40XB | Federally-Regulated Consumer Product | Non-Weatherized, Non-Condensin | 2017 | 271 |  | 11/21/2023 | 52471 | 8087216 | 11/21/2023
Rheem Sales Company, Inc. | Thermal Zone | TZ80UH1V075B4NABAP | Federally-Regulated Consumer Product | Non-Weatherized, Non-Condensin | 1830 | 223 |  | 11/21/2023 | 75693 | 210802825 | 11/21/2023
Rheem Sales Company, Inc. | Thermal Zone | TZ80DZ2V125D5NABAP | Federally-Regulated Consumer Product | Non-Weatherized, Non-Condensin | 2179 | 278 |  | 11/21/2023 | 86625 | 211873437 | 11/21/2023
Rheem Sales Company, Inc. | Thermal Zone | TZ95M41T070B3S | Federally-Regulated Consumer Product | Non-Weatherized, Condensing Ga | 1362 | 255 |  | 11/21/2023 | 69960 | 208676715 | 11/21/2023
Rheem Sales Company, Inc. | Thermal Zone | TZ80DDV100C50SB | Federally-Regulated Consumer Product | Non-Weatherized, Non-Condensin | 2291 | 283 |  | 11/21/2023 | 70210 | 8087221 | 11/21/2023
Rheem Sales Company, Inc. | Thermal Zone | RGEAZR048AJT101NA | Federally-Regulated Consumer Product | Weatherized Non-Condensing Gas | 2001 | 287 |  | 11/21/2023 | 101705 | 208698816 | 11/21/2023
Rheem Sales Company, Inc. | Thermal Zone | TZ80DZ2V125D5SABAP | Federally-Regulated Consumer Product | Non-Weatherized, Non-Condensin | 2179 | 278 |  | 11/21/2023 | 86625 | 211873438 | 11/21/2023
Rheem Sales Company, Inc. | Thermal Zone | RGEAZR042AJT08UNA | Federally-Regulated Consumer Product | Weatherized Non-Condensing Gas | 1635 | 271 |  | 11/21/2023 | 80943 | 208698836 | 11/21/2023
Rheem Sales Company, Inc. | Thermal Zone | TZ95M41V070C5S | Federally-Regulated Consumer Product | Non-Weatherized, Condensing Ga | 1835 | 248 |  | 11/21/2023 | 69808 | 208676730 | 11/21/2023
Rheem Sales Company, Inc. | Thermal Zone | TZ92M41V070C5S | Federally-Regulated Consumer Product | Non-Weatherized, Condensing Ga | 1835 | 248 |  | 11/21/2023 | 69808 | 208676723 | 11/21/2023
Rheem Sales Company, Inc. | Thermal Zone | TZ80UH1V075C5NABAP | Federally-Regulated Consumer Product | Non-Weatherized, Non-Condensin | 1813 | 235 |  | 11/21/2023 | 75573 | 210802826 | 11/21/2023
Rheem Sales Company, Inc. | Thermal Zone | RGEAZR024AJT06XNA | Federally-Regulated Consumer Product | Weatherized Non-Condensing Gas | 1270 | 255 |  | 11/21/2023 | 61123 | 208698822 | 11/21/2023
Rheem Sales Company, Inc. | Thermal Zone | RGEAZR024AJT061NA | Federally-Regulated Consumer Product | Weatherized Non-Condensing Gas | 1270 | 255 |  | 11/21/2023 | 61123 | 208698803 | 11/21/2023
Rheem Sales Company, Inc. | Thermal Zone | RGEAZR048AJT081NA | Federally-Regulated Consumer Product | Weatherized Non-Condensing Gas | 1847 | 280 |  | 11/21/2023 | 80515 | 208698814 | 11/21/2023
Rheem Sales Company, Inc. | Thermal Zone | RGEAZR030AJT081NA | Federally-Regulated Consumer Product | Weatherized Non-Condensing Gas | 1216 | 253 |  | 11/21/2023 | 80365 | 208698808 | 11/21/2023
Rheem Sales Company, Inc. | Thermal Zone | RGEAZR030AJT061NA | Federally-Regulated Consumer Product | Weatherized Non-Condensing Gas | 1342 | 258 |  | 11/21/2023 | 61240 | 208698806 | 11/21/2023
Rheem Sales Company, Inc. | Thermal Zone | TZ80DZ2V075B4NABAP | Federally-Regulated Consumer Product | Non-Weatherized, Non-Condensin | 1628 | 254 |  | 11/21/2023 | 52707 | 211873431 | 11/21/2023
Rheem Sales Company, Inc. | Thermal Zone | RGEAZR024AJT041NA | Federally-Regulated Consumer Product | Weatherized Non-Condensing Gas | 1205 | 252 |  | 11/21/2023 | 40798 | 208698802 | 11/21/2023
Rheem Sales Company, Inc. | Thermal Zone | RGEAZR024AJT06UNA | Federally-Regulated Consumer Product | Weatherized Non-Condensing Gas | 1236 | 253 |  | 11/21/2023 | 61566 | 208698821 | 11/21/2023
Rheem Sales Company, Inc. | Thermal Zone | RGEAZR048AJT10UNA | Federally-Regulated Consumer Product | Weatherized Non-Condensing Gas | 1832 | 280 |  | 11/21/2023 | 100370 | 208698841 | 11/21/2023
Rheem Sales Company, Inc. | Thermal Zone | TZ80DZ2V075C5SABAP | Federally-Regulated Consumer Product | Non-Weatherized, Non-Condensin | 2041 | 272 |  | 11/21/2023 | 52592 | 211873434 | 11/21/2023
Rheem Sales Company, Inc. | Thermal Zone | RGEAZR048AJT08UNA | Federally-Regulated Consumer Product | Weatherized Non-Condensing Gas | 2026 | 288 |  | 11/21/2023 | 80019 | 208698839 | 11/21/2023
Rheem Sales Company, Inc. | Thermal Zone | TZ80DZ1V050A3SABAP | Federally-Regulated Consumer Product | Non-Weatherized, Non-Condensin | 1295 | 239 |  | 11/21/2023 | 51119 | 210728252 | 11/21/2023
Rheem Sales Company, Inc. | Thermal Zone | RGEAZR048AJT08XNA | Federally-Regulated Consumer Product | Weatherized Non-Condensing Gas | 1847 | 280 |  | 11/21/2023 | 80515 | 208698840 | 11/21/2023
Rheem Sales Company, Inc. | Thermal Zone | TZ80DDV075C40SB | Federally-Regulated Consumer Product | Non-Weatherized, Non-Condensin | 2017 | 271 |  | 11/21/2023 | 52471 | 8087211 | 11/21/2023
Rheem Sales Company, Inc. | Thermal Zone | TZ80UH1V125D5S | Federally-Regulated Consumer Product | Non-Weatherized, Non-Condensin | 2027 | 188 |  | 11/21/2023 | 100725 | 208676738 | 11/21/2023
Rheem Sales Company, Inc. | Thermal Zone | TZ80DZ1V100C5NABAP | Federally-Regulated Consumer Product | Non-Weatherized, Non-Condensin | 2095 | 257 |  | 11/21/2023 | 100302 | 210728260 | 11/21/2023
Rheem Sales Company, Inc. | Thermal Zone | TZ80UH2V050A3SA | Federally-Regulated Consumer Product | Non-Weatherized, Non-Condensin | 1318 | 240 |  | 11/21/2023 | 35484 | 208430231 | 11/21/2023
Rheem Sales Company, Inc. | Thermal Zone | RGEAZR060AJT08XNA | Federally-Regulated Consumer Product | Weatherized Non-Condensing Gas | 2041 | 289 |  | 11/21/2023 | 79422 | 208698844 | 11/21/2023
Rheem Sales Company, Inc. | Thermal Zone | RGEAZR024AJT08XNA | Federally-Regulated Consumer Product | Weatherized Non-Condensing Gas | 1202 | 252 |  | 11/21/2023 | 79659 | 208698823 | 11/21/2023
Rheem Sales Company, Inc. | Thermal Zone | RGEAZR030AJT041NA | Federally-Regulated Consumer Product | Weatherized Non-Condensing Gas | 1342 | 258 |  | 11/21/2023 | 39842 | 208698805 | 11/21/2023
Rheem Sales Company, Inc. | Thermal Zone | TZ80UH1V050B4NABAP | Federally-Regulated Consumer Product | Non-Weatherized, Non-Condensin | 1682 | 256 |  | 11/21/2023 | 50501 | 211873421 | 11/21/2023
Rheem Sales Company, Inc. | Thermal Zone | TZ80DZ1T075C5SA | Federally-Regulated Consumer Product | Non-Weatherized, Non-Condensin | 1883 | 265 |  | 11/21/2023 | 75029 | 208430223 | 11/21/2023
Rheem Sales Company, Inc. | Thermal Zone | RGEAZR036AJT08XNA | Federally-Regulated Consumer Product | Weatherized Non-Condensing Gas | 1387 | 260 |  | 11/21/2023 | 80632 | 208698833 | 11/21/2023
Rheem Sales Company, Inc. | Thermal Zone | TZ80DZ2V050A3SABAP | Federally-Regulated Consumer Product | Non-Weatherized, Non-Condensin | 1250 | 237 |  | 11/21/2023 | 34844 | 211873427 | 11/21/2023
Rheem Sales Company, Inc. | Thermal Zone | RGEAZR030AJT08XNA | Federally-Regulated Consumer Product | Weatherized Non-Condensing Gas | 1216 | 253 |  | 11/21/2023 | 80365 | 208698829 | 11/21/2023
Rheem Sales Company, Inc. | Thermal Zone | TZ80UH1V050A3S | Federally-Regulated Consumer Product | Non-Weatherized, Non-Condensin | 1308 | 184 |  | 11/21/2023 | 50472 | 208676734 | 11/21/2023
Rheem Sales Company, Inc. | Thermal Zone | RGEAZR060AJT101NA | Federally-Regulated Consumer Product | Weatherized Non-Condensing Gas | 2131 | 293 |  | 11/21/2023 | 101980 | 208698818 | 11/21/2023
Rheem Sales Company, Inc. | Thermal Zone | TZ96M42V040B3SA | Federally-Regulated Consumer Product | Non-Weatherized, Condensing Ga | 1248 | 250 |  | 11/21/2023 | 29623 | 208430243 | 11/21/2023
Rheem Sales Company, Inc. | Thermal Zone | TZ80DZ1V075B4NABAP | Federally-Regulated Consumer Product | Non-Weatherized, Non-Condensin | 1680 | 255 |  | 11/21/2023 | 76001 | 210728254 | 11/21/2023
Rheem Sales Company, Inc. | Thermal Zone | RGEAZR036AJT06UNA | Federally-Regulated Consumer Product | Weatherized Non-Condensing Gas | 1434 | 262 |  | 11/21/2023 | 60723 | 208698830 | 11/21/2023
Rheem Sales Company, Inc. | Thermal Zone | TZ80DZ1V075B4SABAP | Federally-Regulated Consumer Product | Non-Weatherized, Non-Condensin | 1680 | 255 |  | 11/21/2023 | 76001 | 210728255 | 11/21/2023
Rheem Sales Company, Inc. | Thermal Zone | RGEAZR042AJT081NA | Federally-Regulated Consumer Product | Weatherized Non-Condensing Gas | 1820 | 279 |  | 11/21/2023 | 81578 | 208698812 | 11/21/2023
Rheem Sales Company, Inc. | Thermal Zone | RGEAZR060AJT10UNA | Federally-Regulated Consumer Product | Weatherized Non-Condensing Gas | 1911 | 283 |  | 11/21/2023 | 99261 | 208698845 | 11/21/2023
Rheem Sales Company, Inc. | Thermal Zone | TZ95M41T070C5S | Federally-Regulated Consumer Product | Non-Weatherized, Condensing Ga | 1983 | 282 |  | 11/21/2023 | 70360 | 208676716 | 11/21/2023
Rheem Sales Company, Inc. | Thermal Zone | TZ80DZ1V050A3NABAP | Federally-Regulated Consumer Product | Non-Weatherized, Non-Condensin | 2163 | 277 |  | 11/21/2023 | 51119 | 210728250 | 11/21/2023
Rheem Sales Company, Inc. | Thermal Zone | TZ80UH1V050A3NABAP | Federally-Regulated Consumer Product | Non-Weatherized, Non-Condensin | 1308 | 184 |  | 11/21/2023 | 50472 | 210802824 | 11/21/2023
Rheem Sales Company, Inc. | Thermal Zone | TZ80DZ1V125D5SABAP | Federally-Regulated Consumer Product | Non-Weatherized, Non-Condensin | 2075 | 273 |  | 11/21/2023 | 124289 | 210728265 | 11/21/2023
Rheem Sales Company, Inc. | Thermal Zone | RGEA14030AJT081AC | Federally-Regulated Consumer Product | Weatherized Non-Condensing Gas | 1147 | 249 |  | 11/21/2023 | 79965 | 206606716 | 11/21/2023
Rheem Sales Company, Inc. | Thermal Zone | RGEAZR024AJT04XNA | Federally-Regulated Consumer Product | Weatherized Non-Condensing Gas | 1205 | 252 |  | 11/21/2023 | 40798 | 208698820 | 11/21/2023
Rheem Sales Company, Inc. | Thermal Zone | TZ80UH1T070B4UA | Federally-Regulated Consumer Product | Non-Weatherized, Non-Condensin | 1823 | 262 |  | 11/21/2023 | 70109 | 208486688 | 11/21/2023
Rheem Sales Company, Inc. | Thermal Zone | RGEAZR060AJT081NA | Federally-Regulated Consumer Product | Weatherized Non-Condensing Gas | 2041 | 289 |  | 11/21/2023 | 79422 | 208698817 | 11/21/2023
Rheem Sales Company, Inc. | Fujitsu | FF80ST405017UHSNAAS | Federally-Regulated Consumer Product | Non-Weatherized, Non-Condensin | 1517 | 249 |  | 04/04/2023 | 50545 | 211873304 | 11/21/2023
Rheem Sales Company, Inc. | Fujitsu | FF80TV405017UHNCAAP | Federally-Regulated Consumer Product | Non-Weatherized, Non-Condensin | 1712 | 257 |  | 04/04/2023 | 34534 | 211873312 | 11/21/2023
Rheem Sales Company, Inc. | Fujitsu | RGEAZS024AJV061CA | Federally-Regulated Consumer Product | Weatherized Non-Condensing Gas | 1089 | 247 |  | 06/27/2023 | 60430 | 212676549 | 11/21/2023
Rheem Sales Company, Inc. | Fujitsu | FF80SV515024UHNCAAP | Federally-Regulated Consumer Product | Non-Weatherized, Non-Condensin | 2440 | 249 |  | 09/21/2023 | 150642 | 213351392 | 11/21/2023
Rheem Sales Company, Inc. | Fujitsu | FF95SV510021UHUCAAP | Federally-Regulated Consumer Product | Non-Weatherized, Condensing Ga | 2062 | 286 |  | 07/11/2023 | 94650 | 212922386 | 11/21/2023
Rheem Sales Company, Inc. | Fujitsu | RGEXZS048AJV102 | Federally-Regulated Consumer Product | Weatherized Non-Condensing Gas | 1797 | 277 |  | 09/26/2023 | 70225 | 213352275 | 11/21/2023
Rheem Sales Company, Inc. | Fujitsu | RGEXZS060AJV102 | Federally-Regulated Consumer Product | Weatherized Non-Condensing Gas | 2129 | 188 |  | 09/26/2023 | 70580 | 213352279 | 11/21/2023
Rheem Sales Company, Inc. | Fujitsu | FF80SV510021UHUCAAP | Federally-Regulated Consumer Product | Non-Weatherized, Non-Condensin | 1966 | 269 |  | 04/04/2023 | 97612 | 211873309 | 11/21/2023
Rheem Sales Company, Inc. | Fujitsu | FF80TV405017UHSCAAP | Federally-Regulated Consumer Product | Non-Weatherized, Non-Condensin | 1712 | 257 |  | 04/04/2023 | 34534 | 211873313 | 11/21/2023
Rheem Sales Company, Inc. | Fujitsu | FF80TV512524DZSCAAP | Federally-Regulated Consumer Product | Non-Weatherized, Non-Condensin | 2179 | 278 |  | 05/25/2023 | 86625 | 211873321 | 11/21/2023
Rheem Sales Company, Inc. | Fujitsu | FF80ST405017UHNNAAS | Federally-Regulated Consumer Product | Non-Weatherized, Non-Condensin | 1517 | 249 |  | 04/04/2023 | 50545 | 211873303 | 11/21/2023
Rheem Sales Company, Inc. | Fujitsu | RGECZT048AJT12**C | Federally-Regulated Consumer Product | Weatherized Non-Condensing Gas | 1902 | 259 |  | 06/23/2023 | 84032 | 212631799 | 11/21/2023
Rheem Sales Company, Inc. | Fujitsu | FF80ST410017UHSNAAS | Federally-Regulated Consumer Product | Non-Weatherized, Non-Condensin | 1448 | 212 |  | 09/21/2023 | 98573 | 213351385 | 11/21/2023
Rheem Sales Company, Inc. | Fujitsu | RGECZT060AJT07**C | Federally-Regulated Consumer Product | Weatherized Non-Condensing Gas | 2336 | 182 |  | 06/23/2023 | 52310 | 212631800 | 11/21/2023
Rheem Sales Company, Inc. | Fujitsu | RGEAZS024AJV06XCA | Federally-Regulated Consumer Product | Weatherized Non-Condensing Gas | 1089 | 247 |  | 06/27/2023 | 60430 | 212676550 | 11/21/2023
Rheem Sales Company, Inc. | Fujitsu | FF80TV512524DZNCAAP | Federally-Regulated Consumer Product | Non-Weatherized, Non-Condensin | 2179 | 278 |  | 04/04/2023 | 86625 | 211873320 | 11/21/2023
Rheem Sales Company, Inc. | Fujitsu | RGECZT060AJT12**C | Federally-Regulated Consumer Product | Weatherized Non-Condensing Gas | 2183 | 266 |  | 06/23/2023 | 83968 | 212631801 | 11/21/2023
Rheem Sales Company, Inc. | Fujitsu | RGECZT036AJT10**C | Federally-Regulated Consumer Product | Weatherized Non-Condensing Gas | 1576 | 218 |  | 06/23/2023 | 100764 | 212631797 | 11/21/2023
Rheem Sales Company, Inc. | Fujitsu | FF80ST410017UHNNAAS | Federally-Regulated Consumer Product | Non-Weatherized, Non-Condensin | 1448 | 212 |  | 09/21/2023 | 98573 | 213351386 | 11/21/2023
Rheem Sales Company, Inc. | Fujitsu | RGEXZS048AJV10T | Federally-Regulated Consumer Product | Weatherized Non-Condensing Gas | 1797 | 277 |  | 09/26/2023 | 70225 | 213352276 | 11/21/2023
Rheem Sales Company, Inc. | Fujitsu | RGEXZS060AJV08T | Federally-Regulated Consumer Product | Weatherized Non-Condensing Gas | 1950 | 177 |  | 09/26/2023 | 56366 | 213352278 | 11/21/2023
Rheem Sales Company, Inc. | Fujitsu | FF80ST515024UHSNAAS | Federally-Regulated Consumer Product | Non-Weatherized, Non-Condensin | 1910 | 233 |  | 09/21/2023 | 150068 | 213351387 | 11/21/2023
Rheem Sales Company, Inc. | Fujitsu | RGEXZS060AJV10T | Federally-Regulated Consumer Product | Weatherized Non-Condensing Gas | 2129 | 188 |  | 09/26/2023 | 70580 | 213352280 | 11/21/2023
Rheem Sales Company, Inc. | Fujitsu | FF80TV507521DZSCAAP | Federally-Regulated Consumer Product | Non-Weatherized, Non-Condensin | 2041 | 272 |  | 04/04/2023 | 52592 | 211873317 | 11/21/2023
Rheem Sales Company, Inc. | Fujitsu | RGEXZS048AJV08T | Federally-Regulated Consumer Product | Weatherized Non-Condensing Gas | 1734 | 168 |  | 09/26/2023 | 57017 | 213352274 | 11/21/2023
Rheem Sales Company, Inc. | Fujitsu | FF80ST515024UHNNAAS | Federally-Regulated Consumer Product | Non-Weatherized, Non-Condensin | 1910 | 233 |  | 09/21/2023 | 150068 | 213351388 | 11/21/2023
Rheem Sales Company, Inc. | Fujitsu | FF80TV407517DZSCAAP | Federally-Regulated Consumer Product | Non-Weatherized, Non-Condensin | 1628 | 254 |  | 05/25/2023 | 52707 | 211873315 | 11/21/2023
Rheem Sales Company, Inc. | Fujitsu | FF80SV410017UHNCAAP | Federally-Regulated Consumer Product | Non-Weatherized, Non-Condensin | 1896 | 204 |  | 09/21/2023 | 99142 | 213351390 | 11/21/2023
Rheem Sales Company, Inc. | Fujitsu | FF80SV405017UHUCAAP | Federally-Regulated Consumer Product | Non-Weatherized, Non-Condensin | 1376 | 243 |  | 04/04/2023 | 50203 | 211873307 | 11/21/2023
Rheem Sales Company, Inc. | Fujitsu | RGECZT048AJT07**C | Federally-Regulated Consumer Product | Weatherized Non-Condensing Gas | 1873 | 167 |  | 06/23/2023 | 52596 | 212631798 | 11/21/2023
Rheem Sales Company, Inc. | Fujitsu | RGEXZS048AJV082 | Federally-Regulated Consumer Product | Weatherized Non-Condensing Gas | 1734 | 168 |  | 09/26/2023 | 57017 | 213352273 | 11/21/2023
Rheem Sales Company, Inc. | Fujitsu | FF80SV515024UHSCAAP | Federally-Regulated Consumer Product | Non-Weatherized, Non-Condensin | 2440 | 249 |  | 09/21/2023 | 150642 | 213351391 | 11/21/2023
Rheem Sales Company, Inc. | Fujitsu | FF80TV305014DZNCAAP | Federally-Regulated Consumer Product | Non-Weatherized, Non-Condensin | 1250 | 237 |  | 04/04/2023 | 34844 | 211873310 | 11/21/2023
Rheem Sales Company, Inc. | Fujitsu | RGEXZS060AJV082 | Federally-Regulated Consumer Product | Weatherized Non-Condensing Gas | 1950 | 177 |  | 09/26/2023 | 56366 | 213352277 | 11/21/2023
Rheem Sales Company, Inc. | Fujitsu | FF95SV304017UHUCAAP | Federally-Regulated Consumer Product | Non-Weatherized, Condensing Ga | 1335 | 254 |  | 07/11/2023 | 42103 | 212922384 | 11/21/2023
Rheem Sales Company, Inc. | Fujitsu | FF80TV305014DZSCAAP | Federally-Regulated Consumer Product | Non-Weatherized, Non-Condensin | 1250 | 237 |  | 04/04/2023 | 34844 | 211873311 | 11/21/2023
Rheem Sales Company, Inc. | Fujitsu | FF95SV306017UHUCAAP | Federally-Regulated Consumer Product | Non-Weatherized, Condensing Ga | 1246 | 250 |  | 07/11/2023 | 56140 | 212922385 | 11/21/2023
Rheem Sales Company, Inc. | Fujitsu | FF80SV410017UHSCAAP | Federally-Regulated Consumer Product | Non-Weatherized, Non-Condensin | 1896 | 204 |  | 09/21/2023 | 99142 | 213351389 | 11/21/2023
Rheem Sales Company, Inc. | Fujitsu | FF80TV510021DZSCAAP | Federally-Regulated Consumer Product | Non-Weatherized, Non-Condensin | 2120 | 275 |  | 04/04/2023 | 69817 | 211873319 | 11/21/2023
Rheem Sales Company, Inc. | Fujitsu | FF80TV510021DZNCAAP | Federally-Regulated Consumer Product | Non-Weatherized, Non-Condensin | 2120 | 275 |  | 04/04/2023 | 69817 | 211873318 | 11/21/2023
Rheem Sales Company, Inc. | Fujitsu | RGECZT036AJT07**C | Federally-Regulated Consumer Product | Weatherized Non-Condensing Gas | 1475 | 165 |  | 06/23/2023 | 53157 | 212631796 | 11/21/2023
Rheem Sales Company, Inc. | Rheem | RGECZT048AJT07**C | Federally-Regulated Consumer Product | Weatherized Non-Condensing Gas | 1873 | 167 |  | 06/15/2023 | 52596 | 212604399 | 11/21/2023
Rheem Sales Company, Inc. | Rheem | R802V0754A17DZNCAP | Federally-Regulated Consumer Product | Non-Weatherized, Non-Condensin | 1628 | 254 |  | 05/25/2023 | 52707 | 211774714 | 11/21/2023
Rheem Sales Company, Inc. | Rheem | R801V0755A21DZNCAP | Federally-Regulated Consumer Product | Non-Weatherized, Non-Condensin | 2163 | 277 |  | 01/17/2023 | 75029 | 210646673 | 11/21/2023
Rheem Sales Company, Inc. | Rheem | R801V0504A17UHUCAP | Federally-Regulated Consumer Product | Non-Weatherized, Non-Condensin | 1376 | 243 |  | 05/25/2023 | 50203 | 211806380 | 11/21/2023
Rheem Sales Company, Inc. | Rheem | R802V0755A21DZNCAP | Federally-Regulated Consumer Product | Non-Weatherized, Non-Condensin | 2041 | 272 |  | 05/25/2023 | 52592 | 211774723 | 11/21/2023
Rheem Sales Company, Inc. | Rheem | R801T1505A24UHSNAS | Federally-Regulated Consumer Product | Non-Weatherized, Non-Condensin | 1910 | 233 | 266 | 09/21/2023 | 150068 | 213351281 | 11/21/2023
Rheem Sales Company, Inc. | Rheem | RGEXZS048AJV08T | Federally-Regulated Consumer Product | Weatherized Non-Condensing Gas | 1734 | 168 |  | 09/26/2023 | 57017 | 213352232 | 11/21/2023
Rheem Sales Company, Inc. | Rheem | R802V0504A17UHNCAP | Federally-Regulated Consumer Product | Non-Weatherized, Non-Condensin | 1712 | 257 |  | 05/25/2023 | 34534 | 211806603 | 11/21/2023
Rheem Sales Company, Inc. | Rheem | RGECZT048AJT12**C | Federally-Regulated Consumer Product | Weatherized Non-Condensing Gas | 1902 | 259 |  | 06/15/2023 | 84032 | 212604405 | 11/21/2023
Rheem Sales Company, Inc. | Rheem | R802V1005A21DZSCAP | Federally-Regulated Consumer Product | Non-Weatherized, Non-Condensin | 2120 | 275 |  | 03/31/2023 | 69817 | 211806384 | 11/21/2023
Rheem Sales Company, Inc. | Rheem | R801V1004A17UHSCAP | Federally-Regulated Consumer Product | Non-Weatherized, Non-Condensin | 1896 | 204 | 265 | 09/21/2023 | 99142 | 213351282 | 11/21/2023
Rheem Sales Company, Inc. | Rheem | RGEXZS048AJV10T | Federally-Regulated Consumer Product | Weatherized Non-Condensing Gas | 1797 | 277 |  | 09/26/2023 | 70225 | 213352242 | 11/21/2023
Rheem Sales Company, Inc. | Rheem | R802V0504A17UHSCAP | Federally-Regulated Consumer Product | Non-Weatherized, Non-Condensin | 1712 | 257 |  | 05/25/2023 | 34534 | 211806383 | 11/21/2023
Rheem Sales Company, Inc. | Rheem | R801T0504A17UHNNAS | Federally-Regulated Consumer Product | Non-Weatherized, Non-Condensin | 1517 | 249 |  | 05/25/2023 | 50545 | 211806579 | 11/21/2023
Rheem Sales Company, Inc. | Rheem | R802V0503A14DZNCAP | Federally-Regulated Consumer Product | Non-Weatherized, Non-Condensin | 1250 | 237 |  | 05/25/2023 | 34844 | 211806596 | 11/21/2023
Rheem Sales Company, Inc. | Rheem | R801V1004A17UHNCAP | Federally-Regulated Consumer Product | Non-Weatherized, Non-Condensin | 1896 | 204 | 265 | 09/21/2023 | 99142 | 213351291 | 11/21/2023
Rheem Sales Company, Inc. | Rheem | R801V1505A24UHNCAP | Federally-Regulated Consumer Product | Non-Weatherized, Non-Condensin | 2440 | 249 | 289 | 09/21/2023 | 150642 | 213351294 | 11/21/2023
Rheem Sales Company, Inc. | Rheem | RGEAZS024AJV06XCA | Federally-Regulated Consumer Product | Weatherized Non-Condensing Gas | 1089 | 247 |  | 06/27/2023 | 60430 | 212675804 | 11/21/2023
Rheem Sales Company, Inc. | Rheem | RGECZT036AJT07**C | Federally-Regulated Consumer Product | Weatherized Non-Condensing Gas | 1475 | 165 |  | 06/15/2023 | 53157 | 212604387 | 11/21/2023
Rheem Sales Company, Inc. | Rheem | R801V1505A24UHSCAP | Federally-Regulated Consumer Product | Non-Weatherized, Non-Condensin | 2440 | 249 | 289 | 09/21/2023 | 150642 | 213351283 | 11/21/2023
Rheem Sales Company, Inc. | Rheem | R802V0503A14DZSCAP | Federally-Regulated Consumer Product | Non-Weatherized, Non-Condensin | 1250 | 237 |  | 05/25/2023 | 34844 | 211806382 | 11/21/2023
Rheem Sales Company, Inc. | Rheem | R802V1255A24DZSCAP | Federally-Regulated Consumer Product | Non-Weatherized, Non-Condensin | 2179 | 278 |  | 03/30/2023 | 86625 | 211774239 | 11/21/2023
Rheem Sales Company, Inc. | Rheem | R801V1005A21UHUCAP | Federally-Regulated Consumer Product | Non-Weatherized, Non-Condensin | 1966 | 269 |  | 03/31/2023 | 97612 | 211806381 | 11/21/2023
Rheem Sales Company, Inc. | Rheem | R802V0755A21DZSCAP | Federally-Regulated Consumer Product | Non-Weatherized, Non-Condensin | 2041 | 272 |  | 05/25/2023 | 52592 | 211774237 | 11/21/2023
Rheem Sales Company, Inc. | Rheem | RGEXZS060AJV10T | Federally-Regulated Consumer Product | Weatherized Non-Condensing Gas | 2129 | 188 |  | 09/26/2023 | 70580 | 213352249 | 11/21/2023
Rheem Sales Company, Inc. | Rheem | R801V0755A21DZSCAP | Federally-Regulated Consumer Product | Non-Weatherized, Non-Condensin | 2163 | 277 |  | 01/17/2023 | 75029 | 210646672 | 11/21/2023
Rheem Sales Company, Inc. | Rheem | R951V0603A17UHUCAP | Federally-Regulated Consumer Product | Non-Weatherized, Condensing Ga | 1246 | 250 |  | 07/07/2023 | 56140 | 212921444 | 11/21/2023
Rheem Sales Company, Inc. | Rheem | R951V0403A17UHUCAP | Federally-Regulated Consumer Product | Non-Weatherized, Condensing Ga | 1335 | 254 |  | 07/07/2023 | 42103 | 212921443 | 11/21/2023
Rheem Sales Company, Inc. | Rheem | RGEXZS060AJV082 | Federally-Regulated Consumer Product | Weatherized Non-Condensing Gas | 1950 | 177 |  | 09/26/2023 | 56366 | 213352258 | 11/21/2023
Rheem Sales Company, Inc. | Rheem | RGECZT036AJT10**C | Federally-Regulated Consumer Product | Weatherized Non-Condensing Gas | 1576 | 218 |  | 06/15/2023 | 100764 | 212604393 | 11/21/2023
Rheem Sales Company, Inc. | Rheem | RGECZT060AJT07**C | Federally-Regulated Consumer Product | Weatherized Non-Condensing Gas | 2336 | 182 |  | 06/15/2023 | 52310 | 212604411 | 11/21/2023
Rheem Sales Company, Inc. | Rheem | RGEXZS048AJV082 | Federally-Regulated Consumer Product | Weatherized Non-Condensing Gas | 1734 | 168 |  | 09/26/2023 | 57017 | 213352227 | 11/21/2023
Rheem Sales Company, Inc. | Rheem | R801T1505A24UHNNAS | Federally-Regulated Consumer Product | Non-Weatherized, Non-Condensin | 1910 | 233 | 266 | 09/21/2023 | 150068 | 213351288 | 11/21/2023
Rheem Sales Company, Inc. | Rheem | RGEXZS048AJV102 | Federally-Regulated Consumer Product | Weatherized Non-Condensing Gas | 1797 | 277 |  | 09/26/2023 | 70225 | 213352237 | 11/21/2023
Rheem Sales Company, Inc. | Rheem | R801V0504A17UHNCAP | Federally-Regulated Consumer Product | Non-Weatherized, Non-Condensin | 1682 | 256 | 256 | 05/25/2023 | 50501 | 211774698 | 11/21/2023
Rheem Sales Company, Inc. | Rheem | R802V1255A24DZNCAP | Federally-Regulated Consumer Product | Non-Weatherized, Non-Condensin | 2179 | 278 |  | 05/25/2023 | 86625 | 211774732 | 11/21/2023
Rheem Sales Company, Inc. | Rheem | R801T1004A17UHNNAS | Federally-Regulated Consumer Product | Non-Weatherized, Non-Condensin | 1448 | 212 | 246 | 09/21/2023 | 98573 | 213351285 | 11/21/2023
Rheem Sales Company, Inc. | Rheem | R951V1005A21UHUCAP | Federally-Regulated Consumer Product | Non-Weatherized, Condensing Ga | 2062 | 286 |  | 07/07/2023 | 94650 | 212921445 | 11/21/2023
Rheem Sales Company, Inc. | Rheem | R802V1005A21DZNCAP | Federally-Regulated Consumer Product | Non-Weatherized, Non-Condensin | 2120 | 275 |  | 03/31/2023 | 69817 | 211806611 | 11/21/2023
Rheem Sales Company, Inc. | Rheem | RGECZT060AJT12**C | Federally-Regulated Consumer Product | Weatherized Non-Condensing Gas | 2183 | 266 |  | 06/15/2023 | 83968 | 212604417 | 11/21/2023
Rheem Sales Company, Inc. | Rheem | R801T0504A17UHSNAS | Federally-Regulated Consumer Product | Non-Weatherized, Non-Condensin | 1517 | 249 |  | 05/25/2023 | 50545 | 211806379 | 11/21/2023
Rheem Sales Company, Inc. | Rheem | R802V0754A17DZSCAP | Federally-Regulated Consumer Product | Non-Weatherized, Non-Condensin | 1628 | 254 |  | 03/30/2023 | 52707 | 211774236 | 11/21/2023
Rheem Sales Company, Inc. | Rheem | R801T1004A17UHSNAS | Federally-Regulated Consumer Product | Non-Weatherized, Non-Condensin | 1448 | 212 | 246 | 09/21/2023 | 98573 | 213351280 | 11/21/2023
Rheem Sales Company, Inc. | Rheem | RGEXZS060AJV08T | Federally-Regulated Consumer Product | Weatherized Non-Condensing Gas | 1950 | 177 |  | 09/26/2023 | 56366 | 213352257 | 11/21/2023
Rheem Sales Company, Inc. | Rheem | RGEAZS024AJV061CA | Federally-Regulated Consumer Product | Weatherized Non-Condensing Gas | 1089 | 247 |  | 06/27/2023 | 60430 | 212675803 | 11/21/2023
Rheem Sales Company, Inc. | Rheem | RGEXZS060AJV102 | Federally-Regulated Consumer Product | Weatherized Non-Condensing Gas | 2129 | 188 |  | 09/26/2023 | 70580 | 213352247 | 11/21/2023
Rheem Sales Company, Inc. | Ruud | RGEAZR060AJT10UNA | Federally-Regulated Consumer Product | Weatherized Non-Condensing Gas | 1911 | 283 |  | 11/21/2023 | 99261 | 208676579 | 11/21/2023
Rheem Sales Company, Inc. | Ruud | U802VA075317ZSB | Federally-Regulated Consumer Product | Non-Weatherized, Non-Condensin | 1324 | 240 |  | 11/21/2023 | 52495 | 8087197 | 11/21/2023
Rheem Sales Company, Inc. | Ruud | U98MV0855A21UPS | Federally-Regulated Consumer Product | Non-Weatherized, Condensing Ga | 2209 | 292 |  | 11/21/2023 | 33631 | 208157038 | 11/21/2023
Rheem Sales Company, Inc. | Ruud | R801T1255A24UHN | Federally-Regulated Consumer Product | Non-Weatherized, Non-Condensin | 1991 | 270 |  | 11/21/2023 | 123598 | 208242385 | 11/21/2023
Rheem Sales Company, Inc. | Ruud | RGEA16024AJV062AB | Federally-Regulated Consumer Product | Weatherized Non-Condensing Gas | 1358 | 259 |  | 11/21/2023 | 46205 | 203404610 | 11/21/2023
Rheem Sales Company, Inc. | Ruud | R951T0705A21M4 | Federally-Regulated Consumer Product | Non-Weatherized, Condensing Ga | 1983 | 282 |  | 11/21/2023 | 70360 | 208663418 | 11/21/2023
Rheem Sales Company, Inc. | Ruud | R801V0503A14UH | Federally-Regulated Consumer Product | Non-Weatherized, Non-Condensin | 1308 | 184 |  | 11/21/2023 | 50472 | 208665954 | 11/21/2023
Rheem Sales Company, Inc. | Ruud | R96TA0852521MSA | Federally-Regulated Consumer Product | Non-Weatherized, Condensing Ga | 2115 | 288 |  | 11/21/2023 | 58240 | 201712924 | 11/21/2023
Rheem Sales Company, Inc. | Ruud | RGEAZR036AJT06UNA | Federally-Regulated Consumer Product | Weatherized Non-Condensing Gas | 1434 | 262 |  | 11/21/2023 | 60723 | 208676514 | 11/21/2023
Rheem Sales Company, Inc. | Ruud | RGECZR036AJT10**C | Federally-Regulated Consumer Product | Weatherized Non-Condensing Gas | 1576 | 218 |  | 11/21/2023 | 100764 | 210279535 | 11/21/2023
Rheem Sales Company, Inc. | Ruud | R801V0504A17UHSCAP | Federally-Regulated Consumer Product | Non-Weatherized, Non-Condensin | 1682 | 256 |  | 11/21/2023 | 50501 | 211774703 | 11/21/2023
Rheem Sales Company, Inc. | Ruud | RGEA16036AJV062AB | Federally-Regulated Consumer Product | Weatherized Non-Condensing Gas | 1358 | 259 |  | 11/21/2023 | 46205 | 203404614 | 11/21/2023
Rheem Sales Company, Inc. | Ruud | RGEAZR024AJT04XNA | Federally-Regulated Consumer Product | Weatherized Non-Condensing Gas | 1205 | 252 |  | 11/21/2023 | 40798 | 208676469 | 11/21/2023
Rheem Sales Company, Inc. | Ruud | RGEAZR024AJT06XNA | Federally-Regulated Consumer Product | Weatherized Non-Condensing Gas | 1270 | 255 |  | 11/21/2023 | 61123 | 208676479 | 11/21/2023
Rheem Sales Company, Inc. | Ruud | R801T0704A17UHU | Federally-Regulated Consumer Product | Non-Weatherized, Non-Condensin | 1823 | 262 |  | 11/21/2023 | 70109 | 208430276 | 11/21/2023
Rheem Sales Company, Inc. | Ruud | R921T0705A21M4 | Federally-Regulated Consumer Product | Non-Weatherized, Condensing Ga | 1983 | 282 |  | 11/21/2023 | 70360 | 208663450 | 11/21/2023
Rheem Sales Company, Inc. | Ruud | RGEAZR048AJT101NA | Federally-Regulated Consumer Product | Weatherized Non-Condensing Gas | 2001 | 287 |  | 11/21/2023 | 101705 | 208676449 | 11/21/2023
Rheem Sales Company, Inc. | Ruud | R801V0754A17UH | Federally-Regulated Consumer Product | Non-Weatherized, Non-Condensin | 1830 | 223 |  | 11/21/2023 | 75693 | 208665958 | 11/21/2023
Rheem Sales Company, Inc. | Ruud | RGEAZR024AJT041NA | Federally-Regulated Consumer Product | Weatherized Non-Condensing Gas | 1205 | 252 |  | 11/21/2023 | 40798 | 208676389 | 11/21/2023
Rheem Sales Company, Inc. | Ruud | RGEA14036AJT06UAA | Federally-Regulated Consumer Product | Weatherized Non-Condensing Gas | 1434 | 262 |  | 11/21/2023 | 60723 | 205965534 | 11/21/2023
Rheem Sales Company, Inc. | Ruud | RGEAZR036AJT061NA | Federally-Regulated Consumer Product | Weatherized Non-Condensing Gas | 1259 | 254 |  | 11/21/2023 | 58986 | 208676419 | 11/21/2023
Rheem Sales Company, Inc. | Ruud | R96TA0602317MSA | Federally-Regulated Consumer Product | Non-Weatherized, Condensing Ga | 1342 | 254 |  | 11/21/2023 | 39319 | 201712920 | 11/21/2023
Rheem Sales Company, Inc. | Ruud | RGEAZR024AJT081NA | Federally-Regulated Consumer Product | Weatherized Non-Condensing Gas | 1202 | 252 |  | 11/21/2023 | 79659 | 208676399 | 11/21/2023
Rheem Sales Company, Inc. | Ruud | RGECZR048AJT07**C | Federally-Regulated Consumer Product | Weatherized Non-Condensing Gas | 1873 | 167 |  | 11/21/2023 | 52596 | 210279539 | 11/21/2023
Rheem Sales Company, Inc. | Ruud | RGEAZR048AJT10UNA | Federally-Regulated Consumer Product | Weatherized Non-Condensing Gas | 1832 | 280 |  | 11/21/2023 | 100370 | 208676564 | 11/21/2023
Rheem Sales Company, Inc. | Ruud | RGEAZR042AJT08XNA | Federally-Regulated Consumer Product | Weatherized Non-Condensing Gas | 1820 | 279 |  | 11/21/2023 | 81578 | 208676544 | 11/21/2023
Rheem Sales Company, Inc. | Ruud | R96TA0702521MSA | Federally-Regulated Consumer Product | Non-Weatherized, Condensing Ga | 1854 | 277 |  | 11/21/2023 | 49250 | 203261705 | 11/21/2023
Rheem Sales Company, Inc. | Ruud | RGEAZR042AJT08UNA | Federally-Regulated Consumer Product | Weatherized Non-Condensing Gas | 1635 | 271 |  | 11/21/2023 | 80943 | 208676539 | 11/21/2023
Rheem Sales Company, Inc. | Ruud | RGEAZR024AJT061NA | Federally-Regulated Consumer Product | Weatherized Non-Condensing Gas | 1270 | 255 |  | 11/21/2023 | 61123 | 208676394 | 11/21/2023
Rheem Sales Company, Inc. | Ruud | RGEAZR042AJT10XNA | Federally-Regulated Consumer Product | Weatherized Non-Condensing Gas | 1774 | 277 |  | 11/21/2023 | 100987 | 208676549 | 11/21/2023
Rheem Sales Company, Inc. | Ruud | R802V0754A17DZNCAP | Federally-Regulated Consumer Product | Non-Weatherized, Non-Condensin | 1628 | 254 |  | 11/21/2023 | 52707 | 211774715 | 11/21/2023
Rheem Sales Company, Inc. | Ruud | R801V1255A24UH | Federally-Regulated Consumer Product | Non-Weatherized, Non-Condensin | 2076 | 258 |  | 11/21/2023 | 124802 | 208665970 | 11/21/2023
Rheem Sales Company, Inc. | Ruud | RGEAZR036AJT101NA | Federally-Regulated Consumer Product | Weatherized Non-Condensing Gas | 1380 | 260 |  | 11/21/2023 | 100130 | 208676429 | 11/21/2023
Rheem Sales Company, Inc. | Ruud | U802VA125524ZXB | Federally-Regulated Consumer Product | Non-Weatherized, Non-Condensin | 2322 | 284 |  | 11/21/2023 | 87684 | 8087234 | 11/21/2023
Rheem Sales Company, Inc. | Ruud | RGECZR036AJT07**C | Federally-Regulated Consumer Product | Weatherized Non-Condensing Gas | 1475 | 165 |  | 11/21/2023 | 53157 | 208503161 | 11/21/2023
Rheem Sales Company, Inc. | Ruud | RGEAZR030AJT041NA | Federally-Regulated Consumer Product | Weatherized Non-Condensing Gas | 1342 | 258 |  | 11/21/2023 | 39842 | 208676404 | 11/21/2023
Rheem Sales Company, Inc. | Ruud | RGEAZR060AJT10XNA | Federally-Regulated Consumer Product | Weatherized Non-Condensing Gas | 2131 | 293 |  | 11/21/2023 | 101980 | 208676584 | 11/21/2023
Rheem Sales Company, Inc. | Ruud | RGEA14030AJT081AC | Federally-Regulated Consumer Product | Weatherized Non-Condensing Gas | 1147 | 249 |  | 11/21/2023 | 79965 | 206606602 | 11/21/2023
Rheem Sales Company, Inc. | Ruud | RGEAZR060AJT081NA | Federally-Regulated Consumer Product | Weatherized Non-Condensing Gas | 2041 | 289 |  | 11/21/2023 | 79422 | 208676454 | 11/21/2023
Rheem Sales Company, Inc. | Ruud | U802VA075421ZSB | Federally-Regulated Consumer Product | Non-Weatherized, Non-Condensin | 2017 | 271 |  | 11/21/2023 | 52471 | 8087209 | 11/21/2023
Rheem Sales Company, Inc. | Ruud | RGEAZR024AJT08XNA | Federally-Regulated Consumer Product | Weatherized Non-Condensing Gas | 1202 | 252 |  | 11/21/2023 | 79659 | 208676484 | 11/21/2023
Rheem Sales Company, Inc. | Ruud | RGEAZR042AJT101NA | Federally-Regulated Consumer Product | Weatherized Non-Condensing Gas | 1774 | 277 |  | 11/21/2023 | 100987 | 208676439 | 11/21/2023
Rheem Sales Company, Inc. | Ruud | RGEAZR048AJT10XNA | Federally-Regulated Consumer Product | Weatherized Non-Condensing Gas | 2001 | 287 |  | 11/21/2023 | 101705 | 208676569 | 11/21/2023
Rheem Sales Company, Inc. | Ruud | RGEAZR024AJT06UNA | Federally-Regulated Consumer Product | Weatherized Non-Condensing Gas | 1236 | 253 |  | 11/21/2023 | 61566 | 208676474 | 11/21/2023
Rheem Sales Company, Inc. | Ruud | R96TA0402317MSA | Federally-Regulated Consumer Product | Non-Weatherized, Condensing Ga | 1252 | 250 |  | 11/21/2023 | 29298 | 201712918 | 11/21/2023
Rheem Sales Company, Inc. | Ruud | RGEA14030AJT04UAA | Federally-Regulated Consumer Product | Weatherized Non-Condensing Gas | 1189 | 251 |  | 11/21/2023 | 39887 | 205965532 | 11/21/2023
Rheem Sales Company, Inc. | Ruud | RGEAZR042AJT081NA | Federally-Regulated Consumer Product | Weatherized Non-Condensing Gas | 1820 | 279 |  | 11/21/2023 | 81578 | 208676434 | 11/21/2023
Rheem Sales Company, Inc. | Ruud | RGEA16036AJV06TAB | Federally-Regulated Consumer Product | Weatherized Non-Condensing Gas | 1358 | 259 |  | 11/21/2023 | 46205 | 203404616 | 11/21/2023
Rheem Sales Company, Inc. | Ruud | R96TA1002521MSA | Federally-Regulated Consumer Product | Non-Weatherized, Condensing Ga | 1930 | 280 |  | 11/21/2023 | 69202 | 201712926 | 11/21/2023
Rheem Sales Company, Inc. | Ruud | R801TA070417MUA | Federally-Regulated Consumer Product | Non-Weatherized, Non-Condensin | 1823 | 262 |  | 11/21/2023 | 70109 | 204501684 | 11/21/2023
Rheem Sales Company, Inc. | Ruud | RGEAZR030AJT04XNA | Federally-Regulated Consumer Product | Weatherized Non-Condensing Gas | 1342 | 258 |  | 11/21/2023 | 39842 | 208676494 | 11/21/2023
Rheem Sales Company, Inc. | Ruud | R96TA0702317MSA | Federally-Regulated Consumer Product | Non-Weatherized, Condensing Ga | 1321 | 253 |  | 11/21/2023 | 49242 | 201712922 | 11/21/2023
Rheem Sales Company, Inc. | Ruud | RGEAZR048AJT08XNA | Federally-Regulated Consumer Product | Weatherized Non-Condensing Gas | 1847 | 280 |  | 11/21/2023 | 80515 | 208676559 | 11/21/2023
Rheem Sales Company, Inc. | Ruud | RGEAZR036AJT081NA | Federally-Regulated Consumer Product | Weatherized Non-Condensing Gas | 1387 | 260 |  | 11/21/2023 | 80632 | 208676424 | 11/21/2023
Rheem Sales Company, Inc. | Ruud | RGEAZR030AJT081NA | Federally-Regulated Consumer Product | Weatherized Non-Condensing Gas | 1216 | 253 |  | 11/21/2023 | 80365 | 208676414 | 11/21/2023
Rheem Sales Company, Inc. | Ruud | RGEAZR030AJT06UNA | Federally-Regulated Consumer Product | Weatherized Non-Condensing Gas | 1125 | 248 |  | 11/21/2023 | 60094 | 208676499 | 11/21/2023
Rheem Sales Company, Inc. | Ruud | RGEAZR036AJT06XNA | Federally-Regulated Consumer Product | Weatherized Non-Condensing Gas | 1259 | 254 |  | 11/21/2023 | 58986 | 208676519 | 11/21/2023
Rheem Sales Company, Inc. | Ruud | R921V0705A21M4 | Federally-Regulated Consumer Product | Non-Weatherized, Condensing Ga | 1835 | 248 |  | 11/21/2023 | 69808 | 208676289 | 11/21/2023
Rheem Sales Company, Inc. | Ruud | R95TC0701521MSA | Federally-Regulated Consumer Product | Non-Weatherized, Condensing Ga | 1983 | 279 |  | 11/21/2023 | 70360 | 203261700 | 11/21/2023
Rheem Sales Company, Inc. | Ruud | RGEAZR030AJT061NA | Federally-Regulated Consumer Product | Weatherized Non-Condensing Gas | 1342 | 258 |  | 11/21/2023 | 61240 | 208676409 | 11/21/2023
Rheem Sales Company, Inc. | Ruud | R802V1255A24DZSCAP | Federally-Regulated Consumer Product | Non-Weatherized, Non-Condensin | 2179 | 278 |  | 11/21/2023 | 86625 | 211774737 | 11/21/2023
Rheem Sales Company, Inc. | Ruud | R96TA1152524MSA | Federally-Regulated Consumer Product | Non-Weatherized, Condensing Ga | 1935 | 280 |  | 11/21/2023 | 78711 | 201712928 | 11/21/2023
Rheem Sales Company, Inc. | Ruud | R801V1005A21UH | Federally-Regulated Consumer Product | Non-Weatherized, Non-Condensin | 2027 | 188 |  | 11/21/2023 | 100725 | 208665966 | 11/21/2023
Rheem Sales Company, Inc. | Ruud | U802VA125524ZSB | Federally-Regulated Consumer Product | Non-Weatherized, Non-Condensin | 2322 | 284 |  | 11/21/2023 | 87684 | 8087229 | 11/21/2023
Rheem Sales Company, Inc. | Ruud | RGEAZR036AJT10XNA | Federally-Regulated Consumer Product | Weatherized Non-Condensing Gas | 1380 | 260 |  | 11/21/2023 | 100130 | 208676534 | 11/21/2023
Rheem Sales Company, Inc. | Ruud | RGECZR060AJT07**C | Federally-Regulated Consumer Product | Weatherized Non-Condensing Gas | 2336 | 182 |  | 11/21/2023 | 52310 | 210279547 | 11/21/2023
Rheem Sales Company, Inc. | Ruud | R802V0754A17DZSCAP | Federally-Regulated Consumer Product | Non-Weatherized, Non-Condensin | 1628 | 254 |  | 11/21/2023 | 52707 | 211774719 | 11/21/2023
Rheem Sales Company, Inc. | Ruud | RGEAZR024AJT04UNA | Federally-Regulated Consumer Product | Weatherized Non-Condensing Gas | 1181 | 251 |  | 11/21/2023 | 40068 | 208676464 | 11/21/2023
Rheem Sales Company, Inc. | Ruud | RGEAZR030AJT04UNA | Federally-Regulated Consumer Product | Weatherized Non-Condensing Gas | 1189 | 251 |  | 11/21/2023 | 39887 | 208676489 | 11/21/2023
Rheem Sales Company, Inc. | Ruud | RGECZR060AJT12**C | Federally-Regulated Consumer Product | Weatherized Non-Condensing Gas | 2183 | 266 |  | 11/21/2023 | 83968 | 210279551 | 11/21/2023
Rheem Sales Company, Inc. | Ruud | RGEAZR048AJT08UNA | Federally-Regulated Consumer Product | Weatherized Non-Condensing Gas | 2026 | 288 |  | 11/21/2023 | 80020 | 208676554 | 11/21/2023
Rheem Sales Company, Inc. | Ruud | R801TA125524MSA | Federally-Regulated Consumer Product | Non-Weatherized, Non-Condensin | 1991 | 270 |  | 11/21/2023 | 123598 | 201707692 | 11/21/2023
Rheem Sales Company, Inc. | Ruud | RGEA14048AJT101AB | Federally-Regulated Consumer Product | Weatherized Non-Condensing Gas | 1809 | 279 |  | 11/21/2023 | 99189 | 203404494 | 11/21/2023
Rheem Sales Company, Inc. | Ruud | RGEA14042AJT101AC | Federally-Regulated Consumer Product | Weatherized Non-Condensing Gas | 1494 | 265 |  | 11/21/2023 | 99609 | 206606647 | 11/21/2023
Rheem Sales Company, Inc. | Ruud | R801V0704A17UHUCAP | Federally-Regulated Consumer Product | Non-Weatherized, Non-Condensin | 1723 | 258 |  | 11/21/2023 | 70568 | 211774707 | 11/21/2023
Rheem Sales Company, Inc. | Ruud | RGEAZR030AJT08XNA | Federally-Regulated Consumer Product | Weatherized Non-Condensing Gas | 1216 | 253 |  | 11/21/2023 | 80365 | 208676509 | 11/21/2023
Rheem Sales Company, Inc. | Ruud | R951V0705A21M4 | Federally-Regulated Consumer Product | Non-Weatherized, Condensing Ga | 1835 | 248 |  | 11/21/2023 | 69808 | 208676322 | 11/21/2023
Rheem Sales Company, Inc. | Ruud | RGEAZR036AJT08XNA | Federally-Regulated Consumer Product | Weatherized Non-Condensing Gas | 1387 | 260 |  | 11/21/2023 | 80632 | 208676529 | 11/21/2023
Rheem Sales Company, Inc. | Ruud | R801V0755A21UH | Federally-Regulated Consumer Product | Non-Weatherized, Non-Condensin | 1813 | 235 |  | 11/21/2023 | 75573 | 208665962 | 11/21/2023
Rheem Sales Company, Inc. | Ruud | U802VA075317ZXB | Federally-Regulated Consumer Product | Non-Weatherized, Non-Condensin | 1324 | 240 |  | 11/21/2023 | 52495 | 8087202 | 11/21/2023
Rheem Sales Company, Inc. | Ruud | R801V0504A17UHNCAP | Federally-Regulated Consumer Product | Non-Weatherized, Non-Condensin | 1682 | 256 |  | 11/21/2023 | 50501 | 211774700 | 11/21/2023
Rheem Sales Company, Inc. | Ruud | RGEAZR036AJT08UNA | Federally-Regulated Consumer Product | Weatherized Non-Condensing Gas | 1382 | 260 |  | 11/21/2023 | 80891 | 208676524 | 11/21/2023
Rheem Sales Company, Inc. | Ruud | RGECZR048AJT12**C | Federally-Regulated Consumer Product | Weatherized Non-Condensing Gas | 1902 | 259 |  | 11/21/2023 | 84032 | 210279543 | 11/21/2023
Rheem Sales Company, Inc. | Ruud | U802VA075421ZXB | Federally-Regulated Consumer Product | Non-Weatherized, Non-Condensin | 2017 | 271 |  | 11/21/2023 | 52471 | 8087214 | 11/21/2023
Rheem Sales Company, Inc. | Ruud | RGEAZR060AJT08XNA | Federally-Regulated Consumer Product | Weatherized Non-Condensing Gas | 2041 | 289 |  | 11/21/2023 | 79422 | 208676574 | 11/21/2023
Rheem Sales Company, Inc. | Ruud | U802VA100521ZSB | Federally-Regulated Consumer Product | Non-Weatherized, Non-Condensin | 2291 | 283 |  | 11/21/2023 | 70210 | 8087219 | 11/21/2023
Rheem Sales Company, Inc. | Ruud | RGEAZR048AJT081NA | Federally-Regulated Consumer Product | Weatherized Non-Condensing Gas | 1847 | 280 |  | 11/21/2023 | 80515 | 208676444 | 11/21/2023
Rheem Sales Company, Inc. | Ruud | RGEAZR030AJT06XNA | Federally-Regulated Consumer Product | Weatherized Non-Condensing Gas | 1342 | 258 |  | 11/21/2023 | 61240 | 208676504 | 11/21/2023
Rheem Sales Company, Inc. | Ruud | RGEAZR060AJT101NA | Federally-Regulated Consumer Product | Weatherized Non-Condensing Gas | 2131 | 293 |  | 11/21/2023 | 101980 | 208676459 | 11/21/2023
Rheem Sales Company, Inc. | Fujitsu | FF80ST405017UHSNAAS | Federally-Regulated Consumer Product | Non-Weatherized, Non-Condensin | 1517 | 249 |  | 11/21/2023 | 50545 | 211873304 | 11/21/2023
Rheem Sales Company, Inc. | Fujitsu | FF80TV405017UHNCAAP | Federally-Regulated Consumer Product | Non-Weatherized, Non-Condensin | 1712 | 257 |  | 11/21/2023 | 34534 | 211873312 | 11/21/2023
Rheem Sales Company, Inc. | Fujitsu | RGEAZS024AJV061CA | Federally-Regulated Consumer Product | Weatherized Non-Condensing Gas | 1089 | 247 |  | 11/21/2023 | 60430 | 212676549 | 11/21/2023
Rheem Sales Company, Inc. | Fujitsu | FF80SV515024UHNCAAP | Federally-Regulated Consumer Product | Non-Weatherized, Non-Condensin | 2440 | 249 |  | 11/21/2023 | 150642 | 213351392 | 11/21/2023
Rheem Sales Company, Inc. | Fujitsu | FF95SV510021UHUCAAP | Federally-Regulated Consumer Product | Non-Weatherized, Condensing Ga | 2062 | 286 |  | 11/21/2023 | 94650 | 212922386 | 11/21/2023
Rheem Sales Company, Inc. | Fujitsu | RGEXZS048AJV102 | Federally-Regulated Consumer Product | Weatherized Non-Condensing Gas | 1797 | 277 |  | 11/21/2023 | 70225 | 213352275 | 11/21/2023
Rheem Sales Company, Inc. | Fujitsu | RGEXZS060AJV102 | Federally-Regulated Consumer Product | Weatherized Non-Condensing Gas | 2129 | 188 |  | 11/21/2023 | 70580 | 213352279 | 11/21/2023
Rheem Sales Company, Inc. | Fujitsu | FF80SV510021UHUCAAP | Federally-Regulated Consumer Product | Non-Weatherized, Non-Condensin | 1966 | 269 |  | 11/21/2023 | 97612 | 211873309 | 11/21/2023
Rheem Sales Company, Inc. | Fujitsu | FF80TV405017UHSCAAP | Federally-Regulated Consumer Product | Non-Weatherized, Non-Condensin | 1712 | 257 |  | 11/21/2023 | 34534 | 211873313 | 11/21/2023
Rheem Sales Company, Inc. | Fujitsu | FF80TV512524DZSCAAP | Federally-Regulated Consumer Product | Non-Weatherized, Non-Condensin | 2179 | 278 |  | 11/21/2023 | 86625 | 211873321 | 11/21/2023
Rheem Sales Company, Inc. | Fujitsu | FF80ST405017UHNNAAS | Federally-Regulated Consumer Product | Non-Weatherized, Non-Condensin | 1517 | 249 |  | 11/21/2023 | 50545 | 211873303 | 11/21/2023
Rheem Sales Company, Inc. | Fujitsu | RGECZT048AJT12**C | Federally-Regulated Consumer Product | Weatherized Non-Condensing Gas | 1902 | 259 |  | 11/21/2023 | 84032 | 212631799 | 11/21/2023
Rheem Sales Company, Inc. | Fujitsu | FF80ST410017UHSNAAS | Federally-Regulated Consumer Product | Non-Weatherized, Non-Condensin | 1448 | 212 |  | 11/21/2023 | 98573 | 213351385 | 11/21/2023
Rheem Sales Company, Inc. | Fujitsu | RGECZT060AJT07**C | Federally-Regulated Consumer Product | Weatherized Non-Condensing Gas | 2336 | 182 |  | 11/21/2023 | 52310 | 212631800 | 11/21/2023
Rheem Sales Company, Inc. | Fujitsu | RGEAZS024AJV06XCA | Federally-Regulated Consumer Product | Weatherized Non-Condensing Gas | 1089 | 247 |  | 11/21/2023 | 60430 | 212676550 | 11/21/2023
Rheem Sales Company, Inc. | Fujitsu | FF80TV512524DZNCAAP | Federally-Regulated Consumer Product | Non-Weatherized, Non-Condensin | 2179 | 278 |  | 11/21/2023 | 86625 | 211873320 | 11/21/2023
Rheem Sales Company, Inc. | Fujitsu | RGECZT060AJT12**C | Federally-Regulated Consumer Product | Weatherized Non-Condensing Gas | 2183 | 266 |  | 11/21/2023 | 83968 | 212631801 | 11/21/2023
Rheem Sales Company, Inc. | Fujitsu | RGECZT036AJT10**C | Federally-Regulated Consumer Product | Weatherized Non-Condensing Gas | 1576 | 218 |  | 11/21/2023 | 100764 | 212631797 | 11/21/2023
Rheem Sales Company, Inc. | Fujitsu | FF80ST410017UHNNAAS | Federally-Regulated Consumer Product | Non-Weatherized, Non-Condensin | 1448 | 212 |  | 11/21/2023 | 98573 | 213351386 | 11/21/2023
Rheem Sales Company, Inc. | Fujitsu | RGEXZS048AJV10T | Federally-Regulated Consumer Product | Weatherized Non-Condensing Gas | 1797 | 277 |  | 11/21/2023 | 70225 | 213352276 | 11/21/2023
Rheem Sales Company, Inc. | Fujitsu | RGEXZS060AJV08T | Federally-Regulated Consumer Product | Weatherized Non-Condensing Gas | 1950 | 177 |  | 11/21/2023 | 56366 | 213352278 | 11/21/2023
Rheem Sales Company, Inc. | Fujitsu | FF80ST515024UHSNAAS | Federally-Regulated Consumer Product | Non-Weatherized, Non-Condensin | 1910 | 233 |  | 11/21/2023 | 150068 | 213351387 | 11/21/2023
Rheem Sales Company, Inc. | Fujitsu | RGEXZS060AJV10T | Federally-Regulated Consumer Product | Weatherized Non-Condensing Gas | 2129 | 188 |  | 11/21/2023 | 70580 | 213352280 | 11/21/2023
Rheem Sales Company, Inc. | Fujitsu | FF80TV507521DZSCAAP | Federally-Regulated Consumer Product | Non-Weatherized, Non-Condensin | 2041 | 272 |  | 11/21/2023 | 52592 | 211873317 | 11/21/2023
Rheem Sales Company, Inc. | Fujitsu | RGEXZS048AJV08T | Federally-Regulated Consumer Product | Weatherized Non-Condensing Gas | 1734 | 168 |  | 11/21/2023 | 57017 | 213352274 | 11/21/2023
Rheem Sales Company, Inc. | Fujitsu | FF80ST515024UHNNAAS | Federally-Regulated Consumer Product | Non-Weatherized, Non-Condensin | 1910 | 233 |  | 11/21/2023 | 150068 | 213351388 | 11/21/2023
Rheem Sales Company, Inc. | Fujitsu | FF80TV407517DZSCAAP | Federally-Regulated Consumer Product | Non-Weatherized, Non-Condensin | 1628 | 254 |  | 11/21/2023 | 52707 | 211873315 | 11/21/2023
Rheem Sales Company, Inc. | Fujitsu | FF80SV410017UHNCAAP | Federally-Regulated Consumer Product | Non-Weatherized, Non-Condensin | 1896 | 204 |  | 11/21/2023 | 99142 | 213351390 | 11/21/2023
Rheem Sales Company, Inc. | Fujitsu | FF80SV405017UHUCAAP | Federally-Regulated Consumer Product | Non-Weatherized, Non-Condensin | 1376 | 243 |  | 11/21/2023 | 50203 | 211873307 | 11/21/2023
Rheem Sales Company, Inc. | Fujitsu | RGECZT048AJT07**C | Federally-Regulated Consumer Product | Weatherized Non-Condensing Gas | 1873 | 167 |  | 11/21/2023 | 52596 | 212631798 | 11/21/2023
Rheem Sales Company, Inc. | Fujitsu | RGEXZS048AJV082 | Federally-Regulated Consumer Product | Weatherized Non-Condensing Gas | 1734 | 168 |  | 11/21/2023 | 57017 | 213352273 | 11/21/2023
Rheem Sales Company, Inc. | Fujitsu | FF80SV515024UHSCAAP | Federally-Regulated Consumer Product | Non-Weatherized, Non-Condensin | 2440 | 249 |  | 11/21/2023 | 150642 | 213351391 | 11/21/2023
Rheem Sales Company, Inc. | Fujitsu | FF80TV305014DZNCAAP | Federally-Regulated Consumer Product | Non-Weatherized, Non-Condensin | 1250 | 237 |  | 11/21/2023 | 34844 | 211873310 | 11/21/2023
Rheem Sales Company, Inc. | Fujitsu | RGEXZS060AJV082 | Federally-Regulated Consumer Product | Weatherized Non-Condensing Gas | 1950 | 177 |  | 11/21/2023 | 56366 | 213352277 | 11/21/2023
Rheem Sales Company, Inc. | Fujitsu | FF95SV304017UHUCAAP | Federally-Regulated Consumer Product | Non-Weatherized, Condensing Ga | 1335 | 254 |  | 11/21/2023 | 42103 | 212922384 | 11/21/2023
Rheem Sales Company, Inc. | Fujitsu | FF80TV305014DZSCAAP | Federally-Regulated Consumer Product | Non-Weatherized, Non-Condensin | 1250 | 237 |  | 11/21/2023 | 34844 | 211873311 | 11/21/2023
Rheem Sales Company, Inc. | Fujitsu | FF95SV306017UHUCAAP | Federally-Regulated Consumer Product | Non-Weatherized, Condensing Ga | 1246 | 250 |  | 11/21/2023 | 56140 | 212922385 | 11/21/2023
Rheem Sales Company, Inc. | Fujitsu | FF80SV410017UHSCAAP | Federally-Regulated Consumer Product | Non-Weatherized, Non-Condensin | 1896 | 204 |  | 11/21/2023 | 99142 | 213351389 | 11/21/2023
Rheem Sales Company, Inc. | Fujitsu | FF80TV510021DZSCAAP | Federally-Regulated Consumer Product | Non-Weatherized, Non-Condensin | 2120 | 275 |  | 11/21/2023 | 69817 | 211873319 | 11/21/2023
Rheem Sales Company, Inc. | Fujitsu | FF80TV510021DZNCAAP | Federally-Regulated Consumer Product | Non-Weatherized, Non-Condensin | 2120 | 275 |  | 11/21/2023 | 69817 | 211873318 | 11/21/2023
Rheem Sales Company, Inc. | Fujitsu | RGECZT036AJT07**C | Federally-Regulated Consumer Product | Weatherized Non-Condensing Gas | 1475 | 165 |  | 11/21/2023 | 53157 | 212631796 | 11/21/2023
Rheem Sales Company, Inc. | Rheem | RGECZT048AJT07**C | Federally-Regulated Consumer Product | Weatherized Non-Condensing Gas | 1873 | 167 |  | 11/21/2023 | 52596 | 212604399 | 11/21/2023
Rheem Sales Company, Inc. | Rheem | R802V0754A17DZNCAP | Federally-Regulated Consumer Product | Non-Weatherized, Non-Condensin | 1628 | 254 |  | 11/21/2023 | 52707 | 211774714 | 11/21/2023
Rheem Sales Company, Inc. | Rheem | R801V0755A21DZNCAP | Federally-Regulated Consumer Product | Non-Weatherized, Non-Condensin | 2163 | 277 |  | 11/21/2023 | 75029 | 210646673 | 11/21/2023
Rheem Sales Company, Inc. | Rheem | R801V0504A17UHUCAP | Federally-Regulated Consumer Product | Non-Weatherized, Non-Condensin | 1376 | 243 |  | 11/21/2023 | 50203 | 211806380 | 11/21/2023
Rheem Sales Company, Inc. | Rheem | R802V0755A21DZNCAP | Federally-Regulated Consumer Product | Non-Weatherized, Non-Condensin | 2041 | 272 |  | 11/21/2023 | 52592 | 211774723 | 11/21/2023
Rheem Sales Company, Inc. | Rheem | R801T1505A24UHSNAS | Federally-Regulated Consumer Product | Non-Weatherized, Non-Condensin | 1910 | 233 |  | 11/21/2023 | 150068 | 213351281 | 11/21/2023
Rheem Sales Company, Inc. | Rheem | RGEXZS048AJV08T | Federally-Regulated Consumer Product | Weatherized Non-Condensing Gas | 1734 | 168 |  | 11/21/2023 | 57017 | 213352232 | 11/21/2023
Rheem Sales Company, Inc. | Rheem | R802V0504A17UHNCAP | Federally-Regulated Consumer Product | Non-Weatherized, Non-Condensin | 1712 | 257 |  | 11/21/2023 | 34534 | 211806603 | 11/21/2023
Rheem Sales Company, Inc. | Rheem | RGECZT048AJT12**C | Federally-Regulated Consumer Product | Weatherized Non-Condensing Gas | 1902 | 259 |  | 11/21/2023 | 84032 | 212604405 | 11/21/2023
Rheem Sales Company, Inc. | Rheem | R802V1005A21DZSCAP | Federally-Regulated Consumer Product | Non-Weatherized, Non-Condensin | 2120 | 275 |  | 11/21/2023 | 69817 | 211806384 | 11/21/2023
Rheem Sales Company, Inc. | Rheem | R801V1004A17UHSCAP | Federally-Regulated Consumer Product | Non-Weatherized, Non-Condensin | 1896 | 204 |  | 11/21/2023 | 99142 | 213351282 | 11/21/2023
Rheem Sales Company, Inc. | Rheem | RGEXZS048AJV10T | Federally-Regulated Consumer Product | Weatherized Non-Condensing Gas | 1797 | 277 |  | 11/21/2023 | 70225 | 213352242 | 11/21/2023
Rheem Sales Company, Inc. | Rheem | R802V0504A17UHSCAP | Federally-Regulated Consumer Product | Non-Weatherized, Non-Condensin | 1712 | 257 |  | 11/21/2023 | 34534 | 211806383 | 11/21/2023
Rheem Sales Company, Inc. | Rheem | R801T0504A17UHNNAS | Federally-Regulated Consumer Product | Non-Weatherized, Non-Condensin | 1517 | 249 |  | 11/21/2023 | 50545 | 211806579 | 11/21/2023
Rheem Sales Company, Inc. | Rheem | R802V0503A14DZNCAP | Federally-Regulated Consumer Product | Non-Weatherized, Non-Condensin | 1250 | 237 |  | 11/21/2023 | 34844 | 211806596 | 11/21/2023
Rheem Sales Company, Inc. | Rheem | R801V1004A17UHNCAP | Federally-Regulated Consumer Product | Non-Weatherized, Non-Condensin | 1896 | 204 |  | 11/21/2023 | 99142 | 213351291 | 11/21/2023
Rheem Sales Company, Inc. | Rheem | R801V1505A24UHNCAP | Federally-Regulated Consumer Product | Non-Weatherized, Non-Condensin | 2440 | 249 |  | 11/21/2023 | 150642 | 213351294 | 11/21/2023
Rheem Sales Company, Inc. | Rheem | RGEAZS024AJV06XCA | Federally-Regulated Consumer Product | Weatherized Non-Condensing Gas | 1089 | 247 |  | 11/21/2023 | 60430 | 212675804 | 11/21/2023
Rheem Sales Company, Inc. | Rheem | RGECZT036AJT07**C | Federally-Regulated Consumer Product | Weatherized Non-Condensing Gas | 1475 | 165 |  | 11/21/2023 | 53157 | 212604387 | 11/21/2023
Rheem Sales Company, Inc. | Rheem | R801V1505A24UHSCAP | Federally-Regulated Consumer Product | Non-Weatherized, Non-Condensin | 2440 | 249 |  | 11/21/2023 | 150642 | 213351283 | 11/21/2023
Rheem Sales Company, Inc. | Rheem | R802V0503A14DZSCAP | Federally-Regulated Consumer Product | Non-Weatherized, Non-Condensin | 1250 | 237 |  | 11/21/2023 | 34844 | 211806382 | 11/21/2023
Rheem Sales Company, Inc. | Rheem | R802V1255A24DZSCAP | Federally-Regulated Consumer Product | Non-Weatherized, Non-Condensin | 2179 | 278 |  | 11/21/2023 | 86625 | 211774239 | 11/21/2023
Rheem Sales Company, Inc. | Rheem | R801V1005A21UHUCAP | Federally-Regulated Consumer Product | Non-Weatherized, Non-Condensin | 1966 | 269 |  | 11/21/2023 | 97612 | 211806381 | 11/21/2023
Rheem Sales Company, Inc. | Rheem | R802V0755A21DZSCAP | Federally-Regulated Consumer Product | Non-Weatherized, Non-Condensin | 2041 | 272 |  | 11/21/2023 | 52592 | 211774237 | 11/21/2023
Rheem Sales Company, Inc. | Rheem | RGEXZS060AJV10T | Federally-Regulated Consumer Product | Weatherized Non-Condensing Gas | 2129 | 188 |  | 11/21/2023 | 70580 | 213352249 | 11/21/2023
Rheem Sales Company, Inc. | Rheem | R801V0755A21DZSCAP | Federally-Regulated Consumer Product | Non-Weatherized, Non-Condensin | 2163 | 277 |  | 11/21/2023 | 75029 | 210646672 | 11/21/2023
Rheem Sales Company, Inc. | Rheem | R951V0603A17UHUCAP | Federally-Regulated Consumer Product | Non-Weatherized, Condensing Ga | 1246 | 250 |  | 11/21/2023 | 56140 | 212921444 | 11/21/2023
Rheem Sales Company, Inc. | Rheem | R951V0403A17UHUCAP | Federally-Regulated Consumer Product | Non-Weatherized, Condensing Ga | 1335 | 254 |  | 11/21/2023 | 42103 | 212921443 | 11/21/2023
Rheem Sales Company, Inc. | Rheem | RGEXZS060AJV082 | Federally-Regulated Consumer Product | Weatherized Non-Condensing Gas | 1950 | 177 |  | 11/21/2023 | 56366 | 213352258 | 11/21/2023
Rheem Sales Company, Inc. | Rheem | RGECZT036AJT10**C | Federally-Regulated Consumer Product | Weatherized Non-Condensing Gas | 1576 | 218 |  | 11/21/2023 | 100764 | 212604393 | 11/21/2023
Rheem Sales Company, Inc. | Rheem | RGECZT060AJT07**C | Federally-Regulated Consumer Product | Weatherized Non-Condensing Gas | 2336 | 182 |  | 11/21/2023 | 52310 | 212604411 | 11/21/2023
Rheem Sales Company, Inc. | Rheem | RGEXZS048AJV082 | Federally-Regulated Consumer Product | Weatherized Non-Condensing Gas | 1734 | 168 |  | 11/21/2023 | 57017 | 213352227 | 11/21/2023
Rheem Sales Company, Inc. | Rheem | R801T1505A24UHNNAS | Federally-Regulated Consumer Product | Non-Weatherized, Non-Condensin | 1910 | 233 |  | 11/21/2023 | 150068 | 213351288 | 11/21/2023
Rheem Sales Company, Inc. | Rheem | RGEXZS048AJV102 | Federally-Regulated Consumer Product | Weatherized Non-Condensing Gas | 1797 | 277 |  | 11/21/2023 | 70225 | 213352237 | 11/21/2023
Rheem Sales Company, Inc. | Rheem | R801V0504A17UHNCAP | Federally-Regulated Consumer Product | Non-Weatherized, Non-Condensin | 1682 | 256 |  | 11/21/2023 | 50501 | 211774698 | 11/21/2023
Rheem Sales Company, Inc. | Rheem | R802V1255A24DZNCAP | Federally-Regulated Consumer Product | Non-Weatherized, Non-Condensin | 2179 | 278 |  | 11/21/2023 | 86625 | 211774732 | 11/21/2023
Rheem Sales Company, Inc. | Rheem | R801T1004A17UHNNAS | Federally-Regulated Consumer Product | Non-Weatherized, Non-Condensin | 1448 | 212 |  | 11/21/2023 | 98573 | 213351285 | 11/21/2023
Rheem Sales Company, Inc. | Rheem | R951V1005A21UHUCAP | Federally-Regulated Consumer Product | Non-Weatherized, Condensing Ga | 2062 | 286 |  | 11/21/2023 | 94650 | 212921445 | 11/21/2023
Rheem Sales Company, Inc. | Rheem | R802V1005A21DZNCAP | Federally-Regulated Consumer Product | Non-Weatherized, Non-Condensin | 2120 | 275 |  | 11/21/2023 | 69817 | 211806611 | 11/21/2023
Rheem Sales Company, Inc. | Rheem | RGECZT060AJT12**C | Federally-Regulated Consumer Product | Weatherized Non-Condensing Gas | 2183 | 266 |  | 11/21/2023 | 83968 | 212604417 | 11/21/2023
Rheem Sales Company, Inc. | Rheem | R801T0504A17UHSNAS | Federally-Regulated Consumer Product | Non-Weatherized, Non-Condensin | 1517 | 249 |  | 11/21/2023 | 50545 | 211806379 | 11/21/2023
Rheem Sales Company, Inc. | Rheem | R802V0754A17DZSCAP | Federally-Regulated Consumer Product | Non-Weatherized, Non-Condensin | 1628 | 254 |  | 11/21/2023 | 52707 | 211774236 | 11/21/2023
Rheem Sales Company, Inc. | Rheem | R801T1004A17UHSNAS | Federally-Regulated Consumer Product | Non-Weatherized, Non-Condensin | 1448 | 212 |  | 11/21/2023 | 98573 | 213351280 | 11/21/2023
Rheem Sales Company, Inc. | Rheem | RGEXZS060AJV08T | Federally-Regulated Consumer Product | Weatherized Non-Condensing Gas | 1950 | 177 |  | 11/21/2023 | 56366 | 213352257 | 11/21/2023
Rheem Sales Company, Inc. | Rheem | RGEAZS024AJV061CA | Federally-Regulated Consumer Product | Weatherized Non-Condensing Gas | 1089 | 247 |  | 11/21/2023 | 60430 | 212675803 | 11/21/2023
Rheem Sales Company, Inc. | Rheem | RGEXZS060AJV102 | Federally-Regulated Consumer Product | Weatherized Non-Condensing Gas | 2129 | 188 |  | 11/21/2023 | 70580 | 213352247 | 11/21/2023
Rheem Sales Company, Inc. | Weatherking | RGEAZR048AJT08XNA | Federally-Regulated Consumer Product | Weatherized Non-Condensing Gas | 1847 | 280 |  | 05/25/2023 | 80515 | 208676562 | 11/21/2023
Rheem Sales Company, Inc. | Weatherking | W951T0705A21M4 | Federally-Regulated Consumer Product | Non-Weatherized, Condensing Ga | 1983 | 282 |  | 10/17/2023 | 70360 | 208663430 | 11/21/2023
Rheem Sales Company, Inc. | Weatherking | RGECZT036AJT07**C | Federally-Regulated Consumer Product | Weatherized Non-Condensing Gas | 1475 | 165 |  | 06/15/2023 | 53157 | 212604391 | 11/21/2023
Rheem Sales Company, Inc. | Weatherking | RGEAZR030AJT04XNA | Federally-Regulated Consumer Product | Weatherized Non-Condensing Gas | 1342 | 258 |  | 05/25/2023 | 39842 | 208676497 | 11/21/2023
Rheem Sales Company, Inc. | Weatherking | W801T0504A17UHSNAS | Federally-Regulated Consumer Product | Non-Weatherized, Non-Condensin | 1517 | 249 |  | 05/25/2023 | 50545 | 211806587 | 11/21/2023
Rheem Sales Company, Inc. | Weatherking | RGECZT060AJT07**C | Federally-Regulated Consumer Product | Weatherized Non-Condensing Gas | 2336 | 182 |  | 06/15/2023 | 52310 | 212604415 | 11/21/2023
Rheem Sales Company, Inc. | Weatherking | W802W0504A17UHSBAS | Federally-Regulated Consumer Product | Non-Weatherized, Non-Condensin | 1712 | 257 |  | 05/25/2023 | 34534 | 211871338 | 11/21/2023
Rheem Sales Company, Inc. | Weatherking | W951W0603A17UHUBAS | Federally-Regulated Consumer Product | Non-Weatherized, Condensing Ga | 1246 | 250 |  | 07/07/2023 | 56140 | 212921456 | 11/21/2023
Rheem Sales Company, Inc. | Weatherking | W801T0704A17UHU | Federally-Regulated Consumer Product | Non-Weatherized, Non-Condensin | 1823 | 262 |  | 05/25/2023 | 70109 | 208430294 | 11/21/2023
Rheem Sales Company, Inc. | Weatherking | W802W0503A14DZNBAS | Federally-Regulated Consumer Product | Non-Weatherized, Non-Condensin | 1250 | 237 |  | 05/25/2023 | 34844 | 211871335 | 11/21/2023
Rheem Sales Company, Inc. | Weatherking | RGEAZR024AJT061NA | Federally-Regulated Consumer Product | Weatherized Non-Condensing Gas | 1270 | 255 |  | 05/25/2023 | 61123 | 208676397 | 11/21/2023
Rheem Sales Company, Inc. | Weatherking | W802W1255A24DZSBAS | Federally-Regulated Consumer Product | Non-Weatherized, Non-Condensin | 2179 | 278 |  | 05/25/2023 | 86625 | 211806386 | 11/21/2023
Rheem Sales Company, Inc. | Weatherking | RGEAZR036AJT08UNA | Federally-Regulated Consumer Product | Weatherized Non-Condensing Gas | 1382 | 260 |  | 05/25/2023 | 80891 | 208676527 | 11/21/2023
Rheem Sales Company, Inc. | Weatherking | RGEAZR030AJT06UNA | Federally-Regulated Consumer Product | Weatherized Non-Condensing Gas | 1125 | 248 |  | 05/25/2023 | 60094 | 208676502 | 11/21/2023
Rheem Sales Company, Inc. | Weatherking | RGEAZR024AJT06XNA | Federally-Regulated Consumer Product | Weatherized Non-Condensing Gas | 1270 | 255 |  | 05/25/2023 | 61123 | 208676482 | 11/21/2023
Rheem Sales Company, Inc. | Weatherking | RGEAZR060AJT10UNA | Federally-Regulated Consumer Product | Weatherized Non-Condensing Gas | 1911 | 283 |  | 05/25/2023 | 99261 | 208676582 | 11/21/2023
Rheem Sales Company, Inc. | Weatherking | RGEAZR024AJT081NA | Federally-Regulated Consumer Product | Weatherized Non-Condensing Gas | 1202 | 252 |  | 05/25/2023 | 79659 | 208676402 | 11/21/2023
Rheem Sales Company, Inc. | Weatherking | W96TA0852521MSA | Federally-Regulated Consumer Product | Non-Weatherized, Condensing Ga | 2115 | 288 |  | 10/17/2023 | 58240 | 9950855 | 11/21/2023
Rheem Sales Company, Inc. | Weatherking | RGEAZR048AJT10UNA | Federally-Regulated Consumer Product | Weatherized Non-Condensing Gas | 1832 | 280 |  | 05/25/2023 | 100370 | 208676567 | 11/21/2023
Rheem Sales Company, Inc. | Weatherking | RGEAZR036AJT08XNA | Federally-Regulated Consumer Product | Weatherized Non-Condensing Gas | 1387 | 260 |  | 05/25/2023 | 80632 | 208676532 | 11/21/2023
Rheem Sales Company, Inc. | Weatherking | RGEAZR048AJT081NA | Federally-Regulated Consumer Product | Weatherized Non-Condensing Gas | 1847 | 280 |  | 05/25/2023 | 80515 | 208676447 | 11/21/2023
Rheem Sales Company, Inc. | Weatherking | RGEAZR048AJT10XNA | Federally-Regulated Consumer Product | Weatherized Non-Condensing Gas | 2001 | 287 |  | 05/25/2023 | 101705 | 208676572 | 11/21/2023
Rheem Sales Company, Inc. | Weatherking | W96TA0402317MSA | Federally-Regulated Consumer Product | Non-Weatherized, Condensing Ga | 1252 | 250 |  | 10/17/2023 | 29298 | 9950843 | 11/21/2023
Rheem Sales Company, Inc. | Weatherking | RGEAZR030AJT04UNA | Federally-Regulated Consumer Product | Weatherized Non-Condensing Gas | 1189 | 251 |  | 05/25/2023 | 39887 | 208676492 | 11/21/2023
Rheem Sales Company, Inc. | Weatherking | W801W0704A17UHUBAS | Federally-Regulated Consumer Product | Non-Weatherized, Condensing Ga | 1723 | 258 |  | 07/07/2023 | 70568 | 212921629 | 11/21/2023
Rheem Sales Company, Inc. | Weatherking | RGEA14030AJT081AC | Federally-Regulated Consumer Product | Weatherized Non-Condensing Gas | 1147 | 249 |  | 05/26/2023 | 79965 | 206606604 | 11/21/2023
Rheem Sales Company, Inc. | Weatherking | W801W0503A14UH | Federally-Regulated Consumer Product | Non-Weatherized, Non-Condensin | 1308 | 184 |  | 05/25/2023 | 50472 | 208770562 | 11/21/2023
Rheem Sales Company, Inc. | Weatherking | RGEAZR030AJT08XNA | Federally-Regulated Consumer Product | Weatherized Non-Condensing Gas | 1216 | 253 |  | 05/25/2023 | 80365 | 208676512 | 11/21/2023
Rheem Sales Company, Inc. | Weatherking | RGEAZR042AJT081NA | Federally-Regulated Consumer Product | Weatherized Non-Condensing Gas | 1820 | 279 |  | 05/25/2023 | 81578 | 208676437 | 11/21/2023
Rheem Sales Company, Inc. | Weatherking | RGEAZR042AJT10XNA | Federally-Regulated Consumer Product | Weatherized Non-Condensing Gas | 1774 | 277 |  | 05/25/2023 | 100987 | 208676552 | 11/21/2023
Rheem Sales Company, Inc. | Weatherking | RGEA14048AJT101AB | Federally-Regulated Consumer Product | Weatherized Non-Condensing Gas | 1809 | 279 |  | 05/26/2023 | 99189 | 203404496 | 11/21/2023
Rheem Sales Company, Inc. | Weatherking | W801W1005A21UH | Federally-Regulated Consumer Product | Non-Weatherized, Non-Condensin | 2027 | 188 |  | 05/25/2023 | 100725 | 208770565 | 11/21/2023
Rheem Sales Company, Inc. | Weatherking | RGEAZR036AJT10XNA | Federally-Regulated Consumer Product | Weatherized Non-Condensing Gas | 1380 | 260 |  | 05/25/2023 | 100130 | 208676537 | 11/21/2023
Rheem Sales Company, Inc. | Weatherking | W951W0705A21M4 | Federally-Regulated Consumer Product | Non-Weatherized, Condensing Ga | 1835 | 248 |  | 10/17/2023 | 69808 | 208770577 | 11/21/2023
Rheem Sales Company, Inc. | Weatherking | RGEAZR048AJT101NA | Federally-Regulated Consumer Product | Weatherized Non-Condensing Gas | 2001 | 287 |  | 05/25/2023 | 101705 | 208676452 | 11/21/2023
Rheem Sales Company, Inc. | Weatherking | W802W1005A21DZNBAS | Federally-Regulated Consumer Product | Non-Weatherized, Non-Condensin | 2120 | 275 |  | 05/25/2023 | 69817 | 211871339 | 11/21/2023
Rheem Sales Company, Inc. | Weatherking | RGEAZR030AJT041NA | Federally-Regulated Consumer Product | Weatherized Non-Condensing Gas | 1342 | 258 |  | 05/25/2023 | 39842 | 208676407 | 11/21/2023
Rheem Sales Company, Inc. | Weatherking | W802W1005A21DZSBAS | Federally-Regulated Consumer Product | Non-Weatherized, Non-Condensin | 2120 | 275 |  | 05/25/2023 | 69817 | 211871340 | 11/21/2023
Rheem Sales Company, Inc. | Weatherking | W801W0755A21UH | Federally-Regulated Consumer Product | Non-Weatherized, Non-Condensin | 1813 | 235 |  | 05/25/2023 | 75573 | 208770564 | 11/21/2023
Rheem Sales Company, Inc. | Weatherking | RGEAZR024AJT041NA | Federally-Regulated Consumer Product | Weatherized Non-Condensing Gas | 1205 | 252 |  | 05/25/2023 | 40798 | 208676392 | 11/21/2023
Rheem Sales Company, Inc. | Weatherking | W951W0403A17UHUBAS | Federally-Regulated Consumer Product | Non-Weatherized, Condensing Ga | 1335 | 254 |  | 07/07/2023 | 42103 | 212921455 | 11/21/2023
Rheem Sales Company, Inc. | Weatherking | RGECZT048AJT07**C | Federally-Regulated Consumer Product | Weatherized Non-Condensing Gas | 1873 | 167 |  | 06/15/2023 | 52596 | 212604403 | 11/21/2023
Rheem Sales Company, Inc. | Weatherking | W802W1255A24DZNBAS | Federally-Regulated Consumer Product | Non-Weatherized, Non-Condensin | 2179 | 278 |  | 05/25/2023 | 86625 | 211806385 | 11/21/2023
Rheem Sales Company, Inc. | Weatherking | RGEAZR036AJT06UNA | Federally-Regulated Consumer Product | Weatherized Non-Condensing Gas | 1434 | 262 |  | 05/25/2023 | 60723 | 208676517 | 11/21/2023
Rheem Sales Company, Inc. | Weatherking | W802W0754A17DZNBAS | Federally-Regulated Consumer Product | Non-Weatherized, Non-Condensin | 1628 | 254 |  | 05/25/2023 | 52707 | 211774738 | 11/21/2023
Rheem Sales Company, Inc. | Weatherking | W801T1255A24UHN | Federally-Regulated Consumer Product | Non-Weatherized, Non-Condensin | 1991 | 270 |  | 05/25/2023 | 123598 | 208242453 | 11/21/2023
Rheem Sales Company, Inc. | Weatherking | W96TA0702317MSA | Federally-Regulated Consumer Product | Non-Weatherized, Condensing Ga | 1321 | 253 |  | 10/17/2023 | 49242 | 9950851 | 11/21/2023
Rheem Sales Company, Inc. | Weatherking | W801T0504A17UHNNAS | Federally-Regulated Consumer Product | Non-Weatherized, Non-Condensin | 1517 | 249 |  | 05/25/2023 | 50545 | 211806583 | 11/21/2023
Rheem Sales Company, Inc. | Weatherking | RGEAZR030AJT061NA | Federally-Regulated Consumer Product | Weatherized Non-Condensing Gas | 1342 | 258 |  | 05/25/2023 | 61240 | 208676412 | 11/21/2023
Rheem Sales Company, Inc. | Weatherking | RGEAZR060AJT08XNA | Federally-Regulated Consumer Product | Weatherized Non-Condensing Gas | 2041 | 289 |  | 05/25/2023 | 79422 | 208676577 | 11/21/2023
Rheem Sales Company, Inc. | Weatherking | RGECZT036AJT10**C | Federally-Regulated Consumer Product | Weatherized Non-Condensing Gas | 1576 | 218 |  | 06/15/2023 | 100764 | 212604397 | 11/21/2023
Rheem Sales Company, Inc. | Weatherking | W801W0504A17UHNBAS | Federally-Regulated Consumer Product | Non-Weatherized, Non-Condensin | 1682 | 256 |  | 05/25/2023 | 50501 | 211774709 | 11/21/2023
Rheem Sales Company, Inc. | Weatherking | RGEAZR036AJT081NA | Federally-Regulated Consumer Product | Weatherized Non-Condensing Gas | 1387 | 260 |  | 05/25/2023 | 80632 | 208676427 | 11/21/2023
Rheem Sales Company, Inc. | Weatherking | W801W0504A17UHUBAS | Federally-Regulated Consumer Product | Non-Weatherized, Condensing Ga | 1376 | 243 |  | 07/07/2023 | 50203 | 212921628 | 11/21/2023
Rheem Sales Company, Inc. | Weatherking | RGEAZR042AJT08XNA | Federally-Regulated Consumer Product | Weatherized Non-Condensing Gas | 1820 | 279 |  | 05/25/2023 | 81578 | 208676547 | 11/21/2023
Rheem Sales Company, Inc. | Weatherking | RGEAZR024AJT06UNA | Federally-Regulated Consumer Product | Weatherized Non-Condensing Gas | 1236 | 253 |  | 05/25/2023 | 61566 | 208676477 | 11/21/2023
Rheem Sales Company, Inc. | Weatherking | RGEAZR036AJT101NA | Federally-Regulated Consumer Product | Weatherized Non-Condensing Gas | 1380 | 260 |  | 05/25/2023 | 100130 | 208676432 | 11/21/2023
Rheem Sales Company, Inc. | Weatherking | W801W1255A24UH | Federally-Regulated Consumer Product | Non-Weatherized, Non-Condensin | 2076 | 258 |  | 05/25/2023 | 124802 | 208770566 | 11/21/2023
Rheem Sales Company, Inc. | Weatherking | RGECZT060AJT12**C | Federally-Regulated Consumer Product | Weatherized Non-Condensing Gas | 2183 | 266 |  | 06/15/2023 | 83968 | 212604421 | 11/21/2023
Rheem Sales Company, Inc. | Weatherking | W921T0705A21M4 | Federally-Regulated Consumer Product | Non-Weatherized, Condensing Ga | 1983 | 282 |  | 10/17/2023 | 70360 | 208663464 | 11/21/2023
Rheem Sales Company, Inc. | Weatherking | RGEAZS024AJV06XCA | Federally-Regulated Consumer Product | Weatherized Non-Condensing Gas | 1089 | 247 |  | 06/27/2023 | 60430 | 212675822 | 11/21/2023
Rheem Sales Company, Inc. | Weatherking | RGEAZR060AJT10XNA | Federally-Regulated Consumer Product | Weatherized Non-Condensing Gas | 2131 | 293 |  | 05/25/2023 | 101980 | 208676587 | 11/21/2023
Rheem Sales Company, Inc. | Weatherking | W801W0754A17UH | Federally-Regulated Consumer Product | Non-Weatherized, Non-Condensin | 1830 | 223 |  | 05/25/2023 | 75693 | 208770563 | 11/21/2023
Rheem Sales Company, Inc. | Weatherking | W96TA1152524MSA | Federally-Regulated Consumer Product | Non-Weatherized, Condensing Ga | 1935 | 280 |  | 10/17/2023 | 78711 | 9950863 | 11/21/2023
Rheem Sales Company, Inc. | Weatherking | W802W0755A21DZSBAS | Federally-Regulated Consumer Product | Non-Weatherized, Non-Condensin | 2041 | 272 |  | 05/25/2023 | 52592 | 211774741 | 11/21/2023
Rheem Sales Company, Inc. | Weatherking | W802W0754A17DZSBAS | Federally-Regulated Consumer Product | Non-Weatherized, Non-Condensin | 1628 | 254 |  | 05/25/2023 | 52707 | 211774739 | 11/21/2023
Rheem Sales Company, Inc. | Weatherking | RGEAZR030AJT06XNA | Federally-Regulated Consumer Product | Weatherized Non-Condensing Gas | 1342 | 258 |  | 05/25/2023 | 61240 | 208676507 | 11/21/2023
Rheem Sales Company, Inc. | Weatherking | RGEAZR060AJT081NA | Federally-Regulated Consumer Product | Weatherized Non-Condensing Gas | 2041 | 289 |  | 05/25/2023 | 79422 | 208676457 | 11/21/2023
Rheem Sales Company, Inc. | Weatherking | W801W1005A21UHUBAS | Federally-Regulated Consumer Product | Non-Weatherized, Condensing Ga | 1966 | 269 |  | 07/07/2023 | 97612 | 212921630 | 11/21/2023
Rheem Sales Company, Inc. | Weatherking | RGEAZR042AJT101NA | Federally-Regulated Consumer Product | Weatherized Non-Condensing Gas | 1774 | 277 |  | 05/25/2023 | 100987 | 208676442 | 11/21/2023
Rheem Sales Company, Inc. | Weatherking | W951W1005A21UHUBAS | Federally-Regulated Consumer Product | Non-Weatherized, Condensing Ga | 2062 | 286 |  | 07/07/2023 | 94650 | 212921457 | 11/21/2023
Rheem Sales Company, Inc. | Weatherking | RGEAZR036AJT061NA | Federally-Regulated Consumer Product | Weatherized Non-Condensing Gas | 1259 | 254 |  | 05/25/2023 | 58986 | 208676422 | 11/21/2023
Rheem Sales Company, Inc. | Weatherking | RGEAZR030AJT081NA | Federally-Regulated Consumer Product | Weatherized Non-Condensing Gas | 1216 | 253 |  | 05/25/2023 | 80365 | 208676417 | 11/21/2023
Rheem Sales Company, Inc. | Weatherking | W801W0504A17UHSBAS | Federally-Regulated Consumer Product | Non-Weatherized, Non-Condensin | 1682 | 256 |  | 05/25/2023 | 50501 | 211774710 | 11/21/2023
Rheem Sales Company, Inc. | Weatherking | W96TA1002521MSA | Federally-Regulated Consumer Product | Non-Weatherized, Condensing Ga | 1930 | 280 |  | 10/17/2023 | 69202 | 9950859 | 11/21/2023
Rheem Sales Company, Inc. | Weatherking | RGEAZR048AJT08UNA | Federally-Regulated Consumer Product | Weatherized Non-Condensing Gas | 2026 | 288 |  | 05/25/2023 | 80023 | 208676557 | 11/21/2023
Rheem Sales Company, Inc. | Weatherking | RGECZT048AJT12**C | Federally-Regulated Consumer Product | Weatherized Non-Condensing Gas | 1902 | 259 |  | 06/15/2023 | 84032 | 212604409 | 11/21/2023
Rheem Sales Company, Inc. | Weatherking | W802W0755A21DZNBAS | Federally-Regulated Consumer Product | Non-Weatherized, Non-Condensin | 2041 | 272 |  | 05/25/2023 | 52592 | 211774740 | 11/21/2023
Rheem Sales Company, Inc. | Weatherking | W802W0503A14DZSBAS | Federally-Regulated Consumer Product | Non-Weatherized, Non-Condensin | 1250 | 237 |  | 05/25/2023 | 34844 | 211871336 | 11/21/2023
Rheem Sales Company, Inc. | Weatherking | RGEAZR024AJT08XNA | Federally-Regulated Consumer Product | Weatherized Non-Condensing Gas | 1202 | 252 |  | 05/25/2023 | 79659 | 208676487 | 11/21/2023
Rheem Sales Company, Inc. | Weatherking | W802W0504A17UHNBAS | Federally-Regulated Consumer Product | Non-Weatherized, Non-Condensin | 1712 | 257 |  | 05/25/2023 | 34534 | 211871337 | 11/21/2023
Rheem Sales Company, Inc. | Weatherking | RGEAZR042AJT08UNA | Federally-Regulated Consumer Product | Weatherized Non-Condensing Gas | 1635 | 271 |  | 05/25/2023 | 80943 | 208676542 | 11/21/2023
Rheem Sales Company, Inc. | Weatherking | RGEAZR024AJT04XNA | Federally-Regulated Consumer Product | Weatherized Non-Condensing Gas | 1205 | 252 |  | 05/25/2023 | 40798 | 208676472 | 11/21/2023
Rheem Sales Company, Inc. | Weatherking | RGEA14042AJT101AC | Federally-Regulated Consumer Product | Weatherized Non-Condensing Gas | 1494 | 265 |  | 05/26/2023 | 99609 | 206606649 | 11/21/2023
Rheem Sales Company, Inc. | Weatherking | RGEAZR036AJT06XNA | Federally-Regulated Consumer Product | Weatherized Non-Condensing Gas | 1259 | 254 |  | 05/25/2023 | 58986 | 208676522 | 11/21/2023
Rheem Sales Company, Inc. | Weatherking | RGEAZR024AJT04UNA | Federally-Regulated Consumer Product | Weatherized Non-Condensing Gas | 1181 | 251 |  | 05/25/2023 | 40068 | 208676467 | 11/21/2023
Rheem Sales Company, Inc. | Weatherking | W96TA0602317MSA | Federally-Regulated Consumer Product | Non-Weatherized, Condensing Ga | 1342 | 254 |  | 10/17/2023 | 39319 | 9950847 | 11/21/2023
Rheem Sales Company, Inc. | Weatherking | RGEAZR060AJT101NA | Federally-Regulated Consumer Product | Weatherized Non-Condensing Gas | 2131 | 293 |  | 05/25/2023 | 101980 | 208676462 | 11/21/2023
Rheem Sales Company, Inc. | Weatherking | RGEXZS060AJV102 | Federally-Regulated Consumer Product | Weatherized Non-Condensing Gas | 2129 | 188 |  | 09/26/2023 | 70580 | 213352253 | 11/21/2023
Rheem Sales Company, Inc. | Weatherking | RGEXZS048AJV10T | Federally-Regulated Consumer Product | Weatherized Non-Condensing Gas | 1797 | 277 |  | 09/26/2023 | 70225 | 213352246 | 11/21/2023
Rheem Sales Company, Inc. | Weatherking | RGEXZS048AJV102 | Federally-Regulated Consumer Product | Weatherized Non-Condensing Gas | 1797 | 277 |  | 09/26/2023 | 70225 | 213352241 | 11/21/2023
Rheem Sales Company, Inc. | Weatherking | RGEXZS048AJV082 | Federally-Regulated Consumer Product | Weatherized Non-Condensing Gas | 1734 | 168 |  | 09/26/2023 | 57017 | 213352231 | 11/21/2023
Rheem Sales Company, Inc. | Weatherking | W801W1004A17UHNBAS | Federally-Regulated Consumer Product | Non-Weatherized, Non-Condensin | 1896 | 204 |  | 09/21/2023 | 99142 | 213351317 | 11/21/2023
Rheem Sales Company, Inc. | Weatherking | W801W1505A24UHSBAS | Federally-Regulated Consumer Product | Non-Weatherized, Non-Condensin | 2440 | 249 |  | 09/21/2023 | 150642 | 213351318 | 11/21/2023
Rheem Sales Company, Inc. | Weatherking | W801T1505A24UHNNAS | Federally-Regulated Consumer Product | Non-Weatherized, Non-Condensin | 1910 | 233 |  | 09/21/2023 | 150068 | 213351315 | 11/21/2023
Rheem Sales Company, Inc. | Weatherking | RGEXZS048AJV08T | Federally-Regulated Consumer Product | Weatherized Non-Condensing Gas | 1734 | 168 |  | 09/26/2023 | 57017 | 213352236 | 11/21/2023
Rheem Sales Company, Inc. | Weatherking | RGEAZS024AJV061CA | Federally-Regulated Consumer Product | Weatherized Non-Condensing Gas | 1089 | 247 |  | 06/27/2023 | 60430 | 212675818 | 11/21/2023
Rheem Sales Company, Inc. | Weatherking | RGEXZS060AJV08T | Federally-Regulated Consumer Product | Weatherized Non-Condensing Gas | 1950 | 177 |  | 09/26/2023 | 56366 | 213352264 | 11/21/2023
Rheem Sales Company, Inc. | Weatherking | W801W1505A24UHNBAS | Federally-Regulated Consumer Product | Non-Weatherized, Non-Condensin | 2440 | 249 |  | 09/21/2023 | 150642 | 213351319 | 11/21/2023
Rheem Sales Company, Inc. | Weatherking | W801T1505A24UHSNAS | Federally-Regulated Consumer Product | Non-Weatherized, Non-Condensin | 1910 | 233 |  | 09/21/2023 | 150068 | 213351314 | 11/21/2023
Rheem Sales Company, Inc. | Weatherking | W801T1004A17UHNNAS | Federally-Regulated Consumer Product | Non-Weatherized, Non-Condensin | 1448 | 212 |  | 09/21/2023 | 98573 | 213351313 | 11/21/2023
Rheem Sales Company, Inc. | Weatherking | RGEXZS060AJV082 | Federally-Regulated Consumer Product | Weatherized Non-Condensing Gas | 1950 | 177 |  | 09/26/2023 | 56366 | 213352268 | 11/21/2023
Rheem Sales Company, Inc. | Weatherking | W801T1004A17UHSNAS | Federally-Regulated Consumer Product | Non-Weatherized, Non-Condensin | 1448 | 212 |  | 09/21/2023 | 98573 | 213351312 | 11/21/2023
Rheem Sales Company, Inc. | Weatherking | W801W1004A17UHSBAS | Federally-Regulated Consumer Product | Non-Weatherized, Non-Condensin | 1896 | 204 |  | 09/21/2023 | 99142 | 213351316 | 11/21/2023
Rheem Sales Company, Inc. | Weatherking | RGEXZS060AJV10T | Federally-Regulated Consumer Product | Weatherized Non-Condensing Gas | 2129 | 188 |  | 09/26/2023 | 70580 | 213352256 | 11/21/2023
Rheem Sales Company, Inc. | Weatherking | RGEAZR048AJT08XNA | Federally-Regulated Consumer Product | Weatherized Non-Condensing Gas | 1847 | 280 |  | 11/21/2023 | 80515 | 208676562 | 11/21/2023
Rheem Sales Company, Inc. | Weatherking | W951T0705A21M4 | Federally-Regulated Consumer Product | Non-Weatherized, Condensing Ga | 1983 | 282 |  | 11/21/2023 | 70360 | 208663430 | 11/21/2023
Rheem Sales Company, Inc. | Weatherking | RGECZT036AJT07**C | Federally-Regulated Consumer Product | Weatherized Non-Condensing Gas | 1475 | 165 |  | 11/21/2023 | 53157 | 212604391 | 11/21/2023
Rheem Sales Company, Inc. | Weatherking | RGEAZR030AJT04XNA | Federally-Regulated Consumer Product | Weatherized Non-Condensing Gas | 1342 | 258 |  | 11/21/2023 | 39842 | 208676497 | 11/21/2023
Rheem Sales Company, Inc. | Weatherking | W801T0504A17UHSNAS | Federally-Regulated Consumer Product | Non-Weatherized, Non-Condensin | 1517 | 249 |  | 11/21/2023 | 50545 | 211806587 | 11/21/2023
Rheem Sales Company, Inc. | Weatherking | RGECZT060AJT07**C | Federally-Regulated Consumer Product | Weatherized Non-Condensing Gas | 2336 | 182 |  | 11/21/2023 | 52310 | 212604415 | 11/21/2023
Rheem Sales Company, Inc. | Weatherking | W802W0504A17UHSBAS | Federally-Regulated Consumer Product | Non-Weatherized, Non-Condensin | 1712 | 257 |  | 11/21/2023 | 34534 | 211871338 | 11/21/2023
Rheem Sales Company, Inc. | Weatherking | W951W0603A17UHUBAS | Federally-Regulated Consumer Product | Non-Weatherized, Condensing Ga | 1246 | 250 |  | 11/21/2023 | 56140 | 212921456 | 11/21/2023
Rheem Sales Company, Inc. | Weatherking | W801T0704A17UHU | Federally-Regulated Consumer Product | Non-Weatherized, Non-Condensin | 1823 | 262 |  | 11/21/2023 | 70109 | 208430294 | 11/21/2023
Rheem Sales Company, Inc. | Weatherking | W802W0503A14DZNBAS | Federally-Regulated Consumer Product | Non-Weatherized, Non-Condensin | 1250 | 237 |  | 11/21/2023 | 34844 | 211871335 | 11/21/2023
Rheem Sales Company, Inc. | Weatherking | RGEAZR024AJT061NA | Federally-Regulated Consumer Product | Weatherized Non-Condensing Gas | 1270 | 255 |  | 11/21/2023 | 61123 | 208676397 | 11/21/2023
Rheem Sales Company, Inc. | Weatherking | W802W1255A24DZSBAS | Federally-Regulated Consumer Product | Non-Weatherized, Non-Condensin | 2179 | 278 |  | 11/21/2023 | 86625 | 211806386 | 11/21/2023
Rheem Sales Company, Inc. | Weatherking | RGEAZR036AJT08UNA | Federally-Regulated Consumer Product | Weatherized Non-Condensing Gas | 1382 | 260 |  | 11/21/2023 | 80891 | 208676527 | 11/21/2023
Rheem Sales Company, Inc. | Weatherking | RGEAZR030AJT06UNA | Federally-Regulated Consumer Product | Weatherized Non-Condensing Gas | 1125 | 248 |  | 11/21/2023 | 60094 | 208676502 | 11/21/2023
Rheem Sales Company, Inc. | Weatherking | RGEAZR024AJT06XNA | Federally-Regulated Consumer Product | Weatherized Non-Condensing Gas | 1270 | 255 |  | 11/21/2023 | 61123 | 208676482 | 11/21/2023
Rheem Sales Company, Inc. | Weatherking | RGEAZR060AJT10UNA | Federally-Regulated Consumer Product | Weatherized Non-Condensing Gas | 1911 | 283 |  | 11/21/2023 | 99261 | 208676582 | 11/21/2023
Rheem Sales Company, Inc. | Weatherking | RGEAZR024AJT081NA | Federally-Regulated Consumer Product | Weatherized Non-Condensing Gas | 1202 | 252 |  | 11/21/2023 | 79659 | 208676402 | 11/21/2023
Rheem Sales Company, Inc. | Weatherking | W96TA0852521MSA | Federally-Regulated Consumer Product | Non-Weatherized, Condensing Ga | 2115 | 288 |  | 11/21/2023 | 58240 | 9950855 | 11/21/2023
Rheem Sales Company, Inc. | Weatherking | RGEAZR048AJT10UNA | Federally-Regulated Consumer Product | Weatherized Non-Condensing Gas | 1832 | 280 |  | 11/21/2023 | 100370 | 208676567 | 11/21/2023
Rheem Sales Company, Inc. | Weatherking | RGEAZR036AJT08XNA | Federally-Regulated Consumer Product | Weatherized Non-Condensing Gas | 1387 | 260 |  | 11/21/2023 | 80632 | 208676532 | 11/21/2023
Rheem Sales Company, Inc. | Weatherking | RGEAZR048AJT081NA | Federally-Regulated Consumer Product | Weatherized Non-Condensing Gas | 1847 | 280 |  | 11/21/2023 | 80515 | 208676447 | 11/21/2023
Rheem Sales Company, Inc. | Weatherking | RGEAZR048AJT10XNA | Federally-Regulated Consumer Product | Weatherized Non-Condensing Gas | 2001 | 287 |  | 11/21/2023 | 101705 | 208676572 | 11/21/2023
Rheem Sales Company, Inc. | Weatherking | W96TA0402317MSA | Federally-Regulated Consumer Product | Non-Weatherized, Condensing Ga | 1252 | 250 |  | 11/21/2023 | 29298 | 9950843 | 11/21/2023
Rheem Sales Company, Inc. | Weatherking | RGEAZR030AJT04UNA | Federally-Regulated Consumer Product | Weatherized Non-Condensing Gas | 1189 | 251 |  | 11/21/2023 | 39887 | 208676492 | 11/21/2023
Rheem Sales Company, Inc. | Weatherking | W801W0704A17UHUBAS | Federally-Regulated Consumer Product | Non-Weatherized, Condensing Ga | 1723 | 258 |  | 11/21/2023 | 70568 | 212921629 | 11/21/2023
Rheem Sales Company, Inc. | Weatherking | RGEA14030AJT081AC | Federally-Regulated Consumer Product | Weatherized Non-Condensing Gas | 1147 | 249 |  | 11/21/2023 | 79965 | 206606604 | 11/21/2023
Rheem Sales Company, Inc. | Weatherking | W801W0503A14UH | Federally-Regulated Consumer Product | Non-Weatherized, Non-Condensin | 1308 | 184 |  | 11/21/2023 | 50472 | 208770562 | 11/21/2023
Rheem Sales Company, Inc. | Weatherking | RGEAZR030AJT08XNA | Federally-Regulated Consumer Product | Weatherized Non-Condensing Gas | 1216 | 253 |  | 11/21/2023 | 80365 | 208676512 | 11/21/2023
Rheem Sales Company, Inc. | Weatherking | RGEAZR042AJT081NA | Federally-Regulated Consumer Product | Weatherized Non-Condensing Gas | 1820 | 279 |  | 11/21/2023 | 81578 | 208676437 | 11/21/2023
Rheem Sales Company, Inc. | Weatherking | RGEAZR042AJT10XNA | Federally-Regulated Consumer Product | Weatherized Non-Condensing Gas | 1774 | 277 |  | 11/21/2023 | 100987 | 208676552 | 11/21/2023
Rheem Sales Company, Inc. | Weatherking | RGEA14048AJT101AB | Federally-Regulated Consumer Product | Weatherized Non-Condensing Gas | 1809 | 279 |  | 11/21/2023 | 99189 | 203404496 | 11/21/2023
Rheem Sales Company, Inc. | Weatherking | W801W1005A21UH | Federally-Regulated Consumer Product | Non-Weatherized, Non-Condensin | 2027 | 188 |  | 11/21/2023 | 100725 | 208770565 | 11/21/2023
Rheem Sales Company, Inc. | Weatherking | RGEAZR036AJT10XNA | Federally-Regulated Consumer Product | Weatherized Non-Condensing Gas | 1380 | 260 |  | 11/21/2023 | 100130 | 208676537 | 11/21/2023
Rheem Sales Company, Inc. | Weatherking | W951W0705A21M4 | Federally-Regulated Consumer Product | Non-Weatherized, Condensing Ga | 1835 | 248 |  | 11/21/2023 | 69808 | 208770577 | 11/21/2023
Rheem Sales Company, Inc. | Weatherking | RGEAZR048AJT101NA | Federally-Regulated Consumer Product | Weatherized Non-Condensing Gas | 2001 | 287 |  | 11/21/2023 | 101705 | 208676452 | 11/21/2023
Rheem Sales Company, Inc. | Weatherking | W802W1005A21DZNBAS | Federally-Regulated Consumer Product | Non-Weatherized, Non-Condensin | 2120 | 275 |  | 11/21/2023 | 69817 | 211871339 | 11/21/2023
Rheem Sales Company, Inc. | Weatherking | RGEAZR030AJT041NA | Federally-Regulated Consumer Product | Weatherized Non-Condensing Gas | 1342 | 258 |  | 11/21/2023 | 39842 | 208676407 | 11/21/2023
Rheem Sales Company, Inc. | Weatherking | W802W1005A21DZSBAS | Federally-Regulated Consumer Product | Non-Weatherized, Non-Condensin | 2120 | 275 |  | 11/21/2023 | 69817 | 211871340 | 11/21/2023
Rheem Sales Company, Inc. | Weatherking | W801W0755A21UH | Federally-Regulated Consumer Product | Non-Weatherized, Non-Condensin | 1813 | 235 |  | 11/21/2023 | 75573 | 208770564 | 11/21/2023
Rheem Sales Company, Inc. | Weatherking | RGEAZR024AJT041NA | Federally-Regulated Consumer Product | Weatherized Non-Condensing Gas | 1205 | 252 |  | 11/21/2023 | 40798 | 208676392 | 11/21/2023
Rheem Sales Company, Inc. | Weatherking | W951W0403A17UHUBAS | Federally-Regulated Consumer Product | Non-Weatherized, Condensing Ga | 1335 | 254 |  | 11/21/2023 | 42103 | 212921455 | 11/21/2023
Rheem Sales Company, Inc. | Weatherking | RGECZT048AJT07**C | Federally-Regulated Consumer Product | Weatherized Non-Condensing Gas | 1873 | 167 |  | 11/21/2023 | 52596 | 212604403 | 11/21/2023
Rheem Sales Company, Inc. | Weatherking | W802W1255A24DZNBAS | Federally-Regulated Consumer Product | Non-Weatherized, Non-Condensin | 2179 | 278 |  | 11/21/2023 | 86625 | 211806385 | 11/21/2023
Rheem Sales Company, Inc. | Weatherking | RGEAZR036AJT06UNA | Federally-Regulated Consumer Product | Weatherized Non-Condensing Gas | 1434 | 262 |  | 11/21/2023 | 60723 | 208676517 | 11/21/2023
Rheem Sales Company, Inc. | Weatherking | W802W0754A17DZNBAS | Federally-Regulated Consumer Product | Non-Weatherized, Non-Condensin | 1628 | 254 |  | 11/21/2023 | 52707 | 211774738 | 11/21/2023
Rheem Sales Company, Inc. | Weatherking | W801T1255A24UHN | Federally-Regulated Consumer Product | Non-Weatherized, Non-Condensin | 1991 | 270 |  | 11/21/2023 | 123598 | 208242453 | 11/21/2023
Rheem Sales Company, Inc. | Weatherking | W96TA0702317MSA | Federally-Regulated Consumer Product | Non-Weatherized, Condensing Ga | 1321 | 253 |  | 11/21/2023 | 49242 | 9950851 | 11/21/2023
Rheem Sales Company, Inc. | Weatherking | W801T0504A17UHNNAS | Federally-Regulated Consumer Product | Non-Weatherized, Non-Condensin | 1517 | 249 |  | 11/21/2023 | 50545 | 211806583 | 11/21/2023
Rheem Sales Company, Inc. | Weatherking | RGEAZR030AJT061NA | Federally-Regulated Consumer Product | Weatherized Non-Condensing Gas | 1342 | 258 |  | 11/21/2023 | 61240 | 208676412 | 11/21/2023
Rheem Sales Company, Inc. | Weatherking | RGEAZR060AJT08XNA | Federally-Regulated Consumer Product | Weatherized Non-Condensing Gas | 2041 | 289 |  | 11/21/2023 | 79422 | 208676577 | 11/21/2023
Rheem Sales Company, Inc. | Weatherking | RGECZT036AJT10**C | Federally-Regulated Consumer Product | Weatherized Non-Condensing Gas | 1576 | 218 |  | 11/21/2023 | 100764 | 212604397 | 11/21/2023
Rheem Sales Company, Inc. | Weatherking | W801W0504A17UHNBAS | Federally-Regulated Consumer Product | Non-Weatherized, Non-Condensin | 1682 | 256 |  | 11/21/2023 | 50501 | 211774709 | 11/21/2023
Rheem Sales Company, Inc. | Weatherking | RGEAZR036AJT081NA | Federally-Regulated Consumer Product | Weatherized Non-Condensing Gas | 1387 | 260 |  | 11/21/2023 | 80632 | 208676427 | 11/21/2023
Rheem Sales Company, Inc. | Weatherking | W801W0504A17UHUBAS | Federally-Regulated Consumer Product | Non-Weatherized, Condensing Ga | 1376 | 243 |  | 11/21/2023 | 50203 | 212921628 | 11/21/2023
Rheem Sales Company, Inc. | Weatherking | RGEAZR042AJT08XNA | Federally-Regulated Consumer Product | Weatherized Non-Condensing Gas | 1820 | 279 |  | 11/21/2023 | 81578 | 208676547 | 11/21/2023
Rheem Sales Company, Inc. | Weatherking | RGEAZR024AJT06UNA | Federally-Regulated Consumer Product | Weatherized Non-Condensing Gas | 1236 | 253 |  | 11/21/2023 | 61566 | 208676477 | 11/21/2023
Rheem Sales Company, Inc. | Weatherking | RGEAZR036AJT101NA | Federally-Regulated Consumer Product | Weatherized Non-Condensing Gas | 1380 | 260 |  | 11/21/2023 | 100130 | 208676432 | 11/21/2023
Rheem Sales Company, Inc. | Weatherking | W801W1255A24UH | Federally-Regulated Consumer Product | Non-Weatherized, Non-Condensin | 2076 | 258 |  | 11/21/2023 | 124802 | 208770566 | 11/21/2023
Rheem Sales Company, Inc. | Weatherking | RGECZT060AJT12**C | Federally-Regulated Consumer Product | Weatherized Non-Condensing Gas | 2183 | 266 |  | 11/21/2023 | 83968 | 212604421 | 11/21/2023
Rheem Sales Company, Inc. | Weatherking | W921T0705A21M4 | Federally-Regulated Consumer Product | Non-Weatherized, Condensing Ga | 1983 | 282 |  | 11/21/2023 | 70360 | 208663464 | 11/21/2023
Rheem Sales Company, Inc. | Weatherking | RGEAZS024AJV06XCA | Federally-Regulated Consumer Product | Weatherized Non-Condensing Gas | 1089 | 247 |  | 11/21/2023 | 60430 | 212675822 | 11/21/2023
Rheem Sales Company, Inc. | Weatherking | RGEAZR060AJT10XNA | Federally-Regulated Consumer Product | Weatherized Non-Condensing Gas | 2131 | 293 |  | 11/21/2023 | 101980 | 208676587 | 11/21/2023
Rheem Sales Company, Inc. | Weatherking | W801W0754A17UH | Federally-Regulated Consumer Product | Non-Weatherized, Non-Condensin | 1830 | 223 |  | 11/21/2023 | 75693 | 208770563 | 11/21/2023
Rheem Sales Company, Inc. | Weatherking | W96TA1152524MSA | Federally-Regulated Consumer Product | Non-Weatherized, Condensing Ga | 1935 | 280 |  | 11/21/2023 | 78711 | 9950863 | 11/21/2023
Rheem Sales Company, Inc. | Weatherking | W802W0755A21DZSBAS | Federally-Regulated Consumer Product | Non-Weatherized, Non-Condensin | 2041 | 272 |  | 11/21/2023 | 52592 | 211774741 | 11/21/2023
Rheem Sales Company, Inc. | Weatherking | W802W0754A17DZSBAS | Federally-Regulated Consumer Product | Non-Weatherized, Non-Condensin | 1628 | 254 |  | 11/21/2023 | 52707 | 211774739 | 11/21/2023
Rheem Sales Company, Inc. | Weatherking | RGEAZR030AJT06XNA | Federally-Regulated Consumer Product | Weatherized Non-Condensing Gas | 1342 | 258 |  | 11/21/2023 | 61240 | 208676507 | 11/21/2023
Rheem Sales Company, Inc. | Weatherking | RGEAZR060AJT081NA | Federally-Regulated Consumer Product | Weatherized Non-Condensing Gas | 2041 | 289 |  | 11/21/2023 | 79422 | 208676457 | 11/21/2023
Rheem Sales Company, Inc. | Weatherking | W801W1005A21UHUBAS | Federally-Regulated Consumer Product | Non-Weatherized, Condensing Ga | 1966 | 269 |  | 11/21/2023 | 97612 | 212921630 | 11/21/2023
Rheem Sales Company, Inc. | Weatherking | RGEAZR042AJT101NA | Federally-Regulated Consumer Product | Weatherized Non-Condensing Gas | 1774 | 277 |  | 11/21/2023 | 100987 | 208676442 | 11/21/2023
Rheem Sales Company, Inc. | Weatherking | W951W1005A21UHUBAS | Federally-Regulated Consumer Product | Non-Weatherized, Condensing Ga | 2062 | 286 |  | 11/21/2023 | 94650 | 212921457 | 11/21/2023
Rheem Sales Company, Inc. | Weatherking | RGEAZR036AJT061NA | Federally-Regulated Consumer Product | Weatherized Non-Condensing Gas | 1259 | 254 |  | 11/21/2023 | 58986 | 208676422 | 11/21/2023
Rheem Sales Company, Inc. | Weatherking | RGEAZR030AJT081NA | Federally-Regulated Consumer Product | Weatherized Non-Condensing Gas | 1216 | 253 |  | 11/21/2023 | 80365 | 208676417 | 11/21/2023
Rheem Sales Company, Inc. | Weatherking | W801W0504A17UHSBAS | Federally-Regulated Consumer Product | Non-Weatherized, Non-Condensin | 1682 | 256 |  | 11/21/2023 | 50501 | 211774710 | 11/21/2023
Rheem Sales Company, Inc. | Weatherking | W96TA1002521MSA | Federally-Regulated Consumer Product | Non-Weatherized, Condensing Ga | 1930 | 280 |  | 11/21/2023 | 69202 | 9950859 | 11/21/2023
Rheem Sales Company, Inc. | Weatherking | RGEAZR048AJT08UNA | Federally-Regulated Consumer Product | Weatherized Non-Condensing Gas | 2026 | 288 |  | 11/21/2023 | 80023 | 208676557 | 11/21/2023
Rheem Sales Company, Inc. | Weatherking | RGECZT048AJT12**C | Federally-Regulated Consumer Product | Weatherized Non-Condensing Gas | 1902 | 259 |  | 11/21/2023 | 84032 | 212604409 | 11/21/2023
Rheem Sales Company, Inc. | Weatherking | W802W0755A21DZNBAS | Federally-Regulated Consumer Product | Non-Weatherized, Non-Condensin | 2041 | 272 |  | 11/21/2023 | 52592 | 211774740 | 11/21/2023
Rheem Sales Company, Inc. | Weatherking | W802W0503A14DZSBAS | Federally-Regulated Consumer Product | Non-Weatherized, Non-Condensin | 1250 | 237 |  | 11/21/2023 | 34844 | 211871336 | 11/21/2023
Rheem Sales Company, Inc. | Weatherking | RGEAZR024AJT08XNA | Federally-Regulated Consumer Product | Weatherized Non-Condensing Gas | 1202 | 252 |  | 11/21/2023 | 79659 | 208676487 | 11/21/2023
Rheem Sales Company, Inc. | Weatherking | W802W0504A17UHNBAS | Federally-Regulated Consumer Product | Non-Weatherized, Non-Condensin | 1712 | 257 |  | 11/21/2023 | 34534 | 211871337 | 11/21/2023
Rheem Sales Company, Inc. | Weatherking | RGEAZR042AJT08UNA | Federally-Regulated Consumer Product | Weatherized Non-Condensing Gas | 1635 | 271 |  | 11/21/2023 | 80943 | 208676542 | 11/21/2023
Rheem Sales Company, Inc. | Weatherking | RGEAZR024AJT04XNA | Federally-Regulated Consumer Product | Weatherized Non-Condensing Gas | 1205 | 252 |  | 11/21/2023 | 40798 | 208676472 | 11/21/2023
Rheem Sales Company, Inc. | Weatherking | RGEA14042AJT101AC | Federally-Regulated Consumer Product | Weatherized Non-Condensing Gas | 1494 | 265 |  | 05/26/2023 | 99609 | 206606649 | 11/21/2023
Rheem Sales Company, Inc. | Weatherking | RGEAZR036AJT06XNA | Federally-Regulated Consumer Product | Weatherized Non-Condensing Gas | 1259 | 254 |  | 11/21/2023 | 58986 | 208676522 | 11/21/2023
Rheem Sales Company, Inc. | Weatherking | RGEAZR024AJT04UNA | Federally-Regulated Consumer Product | Weatherized Non-Condensing Gas | 1181 | 251 |  | 11/21/2023 | 40068 | 208676467 | 11/21/2023
Rheem Sales Company, Inc. | Weatherking | W96TA0602317MSA | Federally-Regulated Consumer Product | Non-Weatherized, Condensing Ga | 1342 | 254 |  | 11/21/2023 | 39319 | 9950847 | 11/21/2023
Rheem Sales Company, Inc. | Weatherking | RGEAZR060AJT101NA | Federally-Regulated Consumer Product | Weatherized Non-Condensing Gas | 2131 | 293 |  | 11/21/2023 | 101980 | 208676462 | 11/21/2023
Rheem Sales Company, Inc. | RUSSELL | RGEAZR030AJT04XNA | Federally-Regulated Consumer Product | Weatherized Non-Condensing Gas | 1342 | 258 |  | 05/25/2023 | 39842 | 208676495 | 11/21/2023
Rheem Sales Company, Inc. | RUSSELL | RGECZR060AJT12**C | Federally-Regulated Consumer Product | Weatherized Non-Condensing Gas | 2183 | 266 |  | 05/25/2023 | 83968 | 210279550 | 11/21/2023
Rheem Sales Company, Inc. | RUSSELL | RGEAZR036AJT061NA | Federally-Regulated Consumer Product | Weatherized Non-Condensing Gas | 1259 | 254 |  | 05/25/2023 | 58986 | 208676420 | 11/21/2023
Rheem Sales Company, Inc. | RUSSELL | S801V0504A17UHNBAP | Federally-Regulated Consumer Product | Non-Weatherized, Non-Condensin | 1682 | 256 |  | 05/25/2023 | 50501 | 211774696 | 11/21/2023
Rheem Sales Company, Inc. | RUSSELL | S801V0754A17UH | Federally-Regulated Consumer Product | Non-Weatherized, Non-Condensin | 1830 | 223 |  | 05/25/2023 | 75693 | 208665959 | 11/21/2023
Rheem Sales Company, Inc. | RUSSELL | RGEAZR024AJT06UNA | Federally-Regulated Consumer Product | Weatherized Non-Condensing Gas | 1236 | 253 |  | 05/25/2023 | 61566 | 208676475 | 11/21/2023
Rheem Sales Company, Inc. | RUSSELL | S801V1005A21UH | Federally-Regulated Consumer Product | Non-Weatherized, Non-Condensin | 2027 | 188 |  | 05/25/2023 | 100725 | 208665967 | 11/21/2023
Rheem Sales Company, Inc. | RUSSELL | RGEA14030AJT04UAA | Federally-Regulated Consumer Product | Weatherized Non-Condensing Gas | 1189 | 251 |  | 05/26/2023 | 39887 | 205965553 | 11/21/2023
Rheem Sales Company, Inc. | RUSSELL | RGEAZR036AJT08UNA | Federally-Regulated Consumer Product | Weatherized Non-Condensing Gas | 1382 | 260 |  | 05/25/2023 | 80891 | 208676525 | 11/21/2023
Rheem Sales Company, Inc. | RUSSELL | RGEAZR024AJT04XNA | Federally-Regulated Consumer Product | Weatherized Non-Condensing Gas | 1205 | 252 |  | 05/25/2023 | 40798 | 208676470 | 11/21/2023
Rheem Sales Company, Inc. | RUSSELL | S951V0705A21M4 | Federally-Regulated Consumer Product | Non-Weatherized, Condensing Ga | 1835 | 248 |  | 10/17/2023 | 69808 | 208676316 | 11/21/2023
Rheem Sales Company, Inc. | RUSSELL | RGEAZR024AJT08XNA | Federally-Regulated Consumer Product | Weatherized Non-Condensing Gas | 1202 | 252 |  | 05/25/2023 | 79659 | 208676485 | 11/21/2023
Rheem Sales Company, Inc. | RUSSELL | S802V1005A21DZNBAP | Federally-Regulated Consumer Product | Non-Weatherized, Non-Condensin | 2120 | 275 |  | 05/25/2023 | 69817 | 211806609 | 11/21/2023
Rheem Sales Company, Inc. | RUSSELL | RGEAZR036AJT08XNA | Federally-Regulated Consumer Product | Weatherized Non-Condensing Gas | 1387 | 260 |  | 05/25/2023 | 80632 | 208676530 | 11/21/2023
Rheem Sales Company, Inc. | RUSSELL | S921T0705A21M4 | Federally-Regulated Consumer Product | Non-Weatherized, Condensing Ga | 1983 | 282 |  | 10/17/2023 | 70360 | 208663443 | 11/21/2023
Rheem Sales Company, Inc. | RUSSELL | S801T1255A24UHN | Federally-Regulated Consumer Product | Non-Weatherized, Non-Condensin | 1991 | 270 |  | 05/25/2023 | 123598 | 208242431 | 11/21/2023
Rheem Sales Company, Inc. | RUSSELL | S802V0755A21DZSBAP | Federally-Regulated Consumer Product | Non-Weatherized, Non-Condensin | 2041 | 272 |  | 05/25/2023 | 52592 | 211774726 | 11/21/2023
Rheem Sales Company, Inc. | RUSSELL | S802V0754A17DZSBAP | Federally-Regulated Consumer Product | Non-Weatherized, Non-Condensin | 1628 | 254 |  | 05/25/2023 | 52707 | 211774717 | 11/21/2023
Rheem Sales Company, Inc. | RUSSELL | S802V0755A21DZNBAP | Federally-Regulated Consumer Product | Non-Weatherized, Non-Condensin | 2041 | 272 |  | 05/25/2023 | 52592 | 211774720 | 11/21/2023
Rheem Sales Company, Inc. | RUSSELL | RGEAZR036AJT06XNA | Federally-Regulated Consumer Product | Weatherized Non-Condensing Gas | 1259 | 254 |  | 05/25/2023 | 58986 | 208676520 | 11/21/2023
Rheem Sales Company, Inc. | RUSSELL | RGEAZR048AJT081NA | Federally-Regulated Consumer Product | Weatherized Non-Condensing Gas | 1847 | 280 |  | 05/25/2023 | 80515 | 208676445 | 11/21/2023
Rheem Sales Company, Inc. | RUSSELL | RGEA14042AJT101AC | Federally-Regulated Consumer Product | Weatherized Non-Condensing Gas | 1494 | 265 |  | 05/26/2023 | 99609 | 206606650 | 11/21/2023
Rheem Sales Company, Inc. | RUSSELL | RGEAZR036AJT10XNA | Federally-Regulated Consumer Product | Weatherized Non-Condensing Gas | 1380 | 260 |  | 05/25/2023 | 100130 | 208676535 | 11/21/2023
Rheem Sales Company, Inc. | RUSSELL | RGEAZR048AJT08XNA | Federally-Regulated Consumer Product | Weatherized Non-Condensing Gas | 1847 | 280 |  | 05/25/2023 | 80515 | 208676560 | 11/21/2023
Rheem Sales Company, Inc. | RUSSELL | S98MV0855A21UPS | Federally-Regulated Consumer Product | Non-Weatherized, Condensing Ga | 2209 | 292 |  | 11/16/2023 | 33631 | 208157058 | 11/21/2023
Rheem Sales Company, Inc. | RUSSELL | RGEAZR042AJT10XNA | Federally-Regulated Consumer Product | Weatherized Non-Condensing Gas | 1774 | 277 |  | 05/25/2023 | 100987 | 208676550 | 11/21/2023
Rheem Sales Company, Inc. | RUSSELL | RGEAZR024AJT081NA | Federally-Regulated Consumer Product | Weatherized Non-Condensing Gas | 1202 | 252 |  | 05/25/2023 | 79659 | 208676400 | 11/21/2023
Rheem Sales Company, Inc. | RUSSELL | S801T1255A24UHS | Federally-Regulated Consumer Product | Non-Weatherized, Non-Condensin | 1991 | 270 |  | 05/25/2023 | 123598 | 208242426 | 11/21/2023
Rheem Sales Company, Inc. | RUSSELL | RGEAZR036AJT081NA | Federally-Regulated Consumer Product | Weatherized Non-Condensing Gas | 1387 | 260 |  | 05/25/2023 | 80632 | 208676425 | 11/21/2023
Rheem Sales Company, Inc. | RUSSELL | RGEAZR048AJT10UNA | Federally-Regulated Consumer Product | Weatherized Non-Condensing Gas | 1832 | 280 |  | 05/25/2023 | 100370 | 208676565 | 11/21/2023
Rheem Sales Company, Inc. | RUSSELL | RGEAZR036AJT06UNA | Federally-Regulated Consumer Product | Weatherized Non-Condensing Gas | 1434 | 262 |  | 05/25/2023 | 60723 | 208676515 | 11/21/2023
Rheem Sales Company, Inc. | RUSSELL | S802V1255A24DZSBAP | Federally-Regulated Consumer Product | Non-Weatherized, Non-Condensin | 2179 | 278 |  | 05/25/2023 | 86625 | 211774735 | 11/21/2023
Rheem Sales Company, Inc. | RUSSELL | RGEAZR030AJT081NA | Federally-Regulated Consumer Product | Weatherized Non-Condensing Gas | 1216 | 253 |  | 05/25/2023 | 80365 | 208676415 | 11/21/2023
Rheem Sales Company, Inc. | RUSSELL | RGEAZR048AJT08UNA | Federally-Regulated Consumer Product | Weatherized Non-Condensing Gas | 2026 | 288 |  | 05/25/2023 | 80021 | 208676555 | 11/21/2023
Rheem Sales Company, Inc. | RUSSELL | RGEAZR024AJT041NA | Federally-Regulated Consumer Product | Weatherized Non-Condensing Gas | 1205 | 252 |  | 05/25/2023 | 40798 | 208676390 | 11/21/2023
Rheem Sales Company, Inc. | RUSSELL | S802V1005A21DZSBAP | Federally-Regulated Consumer Product | Non-Weatherized, Non-Condensin | 2120 | 275 |  | 05/25/2023 | 69817 | 211806613 | 11/21/2023
Rheem Sales Company, Inc. | RUSSELL | S802V0754A17DZNBAP | Federally-Regulated Consumer Product | Non-Weatherized, Non-Condensin | 1628 | 254 |  | 05/25/2023 | 52707 | 211774711 | 11/21/2023
Rheem Sales Company, Inc. | RUSSELL | RGEAZR042AJT101NA | Federally-Regulated Consumer Product | Weatherized Non-Condensing Gas | 1774 | 277 |  | 05/25/2023 | 100987 | 208676440 | 11/21/2023
Rheem Sales Company, Inc. | RUSSELL | S801V0504A17UHSBAP | Federally-Regulated Consumer Product | Non-Weatherized, Non-Condensin | 1682 | 256 |  | 05/25/2023 | 50501 | 211774701 | 11/21/2023
Rheem Sales Company, Inc. | RUSSELL | RGEAZR030AJT08XNA | Federally-Regulated Consumer Product | Weatherized Non-Condensing Gas | 1216 | 253 |  | 05/25/2023 | 80365 | 208676510 | 11/21/2023
Rheem Sales Company, Inc. | RUSSELL | RGECZR048AJT07**C | Federally-Regulated Consumer Product | Weatherized Non-Condensing Gas | 1873 | 167 |  | 05/25/2023 | 52596 | 210279538 | 11/21/2023
Rheem Sales Company, Inc. | RUSSELL | RGEAZR060AJT081NA | Federally-Regulated Consumer Product | Weatherized Non-Condensing Gas | 2041 | 289 |  | 05/25/2023 | 79422 | 208676455 | 11/21/2023
Rheem Sales Company, Inc. | RUSSELL | RGEAZR060AJT08XNA | Federally-Regulated Consumer Product | Weatherized Non-Condensing Gas | 2041 | 289 |  | 05/25/2023 | 79422 | 208676575 | 11/21/2023
Rheem Sales Company, Inc. | RUSSELL | RGEAZR024AJT04UNA | Federally-Regulated Consumer Product | Weatherized Non-Condensing Gas | 1181 | 251 |  | 05/25/2023 | 40068 | 208676465 | 11/21/2023
Rheem Sales Company, Inc. | RUSSELL | RGECZR048AJT12**C | Federally-Regulated Consumer Product | Weatherized Non-Condensing Gas | 1902 | 259 |  | 05/25/2023 | 84032 | 210279542 | 11/21/2023
Rheem Sales Company, Inc. | RUSSELL | RGEAZR030AJT041NA | Federally-Regulated Consumer Product | Weatherized Non-Condensing Gas | 1342 | 258 |  | 05/25/2023 | 39842 | 208676405 | 11/21/2023
Rheem Sales Company, Inc. | RUSSELL | S801V0755A21UH | Federally-Regulated Consumer Product | Non-Weatherized, Non-Condensin | 1813 | 235 |  | 05/25/2023 | 75573 | 208665963 | 11/21/2023
Rheem Sales Company, Inc. | RUSSELL | S801T0704A17UHU | Federally-Regulated Consumer Product | Non-Weatherized, Non-Condensin | 1823 | 262 |  | 05/25/2023 | 70109 | 208430288 | 11/21/2023
Rheem Sales Company, Inc. | RUSSELL | RGEAZR042AJT08XNA | Federally-Regulated Consumer Product | Weatherized Non-Condensing Gas | 1820 | 279 |  | 05/25/2023 | 81578 | 208676545 | 11/21/2023
Rheem Sales Company, Inc. | RUSSELL | RGEA14036AJT06UAA | Federally-Regulated Consumer Product | Weatherized Non-Condensing Gas | 1434 | 262 |  | 05/26/2023 | 60723 | 205965555 | 11/21/2023
Rheem Sales Company, Inc. | RUSSELL | RGEAZR030AJT06XNA | Federally-Regulated Consumer Product | Weatherized Non-Condensing Gas | 1342 | 258 |  | 05/25/2023 | 61240 | 208676505 | 11/21/2023
Rheem Sales Company, Inc. | RUSSELL | RGEAZR042AJT08UNA | Federally-Regulated Consumer Product | Weatherized Non-Condensing Gas | 1635 | 271 |  | 05/25/2023 | 80943 | 208676540 | 11/21/2023
Rheem Sales Company, Inc. | RUSSELL | RGEAZR060AJT10UNA | Federally-Regulated Consumer Product | Weatherized Non-Condensing Gas | 1911 | 283 |  | 05/25/2023 | 99261 | 208676580 | 11/21/2023
Rheem Sales Company, Inc. | RUSSELL | RGEAZR036AJT101NA | Federally-Regulated Consumer Product | Weatherized Non-Condensing Gas | 1380 | 260 |  | 05/25/2023 | 100130 | 208676430 | 11/21/2023
Rheem Sales Company, Inc. | RUSSELL | S921V0705A21M4 | Federally-Regulated Consumer Product | Non-Weatherized, Condensing Ga | 1835 | 248 |  | 10/17/2023 | 69808 | 208676282 | 11/21/2023
Rheem Sales Company, Inc. | RUSSELL | RGEAZR024AJT061NA | Federally-Regulated Consumer Product | Weatherized Non-Condensing Gas | 1270 | 255 |  | 05/25/2023 | 61123 | 208676395 | 11/21/2023
Rheem Sales Company, Inc. | RUSSELL | RGEAZR060AJT10XNA | Federally-Regulated Consumer Product | Weatherized Non-Condensing Gas | 2131 | 293 |  | 05/25/2023 | 101980 | 208676585 | 11/21/2023
Rheem Sales Company, Inc. | RUSSELL | RGEA14030AJT081AC | Federally-Regulated Consumer Product | Weatherized Non-Condensing Gas | 1147 | 249 |  | 05/26/2023 | 79965 | 206606605 | 11/21/2023
Rheem Sales Company, Inc. | RUSSELL | S951T0705A21M4 | Federally-Regulated Consumer Product | Non-Weatherized, Condensing Ga | 1983 | 282 |  | 10/17/2023 | 70360 | 208663412 | 11/21/2023
Rheem Sales Company, Inc. | RUSSELL | RGEAZR048AJT101NA | Federally-Regulated Consumer Product | Weatherized Non-Condensing Gas | 2001 | 287 |  | 05/25/2023 | 101705 | 208676450 | 11/21/2023
Rheem Sales Company, Inc. | RUSSELL | RGECZR060AJT07**C | Federally-Regulated Consumer Product | Weatherized Non-Condensing Gas | 2336 | 182 |  | 05/25/2023 | 52310 | 210279546 | 11/21/2023
Rheem Sales Company, Inc. | RUSSELL | S801V0704A17UHUBAP | Federally-Regulated Consumer Product | Non-Weatherized, Non-Condensin | 1723 | 258 |  | 05/25/2023 | 70568 | 211774705 | 11/21/2023
Rheem Sales Company, Inc. | RUSSELL | RGEAZR030AJT04UNA | Federally-Regulated Consumer Product | Weatherized Non-Condensing Gas | 1189 | 251 |  | 05/25/2023 | 39887 | 208676490 | 11/21/2023
Rheem Sales Company, Inc. | RUSSELL | RGEAZR048AJT10XNA | Federally-Regulated Consumer Product | Weatherized Non-Condensing Gas | 2001 | 287 |  | 05/25/2023 | 101705 | 208676570 | 11/21/2023
Rheem Sales Company, Inc. | RUSSELL | RGEAZR030AJT06UNA | Federally-Regulated Consumer Product | Weatherized Non-Condensing Gas | 1125 | 248 |  | 05/25/2023 | 60094 | 208676500 | 11/21/2023
Rheem Sales Company, Inc. | RUSSELL | S802V1255A24DZNBAP | Federally-Regulated Consumer Product | Non-Weatherized, Non-Condensin | 2179 | 278 |  | 05/25/2023 | 86625 | 211774729 | 11/21/2023
Rheem Sales Company, Inc. | RUSSELL | RGEAZR042AJT081NA | Federally-Regulated Consumer Product | Weatherized Non-Condensing Gas | 1820 | 279 |  | 05/25/2023 | 81578 | 208676435 | 11/21/2023
Rheem Sales Company, Inc. | RUSSELL | RGEAZR024AJT06XNA | Federally-Regulated Consumer Product | Weatherized Non-Condensing Gas | 1270 | 255 |  | 05/25/2023 | 61123 | 208676480 | 11/21/2023
Rheem Sales Company, Inc. | RUSSELL | S801V1255A24UH | Federally-Regulated Consumer Product | Non-Weatherized, Non-Condensin | 2076 | 258 |  | 05/25/2023 | 124802 | 208665971 | 11/21/2023
Rheem Sales Company, Inc. | RUSSELL | RGEAZR030AJT061NA | Federally-Regulated Consumer Product | Weatherized Non-Condensing Gas | 1342 | 258 |  | 05/25/2023 | 61240 | 208676410 | 11/21/2023
Rheem Sales Company, Inc. | RUSSELL | RGEAZR060AJT101NA | Federally-Regulated Consumer Product | Weatherized Non-Condensing Gas | 2131 | 293 |  | 05/25/2023 | 101980 | 208676460 | 11/21/2023
Rheem Sales Company, Inc. | RUSSELL | RGECZR036AJT07**C | Federally-Regulated Consumer Product | Weatherized Non-Condensing Gas | 1475 | 165 |  | 05/25/2023 | 53157 | 208503162 | 11/21/2023
Rheem Sales Company, Inc. | RUSSELL | S801V0503A14UH | Federally-Regulated Consumer Product | Non-Weatherized, Non-Condensin | 1308 | 184 |  | 05/25/2023 | 50472 | 208665955 | 11/21/2023
Rheem Sales Company, Inc. | RUSSELL | RGECZR036AJT10**C | Federally-Regulated Consumer Product | Weatherized Non-Condensing Gas | 1576 | 218 |  | 05/25/2023 | 100764 | 210279534 | 11/21/2023
Rheem Sales Company, Inc. | Weatherking | RGEXZS060AJV102 | Federally-Regulated Consumer Product | Weatherized Non-Condensing Gas | 2129 | 188 |  | 11/21/2023 | 70580 | 213352253 | 11/21/2023
Rheem Sales Company, Inc. | Weatherking | RGEXZS048AJV10T | Federally-Regulated Consumer Product | Weatherized Non-Condensing Gas | 1797 | 277 |  | 11/21/2023 | 70225 | 213352246 | 11/21/2023
Rheem Sales Company, Inc. | Weatherking | RGEXZS048AJV102 | Federally-Regulated Consumer Product | Weatherized Non-Condensing Gas | 1797 | 277 |  | 11/21/2023 | 70225 | 213352241 | 11/21/2023
Rheem Sales Company, Inc. | Weatherking | RGEXZS048AJV082 | Federally-Regulated Consumer Product | Weatherized Non-Condensing Gas | 1734 | 168 |  | 11/21/2023 | 57017 | 213352231 | 11/21/2023
Rheem Sales Company, Inc. | Weatherking | W801W1004A17UHNBAS | Federally-Regulated Consumer Product | Non-Weatherized, Non-Condensin | 1896 | 204 |  | 11/21/2023 | 99142 | 213351317 | 11/21/2023
Rheem Sales Company, Inc. | Weatherking | W801W1505A24UHSBAS | Federally-Regulated Consumer Product | Non-Weatherized, Non-Condensin | 2440 | 249 |  | 11/21/2023 | 150642 | 213351318 | 11/21/2023
Rheem Sales Company, Inc. | Weatherking | W801T1505A24UHNNAS | Federally-Regulated Consumer Product | Non-Weatherized, Non-Condensin | 1910 | 233 |  | 11/21/2023 | 150068 | 213351315 | 11/21/2023
Rheem Sales Company, Inc. | Weatherking | RGEXZS048AJV08T | Federally-Regulated Consumer Product | Weatherized Non-Condensing Gas | 1734 | 168 |  | 11/21/2023 | 57017 | 213352236 | 11/21/2023
Rheem Sales Company, Inc. | Weatherking | RGEAZS024AJV061CA | Federally-Regulated Consumer Product | Weatherized Non-Condensing Gas | 1089 | 247 |  | 11/21/2023 | 60430 | 212675818 | 11/21/2023
Rheem Sales Company, Inc. | Weatherking | RGEXZS060AJV08T | Federally-Regulated Consumer Product | Weatherized Non-Condensing Gas | 1950 | 177 |  | 11/21/2023 | 56366 | 213352264 | 11/21/2023
Rheem Sales Company, Inc. | Weatherking | W801W1505A24UHNBAS | Federally-Regulated Consumer Product | Non-Weatherized, Non-Condensin | 2440 | 249 |  | 11/21/2023 | 150642 | 213351319 | 11/21/2023
Rheem Sales Company, Inc. | Weatherking | W801T1505A24UHSNAS | Federally-Regulated Consumer Product | Non-Weatherized, Non-Condensin | 1910 | 233 |  | 11/21/2023 | 150068 | 213351314 | 11/21/2023
Rheem Sales Company, Inc. | Weatherking | W801T1004A17UHNNAS | Federally-Regulated Consumer Product | Non-Weatherized, Non-Condensin | 1448 | 212 |  | 11/21/2023 | 98573 | 213351313 | 11/21/2023
Rheem Sales Company, Inc. | Weatherking | RGEXZS060AJV082 | Federally-Regulated Consumer Product | Weatherized Non-Condensing Gas | 1950 | 177 |  | 11/21/2023 | 56366 | 213352268 | 11/21/2023
Rheem Sales Company, Inc. | Weatherking | W801T1004A17UHSNAS | Federally-Regulated Consumer Product | Non-Weatherized, Non-Condensin | 1448 | 212 |  | 11/21/2023 | 98573 | 213351312 | 11/21/2023
Rheem Sales Company, Inc. | Weatherking | W801W1004A17UHSBAS | Federally-Regulated Consumer Product | Non-Weatherized, Non-Condensin | 1896 | 204 |  | 11/21/2023 | 99142 | 213351316 | 11/21/2023
Rheem Sales Company, Inc. | Weatherking | RGEXZS060AJV10T | Federally-Regulated Consumer Product | Weatherized Non-Condensing Gas | 2129 | 188 |  | 11/21/2023 | 70580 | 213352256 | 11/21/2023
Rheem Sales Company, Inc. | RUSSELL | S801T1505A24UHSNAS | Federally-Regulated Consumer Product | Non-Weatherized, Non-Condensin | 1910 | 233 |  | 09/21/2023 | 150068 | 213351301 | 11/21/2023
Rheem Sales Company, Inc. | RUSSELL | S951V0603A17UHUBAP | Federally-Regulated Consumer Product | Non-Weatherized, Condensing Ga | 1246 | 250 |  | 07/07/2023 | 56140 | 212921451 | 11/21/2023
Rheem Sales Company, Inc. | RUSSELL | RGECZT060AJT07**C | Federally-Regulated Consumer Product | Weatherized Non-Condensing Gas | 2336 | 182 |  | 06/15/2023 | 52310 | 212604412 | 11/21/2023
Rheem Sales Company, Inc. | RUSSELL | S801V1005A21UHUBAP | Federally-Regulated Consumer Product | Non-Weatherized, Non-Condensin | 1966 | 269 |  | 05/25/2023 | 97612 | 211806591 | 11/21/2023
Rheem Sales Company, Inc. | RUSSELL | S801T1505A24UHNNAS | Federally-Regulated Consumer Product | Non-Weatherized, Non-Condensin | 1910 | 233 |  | 09/21/2023 | 150068 | 213351303 | 11/21/2023
Rheem Sales Company, Inc. | RUSSELL | S802V0504A17UHNBAP | Federally-Regulated Consumer Product | Non-Weatherized, Non-Condensin | 1712 | 257 |  | 05/25/2023 | 34534 | 211806601 | 11/21/2023
Rheem Sales Company, Inc. | RUSSELL | RGEAZS024AJV06XCA | Federally-Regulated Consumer Product | Weatherized Non-Condensing Gas | 1089 | 247 |  | 06/27/2023 | 60430 | 212675820 | 11/21/2023
Rheem Sales Company, Inc. | RUSSELL | RGEXZS060AJV082 | Federally-Regulated Consumer Product | Weatherized Non-Condensing Gas | 1950 | 177 |  | 09/26/2023 | 56366 | 213352265 | 11/21/2023
Rheem Sales Company, Inc. | RUSSELL | S801T1004A17UHSNAS | Federally-Regulated Consumer Product | Non-Weatherized, Non-Condensin | 1448 | 212 |  | 09/21/2023 | 98573 | 213351297 | 11/21/2023
Rheem Sales Company, Inc. | RUSSELL | RGEAZS024AJV061CA | Federally-Regulated Consumer Product | Weatherized Non-Condensing Gas | 1089 | 247 |  | 06/27/2023 | 60430 | 212675816 | 11/21/2023
Rheem Sales Company, Inc. | RUSSELL | S802V0503A14DZSBAP | Federally-Regulated Consumer Product | Non-Weatherized, Non-Condensin | 1250 | 237 |  | 05/25/2023 | 34844 | 211806598 | 11/21/2023
Rheem Sales Company, Inc. | RUSSELL | S951V1005A21UHUBAP | Federally-Regulated Consumer Product | Non-Weatherized, Condensing Ga | 2062 | 286 |  | 07/07/2023 | 94650 | 212921453 | 11/21/2023
Rheem Sales Company, Inc. | RUSSELL | S801T0504A17UHSNAS | Federally-Regulated Consumer Product | Non-Weatherized, Non-Condensin | 1517 | 249 |  | 05/25/2023 | 50545 | 211806584 | 11/21/2023
Rheem Sales Company, Inc. | RUSSELL | RGEXZS060AJV10T | Federally-Regulated Consumer Product | Weatherized Non-Condensing Gas | 2129 | 188 |  | 09/26/2023 | 70580 | 213352250 | 11/21/2023
Rheem Sales Company, Inc. | RUSSELL | S802V0503A14DZNBAP | Federally-Regulated Consumer Product | Non-Weatherized, Non-Condensin | 1250 | 237 |  | 05/25/2023 | 34844 | 211806594 | 11/21/2023
Rheem Sales Company, Inc. | RUSSELL | RGEXZS048AJV10T | Federally-Regulated Consumer Product | Weatherized Non-Condensing Gas | 1797 | 277 |  | 09/26/2023 | 70225 | 213352243 | 11/21/2023
Rheem Sales Company, Inc. | RUSSELL | S801V1505A24UHNBAP | Federally-Regulated Consumer Product | Non-Weatherized, Non-Condensin | 2440 | 249 |  | 09/21/2023 | 150642 | 213351311 | 11/21/2023
Rheem Sales Company, Inc. | RUSSELL | RGEXZS048AJV082 | Federally-Regulated Consumer Product | Weatherized Non-Condensing Gas | 1734 | 168 |  | 09/26/2023 | 57017 | 213352228 | 11/21/2023
Rheem Sales Company, Inc. | RUSSELL | S801T0504A17UHNNAS | Federally-Regulated Consumer Product | Non-Weatherized, Non-Condensin | 1517 | 249 |  | 05/25/2023 | 50545 | 211806580 | 11/21/2023
Rheem Sales Company, Inc. | RUSSELL | S801V1004A17UHNBAP | Federally-Regulated Consumer Product | Non-Weatherized, Non-Condensin | 1896 | 204 |  | 09/21/2023 | 99142 | 213351307 | 11/21/2023
Rheem Sales Company, Inc. | RUSSELL | RGEXZS048AJV08T | Federally-Regulated Consumer Product | Weatherized Non-Condensing Gas | 1734 | 168 |  | 09/26/2023 | 57017 | 213352233 | 11/21/2023
Rheem Sales Company, Inc. | RUSSELL | RGEXZS048AJV102 | Federally-Regulated Consumer Product | Weatherized Non-Condensing Gas | 1797 | 277 |  | 09/26/2023 | 70225 | 213352238 | 11/21/2023
Rheem Sales Company, Inc. | RUSSELL | S802V0504A17UHSBAP | Federally-Regulated Consumer Product | Non-Weatherized, Non-Condensin | 1712 | 257 |  | 05/25/2023 | 34534 | 211806606 | 11/21/2023
Rheem Sales Company, Inc. | RUSSELL | RGECZT048AJT12**C | Federally-Regulated Consumer Product | Weatherized Non-Condensing Gas | 1902 | 259 |  | 06/15/2023 | 84032 | 212604406 | 11/21/2023
Rheem Sales Company, Inc. | RUSSELL | S951V0403A17UHUBAP | Federally-Regulated Consumer Product | Non-Weatherized, Condensing Ga | 1335 | 254 |  | 07/07/2023 | 42103 | 212921449 | 11/21/2023
Rheem Sales Company, Inc. | RUSSELL | S801V1505A24UHSBAP | Federally-Regulated Consumer Product | Non-Weatherized, Non-Condensin | 2440 | 249 |  | 09/21/2023 | 150642 | 213351309 | 11/21/2023
Rheem Sales Company, Inc. | RUSSELL | S801V1004A17UHSBAP | Federally-Regulated Consumer Product | Non-Weatherized, Non-Condensin | 1896 | 204 |  | 09/21/2023 | 99142 | 213351305 | 11/21/2023
Rheem Sales Company, Inc. | RUSSELL | RGECZT060AJT12**C | Federally-Regulated Consumer Product | Weatherized Non-Condensing Gas | 2183 | 266 |  | 06/15/2023 | 83968 | 212604418 | 11/21/2023
Rheem Sales Company, Inc. | RUSSELL | RGECZT036AJT07**C | Federally-Regulated Consumer Product | Weatherized Non-Condensing Gas | 1475 | 165 |  | 06/15/2023 | 53157 | 212604388 | 11/21/2023
Rheem Sales Company, Inc. | RUSSELL | S801T1004A17UHNNAS | Federally-Regulated Consumer Product | Non-Weatherized, Non-Condensin | 1448 | 212 |  | 09/21/2023 | 98573 | 213351299 | 11/21/2023
Rheem Sales Company, Inc. | RUSSELL | RGECZT036AJT10**C | Federally-Regulated Consumer Product | Weatherized Non-Condensing Gas | 1576 | 218 |  | 06/15/2023 | 100764 | 212604394 | 11/21/2023
Rheem Sales Company, Inc. | RUSSELL | RGEXZS060AJV102 | Federally-Regulated Consumer Product | Weatherized Non-Condensing Gas | 2129 | 188 |  | 09/26/2023 | 70580 | 213352248 | 11/21/2023
Rheem Sales Company, Inc. | RUSSELL | S801V0504A17UHUBAP | Federally-Regulated Consumer Product | Non-Weatherized, Non-Condensin | 1376 | 243 |  | 05/25/2023 | 50203 | 211806588 | 11/21/2023
Rheem Sales Company, Inc. | RUSSELL | RGECZT048AJT07**C | Federally-Regulated Consumer Product | Weatherized Non-Condensing Gas | 1873 | 167 |  | 06/15/2023 | 52596 | 212604400 | 11/21/2023
Rheem Sales Company, Inc. | RUSSELL | RGEXZS060AJV08T | Federally-Regulated Consumer Product | Weatherized Non-Condensing Gas | 1950 | 177 |  | 09/26/2023 | 56366 | 213352261 | 11/21/2023
Rheem Sales Company, Inc. | RUSSELL | RGEAZR030AJT04XNA | Federally-Regulated Consumer Product | Weatherized Non-Condensing Gas | 1342 | 258 |  | 11/21/2023 | 39842 | 208676495 | 11/21/2023
Rheem Sales Company, Inc. | RUSSELL | RGECZR060AJT12**C | Federally-Regulated Consumer Product | Weatherized Non-Condensing Gas | 2183 | 266 |  | 11/21/2023 | 83968 | 210279550 | 11/21/2023
Rheem Sales Company, Inc. | RUSSELL | RGEAZR036AJT061NA | Federally-Regulated Consumer Product | Weatherized Non-Condensing Gas | 1259 | 254 |  | 11/21/2023 | 58986 | 208676420 | 11/21/2023
Rheem Sales Company, Inc. | RUSSELL | S801V0504A17UHNBAP | Federally-Regulated Consumer Product | Non-Weatherized, Non-Condensin | 1682 | 256 |  | 11/21/2023 | 50501 | 211774696 | 11/21/2023
Rheem Sales Company, Inc. | RUSSELL | S801V0754A17UH | Federally-Regulated Consumer Product | Non-Weatherized, Non-Condensin | 1830 | 223 |  | 11/21/2023 | 75693 | 208665959 | 11/21/2023
Rheem Sales Company, Inc. | RUSSELL | RGEAZR024AJT06UNA | Federally-Regulated Consumer Product | Weatherized Non-Condensing Gas | 1236 | 253 |  | 11/21/2023 | 61566 | 208676475 | 11/21/2023
Rheem Sales Company, Inc. | RUSSELL | S801V1005A21UH | Federally-Regulated Consumer Product | Non-Weatherized, Non-Condensin | 2027 | 188 |  | 11/21/2023 | 100725 | 208665967 | 11/21/2023
Rheem Sales Company, Inc. | RUSSELL | RGEA14030AJT04UAA | Federally-Regulated Consumer Product | Weatherized Non-Condensing Gas | 1189 | 251 |  | 11/21/2023 | 39887 | 205965553 | 11/21/2023
Rheem Sales Company, Inc. | RUSSELL | RGEAZR036AJT08UNA | Federally-Regulated Consumer Product | Weatherized Non-Condensing Gas | 1382 | 260 |  | 11/21/2023 | 80891 | 208676525 | 11/21/2023
Rheem Sales Company, Inc. | RUSSELL | RGEAZR024AJT04XNA | Federally-Regulated Consumer Product | Weatherized Non-Condensing Gas | 1205 | 252 |  | 11/21/2023 | 40798 | 208676470 | 11/21/2023
Rheem Sales Company, Inc. | RUSSELL | S951V0705A21M4 | Federally-Regulated Consumer Product | Non-Weatherized, Condensing Ga | 1835 | 248 |  | 11/21/2023 | 69808 | 208676316 | 11/21/2023
Rheem Sales Company, Inc. | RUSSELL | RGEAZR024AJT08XNA | Federally-Regulated Consumer Product | Weatherized Non-Condensing Gas | 1202 | 252 |  | 11/21/2023 | 79659 | 208676485 | 11/21/2023
Rheem Sales Company, Inc. | RUSSELL | S802V1005A21DZNBAP | Federally-Regulated Consumer Product | Non-Weatherized, Non-Condensin | 2120 | 275 |  | 11/21/2023 | 69817 | 211806609 | 11/21/2023
Rheem Sales Company, Inc. | RUSSELL | RGEAZR036AJT08XNA | Federally-Regulated Consumer Product | Weatherized Non-Condensing Gas | 1387 | 260 |  | 11/21/2023 | 80632 | 208676530 | 11/21/2023
Rheem Sales Company, Inc. | RUSSELL | S921T0705A21M4 | Federally-Regulated Consumer Product | Non-Weatherized, Condensing Ga | 1983 | 282 |  | 11/21/2023 | 70360 | 208663443 | 11/21/2023
Rheem Sales Company, Inc. | RUSSELL | S801T1255A24UHN | Federally-Regulated Consumer Product | Non-Weatherized, Non-Condensin | 1991 | 270 |  | 11/21/2023 | 123598 | 208242431 | 11/21/2023
Rheem Sales Company, Inc. | RUSSELL | S802V0755A21DZSBAP | Federally-Regulated Consumer Product | Non-Weatherized, Non-Condensin | 2041 | 272 |  | 11/21/2023 | 52592 | 211774726 | 11/21/2023
Rheem Sales Company, Inc. | RUSSELL | S802V0754A17DZSBAP | Federally-Regulated Consumer Product | Non-Weatherized, Non-Condensin | 1628 | 254 |  | 11/21/2023 | 52707 | 211774717 | 11/21/2023
Rheem Sales Company, Inc. | RUSSELL | S802V0755A21DZNBAP | Federally-Regulated Consumer Product | Non-Weatherized, Non-Condensin | 2041 | 272 |  | 11/21/2023 | 52592 | 211774720 | 11/21/2023
Rheem Sales Company, Inc. | RUSSELL | RGEAZR036AJT06XNA | Federally-Regulated Consumer Product | Weatherized Non-Condensing Gas | 1259 | 254 |  | 11/21/2023 | 58986 | 208676520 | 11/21/2023
Rheem Sales Company, Inc. | RUSSELL | RGEAZR048AJT081NA | Federally-Regulated Consumer Product | Weatherized Non-Condensing Gas | 1847 | 280 |  | 11/21/2023 | 80515 | 208676445 | 11/21/2023
Rheem Sales Company, Inc. | RUSSELL | RGEA14042AJT101AC | Federally-Regulated Consumer Product | Weatherized Non-Condensing Gas | 1494 | 265 |  | 11/21/2023 | 99609 | 206606650 | 11/21/2023
Rheem Sales Company, Inc. | RUSSELL | RGEAZR036AJT10XNA | Federally-Regulated Consumer Product | Weatherized Non-Condensing Gas | 1380 | 260 |  | 11/21/2023 | 100130 | 208676535 | 11/21/2023
Rheem Sales Company, Inc. | RUSSELL | RGEAZR048AJT08XNA | Federally-Regulated Consumer Product | Weatherized Non-Condensing Gas | 1847 | 280 |  | 11/21/2023 | 80515 | 208676560 | 11/21/2023
Rheem Sales Company, Inc. | RUSSELL | S98MV0855A21UPS | Federally-Regulated Consumer Product | Non-Weatherized, Condensing Ga | 2209 | 292 |  | 11/21/2023 | 33631 | 208157058 | 11/21/2023
Rheem Sales Company, Inc. | RUSSELL | RGEAZR042AJT10XNA | Federally-Regulated Consumer Product | Weatherized Non-Condensing Gas | 1774 | 277 |  | 11/21/2023 | 100987 | 208676550 | 11/21/2023
Rheem Sales Company, Inc. | RUSSELL | RGEAZR024AJT081NA | Federally-Regulated Consumer Product | Weatherized Non-Condensing Gas | 1202 | 252 |  | 11/21/2023 | 79659 | 208676400 | 11/21/2023
Rheem Sales Company, Inc. | RUSSELL | S801T1255A24UHS | Federally-Regulated Consumer Product | Non-Weatherized, Non-Condensin | 1991 | 270 |  | 11/21/2023 | 123598 | 208242426 | 11/21/2023
Rheem Sales Company, Inc. | RUSSELL | RGEAZR036AJT081NA | Federally-Regulated Consumer Product | Weatherized Non-Condensing Gas | 1387 | 260 |  | 11/21/2023 | 80632 | 208676425 | 11/21/2023
Rheem Sales Company, Inc. | RUSSELL | RGEAZR048AJT10UNA | Federally-Regulated Consumer Product | Weatherized Non-Condensing Gas | 1832 | 280 |  | 11/21/2023 | 100370 | 208676565 | 11/21/2023
Rheem Sales Company, Inc. | RUSSELL | RGEAZR036AJT06UNA | Federally-Regulated Consumer Product | Weatherized Non-Condensing Gas | 1434 | 262 |  | 11/21/2023 | 60723 | 208676515 | 11/21/2023
Rheem Sales Company, Inc. | RUSSELL | S802V1255A24DZSBAP | Federally-Regulated Consumer Product | Non-Weatherized, Non-Condensin | 2179 | 278 |  | 11/21/2023 | 86625 | 211774735 | 11/21/2023
Rheem Sales Company, Inc. | RUSSELL | RGEAZR030AJT081NA | Federally-Regulated Consumer Product | Weatherized Non-Condensing Gas | 1216 | 253 |  | 11/21/2023 | 80365 | 208676415 | 11/21/2023
Rheem Sales Company, Inc. | RUSSELL | RGEAZR048AJT08UNA | Federally-Regulated Consumer Product | Weatherized Non-Condensing Gas | 2026 | 288 |  | 11/21/2023 | 80021 | 208676555 | 11/21/2023
Rheem Sales Company, Inc. | RUSSELL | RGEAZR024AJT041NA | Federally-Regulated Consumer Product | Weatherized Non-Condensing Gas | 1205 | 252 |  | 11/21/2023 | 40798 | 208676390 | 11/21/2023
Rheem Sales Company, Inc. | RUSSELL | S802V1005A21DZSBAP | Federally-Regulated Consumer Product | Non-Weatherized, Non-Condensin | 2120 | 275 |  | 11/21/2023 | 69817 | 211806613 | 11/21/2023
Rheem Sales Company, Inc. | RUSSELL | S802V0754A17DZNBAP | Federally-Regulated Consumer Product | Non-Weatherized, Non-Condensin | 1628 | 254 |  | 11/21/2023 | 52707 | 211774711 | 11/21/2023
Rheem Sales Company, Inc. | RUSSELL | RGEAZR042AJT101NA | Federally-Regulated Consumer Product | Weatherized Non-Condensing Gas | 1774 | 277 |  | 11/21/2023 | 100987 | 208676440 | 11/21/2023
Rheem Sales Company, Inc. | RUSSELL | S801V0504A17UHSBAP | Federally-Regulated Consumer Product | Non-Weatherized, Non-Condensin | 1682 | 256 |  | 11/21/2023 | 50501 | 211774701 | 11/21/2023
Rheem Sales Company, Inc. | RUSSELL | RGEAZR030AJT08XNA | Federally-Regulated Consumer Product | Weatherized Non-Condensing Gas | 1216 | 253 |  | 11/21/2023 | 80365 | 208676510 | 11/21/2023
Rheem Sales Company, Inc. | RUSSELL | RGECZR048AJT07**C | Federally-Regulated Consumer Product | Weatherized Non-Condensing Gas | 1873 | 167 |  | 11/21/2023 | 52596 | 210279538 | 11/21/2023
Rheem Sales Company, Inc. | RUSSELL | RGEAZR060AJT081NA | Federally-Regulated Consumer Product | Weatherized Non-Condensing Gas | 2041 | 289 |  | 11/21/2023 | 79422 | 208676455 | 11/21/2023
Rheem Sales Company, Inc. | RUSSELL | RGEAZR060AJT08XNA | Federally-Regulated Consumer Product | Weatherized Non-Condensing Gas | 2041 | 289 |  | 05/25/2023 | 79422 | 208676575 | 11/21/2023
Rheem Sales Company, Inc. | RUSSELL | RGEAZR024AJT04UNA | Federally-Regulated Consumer Product | Weatherized Non-Condensing Gas | 1181 | 251 |  | 11/21/2023 | 40068 | 208676465 | 11/21/2023
Rheem Sales Company, Inc. | RUSSELL | RGECZR048AJT12**C | Federally-Regulated Consumer Product | Weatherized Non-Condensing Gas | 1902 | 259 |  | 11/21/2023 | 84032 | 210279542 | 11/21/2023
Rheem Sales Company, Inc. | RUSSELL | RGEAZR030AJT041NA | Federally-Regulated Consumer Product | Weatherized Non-Condensing Gas | 1342 | 258 |  | 05/25/2023 | 39842 | 208676405 | 11/21/2023
Rheem Sales Company, Inc. | RUSSELL | S801V0755A21UH | Federally-Regulated Consumer Product | Non-Weatherized, Non-Condensin | 1813 | 235 |  | 11/21/2023 | 75573 | 208665963 | 11/21/2023
Rheem Sales Company, Inc. | RUSSELL | S801T0704A17UHU | Federally-Regulated Consumer Product | Non-Weatherized, Non-Condensin | 1823 | 262 |  | 11/21/2023 | 70109 | 208430288 | 11/21/2023
Rheem Sales Company, Inc. | RUSSELL | RGEAZR042AJT08XNA | Federally-Regulated Consumer Product | Weatherized Non-Condensing Gas | 1820 | 279 |  | 11/21/2023 | 81578 | 208676545 | 11/21/2023
Rheem Sales Company, Inc. | RUSSELL | RGEA14036AJT06UAA | Federally-Regulated Consumer Product | Weatherized Non-Condensing Gas | 1434 | 262 |  | 11/21/2023 | 60723 | 205965555 | 11/21/2023
Rheem Sales Company, Inc. | RUSSELL | RGEAZR030AJT06XNA | Federally-Regulated Consumer Product | Weatherized Non-Condensing Gas | 1342 | 258 |  | 11/21/2023 | 61240 | 208676505 | 11/21/2023
Rheem Sales Company, Inc. | RUSSELL | RGEAZR042AJT08UNA | Federally-Regulated Consumer Product | Weatherized Non-Condensing Gas | 1635 | 271 |  | 11/21/2023 | 80943 | 208676540 | 11/21/2023
Rheem Sales Company, Inc. | RUSSELL | RGEAZR060AJT10UNA | Federally-Regulated Consumer Product | Weatherized Non-Condensing Gas | 1911 | 283 |  | 11/21/2023 | 99261 | 208676580 | 11/21/2023
Rheem Sales Company, Inc. | RUSSELL | RGEAZR036AJT101NA | Federally-Regulated Consumer Product | Weatherized Non-Condensing Gas | 1380 | 260 |  | 11/21/2023 | 100130 | 208676430 | 11/21/2023
Rheem Sales Company, Inc. | RUSSELL | S921V0705A21M4 | Federally-Regulated Consumer Product | Non-Weatherized, Condensing Ga | 1835 | 248 |  | 11/21/2023 | 69808 | 208676282 | 11/21/2023
Rheem Sales Company, Inc. | RUSSELL | RGEAZR024AJT061NA | Federally-Regulated Consumer Product | Weatherized Non-Condensing Gas | 1270 | 255 |  | 11/21/2023 | 61123 | 208676395 | 11/21/2023
Rheem Sales Company, Inc. | RUSSELL | RGEAZR060AJT10XNA | Federally-Regulated Consumer Product | Weatherized Non-Condensing Gas | 2131 | 293 |  | 11/21/2023 | 101980 | 208676585 | 11/21/2023
Rheem Sales Company, Inc. | RUSSELL | RGEA14030AJT081AC | Federally-Regulated Consumer Product | Weatherized Non-Condensing Gas | 1147 | 249 |  | 11/21/2023 | 79965 | 206606605 | 11/21/2023
Rheem Sales Company, Inc. | RUSSELL | S951T0705A21M4 | Federally-Regulated Consumer Product | Non-Weatherized, Condensing Ga | 1983 | 282 |  | 11/21/2023 | 70360 | 208663412 | 11/21/2023
Rheem Sales Company, Inc. | RUSSELL | RGEAZR048AJT101NA | Federally-Regulated Consumer Product | Weatherized Non-Condensing Gas | 2001 | 287 |  | 11/21/2023 | 101705 | 208676450 | 11/21/2023
Rheem Sales Company, Inc. | RUSSELL | RGECZR060AJT07**C | Federally-Regulated Consumer Product | Weatherized Non-Condensing Gas | 2336 | 182 |  | 11/21/2023 | 52310 | 210279546 | 11/21/2023
Rheem Sales Company, Inc. | RUSSELL | S801V0704A17UHUBAP | Federally-Regulated Consumer Product | Non-Weatherized, Non-Condensin | 1723 | 258 |  | 11/21/2023 | 70568 | 211774705 | 11/21/2023
Rheem Sales Company, Inc. | RUSSELL | RGEAZR030AJT04UNA | Federally-Regulated Consumer Product | Weatherized Non-Condensing Gas | 1189 | 251 |  | 11/21/2023 | 39887 | 208676490 | 11/21/2023
Rheem Sales Company, Inc. | RUSSELL | RGEAZR048AJT10XNA | Federally-Regulated Consumer Product | Weatherized Non-Condensing Gas | 2001 | 287 |  | 11/21/2023 | 101705 | 208676570 | 11/21/2023
Rheem Sales Company, Inc. | RUSSELL | RGEAZR030AJT06UNA | Federally-Regulated Consumer Product | Weatherized Non-Condensing Gas | 1125 | 248 |  | 11/21/2023 | 60094 | 208676500 | 11/21/2023
Rheem Sales Company, Inc. | RUSSELL | S802V1255A24DZNBAP | Federally-Regulated Consumer Product | Non-Weatherized, Non-Condensin | 2179 | 278 |  | 11/21/2023 | 86625 | 211774729 | 11/21/2023
Rheem Sales Company, Inc. | RUSSELL | RGEAZR042AJT081NA | Federally-Regulated Consumer Product | Weatherized Non-Condensing Gas | 1820 | 279 |  | 11/21/2023 | 81578 | 208676435 | 11/21/2023
Rheem Sales Company, Inc. | RUSSELL | RGEAZR024AJT06XNA | Federally-Regulated Consumer Product | Weatherized Non-Condensing Gas | 1270 | 255 |  | 11/21/2023 | 61123 | 208676480 | 11/21/2023
Rheem Sales Company, Inc. | RUSSELL | S801V1255A24UH | Federally-Regulated Consumer Product | Non-Weatherized, Non-Condensin | 2076 | 258 |  | 11/21/2023 | 124802 | 208665971 | 11/21/2023
Rheem Sales Company, Inc. | RUSSELL | RGEAZR030AJT061NA | Federally-Regulated Consumer Product | Weatherized Non-Condensing Gas | 1342 | 258 |  | 11/21/2023 | 61240 | 208676410 | 11/21/2023
Rheem Sales Company, Inc. | RUSSELL | RGEAZR060AJT101NA | Federally-Regulated Consumer Product | Weatherized Non-Condensing Gas | 2131 | 293 |  | 11/21/2023 | 101980 | 208676460 | 11/21/2023
Rheem Sales Company, Inc. | RUSSELL | RGECZR036AJT07**C | Federally-Regulated Consumer Product | Weatherized Non-Condensing Gas | 1475 | 165 |  | 11/21/2023 | 53157 | 208503162 | 11/21/2023
Rheem Sales Company, Inc. | RUSSELL | S801V0503A14UH | Federally-Regulated Consumer Product | Non-Weatherized, Non-Condensin | 1308 | 184 |  | 11/21/2023 | 50472 | 208665955 | 11/21/2023
Rheem Sales Company, Inc. | RUSSELL | RGECZR036AJT10**C | Federally-Regulated Consumer Product | Weatherized Non-Condensing Gas | 1576 | 218 |  | 11/21/2023 | 100764 | 210279534 | 11/21/2023
Rheem Sales Company, Inc. | RUSSELL | S801T1505A24UHSNAS | Federally-Regulated Consumer Product | Non-Weatherized, Non-Condensin | 1910 | 233 |  | 11/21/2023 | 150068 | 213351301 | 11/21/2023
Rheem Sales Company, Inc. | RUSSELL | S951V0603A17UHUBAP | Federally-Regulated Consumer Product | Non-Weatherized, Condensing Ga | 1246 | 250 |  | 11/21/2023 | 56140 | 212921451 | 11/21/2023
Rheem Sales Company, Inc. | RUSSELL | RGECZT060AJT07**C | Federally-Regulated Consumer Product | Weatherized Non-Condensing Gas | 2336 | 182 |  | 11/21/2023 | 52310 | 212604412 | 11/21/2023
Rheem Sales Company, Inc. | RUSSELL | S801V1005A21UHUBAP | Federally-Regulated Consumer Product | Non-Weatherized, Non-Condensin | 1966 | 269 |  | 11/21/2023 | 97612 | 211806591 | 11/21/2023
Rheem Sales Company, Inc. | RUSSELL | S801T1505A24UHNNAS | Federally-Regulated Consumer Product | Non-Weatherized, Non-Condensin | 1910 | 233 |  | 11/21/2023 | 150068 | 213351303 | 11/21/2023
Rheem Sales Company, Inc. | RUSSELL | S802V0504A17UHNBAP | Federally-Regulated Consumer Product | Non-Weatherized, Non-Condensin | 1712 | 257 |  | 11/21/2023 | 34534 | 211806601 | 11/21/2023
Rheem Sales Company, Inc. | RUSSELL | RGEAZS024AJV06XCA | Federally-Regulated Consumer Product | Weatherized Non-Condensing Gas | 1089 | 247 |  | 11/21/2023 | 60430 | 212675820 | 11/21/2023
Rheem Sales Company, Inc. | RUSSELL | RGEXZS060AJV082 | Federally-Regulated Consumer Product | Weatherized Non-Condensing Gas | 1950 | 177 |  | 11/21/2023 | 56366 | 213352265 | 11/21/2023
Rheem Sales Company, Inc. | RUSSELL | S801T1004A17UHSNAS | Federally-Regulated Consumer Product | Non-Weatherized, Non-Condensin | 1448 | 212 |  | 11/21/2023 | 98573 | 213351297 | 11/21/2023
Rheem Sales Company, Inc. | RUSSELL | RGEAZS024AJV061CA | Federally-Regulated Consumer Product | Weatherized Non-Condensing Gas | 1089 | 247 |  | 11/21/2023 | 60430 | 212675816 | 11/21/2023
Rheem Sales Company, Inc. | RUSSELL | S802V0503A14DZSBAP | Federally-Regulated Consumer Product | Non-Weatherized, Non-Condensin | 1250 | 237 |  | 11/21/2023 | 34844 | 211806598 | 11/21/2023
Rheem Sales Company, Inc. | RUSSELL | S951V1005A21UHUBAP | Federally-Regulated Consumer Product | Non-Weatherized, Condensing Ga | 2062 | 286 |  | 11/21/2023 | 94650 | 212921453 | 11/21/2023
Rheem Sales Company, Inc. | RUSSELL | S801T0504A17UHSNAS | Federally-Regulated Consumer Product | Non-Weatherized, Non-Condensin | 1517 | 249 |  | 11/21/2023 | 50545 | 211806584 | 11/21/2023
Rheem Sales Company, Inc. | RUSSELL | RGEXZS060AJV10T | Federally-Regulated Consumer Product | Weatherized Non-Condensing Gas | 2129 | 188 |  | 11/21/2023 | 70580 | 213352250 | 11/21/2023
Rheem Sales Company, Inc. | RUSSELL | S802V0503A14DZNBAP | Federally-Regulated Consumer Product | Non-Weatherized, Non-Condensin | 1250 | 237 |  | 11/21/2023 | 34844 | 211806594 | 11/21/2023
Rheem Sales Company, Inc. | RUSSELL | RGEXZS048AJV10T | Federally-Regulated Consumer Product | Weatherized Non-Condensing Gas | 1797 | 277 |  | 11/21/2023 | 70225 | 213352243 | 11/21/2023
Rheem Sales Company, Inc. | RUSSELL | S801V1505A24UHNBAP | Federally-Regulated Consumer Product | Non-Weatherized, Non-Condensin | 2440 | 249 |  | 11/21/2023 | 150642 | 213351311 | 11/21/2023
Rheem Sales Company, Inc. | RUSSELL | RGEXZS048AJV082 | Federally-Regulated Consumer Product | Weatherized Non-Condensing Gas | 1734 | 168 |  | 11/21/2023 | 57017 | 213352228 | 11/21/2023
Rheem Sales Company, Inc. | RUSSELL | S801T0504A17UHNNAS | Federally-Regulated Consumer Product | Non-Weatherized, Non-Condensin | 1517 | 249 |  | 11/21/2023 | 50545 | 211806580 | 11/21/2023
Rheem Sales Company, Inc. | RUSSELL | S801V1004A17UHNBAP | Federally-Regulated Consumer Product | Non-Weatherized, Non-Condensin | 1896 | 204 |  | 11/21/2023 | 99142 | 213351307 | 11/21/2023
Rheem Sales Company, Inc. | RUSSELL | RGEXZS048AJV08T | Federally-Regulated Consumer Product | Weatherized Non-Condensing Gas | 1734 | 168 |  | 11/21/2023 | 57017 | 213352233 | 11/21/2023
Rheem Sales Company, Inc. | RUSSELL | RGEXZS048AJV102 | Federally-Regulated Consumer Product | Weatherized Non-Condensing Gas | 1797 | 277 |  | 11/21/2023 | 70225 | 213352238 | 11/21/2023
Rheem Sales Company, Inc. | RUSSELL | S802V0504A17UHSBAP | Federally-Regulated Consumer Product | Non-Weatherized, Non-Condensin | 1712 | 257 |  | 11/21/2023 | 34534 | 211806606 | 11/21/2023
Rheem Sales Company, Inc. | RUSSELL | RGECZT048AJT12**C | Federally-Regulated Consumer Product | Weatherized Non-Condensing Gas | 1902 | 259 |  | 11/21/2023 | 84032 | 212604406 | 11/21/2023
Rheem Sales Company, Inc. | RUSSELL | S951V0403A17UHUBAP | Federally-Regulated Consumer Product | Non-Weatherized, Condensing Ga | 1335 | 254 |  | 11/21/2023 | 42103 | 212921449 | 11/21/2023
Rheem Sales Company, Inc. | RUSSELL | S801V1505A24UHSBAP | Federally-Regulated Consumer Product | Non-Weatherized, Non-Condensin | 2440 | 249 |  | 11/21/2023 | 150642 | 213351309 | 11/21/2023
Rheem Sales Company, Inc. | RUSSELL | S801V1004A17UHSBAP | Federally-Regulated Consumer Product | Non-Weatherized, Non-Condensin | 1896 | 204 |  | 11/21/2023 | 99142 | 213351305 | 11/21/2023
Rheem Sales Company, Inc. | RUSSELL | RGECZT060AJT12**C | Federally-Regulated Consumer Product | Weatherized Non-Condensing Gas | 2183 | 266 |  | 11/21/2023 | 83968 | 212604418 | 11/21/2023
Rheem Sales Company, Inc. | RUSSELL | RGECZT036AJT07**C | Federally-Regulated Consumer Product | Weatherized Non-Condensing Gas | 1475 | 165 |  | 11/21/2023 | 53157 | 212604388 | 11/21/2023
Rheem Sales Company, Inc. | RUSSELL | S801T1004A17UHNNAS | Federally-Regulated Consumer Product | Non-Weatherized, Non-Condensin | 1448 | 212 |  | 11/21/2023 | 98573 | 213351299 | 11/21/2023
Rheem Sales Company, Inc. | RUSSELL | RGECZT036AJT10**C | Federally-Regulated Consumer Product | Weatherized Non-Condensing Gas | 1576 | 218 |  | 11/21/2023 | 100764 | 212604394 | 11/21/2023
Rheem Sales Company, Inc. | RUSSELL | RGEXZS060AJV102 | Federally-Regulated Consumer Product | Weatherized Non-Condensing Gas | 2129 | 188 |  | 11/21/2023 | 70580 | 213352248 | 11/21/2023
Rheem Sales Company, Inc. | RUSSELL | S801V0504A17UHUBAP | Federally-Regulated Consumer Product | Non-Weatherized, Non-Condensin | 1376 | 243 |  | 11/21/2023 | 50203 | 211806588 | 11/21/2023
Rheem Sales Company, Inc. | RUSSELL | RGECZT048AJT07**C | Federally-Regulated Consumer Product | Weatherized Non-Condensing Gas | 1873 | 167 |  | 11/21/2023 | 52596 | 212604400 | 11/21/2023
Rheem Sales Company, Inc. | RUSSELL | RGEXZS060AJV08T | Federally-Regulated Consumer Product | Weatherized Non-Condensing Gas | 1950 | 177 |  | 11/21/2023 | 56366 | 213352261 | 11/21/2023
Allied Air | Lennox | LRP16GE*6-090VP-** | Federally-Regulated Consumer Product | Weatherized Non-Condensing Gas | 1342 | 258 |  | 11/21/2023 | 66873 | 206901418 | 11/21/2023
Rheem Sales Company, Inc. | Friedrich | FR802V0755A21DZNCAP | Federally-Regulated Consumer Product | Non-Weatherized, Non-Condensin | 2041 | 272 | 272 | 08/03/2023 | 52592 | 213112786 | 11/21/2023
Rheem Sales Company, Inc. | Friedrich | FR951T0705A21M4 | Federally-Regulated Consumer Product | Non-Weatherized, Condensing Ga | 1983 | 282 |  | 11/16/2023 | 70360 | 213112738 | 11/21/2023
Rheem Sales Company, Inc. | Friedrich | FR951V0603A17UHUCAP | Federally-Regulated Consumer Product | Non-Weatherized, Condensing Ga | 1246 | 250 |  | 07/11/2023 | 56140 | 212922382 | 11/21/2023
Rheem Sales Company, Inc. | Friedrich | RGEAZR030AJT061NA | Federally-Regulated Consumer Product | Weatherized Non-Condensing Gas | 1342 | 258 |  | 10/05/2023 | 61240 | 213363191 | 11/21/2023
Rheem Sales Company, Inc. | Friedrich | FR801V1005A21DZSCAP | Federally-Regulated Consumer Product | Non-Weatherized, Non-Condensin | 2095 | 257 | 274 | 08/03/2023 | 100302 | 213112768 | 11/21/2023
Rheem Sales Company, Inc. | Friedrich | RGEAZR048AJT101NA | Federally-Regulated Consumer Product | Weatherized Non-Condensing Gas | 2001 | 287 |  | 10/05/2023 | 101705 | 213363199 | 11/21/2023
Rheem Sales Company, Inc. | Friedrich | FR802V1255A24DZSCAP | Federally-Regulated Consumer Product | Non-Weatherized, Non-Condensin | 2179 | 278 | 278 | 08/03/2023 | 86625 | 213112782 | 11/21/2023
Rheem Sales Company, Inc. | Friedrich | FR801V0503A14UH | Federally-Regulated Consumer Product | Non-Weatherized, Non-Condensin | 1308 | 184 | 240 | 08/03/2023 | 50472 | 213112749 | 11/21/2023
Rheem Sales Company, Inc. | Friedrich | FR921T0705A21M4 | Federally-Regulated Consumer Product | Non-Weatherized, Condensing Ga | 1983 | 282 |  | 11/16/2023 | 70360 | 213112744 | 11/21/2023
Rheem Sales Company, Inc. | Friedrich | FR801T0504A17UHNNAP | Federally-Regulated Consumer Product | Non-Weatherized, Non-Condensin | 1517 | 249 | 249 | 08/03/2023 | 50545 | 213112793 | 11/21/2023
Rheem Sales Company, Inc. | Friedrich | FR802V0755A21DZSCAP | Federally-Regulated Consumer Product | Non-Weatherized, Non-Condensin | 2041 | 272 | 272 | 08/03/2023 | 52592 | 213112781 | 11/21/2023
Rheem Sales Company, Inc. | Friedrich | FR802V0503A14UHN | Federally-Regulated Consumer Product | Non-Weatherized, Non-Condensin | 1318 | 240 |  | 09/14/2023 | 35484 | 213319208 | 11/21/2023
Rheem Sales Company, Inc. | Friedrich | FR801T1004A17UHNNAP | Federally-Regulated Consumer Product | Non-Weatherized, Non-Condensin | 1448 | 212 |  | 09/21/2023 | 98573 | 213351372 | 11/21/2023
Rheem Sales Company, Inc. | Friedrich | RGECZT048AJT07**C | Federally-Regulated Consumer Product | Weatherized Non-Condensing Gas | 1873 | 167 |  | 06/15/2023 | 52596 | 212604404 | 11/21/2023
Rheem Sales Company, Inc. | Friedrich | RGECZT036AJT10**C | Federally-Regulated Consumer Product | Weatherized Non-Condensing Gas | 1576 | 218 |  | 06/15/2023 | 100764 | 212604398 | 11/21/2023
Rheem Sales Company, Inc. | Friedrich | RGECZT048AJT12**C | Federally-Regulated Consumer Product | Weatherized Non-Condensing Gas | 1902 | 259 |  | 06/15/2023 | 84032 | 212604410 | 11/21/2023
Rheem Sales Company, Inc. | Friedrich | FR801V0755A21DZNCAP | Federally-Regulated Consumer Product | Non-Weatherized, Non-Condensin | 2163 | 277 | 277 | 08/03/2023 | 75029 | 213112775 | 11/21/2023
Rheem Sales Company, Inc. | Friedrich | FR802V0504A17UHSCAP | Federally-Regulated Consumer Product | Non-Weatherized, Non-Condensin | 1712 | 257 | 257 | 08/03/2023 | 34534 | 213112791 | 11/21/2023
Rheem Sales Company, Inc. | Friedrich | RGEAZR024AJT08XNA | Federally-Regulated Consumer Product | Weatherized Non-Condensing Gas | 1202 | 252 |  | 10/05/2023 | 79659 | 213363206 | 11/21/2023
Rheem Sales Company, Inc. | Friedrich | FR921T0703A17M4 | Federally-Regulated Consumer Product | Non-Weatherized, Condensing Ga | 1362 | 255 |  | 10/17/2023 | 69960 | 213319213 | 11/21/2023
Rheem Sales Company, Inc. | Friedrich | RGEAZR036AJT08UNA | Federally-Regulated Consumer Product | Weatherized Non-Condensing Gas | 1382 | 260 |  | 10/05/2023 | 80891 | 213363214 | 11/21/2023
Rheem Sales Company, Inc. | Friedrich | RGEAZR030AJT06UNA | Federally-Regulated Consumer Product | Weatherized Non-Condensing Gas | 1125 | 248 |  | 10/05/2023 | 60094 | 213363209 | 11/21/2023
Rheem Sales Company, Inc. | Friedrich | FR801T0755A21DZS | Federally-Regulated Consumer Product | Non-Weatherized, Non-Condensin | 1883 | 265 |  | 09/14/2023 | 75029 | 213319205 | 11/21/2023
Rheem Sales Company, Inc. | Friedrich | RGECZR036AJT07**C | Federally-Regulated Consumer Product | Weatherized Non-Condensing Gas | 1475 | 165 |  | 04/18/2023 | 53157 | 212361631 | 11/21/2023
Rheem Sales Company, Inc. | Friedrich | FR801V1505A24UHSCAP | Federally-Regulated Consumer Product | Non-Weatherized, Non-Condensin | 2440 | 249 |  | 09/21/2023 | 150642 | 213351375 | 11/21/2023
Rheem Sales Company, Inc. | Friedrich | FR802V0754A17DZSCAP | Federally-Regulated Consumer Product | Non-Weatherized, Non-Condensin | 1628 | 254 | 254 | 08/03/2023 | 52707 | 213112780 | 11/21/2023
Rheem Sales Company, Inc. | Friedrich | RGEAZR030AJT081NA | Federally-Regulated Consumer Product | Weatherized Non-Condensing Gas | 1216 | 253 |  | 10/05/2023 | 80365 | 213363192 | 11/21/2023
Rheem Sales Company, Inc. | Friedrich | FR801V1005A21DZNCAP | Federally-Regulated Consumer Product | Non-Weatherized, Non-Condensin | 2095 | 257 | 274 | 08/03/2023 | 100302 | 213112771 | 11/21/2023
Rheem Sales Company, Inc. | Friedrich | RGEAZR030AJT06XNA | Federally-Regulated Consumer Product | Weatherized Non-Condensing Gas | 1342 | 258 |  | 10/05/2023 | 61240 | 213363210 | 11/21/2023
Rheem Sales Company, Inc. | Friedrich | RGECZT036AJT07**C | Federally-Regulated Consumer Product | Weatherized Non-Condensing Gas | 1475 | 165 |  | 06/15/2023 | 53157 | 212604392 | 11/21/2023
Rheem Sales Company, Inc. | Friedrich | RGEAZR036AJT081NA | Federally-Regulated Consumer Product | Weatherized Non-Condensing Gas | 1387 | 260 |  | 10/05/2023 | 80632 | 213363194 | 11/21/2023
Rheem Sales Company, Inc. | Friedrich | FR801T1004A17UHSNAP | Federally-Regulated Consumer Product | Non-Weatherized, Non-Condensin | 1448 | 212 |  | 09/21/2023 | 98573 | 213351371 | 11/21/2023
Rheem Sales Company, Inc. | Friedrich | RGECZR060AJT12**C | Federally-Regulated Consumer Product | Weatherized Non-Condensing Gas | 2183 | 266 |  | 04/18/2023 | 83968 | 212361636 | 11/21/2023
Rheem Sales Company, Inc. | Friedrich | FR801V0504A17UHUCAP | Federally-Regulated Consumer Product | Non-Weatherized, Non-Condensin | 1723 | 258 |  | 07/11/2023 | 70568 | 212922377 | 11/21/2023
Rheem Sales Company, Inc. | Friedrich | RGECZT060AJT07**C | Federally-Regulated Consumer Product | Weatherized Non-Condensing Gas | 2336 | 182 |  | 06/15/2023 | 52310 | 212604416 | 11/21/2023
Rheem Sales Company, Inc. | Friedrich | RGEAZR024AJT06XNA | Federally-Regulated Consumer Product | Weatherized Non-Condensing Gas | 1270 | 255 |  | 10/05/2023 | 61123 | 213363205 | 11/21/2023
Rheem Sales Company, Inc. | Friedrich | FR801V0704A17UHUCAP | Federally-Regulated Consumer Product | Non-Weatherized, Non-Condensin | 1376 | 243 |  | 07/11/2023 | 50203 | 212922378 | 11/21/2023
Rheem Sales Company, Inc. | Friedrich | RGEAZR030AJT04XNA | Federally-Regulated Consumer Product | Weatherized Non-Condensing Gas | 1342 | 258 |  | 10/05/2023 | 39842 | 213363208 | 11/21/2023
Rheem Sales Company, Inc. | Friedrich | FR962V0403A17M4S | Federally-Regulated Consumer Product | Non-Weatherized, Condensing Ga | 1248 | 250 |  | 11/16/2023 | 29623 | 213319209 | 11/21/2023
Rheem Sales Company, Inc. | Friedrich | RGECZR036AJT10**C | Federally-Regulated Consumer Product | Weatherized Non-Condensing Gas | 1576 | 218 |  | 04/18/2023 | 100764 | 212361632 | 11/21/2023
Rheem Sales Company, Inc. | Friedrich | FR802V1255A24DZNCAP | Federally-Regulated Consumer Product | Non-Weatherized, Non-Condensin | 2179 | 278 | 278 | 08/03/2023 | 86625 | 213112787 | 11/21/2023
Rheem Sales Company, Inc. | Friedrich | RGEAZR030AJT08XNA | Federally-Regulated Consumer Product | Weatherized Non-Condensing Gas | 1216 | 253 |  | 10/05/2023 | 80365 | 213363211 | 11/21/2023
Rheem Sales Company, Inc. | Friedrich | FR921V0703A17M4 | Federally-Regulated Consumer Product | Non-Weatherized, Condensing Ga | 1166 | 246 |  | 10/17/2023 | 70001 | 213319217 | 11/21/2023
Rheem Sales Company, Inc. | Friedrich | RGEAZR036AJT06XNA | Federally-Regulated Consumer Product | Weatherized Non-Condensing Gas | 1259 | 254 |  | 10/05/2023 | 58986 | 213363213 | 11/21/2023
Rheem Sales Company, Inc. | Friedrich | FR801V1505A24UHNCAP | Federally-Regulated Consumer Product | Non-Weatherized, Non-Condensin | 2440 | 249 |  | 09/21/2023 | 150642 | 213351376 | 11/21/2023
Rheem Sales Company, Inc. | Friedrich | RGEAZR030AJT04UNA | Federally-Regulated Consumer Product | Weatherized Non-Condensing Gas | 1189 | 251 |  | 10/05/2023 | 39887 | 213363207 | 11/21/2023
Rheem Sales Company, Inc. | Friedrich | FR801V1255A24DZSCAP | Federally-Regulated Consumer Product | Non-Weatherized, Non-Condensin | 2075 | 273 | 273 | 08/03/2023 | 124289 | 213112770 | 11/21/2023
Rheem Sales Company, Inc. | Friedrich | RGEAZR036AJT061NA | Federally-Regulated Consumer Product | Weatherized Non-Condensing Gas | 1259 | 254 |  | 10/05/2023 | 58986 | 213363193 | 11/21/2023
Rheem Sales Company, Inc. | Friedrich | FR951V0403A17UHUCAP | Federally-Regulated Consumer Product | Non-Weatherized, Condensing Ga | 1335 | 254 |  | 07/11/2023 | 42103 | 212922381 | 11/21/2023
Rheem Sales Company, Inc. | Friedrich | FR802V1005A21DZNCAP | Federally-Regulated Consumer Product | Non-Weatherized, Non-Condensin | 2120 | 275 | 275 | 08/03/2023 | 69817 | 213112797 | 11/21/2023
Rheem Sales Company, Inc. | Friedrich | FR801V0503A14DZSCAP | Federally-Regulated Consumer Product | Non-Weatherized, Non-Condensin | 1295 | 239 | 239 | 08/03/2023 | 51119 | 213112767 | 11/21/2023
Rheem Sales Company, Inc. | Friedrich | FR951V0703A17M4 | Federally-Regulated Consumer Product | Non-Weatherized, Condensing Ga | 1166 | 246 |  | 10/17/2023 | 70001 | 213319215 | 11/21/2023
Rheem Sales Company, Inc. | Friedrich | RGEAZR048AJT081NA | Federally-Regulated Consumer Product | Weatherized Non-Condensing Gas | 1847 | 280 |  | 10/05/2023 | 80515 | 213363198 | 11/21/2023
Rheem Sales Company, Inc. | Friedrich | FR801V0504A17UHNCAP | Federally-Regulated Consumer Product | Non-Weatherized, Non-Condensin | 1682 | 256 | 256 | 08/03/2023 | 50501 | 213112784 | 11/21/2023
Rheem Sales Company, Inc. | Friedrich | FR801V1255A24UH | Federally-Regulated Consumer Product | Non-Weatherized, Non-Condensin | 2076 | 258 | 273 | 08/03/2023 | 124802 | 213112752 | 11/21/2023
Rheem Sales Company, Inc. | Friedrich | FR801V0755A21UH | Federally-Regulated Consumer Product | Non-Weatherized, Non-Condensin | 1813 | 235 | 262 | 08/03/2023 | 75573 | 213112751 | 11/21/2023
Rheem Sales Company, Inc. | Friedrich | FR801T0755A21DZN | Federally-Regulated Consumer Product | Non-Weatherized, Non-Condensin | 1883 | 265 |  | 09/14/2023 | 75029 | 213319206 | 11/21/2023
Rheem Sales Company, Inc. | Friedrich | FR801V0504A17UHSCAP | Federally-Regulated Consumer Product | Non-Weatherized, Non-Condensin | 1682 | 256 | 256 | 08/03/2023 | 50501 | 213112779 | 11/21/2023
Rheem Sales Company, Inc. | Friedrich | FR951V1005A21UHUCAP | Federally-Regulated Consumer Product | Non-Weatherized, Condensing Ga | 2062 | 286 |  | 07/11/2023 | 94650 | 212922383 | 11/21/2023
Rheem Sales Company, Inc. | Friedrich | FR802V1005A21DZSCAP | Federally-Regulated Consumer Product | Non-Weatherized, Non-Condensin | 2120 | 275 | 275 | 08/03/2023 | 69817 | 213112792 | 11/21/2023
Rheem Sales Company, Inc. | Friedrich | RGEAZR024AJT04UNA | Federally-Regulated Consumer Product | Weatherized Non-Condensing Gas | 1181 | 251 |  | 10/05/2023 | 40068 | 213363202 | 11/21/2023
Rheem Sales Company, Inc. | Friedrich | FR951T0703A17M4 | Federally-Regulated Consumer Product | Non-Weatherized, Condensing Ga | 1362 | 255 |  | 10/17/2023 | 69960 | 213319211 | 11/21/2023
Rheem Sales Company, Inc. | Friedrich | FR801T0704A17UHU | Federally-Regulated Consumer Product | Non-Weatherized, Non-Condensin | 1823 | 262 | 262 | 08/03/2023 | 70109 | 213112732 | 11/21/2023
Rheem Sales Company, Inc. | Friedrich | FR801T1255A24UHN | Federally-Regulated Consumer Product | Non-Weatherized, Non-Condensin | 1991 | 270 | 270 | 07/25/2023 | 123598 | 213112694 | 11/21/2023
Rheem Sales Company, Inc. | Friedrich | FR801V0754A17UH | Federally-Regulated Consumer Product | Non-Weatherized, Non-Condensin | 1830 | 223 | 263 | 08/03/2023 | 75693 | 213112750 | 11/21/2023
Rheem Sales Company, Inc. | Friedrich | FR802V0503A14DZSCAP | Federally-Regulated Consumer Product | Non-Weatherized, Non-Condensin | 1250 | 237 | 237 | 08/03/2023 | 34844 | 213112790 | 11/21/2023
Rheem Sales Company, Inc. | Friedrich | FR98MV0855A21UPS | Federally-Regulated Consumer Product | Non-Weatherized, Condensing Ga | 2209 | 292 |  | 11/16/2023 | 33631 | 213112678 | 11/21/2023
Rheem Sales Company, Inc. | Friedrich | FR801V1005A21UH | Federally-Regulated Consumer Product | Non-Weatherized, Non-Condensin | 2027 | 188 |  | 08/25/2023 | 100725 | 213271395 | 11/21/2023
Rheem Sales Company, Inc. | Friedrich | FR801T0504A17UHSNAP | Federally-Regulated Consumer Product | Non-Weatherized, Non-Condensin | 1517 | 249 | 249 | 08/03/2023 | 50545 | 213112789 | 11/21/2023
Rheem Sales Company, Inc. | Friedrich | FR801V0754A17DZSCAP | Federally-Regulated Consumer Product | Non-Weatherized, Non-Condensin | 1680 | 255 | 256 | 08/03/2023 | 76001 | 213112777 | 11/21/2023
Rheem Sales Company, Inc. | Friedrich | FR951V0705A21M4 | Federally-Regulated Consumer Product | Non-Weatherized, Condensing Ga | 1835 | 248 |  | 11/16/2023 | 69808 | 213112761 | 11/21/2023
Rheem Sales Company, Inc. | Friedrich | RGEAZR042AJT101NA | Federally-Regulated Consumer Product | Weatherized Non-Condensing Gas | 1774 | 277 |  | 10/05/2023 | 100987 | 213363197 | 11/21/2023
Rheem Sales Company, Inc. | Friedrich | FR921V0705A21M4 | Federally-Regulated Consumer Product | Non-Weatherized, Condensing Ga | 1835 | 248 |  | 11/16/2023 | 69808 | 213112755 | 11/21/2023
Rheem Sales Company, Inc. | Friedrich | RGECZR048AJT07**C | Federally-Regulated Consumer Product | Weatherized Non-Condensing Gas | 1873 | 167 |  | 04/18/2023 | 52596 | 212361633 | 11/21/2023
Rheem Sales Company, Inc. | Friedrich | RGEAZR024AJT06UNA | Federally-Regulated Consumer Product | Weatherized Non-Condensing Gas | 1236 | 253 |  | 10/05/2023 | 61566 | 213363204 | 11/21/2023
Rheem Sales Company, Inc. | Friedrich | RGECZT060AJT12**C | Federally-Regulated Consumer Product | Weatherized Non-Condensing Gas | 2183 | 266 |  | 06/15/2023 | 83968 | 212604422 | 11/21/2023
Rheem Sales Company, Inc. | Friedrich | RGECZR060AJT07**C | Federally-Regulated Consumer Product | Weatherized Non-Condensing Gas | 2336 | 182 |  | 04/18/2023 | 52310 | 212361635 | 11/21/2023
Rheem Sales Company, Inc. | Friedrich | FR801V1005A21UHUCAP | Federally-Regulated Consumer Product | Non-Weatherized, Non-Condensin | 1966 | 269 |  | 07/11/2023 | 97612 | 212922379 | 11/21/2023
Rheem Sales Company, Inc. | Friedrich | FR801V0503A14DZNCAP | Federally-Regulated Consumer Product | Non-Weatherized, Non-Condensin | 2163 | 277 | 277 | 08/03/2023 | 51119 | 213112766 | 11/21/2023
Rheem Sales Company, Inc. | Friedrich | FR801T1255A24UHS | Federally-Regulated Consumer Product | Non-Weatherized, Non-Condensin | 1991 | 270 | 270 | 07/25/2023 | 123598 | 213112688 | 11/21/2023
Rheem Sales Company, Inc. | Friedrich | RGEAZR042AJT08UNA | Federally-Regulated Consumer Product | Weatherized Non-Condensing Gas | 1635 | 271 |  | 10/05/2023 | 80943 | 213363217 | 11/21/2023
Rheem Sales Company, Inc. | Friedrich | FR802V0504A17UHNCAP | Federally-Regulated Consumer Product | Non-Weatherized, Non-Condensin | 1712 | 257 | 257 | 08/03/2023 | 34534 | 213112796 | 11/21/2023
Rheem Sales Company, Inc. | Friedrich | FR801V1004A17UHSCAP | Federally-Regulated Consumer Product | Non-Weatherized, Non-Condensin | 1896 | 204 |  | 09/21/2023 | 99142 | 213351373 | 11/21/2023
Rheem Sales Company, Inc. | Friedrich | RGEAZR042AJT081NA | Federally-Regulated Consumer Product | Weatherized Non-Condensing Gas | 1820 | 279 |  | 10/05/2023 | 81578 | 213363196 | 11/21/2023
Rheem Sales Company, Inc. | Friedrich | RGEAZR036AJT06UNA | Federally-Regulated Consumer Product | Weatherized Non-Condensing Gas | 1434 | 262 |  | 10/05/2023 | 60723 | 213363212 | 11/21/2023
Rheem Sales Company, Inc. | Friedrich | RGEAZR036AJT10XNA | Federally-Regulated Consumer Product | Weatherized Non-Condensing Gas | 1380 | 260 |  | 10/05/2023 | 100130 | 213363216 | 11/21/2023
Rheem Sales Company, Inc. | Friedrich | RGEAZR060AJT081NA | Federally-Regulated Consumer Product | Weatherized Non-Condensing Gas | 2041 | 289 |  | 10/05/2023 | 79422 | 213363200 | 11/21/2023
Rheem Sales Company, Inc. | Friedrich | RGEAZR030AJT041NA | Federally-Regulated Consumer Product | Weatherized Non-Condensing Gas | 1342 | 258 |  | 10/05/2023 | 39842 | 213363190 | 11/21/2023
Rheem Sales Company, Inc. | Friedrich | RGEAZR036AJT101NA | Federally-Regulated Consumer Product | Weatherized Non-Condensing Gas | 1380 | 260 |  | 10/05/2023 | 100130 | 213363195 | 11/21/2023
Rheem Sales Company, Inc. | Friedrich | FR801V1004A17UHNCAP | Federally-Regulated Consumer Product | Non-Weatherized, Non-Condensin | 1896 | 204 |  | 09/21/2023 | 99142 | 213351374 | 11/21/2023
Rheem Sales Company, Inc. | Friedrich | RGEAZR036AJT08XNA | Federally-Regulated Consumer Product | Weatherized Non-Condensing Gas | 1387 | 260 |  | 10/05/2023 | 80632 | 213363215 | 11/21/2023
Rheem Sales Company, Inc. | Friedrich | FR802V0503A14DZNCAP | Federally-Regulated Consumer Product | Non-Weatherized, Non-Condensin | 1250 | 237 | 237 | 08/03/2023 | 34844 | 213112795 | 11/21/2023
Rheem Sales Company, Inc. | Friedrich | RGEAZR024AJT04XNA | Federally-Regulated Consumer Product | Weatherized Non-Condensing Gas | 1205 | 252 |  | 10/05/2023 | 40798 | 213363203 | 11/21/2023
Rheem Sales Company, Inc. | Friedrich | FR802V0754A17DZNCAP | Federally-Regulated Consumer Product | Non-Weatherized, Non-Condensin | 1628 | 254 | 254 | 08/03/2023 | 52707 | 213112785 | 11/21/2023
Rheem Sales Company, Inc. | Friedrich | FR801V0755A21DZSCAP | Federally-Regulated Consumer Product | Non-Weatherized, Non-Condensin | 2163 | 277 | 277 | 08/03/2023 | 75029 | 213112774 | 11/21/2023
Rheem Sales Company, Inc. | Friedrich | FR801V0754A17DZNCAP | Federally-Regulated Consumer Product | Non-Weatherized, Non-Condensin | 1680 | 255 | 256 | 08/03/2023 | 76001 | 213112776 | 11/21/2023
Rheem Sales Company, Inc. | Friedrich | FR801V1255A24DZNCAP | Federally-Regulated Consumer Product | Non-Weatherized, Non-Condensin | 2075 | 273 | 273 | 08/03/2023 | 124289 | 213112772 | 11/21/2023
Rheem Sales Company, Inc. | Friedrich | RGEAZR060AJT101NA | Federally-Regulated Consumer Product | Weatherized Non-Condensing Gas | 2131 | 293 |  | 10/05/2023 | 101980 | 213363201 | 11/21/2023
Rheem Sales Company, Inc. | Friedrich | RGECZR048AJT12**C | Federally-Regulated Consumer Product | Weatherized Non-Condensing Gas | 1902 | 259 |  | 04/18/2023 | 84032 | 212361634 | 11/21/2023
Rheem Sales Company, Inc. | Friedrich | FR802V0503A14UHS | Federally-Regulated Consumer Product | Non-Weatherized, Non-Condensin | 1318 | 240 |  | 09/14/2023 | 35484 | 213319207 | 11/21/2023
Rheem Sales Company, Inc. | Thermal Zone | TZ95UH1V040B3UABAP | Federally-Regulated Consumer Product | Non-Weatherized, Condensing Ga | 1335 | 254 |  | 11/21/2023 | 42103 | 212922396 | 11/21/2023
Rheem Sales Company, Inc. | Thermal Zone | TZ80DZ2V100C5NABAP | Federally-Regulated Consumer Product | Non-Weatherized, Non-Condensin | 2120 | 275 |  | 11/21/2023 | 69817 | 211873435 | 11/21/2023
Rheem Sales Company, Inc. | Thermal Zone | RGEXZS060AJV082 | Federally-Regulated Consumer Product | Weatherized Non-Condensing Gas | 1950 | 177 |  | 11/21/2023 | 56366 | 213352293 | 11/21/2023
Rheem Sales Company, Inc. | Thermal Zone | RGEAZS024AJV061CA | Federally-Regulated Consumer Product | Weatherized Non-Condensing Gas | 1089 | 247 |  | 11/21/2023 | 60430 | 212676553 | 11/21/2023
Rheem Sales Company, Inc. | Thermal Zone | TZ80UH1T150D5NANAS | Federally-Regulated Consumer Product | Non-Weatherized, Non-Condensin | 1910 | 233 |  | 11/21/2023 | 150068 | 213351396 | 11/21/2023
Rheem Sales Company, Inc. | Thermal Zone | RGEXZS048AJV10T | Federally-Regulated Consumer Product | Weatherized Non-Condensing Gas | 1797 | 277 |  | 11/21/2023 | 70225 | 213352292 | 11/21/2023
Rheem Sales Company, Inc. | Thermal Zone | RGEXZS060AJV102 | Federally-Regulated Consumer Product | Weatherized Non-Condensing Gas | 2129 | 188 |  | 11/21/2023 | 70580 | 213352295 | 11/21/2023
Rheem Sales Company, Inc. | Thermal Zone | TZ95UH1V100C5UABAP | Federally-Regulated Consumer Product | Non-Weatherized, Condensing Ga | 2062 | 286 |  | 11/21/2023 | 94650 | 212922398 | 11/21/2023
Rheem Sales Company, Inc. | Thermal Zone | TZ80UH1V100B4NABAP | Federally-Regulated Consumer Product | Non-Weatherized, Non-Condensin | 1896 | 204 |  | 11/21/2023 | 99142 | 213351398 | 11/21/2023
Rheem Sales Company, Inc. | Thermal Zone | RGEXZS060AJV10T | Federally-Regulated Consumer Product | Weatherized Non-Condensing Gas | 2129 | 188 |  | 11/21/2023 | 70580 | 213352296 | 11/21/2023
Rheem Sales Company, Inc. | Thermal Zone | TZ80UH1V150D5NABAP | Federally-Regulated Consumer Product | Non-Weatherized, Non-Condensin | 2440 | 249 |  | 11/21/2023 | 150642 | 213351400 | 11/21/2023
Rheem Sales Company, Inc. | Thermal Zone | RGEAZS024AJV06XCA | Federally-Regulated Consumer Product | Weatherized Non-Condensing Gas | 1089 | 247 |  | 11/21/2023 | 60430 | 212676554 | 11/21/2023
Rheem Sales Company, Inc. | Thermal Zone | RGEXZS048AJV102 | Federally-Regulated Consumer Product | Weatherized Non-Condensing Gas | 1797 | 277 |  | 11/21/2023 | 70225 | 213352291 | 11/21/2023
Rheem Sales Company, Inc. | Thermal Zone | RGEXZS060AJV08T | Federally-Regulated Consumer Product | Weatherized Non-Condensing Gas | 1950 | 177 |  | 11/21/2023 | 56366 | 213352294 | 11/21/2023
Rheem Sales Company, Inc. | Thermal Zone | TZ80UH1V100B4SABAP | Federally-Regulated Consumer Product | Non-Weatherized, Non-Condensin | 1896 | 204 |  | 11/21/2023 | 99142 | 213351397 | 11/21/2023
Rheem Sales Company, Inc. | Thermal Zone | TZ80UH1T100B4NANAS | Federally-Regulated Consumer Product | Non-Weatherized, Non-Condensin | 1448 | 212 |  | 11/21/2023 | 98573 | 213351394 | 11/21/2023
Rheem Sales Company, Inc. | Thermal Zone | TZ80UH1V150D5SABAP | Federally-Regulated Consumer Product | Non-Weatherized, Non-Condensin | 2440 | 249 |  | 11/21/2023 | 150642 | 213351399 | 11/21/2023
Rheem Sales Company, Inc. | Thermal Zone | RGEXZS048AJV082 | Federally-Regulated Consumer Product | Weatherized Non-Condensing Gas | 1734 | 168 |  | 11/21/2023 | 57017 | 213352289 | 11/21/2023
Rheem Sales Company, Inc. | Thermal Zone | RGEXZS048AJV08T | Federally-Regulated Consumer Product | Weatherized Non-Condensing Gas | 1734 | 168 |  | 11/21/2023 | 57017 | 213352290 | 11/21/2023
Rheem Sales Company, Inc. | Thermal Zone | TZ80UH2V050B4SABAP | Federally-Regulated Consumer Product | Non-Weatherized, Non-Condensin | 1712 | 257 |  | 11/21/2023 | 34534 | 211873430 | 11/21/2023
Rheem Sales Company, Inc. | Thermal Zone | TZ80UH1T150D5SANAS | Federally-Regulated Consumer Product | Non-Weatherized, Non-Condensin | 1910 | 233 |  | 11/21/2023 | 150068 | 213351395 | 11/21/2023
Rheem Sales Company, Inc. | Thermal Zone | TZ80UH1T100B4SANAS | Federally-Regulated Consumer Product | Non-Weatherized, Non-Condensin | 1448 | 212 |  | 11/21/2023 | 98573 | 213351393 | 11/21/2023
Rheem Sales Company, Inc. | Thermal Zone | TZ95UH1V060B3UABAP | Federally-Regulated Consumer Product | Non-Weatherized, Condensing Ga | 1246 | 250 |  | 11/21/2023 | 56140 | 212922397 | 11/21/2023
Rheem Sales Company, Inc. | Friedrich | RGEAZR048AJT08XNA | Federally-Regulated Consumer Product | Weatherized Non-Condensing Gas | 1847 | 280 |  | 10/05/2023 | 80515 | 213363221 | 11/21/2023
Rheem Sales Company, Inc. | Friedrich | RGEAZR042AJT08XNA | Federally-Regulated Consumer Product | Weatherized Non-Condensing Gas | 1820 | 279 |  | 10/05/2023 | 81578 | 213363218 | 11/21/2023
Rheem Sales Company, Inc. | Friedrich | RGEAZR048AJT08UNA | Federally-Regulated Consumer Product | Weatherized Non-Condensing Gas | 2026 | 288 |  | 10/05/2023 | 80019 | 213363220 | 11/21/2023
Rheem Sales Company, Inc. | Friedrich | RGEAZR048AJT10XNA | Federally-Regulated Consumer Product | Weatherized Non-Condensing Gas | 2001 | 287 |  | 10/05/2023 | 101705 | 213363223 | 11/21/2023
Rheem Sales Company, Inc. | Friedrich | RGEAZR024AJT061NA | Federally-Regulated Consumer Product | Weatherized Non-Condensing Gas | 1270 | 255 |  | 10/05/2023 | 61123 | 213363188 | 11/21/2023
Rheem Sales Company, Inc. | Friedrich | FR801T1505A24UHSNAP | Federally-Regulated Consumer Product | Non-Weatherized, Non-Condensin | 1910 | 233 |  | 09/28/2023 | 150068 | 213354983 | 11/21/2023
Rheem Sales Company, Inc. | Friedrich | RGEAZS024AJV061CA | Federally-Regulated Consumer Product | Weatherized Non-Condensing Gas | 1089 | 247 |  | 10/05/2023 | 60430 | 213363233 | 11/21/2023
Rheem Sales Company, Inc. | Friedrich | FR801T1505A24UHNNAP | Federally-Regulated Consumer Product | Non-Weatherized, Non-Condensin | 1910 | 233 |  | 09/28/2023 | 150068 | 213354984 | 11/21/2023
Rheem Sales Company, Inc. | Friedrich | RGEAZR060AJT10XNA | Federally-Regulated Consumer Product | Weatherized Non-Condensing Gas | 2131 | 293 |  | 10/05/2023 | 101980 | 213363226 | 11/21/2023
Rheem Sales Company, Inc. | Friedrich | RGEAZS024AJV06XCA | Federally-Regulated Consumer Product | Weatherized Non-Condensing Gas | 1089 | 247 |  | 10/05/2023 | 60430 | 213363234 | 11/21/2023
Rheem Sales Company, Inc. | Friedrich | RGEAZR060AJT10UNA | Federally-Regulated Consumer Product | Weatherized Non-Condensing Gas | 1911 | 283 |  | 10/05/2023 | 99261 | 213363225 | 11/21/2023
Rheem Sales Company, Inc. | Friedrich | FR96TA0702521MSA | Federally-Regulated Consumer Product | Non-Weatherized, Condensing Ga | 1854 | 277 |  | 11/16/2023 | 49250 | 213614269 | 11/21/2023
Rheem Sales Company, Inc. | Friedrich | RGEAZR048AJT10UNA | Federally-Regulated Consumer Product | Weatherized Non-Condensing Gas | 1832 | 280 |  | 10/05/2023 | 100370 | 213363222 | 11/21/2023
Rheem Sales Company, Inc. | Friedrich | RGEAZR060AJT08XNA | Federally-Regulated Consumer Product | Weatherized Non-Condensing Gas | 2041 | 289 |  | 10/05/2023 | 79422 | 213363224 | 11/21/2023
Rheem Sales Company, Inc. | Friedrich | RGEAZR042AJT10XNA | Federally-Regulated Consumer Product | Weatherized Non-Condensing Gas | 1774 | 277 |  | 10/05/2023 | 100987 | 213363219 | 11/21/2023
Rheem Sales Company, Inc. | Friedrich | RGEAZR024AJT041NA | Federally-Regulated Consumer Product | Weatherized Non-Condensing Gas | 1205 | 252 |  | 10/05/2023 | 40798 | 213363187 | 11/21/2023
Rheem Sales Company, Inc. | Friedrich | RGEAZR024AJT081NA | Federally-Regulated Consumer Product | Weatherized Non-Condensing Gas | 1202 | 252 |  | 10/05/2023 | 79659 | 213363189 | 11/21/2023
Rheem Sales Company, Inc. | Friedrich | FR802V0755A21DZNCAP | Federally-Regulated Consumer Product | Non-Weatherized, Non-Condensin | 2041 | 272 | 272 | 08/03/2023 | 52592 | 213112786 | 11/21/2023
Rheem Sales Company, Inc. | Friedrich | FR951T0705A21M4 | Federally-Regulated Consumer Product | Non-Weatherized, Condensing Ga | 1983 | 282 |  | 11/21/2023 | 70360 | 213112738 | 11/21/2023
Rheem Sales Company, Inc. | Friedrich | FR951V0603A17UHUCAP | Federally-Regulated Consumer Product | Non-Weatherized, Condensing Ga | 1246 | 250 |  | 11/21/2023 | 56140 | 212922382 | 11/21/2023
Rheem Sales Company, Inc. | Friedrich | RGEAZR030AJT061NA | Federally-Regulated Consumer Product | Weatherized Non-Condensing Gas | 1342 | 258 |  | 11/21/2023 | 61240 | 213363191 | 11/21/2023
Rheem Sales Company, Inc. | Friedrich | FR801V1005A21DZSCAP | Federally-Regulated Consumer Product | Non-Weatherized, Non-Condensin | 2095 | 257 |  | 11/21/2023 | 100302 | 213112768 | 11/21/2023
Rheem Sales Company, Inc. | Friedrich | RGEAZR048AJT101NA | Federally-Regulated Consumer Product | Weatherized Non-Condensing Gas | 2001 | 287 |  | 11/21/2023 | 101705 | 213363199 | 11/21/2023
Rheem Sales Company, Inc. | Friedrich | FR802V1255A24DZSCAP | Federally-Regulated Consumer Product | Non-Weatherized, Non-Condensin | 2179 | 278 |  | 11/21/2023 | 86625 | 213112782 | 11/21/2023
Rheem Sales Company, Inc. | Friedrich | FR801V0503A14UH | Federally-Regulated Consumer Product | Non-Weatherized, Non-Condensin | 1308 | 184 | 240 | 08/03/2023 | 50472 | 213112749 | 11/21/2023
Rheem Sales Company, Inc. | Friedrich | FR921T0705A21M4 | Federally-Regulated Consumer Product | Non-Weatherized, Condensing Ga | 1983 | 282 |  | 11/21/2023 | 70360 | 213112744 | 11/21/2023
Rheem Sales Company, Inc. | Friedrich | FR801T0504A17UHNNAP | Federally-Regulated Consumer Product | Non-Weatherized, Non-Condensin | 1517 | 249 |  | 11/21/2023 | 50545 | 213112793 | 11/21/2023
Rheem Sales Company, Inc. | Friedrich | FR802V0755A21DZSCAP | Federally-Regulated Consumer Product | Non-Weatherized, Non-Condensin | 2041 | 272 |  | 11/21/2023 | 52592 | 213112781 | 11/21/2023
Rheem Sales Company, Inc. | Friedrich | FR802V0503A14UHN | Federally-Regulated Consumer Product | Non-Weatherized, Non-Condensin | 1318 | 240 |  | 11/21/2023 | 35484 | 213319208 | 11/21/2023
Rheem Sales Company, Inc. | Friedrich | FR801T1004A17UHNNAP | Federally-Regulated Consumer Product | Non-Weatherized, Non-Condensin | 1448 | 212 |  | 11/21/2023 | 98573 | 213351372 | 11/21/2023
Rheem Sales Company, Inc. | Friedrich | RGECZT048AJT07**C | Federally-Regulated Consumer Product | Weatherized Non-Condensing Gas | 1873 | 167 |  | 11/21/2023 | 52596 | 212604404 | 11/21/2023
Rheem Sales Company, Inc. | Friedrich | RGECZT036AJT10**C | Federally-Regulated Consumer Product | Weatherized Non-Condensing Gas | 1576 | 218 |  | 11/21/2023 | 100764 | 212604398 | 11/21/2023
Rheem Sales Company, Inc. | Friedrich | RGECZT048AJT12**C | Federally-Regulated Consumer Product | Weatherized Non-Condensing Gas | 1902 | 259 |  | 11/21/2023 | 84032 | 212604410 | 11/21/2023
Rheem Sales Company, Inc. | Friedrich | FR801V0755A21DZNCAP | Federally-Regulated Consumer Product | Non-Weatherized, Non-Condensin | 2163 | 277 |  | 11/21/2023 | 75029 | 213112775 | 11/21/2023
Rheem Sales Company, Inc. | Friedrich | FR802V0504A17UHSCAP | Federally-Regulated Consumer Product | Non-Weatherized, Non-Condensin | 1712 | 257 | 257 | 08/03/2023 | 34534 | 213112791 | 11/21/2023
Rheem Sales Company, Inc. | Friedrich | RGEAZR024AJT08XNA | Federally-Regulated Consumer Product | Weatherized Non-Condensing Gas | 1202 | 252 |  | 11/21/2023 | 79659 | 213363206 | 11/21/2023
Rheem Sales Company, Inc. | Friedrich | FR921T0703A17M4 | Federally-Regulated Consumer Product | Non-Weatherized, Condensing Ga | 1362 | 255 |  | 11/21/2023 | 69960 | 213319213 | 11/21/2023
Rheem Sales Company, Inc. | Friedrich | RGEAZR036AJT08UNA | Federally-Regulated Consumer Product | Weatherized Non-Condensing Gas | 1382 | 260 |  | 11/21/2023 | 80891 | 213363214 | 11/21/2023
Rheem Sales Company, Inc. | Friedrich | RGEAZR030AJT06UNA | Federally-Regulated Consumer Product | Weatherized Non-Condensing Gas | 1125 | 248 |  | 11/21/2023 | 60094 | 213363209 | 11/21/2023
Rheem Sales Company, Inc. | Friedrich | FR801T0755A21DZS | Federally-Regulated Consumer Product | Non-Weatherized, Non-Condensin | 1883 | 265 |  | 11/21/2023 | 75029 | 213319205 | 11/21/2023
Rheem Sales Company, Inc. | Friedrich | RGECZR036AJT07**C | Federally-Regulated Consumer Product | Weatherized Non-Condensing Gas | 1475 | 165 |  | 11/21/2023 | 53157 | 212361631 | 11/21/2023
Rheem Sales Company, Inc. | Friedrich | FR801V1505A24UHSCAP | Federally-Regulated Consumer Product | Non-Weatherized, Non-Condensin | 2440 | 249 |  | 11/21/2023 | 150642 | 213351375 | 11/21/2023
Rheem Sales Company, Inc. | Friedrich | FR802V0754A17DZSCAP | Federally-Regulated Consumer Product | Non-Weatherized, Non-Condensin | 1628 | 254 |  | 11/21/2023 | 52707 | 213112780 | 11/21/2023
Rheem Sales Company, Inc. | Friedrich | RGEAZR030AJT081NA | Federally-Regulated Consumer Product | Weatherized Non-Condensing Gas | 1216 | 253 |  | 11/21/2023 | 80365 | 213363192 | 11/21/2023
Rheem Sales Company, Inc. | Friedrich | FR801V1005A21DZNCAP | Federally-Regulated Consumer Product | Non-Weatherized, Non-Condensin | 2095 | 257 | 274 | 08/03/2023 | 100302 | 213112771 | 11/21/2023
Rheem Sales Company, Inc. | Friedrich | RGEAZR030AJT06XNA | Federally-Regulated Consumer Product | Weatherized Non-Condensing Gas | 1342 | 258 |  | 11/21/2023 | 61240 | 213363210 | 11/21/2023
Rheem Sales Company, Inc. | Friedrich | RGECZT036AJT07**C | Federally-Regulated Consumer Product | Weatherized Non-Condensing Gas | 1475 | 165 |  | 11/21/2023 | 53157 | 212604392 | 11/21/2023
Rheem Sales Company, Inc. | Friedrich | RGEAZR036AJT081NA | Federally-Regulated Consumer Product | Weatherized Non-Condensing Gas | 1387 | 260 |  | 11/21/2023 | 80632 | 213363194 | 11/21/2023
Rheem Sales Company, Inc. | Friedrich | FR801T1004A17UHSNAP | Federally-Regulated Consumer Product | Non-Weatherized, Non-Condensin | 1448 | 212 |  | 11/21/2023 | 98573 | 213351371 | 11/21/2023
Rheem Sales Company, Inc. | Friedrich | RGECZR060AJT12**C | Federally-Regulated Consumer Product | Weatherized Non-Condensing Gas | 2183 | 266 |  | 11/21/2023 | 83968 | 212361636 | 11/21/2023
Rheem Sales Company, Inc. | Friedrich | FR801V0504A17UHUCAP | Federally-Regulated Consumer Product | Non-Weatherized, Non-Condensin | 1723 | 258 |  | 11/21/2023 | 70568 | 212922377 | 11/21/2023
Rheem Sales Company, Inc. | Friedrich | RGECZT060AJT07**C | Federally-Regulated Consumer Product | Weatherized Non-Condensing Gas | 2336 | 182 |  | 11/21/2023 | 52310 | 212604416 | 11/21/2023
Rheem Sales Company, Inc. | Friedrich | RGEAZR024AJT06XNA | Federally-Regulated Consumer Product | Weatherized Non-Condensing Gas | 1270 | 255 |  | 11/21/2023 | 61123 | 213363205 | 11/21/2023
Rheem Sales Company, Inc. | Friedrich | FR801V0704A17UHUCAP | Federally-Regulated Consumer Product | Non-Weatherized, Non-Condensin | 1376 | 243 |  | 11/21/2023 | 50203 | 212922378 | 11/21/2023
Rheem Sales Company, Inc. | Friedrich | RGEAZR030AJT04XNA | Federally-Regulated Consumer Product | Weatherized Non-Condensing Gas | 1342 | 258 |  | 11/21/2023 | 39842 | 213363208 | 11/21/2023
Rheem Sales Company, Inc. | Friedrich | FR962V0403A17M4S | Federally-Regulated Consumer Product | Non-Weatherized, Condensing Ga | 1248 | 250 |  | 11/21/2023 | 29623 | 213319209 | 11/21/2023
Rheem Sales Company, Inc. | Friedrich | RGECZR036AJT10**C | Federally-Regulated Consumer Product | Weatherized Non-Condensing Gas | 1576 | 218 |  | 11/21/2023 | 100764 | 212361632 | 11/21/2023
Rheem Sales Company, Inc. | Friedrich | FR802V1255A24DZNCAP | Federally-Regulated Consumer Product | Non-Weatherized, Non-Condensin | 2179 | 278 |  | 11/21/2023 | 86625 | 213112787 | 11/21/2023
Rheem Sales Company, Inc. | Friedrich | RGEAZR030AJT08XNA | Federally-Regulated Consumer Product | Weatherized Non-Condensing Gas | 1216 | 253 |  | 11/21/2023 | 80365 | 213363211 | 11/21/2023
Rheem Sales Company, Inc. | Friedrich | FR921V0703A17M4 | Federally-Regulated Consumer Product | Non-Weatherized, Condensing Ga | 1166 | 246 |  | 11/21/2023 | 70001 | 213319217 | 11/21/2023
Rheem Sales Company, Inc. | Friedrich | RGEAZR036AJT06XNA | Federally-Regulated Consumer Product | Weatherized Non-Condensing Gas | 1259 | 254 |  | 11/21/2023 | 58986 | 213363213 | 11/21/2023
Rheem Sales Company, Inc. | Friedrich | FR801V1505A24UHNCAP | Federally-Regulated Consumer Product | Non-Weatherized, Non-Condensin | 2440 | 249 |  | 11/21/2023 | 150642 | 213351376 | 11/21/2023
Rheem Sales Company, Inc. | Friedrich | RGEAZR030AJT04UNA | Federally-Regulated Consumer Product | Weatherized Non-Condensing Gas | 1189 | 251 |  | 11/21/2023 | 39887 | 213363207 | 11/21/2023
Rheem Sales Company, Inc. | Friedrich | FR801V1255A24DZSCAP | Federally-Regulated Consumer Product | Non-Weatherized, Non-Condensin | 2075 | 273 | 273 | 08/03/2023 | 124289 | 213112770 | 11/21/2023
Rheem Sales Company, Inc. | Friedrich | RGEAZR036AJT061NA | Federally-Regulated Consumer Product | Weatherized Non-Condensing Gas | 1259 | 254 |  | 11/21/2023 | 58986 | 213363193 | 11/21/2023
Rheem Sales Company, Inc. | Friedrich | FR951V0403A17UHUCAP | Federally-Regulated Consumer Product | Non-Weatherized, Condensing Ga | 1335 | 254 |  | 11/21/2023 | 42103 | 212922381 | 11/21/2023
Rheem Sales Company, Inc. | Friedrich | FR802V1005A21DZNCAP | Federally-Regulated Consumer Product | Non-Weatherized, Non-Condensin | 2120 | 275 | 275 | 08/03/2023 | 69817 | 213112797 | 11/21/2023
Rheem Sales Company, Inc. | Friedrich | FR801V0503A14DZSCAP | Federally-Regulated Consumer Product | Non-Weatherized, Non-Condensin | 1295 | 239 | 239 | 08/03/2023 | 51119 | 213112767 | 11/21/2023
Rheem Sales Company, Inc. | Friedrich | FR951V0703A17M4 | Federally-Regulated Consumer Product | Non-Weatherized, Condensing Ga | 1166 | 246 |  | 11/21/2023 | 70001 | 213319215 | 11/21/2023
Rheem Sales Company, Inc. | Friedrich | RGEAZR048AJT081NA | Federally-Regulated Consumer Product | Weatherized Non-Condensing Gas | 1847 | 280 |  | 11/21/2023 | 80515 | 213363198 | 11/21/2023
Rheem Sales Company, Inc. | Friedrich | FR801V0504A17UHNCAP | Federally-Regulated Consumer Product | Non-Weatherized, Non-Condensin | 1682 | 256 |  | 11/21/2023 | 50501 | 213112784 | 11/21/2023
Rheem Sales Company, Inc. | Friedrich | FR801V1255A24UH | Federally-Regulated Consumer Product | Non-Weatherized, Non-Condensin | 2076 | 258 | 273 | 08/03/2023 | 124802 | 213112752 | 11/21/2023
Rheem Sales Company, Inc. | Friedrich | FR801V0755A21UH | Federally-Regulated Consumer Product | Non-Weatherized, Non-Condensin | 1813 | 235 |  | 11/21/2023 | 75573 | 213112751 | 11/21/2023
Rheem Sales Company, Inc. | Friedrich | FR801T0755A21DZN | Federally-Regulated Consumer Product | Non-Weatherized, Non-Condensin | 1883 | 265 |  | 11/21/2023 | 75029 | 213319206 | 11/21/2023
Rheem Sales Company, Inc. | Friedrich | FR801V0504A17UHSCAP | Federally-Regulated Consumer Product | Non-Weatherized, Non-Condensin | 1682 | 256 |  | 11/21/2023 | 50501 | 213112779 | 11/21/2023
Rheem Sales Company, Inc. | Friedrich | FR951V1005A21UHUCAP | Federally-Regulated Consumer Product | Non-Weatherized, Condensing Ga | 2062 | 286 |  | 11/21/2023 | 94650 | 212922383 | 11/21/2023
Rheem Sales Company, Inc. | Friedrich | FR802V1005A21DZSCAP | Federally-Regulated Consumer Product | Non-Weatherized, Non-Condensin | 2120 | 275 |  | 11/21/2023 | 69817 | 213112792 | 11/21/2023
Rheem Sales Company, Inc. | Friedrich | RGEAZR024AJT04UNA | Federally-Regulated Consumer Product | Weatherized Non-Condensing Gas | 1181 | 251 |  | 11/21/2023 | 40068 | 213363202 | 11/21/2023
Rheem Sales Company, Inc. | Friedrich | FR951T0703A17M4 | Federally-Regulated Consumer Product | Non-Weatherized, Condensing Ga | 1362 | 255 |  | 11/21/2023 | 69960 | 213319211 | 11/21/2023
Rheem Sales Company, Inc. | Friedrich | FR801T0704A17UHU | Federally-Regulated Consumer Product | Non-Weatherized, Non-Condensin | 1823 | 262 |  | 11/21/2023 | 70109 | 213112732 | 11/21/2023
Rheem Sales Company, Inc. | Friedrich | FR801T1255A24UHN | Federally-Regulated Consumer Product | Non-Weatherized, Non-Condensin | 1991 | 270 |  | 11/21/2023 | 123598 | 213112694 | 11/21/2023
Rheem Sales Company, Inc. | Friedrich | FR801V0754A17UH | Federally-Regulated Consumer Product | Non-Weatherized, Non-Condensin | 1830 | 223 |  | 11/21/2023 | 75693 | 213112750 | 11/21/2023
Rheem Sales Company, Inc. | Friedrich | FR802V0503A14DZSCAP | Federally-Regulated Consumer Product | Non-Weatherized, Non-Condensin | 1250 | 237 | 237 | 08/03/2023 | 34844 | 213112790 | 11/21/2023
Rheem Sales Company, Inc. | Friedrich | FR98MV0855A21UPS | Federally-Regulated Consumer Product | Non-Weatherized, Condensing Ga | 2209 | 292 |  | 11/21/2023 | 33631 | 213112678 | 11/21/2023
Rheem Sales Company, Inc. | Friedrich | FR801V1005A21UH | Federally-Regulated Consumer Product | Non-Weatherized, Non-Condensin | 2027 | 188 |  | 11/21/2023 | 100725 | 213271395 | 11/21/2023
Rheem Sales Company, Inc. | Friedrich | FR801T0504A17UHSNAP | Federally-Regulated Consumer Product | Non-Weatherized, Non-Condensin | 1517 | 249 | 249 | 08/03/2023 | 50545 | 213112789 | 11/21/2023
Rheem Sales Company, Inc. | Friedrich | FR801V0754A17DZSCAP | Federally-Regulated Consumer Product | Non-Weatherized, Non-Condensin | 1680 | 255 |  | 11/21/2023 | 76001 | 213112777 | 11/21/2023
Rheem Sales Company, Inc. | Friedrich | FR951V0705A21M4 | Federally-Regulated Consumer Product | Non-Weatherized, Condensing Ga | 1835 | 248 |  | 11/16/2023 | 69808 | 213112761 | 11/21/2023
Rheem Sales Company, Inc. | Friedrich | RGEAZR042AJT101NA | Federally-Regulated Consumer Product | Weatherized Non-Condensing Gas | 1774 | 277 |  | 11/21/2023 | 100987 | 213363197 | 11/21/2023
Rheem Sales Company, Inc. | Friedrich | FR921V0705A21M4 | Federally-Regulated Consumer Product | Non-Weatherized, Condensing Ga | 1835 | 248 |  | 11/16/2023 | 69808 | 213112755 | 11/21/2023
Rheem Sales Company, Inc. | Friedrich | RGECZR048AJT07**C | Federally-Regulated Consumer Product | Weatherized Non-Condensing Gas | 1873 | 167 |  | 11/21/2023 | 52596 | 212361633 | 11/21/2023
Rheem Sales Company, Inc. | Friedrich | RGEAZR024AJT06UNA | Federally-Regulated Consumer Product | Weatherized Non-Condensing Gas | 1236 | 253 |  | 11/21/2023 | 61566 | 213363204 | 11/21/2023
Rheem Sales Company, Inc. | Friedrich | RGECZT060AJT12**C | Federally-Regulated Consumer Product | Weatherized Non-Condensing Gas | 2183 | 266 |  | 11/21/2023 | 83968 | 212604422 | 11/21/2023
Rheem Sales Company, Inc. | Friedrich | RGECZR060AJT07**C | Federally-Regulated Consumer Product | Weatherized Non-Condensing Gas | 2336 | 182 |  | 11/21/2023 | 52310 | 212361635 | 11/21/2023
Rheem Sales Company, Inc. | Friedrich | FR801V1005A21UHUCAP | Federally-Regulated Consumer Product | Non-Weatherized, Non-Condensin | 1966 | 269 |  | 11/21/2023 | 97612 | 212922379 | 11/21/2023
Rheem Sales Company, Inc. | Friedrich | FR801V0503A14DZNCAP | Federally-Regulated Consumer Product | Non-Weatherized, Non-Condensin | 2163 | 277 |  | 11/21/2023 | 51119 | 213112766 | 11/21/2023
Rheem Sales Company, Inc. | Friedrich | FR801T1255A24UHS | Federally-Regulated Consumer Product | Non-Weatherized, Non-Condensin | 1991 | 270 |  | 11/21/2023 | 123598 | 213112688 | 11/21/2023
Rheem Sales Company, Inc. | Friedrich | RGEAZR042AJT08UNA | Federally-Regulated Consumer Product | Weatherized Non-Condensing Gas | 1635 | 271 |  | 11/21/2023 | 80943 | 213363217 | 11/21/2023
Rheem Sales Company, Inc. | Friedrich | FR802V0504A17UHNCAP | Federally-Regulated Consumer Product | Non-Weatherized, Non-Condensin | 1712 | 257 | 257 | 08/03/2023 | 34534 | 213112796 | 11/21/2023
Rheem Sales Company, Inc. | Friedrich | FR801V1004A17UHSCAP | Federally-Regulated Consumer Product | Non-Weatherized, Non-Condensin | 1896 | 204 |  | 11/21/2023 | 99142 | 213351373 | 11/21/2023
Rheem Sales Company, Inc. | Friedrich | RGEAZR042AJT081NA | Federally-Regulated Consumer Product | Weatherized Non-Condensing Gas | 1820 | 279 |  | 11/21/2023 | 81578 | 213363196 | 11/21/2023
Rheem Sales Company, Inc. | Friedrich | RGEAZR036AJT06UNA | Federally-Regulated Consumer Product | Weatherized Non-Condensing Gas | 1434 | 262 |  | 11/21/2023 | 60723 | 213363212 | 11/21/2023
Rheem Sales Company, Inc. | Friedrich | RGEAZR036AJT10XNA | Federally-Regulated Consumer Product | Weatherized Non-Condensing Gas | 1380 | 260 |  | 11/21/2023 | 100130 | 213363216 | 11/21/2023
Rheem Sales Company, Inc. | Friedrich | RGEAZR060AJT081NA | Federally-Regulated Consumer Product | Weatherized Non-Condensing Gas | 2041 | 289 |  | 11/21/2023 | 79422 | 213363200 | 11/21/2023
Rheem Sales Company, Inc. | Friedrich | RGEAZR030AJT041NA | Federally-Regulated Consumer Product | Weatherized Non-Condensing Gas | 1342 | 258 |  | 11/21/2023 | 39842 | 213363190 | 11/21/2023
Rheem Sales Company, Inc. | Friedrich | RGEAZR036AJT101NA | Federally-Regulated Consumer Product | Weatherized Non-Condensing Gas | 1380 | 260 |  | 11/21/2023 | 100130 | 213363195 | 11/21/2023
Rheem Sales Company, Inc. | Friedrich | FR801V1004A17UHNCAP | Federally-Regulated Consumer Product | Non-Weatherized, Non-Condensin | 1896 | 204 |  | 11/21/2023 | 99142 | 213351374 | 11/21/2023
Rheem Sales Company, Inc. | Friedrich | RGEAZR036AJT08XNA | Federally-Regulated Consumer Product | Weatherized Non-Condensing Gas | 1387 | 260 |  | 11/21/2023 | 80632 | 213363215 | 11/21/2023
Rheem Sales Company, Inc. | Friedrich | FR802V0503A14DZNCAP | Federally-Regulated Consumer Product | Non-Weatherized, Non-Condensin | 1250 | 237 |  | 11/21/2023 | 34844 | 213112795 | 11/21/2023
Rheem Sales Company, Inc. | Friedrich | RGEAZR024AJT04XNA | Federally-Regulated Consumer Product | Weatherized Non-Condensing Gas | 1205 | 252 |  | 11/21/2023 | 40798 | 213363203 | 11/21/2023
Rheem Sales Company, Inc. | Friedrich | FR802V0754A17DZNCAP | Federally-Regulated Consumer Product | Non-Weatherized, Non-Condensin | 1628 | 254 | 254 | 08/03/2023 | 52707 | 213112785 | 11/21/2023
Rheem Sales Company, Inc. | Friedrich | FR801V0755A21DZSCAP | Federally-Regulated Consumer Product | Non-Weatherized, Non-Condensin | 2163 | 277 |  | 11/21/2023 | 75029 | 213112774 | 11/21/2023
Rheem Sales Company, Inc. | Friedrich | FR801V0754A17DZNCAP | Federally-Regulated Consumer Product | Non-Weatherized, Non-Condensin | 1680 | 255 | 256 | 08/03/2023 | 76001 | 213112776 | 11/21/2023
Rheem Sales Company, Inc. | Friedrich | FR801V1255A24DZNCAP | Federally-Regulated Consumer Product | Non-Weatherized, Non-Condensin | 2075 | 273 |  | 11/21/2023 | 124289 | 213112772 | 11/21/2023
Rheem Sales Company, Inc. | Friedrich | RGEAZR060AJT101NA | Federally-Regulated Consumer Product | Weatherized Non-Condensing Gas | 2131 | 293 |  | 11/21/2023 | 101980 | 213363201 | 11/21/2023
Rheem Sales Company, Inc. | Friedrich | RGECZR048AJT12**C | Federally-Regulated Consumer Product | Weatherized Non-Condensing Gas | 1902 | 259 |  | 11/21/2023 | 84032 | 212361634 | 11/21/2023
Rheem Sales Company, Inc. | Friedrich | FR802V0503A14UHS | Federally-Regulated Consumer Product | Non-Weatherized, Non-Condensin | 1318 | 240 |  | 11/21/2023 | 35484 | 213319207 | 11/21/2023
Rheem Sales Company, Inc. | Friedrich | RGEAZR048AJT08XNA | Federally-Regulated Consumer Product | Weatherized Non-Condensing Gas | 1847 | 280 |  | 11/21/2023 | 80515 | 213363221 | 11/21/2023
Rheem Sales Company, Inc. | Friedrich | RGEAZR042AJT08XNA | Federally-Regulated Consumer Product | Weatherized Non-Condensing Gas | 1820 | 279 |  | 11/21/2023 | 81578 | 213363218 | 11/21/2023
Rheem Sales Company, Inc. | Friedrich | RGEAZR048AJT08UNA | Federally-Regulated Consumer Product | Weatherized Non-Condensing Gas | 2026 | 288 |  | 11/21/2023 | 80019 | 213363220 | 11/21/2023
Rheem Sales Company, Inc. | Friedrich | RGEAZR048AJT10XNA | Federally-Regulated Consumer Product | Weatherized Non-Condensing Gas | 2001 | 287 |  | 11/21/2023 | 101705 | 213363223 | 11/21/2023
Rheem Sales Company, Inc. | Friedrich | RGEAZR024AJT061NA | Federally-Regulated Consumer Product | Weatherized Non-Condensing Gas | 1270 | 255 |  | 11/21/2023 | 61123 | 213363188 | 11/21/2023
Rheem Sales Company, Inc. | Friedrich | FR801T1505A24UHSNAP | Federally-Regulated Consumer Product | Non-Weatherized, Non-Condensin | 1910 | 233 |  | 11/21/2023 | 150068 | 213354983 | 11/21/2023
Rheem Sales Company, Inc. | Friedrich | RGEAZS024AJV061CA | Federally-Regulated Consumer Product | Weatherized Non-Condensing Gas | 1089 | 247 |  | 11/21/2023 | 60430 | 213363233 | 11/21/2023
Rheem Sales Company, Inc. | Friedrich | FR801T1505A24UHNNAP | Federally-Regulated Consumer Product | Non-Weatherized, Non-Condensin | 1910 | 233 |  | 11/21/2023 | 150068 | 213354984 | 11/21/2023
Rheem Sales Company, Inc. | Friedrich | RGEAZR060AJT10XNA | Federally-Regulated Consumer Product | Weatherized Non-Condensing Gas | 2131 | 293 |  | 11/21/2023 | 101980 | 213363226 | 11/21/2023
Rheem Sales Company, Inc. | Friedrich | RGEAZS024AJV06XCA | Federally-Regulated Consumer Product | Weatherized Non-Condensing Gas | 1089 | 247 |  | 11/21/2023 | 60430 | 213363234 | 11/21/2023
Rheem Sales Company, Inc. | Friedrich | RGEAZR060AJT10UNA | Federally-Regulated Consumer Product | Weatherized Non-Condensing Gas | 1911 | 283 |  | 11/21/2023 | 99261 | 213363225 | 11/21/2023
Rheem Sales Company, Inc. | Friedrich | FR96TA0702521MSA | Federally-Regulated Consumer Product | Non-Weatherized, Condensing Ga | 1854 | 277 |  | 11/21/2023 | 49250 | 213614269 | 11/21/2023
Rheem Sales Company, Inc. | Friedrich | RGEAZR048AJT10UNA | Federally-Regulated Consumer Product | Weatherized Non-Condensing Gas | 1832 | 280 |  | 11/21/2023 | 100370 | 213363222 | 11/21/2023
Rheem Sales Company, Inc. | Friedrich | RGEAZR060AJT08XNA | Federally-Regulated Consumer Product | Weatherized Non-Condensing Gas | 2041 | 289 |  | 11/21/2023 | 79422 | 213363224 | 11/21/2023
Rheem Sales Company, Inc. | Friedrich | RGEAZR042AJT10XNA | Federally-Regulated Consumer Product | Weatherized Non-Condensing Gas | 1774 | 277 |  | 11/21/2023 | 100987 | 213363219 | 11/21/2023
Rheem Sales Company, Inc. | Friedrich | RGEAZR024AJT041NA | Federally-Regulated Consumer Product | Weatherized Non-Condensing Gas | 1205 | 252 |  | 11/21/2023 | 40798 | 213363187 | 11/21/2023
Rheem Sales Company, Inc. | Friedrich | RGEAZR024AJT081NA | Federally-Regulated Consumer Product | Weatherized Non-Condensing Gas | 1202 | 252 |  | 11/21/2023 | 79659 | 213363189 | 11/21/2023
Rheem Sales Company, Inc. | CLIMATEMASTER | RGEAZR024AJT04UNA | Federally-Regulated Consumer Product | Weatherized Non-Condensing Gas | 1181 | 251 |  | 05/25/2023 | 40068 | 208699101 | 11/21/2023
Rheem Sales Company, Inc. | CLIMATEMASTER | RGEAZR036AJT061NA | Federally-Regulated Consumer Product | Weatherized Non-Condensing Gas | 1259 | 254 |  | 05/25/2023 | 58986 | 208699092 | 11/21/2023
Rheem Sales Company, Inc. | CLIMATEMASTER | RGECZT036AJT10**C | Federally-Regulated Consumer Product | Weatherized Non-Condensing Gas | 1576 | 218 |  | 06/23/2023 | 100764 | 212631791 | 11/21/2023
Rheem Sales Company, Inc. | CLIMATEMASTER | RGEAZR048AJT08UNA | Federally-Regulated Consumer Product | Weatherized Non-Condensing Gas | 2026 | 288 |  | 05/25/2023 | 80019 | 208699119 | 11/21/2023
Rheem Sales Company, Inc. | CLIMATEMASTER | RGEAZR042AJT101NA | Federally-Regulated Consumer Product | Weatherized Non-Condensing Gas | 1774 | 277 |  | 05/25/2023 | 100987 | 208699096 | 11/21/2023
Rheem Sales Company, Inc. | CLIMATEMASTER | RGEAZR036AJT10XNA | Federally-Regulated Consumer Product | Weatherized Non-Condensing Gas | 1380 | 260 |  | 05/25/2023 | 100130 | 208699115 | 11/21/2023
Rheem Sales Company, Inc. | CLIMATEMASTER | RGEAZR030AJT04UNA | Federally-Regulated Consumer Product | Weatherized Non-Condensing Gas | 1189 | 251 |  | 05/25/2023 | 39887 | 208699106 | 11/21/2023
Rheem Sales Company, Inc. | CLIMATEMASTER | RGEAZR048AJT081NA | Federally-Regulated Consumer Product | Weatherized Non-Condensing Gas | 1847 | 280 |  | 05/25/2023 | 80515 | 208699097 | 11/21/2023
Rheem Sales Company, Inc. | CLIMATEMASTER | RGEAZR036AJT06UNA | Federally-Regulated Consumer Product | Weatherized Non-Condensing Gas | 1434 | 262 |  | 05/25/2023 | 60723 | 208699111 | 11/21/2023
Rheem Sales Company, Inc. | CLIMATEMASTER | RGEA16024AJV062AB | Federally-Regulated Consumer Product | Weatherized Non-Condensing Gas | 1358 | 259 |  | 05/26/2023 | 46205 | 205785544 | 11/21/2023
Rheem Sales Company, Inc. | CLIMATEMASTER | RGECZT060AJT07**C | Federally-Regulated Consumer Product | Weatherized Non-Condensing Gas | 2336 | 182 |  | 06/23/2023 | 52310 | 212631794 | 11/21/2023
Rheem Sales Company, Inc. | CLIMATEMASTER | RGEAZR060AJT08XNA | Federally-Regulated Consumer Product | Weatherized Non-Condensing Gas | 2041 | 289 |  | 05/25/2023 | 79422 | 208699123 | 11/21/2023
Rheem Sales Company, Inc. | CLIMATEMASTER | RGEAZR036AJT06XNA | Federally-Regulated Consumer Product | Weatherized Non-Condensing Gas | 1259 | 254 |  | 05/25/2023 | 58986 | 208699112 | 11/21/2023
Rheem Sales Company, Inc. | CLIMATEMASTER | RGEA16036AJV062AB | Federally-Regulated Consumer Product | Weatherized Non-Condensing Gas | 1648 | 259 |  | 05/26/2023 | 76362 | 205785546 | 11/21/2023
Rheem Sales Company, Inc. | CLIMATEMASTER | RGEAZR030AJT041NA | Federally-Regulated Consumer Product | Weatherized Non-Condensing Gas | 1342 | 258 |  | 05/25/2023 | 39842 | 208699089 | 11/21/2023
Rheem Sales Company, Inc. | CLIMATEMASTER | RGECZR036AJT10**C | Federally-Regulated Consumer Product | Weatherized Non-Condensing Gas | 1576 | 218 |  | 05/25/2023 | 100764 | 210279563 | 11/21/2023
Rheem Sales Company, Inc. | CLIMATEMASTER | RGEAZR030AJT04XNA | Federally-Regulated Consumer Product | Weatherized Non-Condensing Gas | 1342 | 258 |  | 05/25/2023 | 39842 | 208699107 | 11/21/2023
Rheem Sales Company, Inc. | CLIMATEMASTER | RGECZR048AJT12**C | Federally-Regulated Consumer Product | Weatherized Non-Condensing Gas | 1902 | 259 |  | 05/25/2023 | 84032 | 210279565 | 11/21/2023
Rheem Sales Company, Inc. | CLIMATEMASTER | RGEAZR060AJT10UNA | Federally-Regulated Consumer Product | Weatherized Non-Condensing Gas | 1911 | 283 |  | 05/25/2023 | 99261 | 208699124 | 11/21/2023
Rheem Sales Company, Inc. | CLIMATEMASTER | RGECZT060AJT12**C | Federally-Regulated Consumer Product | Weatherized Non-Condensing Gas | 2183 | 266 |  | 06/23/2023 | 83968 | 212631795 | 11/21/2023
Rheem Sales Company, Inc. | CLIMATEMASTER | RGEAZR036AJT101NA | Federally-Regulated Consumer Product | Weatherized Non-Condensing Gas | 1380 | 260 |  | 05/25/2023 | 100130 | 208699094 | 11/21/2023
Rheem Sales Company, Inc. | CLIMATEMASTER | RGEAZR048AJT08XNA | Federally-Regulated Consumer Product | Weatherized Non-Condensing Gas | 1847 | 280 |  | 05/25/2023 | 80515 | 208699120 | 11/21/2023
Rheem Sales Company, Inc. | CLIMATEMASTER | RGEAZR048AJT10UNA | Federally-Regulated Consumer Product | Weatherized Non-Condensing Gas | 1832 | 280 |  | 05/25/2023 | 100370 | 208699121 | 11/21/2023
Rheem Sales Company, Inc. | CLIMATEMASTER | RGEAZR042AJT10XNA | Federally-Regulated Consumer Product | Weatherized Non-Condensing Gas | 1774 | 277 |  | 05/25/2023 | 100987 | 208699118 | 11/21/2023
Rheem Sales Company, Inc. | CLIMATEMASTER | RGEAZR048AJT10XNA | Federally-Regulated Consumer Product | Weatherized Non-Condensing Gas | 2001 | 287 |  | 05/25/2023 | 101705 | 208699122 | 11/21/2023
Rheem Sales Company, Inc. | CLIMATEMASTER | RGEAZR060AJT081NA | Federally-Regulated Consumer Product | Weatherized Non-Condensing Gas | 2041 | 289 |  | 05/25/2023 | 79422 | 208699099 | 11/21/2023
Rheem Sales Company, Inc. | CLIMATEMASTER | RGEAZR030AJT081NA | Federally-Regulated Consumer Product | Weatherized Non-Condensing Gas | 1216 | 253 |  | 05/25/2023 | 80365 | 208699091 | 11/21/2023
Rheem Sales Company, Inc. | CLIMATEMASTER | RGECZT048AJT12**C | Federally-Regulated Consumer Product | Weatherized Non-Condensing Gas | 1902 | 259 |  | 06/23/2023 | 84032 | 212631793 | 11/21/2023
Rheem Sales Company, Inc. | CLIMATEMASTER | RGEAZR042AJT081NA | Federally-Regulated Consumer Product | Weatherized Non-Condensing Gas | 1820 | 279 |  | 05/25/2023 | 81578 | 208699095 | 11/21/2023
Rheem Sales Company, Inc. | CLIMATEMASTER | RGEA14030AJT04UAA | Federally-Regulated Consumer Product | Weatherized Non-Condensing Gas | 1189 | 251 |  | 05/26/2023 | 39887 | 205965563 | 11/21/2023
Rheem Sales Company, Inc. | CLIMATEMASTER | RGEAZR036AJT081NA | Federally-Regulated Consumer Product | Weatherized Non-Condensing Gas | 1387 | 260 |  | 05/25/2023 | 80632 | 208699093 | 11/21/2023
Rheem Sales Company, Inc. | CLIMATEMASTER | RGEAZR042AJT08UNA | Federally-Regulated Consumer Product | Weatherized Non-Condensing Gas | 1635 | 271 |  | 05/25/2023 | 80943 | 208699116 | 11/21/2023
Rheem Sales Company, Inc. | CLIMATEMASTER | RGEAZR024AJT04XNA | Federally-Regulated Consumer Product | Weatherized Non-Condensing Gas | 1205 | 252 |  | 05/25/2023 | 40798 | 208699102 | 11/21/2023
Rheem Sales Company, Inc. | CLIMATEMASTER | RGEAZR060AJT101NA | Federally-Regulated Consumer Product | Weatherized Non-Condensing Gas | 2131 | 293 |  | 05/25/2023 | 101980 | 208699100 | 11/21/2023
Rheem Sales Company, Inc. | CLIMATEMASTER | RGECZT036AJT07**C | Federally-Regulated Consumer Product | Weatherized Non-Condensing Gas | 1475 | 165 |  | 06/23/2023 | 53157 | 212631790 | 11/21/2023
Rheem Sales Company, Inc. | CLIMATEMASTER | RGECZT048AJT07**C | Federally-Regulated Consumer Product | Weatherized Non-Condensing Gas | 1873 | 167 |  | 06/23/2023 | 52596 | 212631792 | 11/21/2023
Rheem Sales Company, Inc. | CLIMATEMASTER | RGEA14036AJT06UAA | Federally-Regulated Consumer Product | Weatherized Non-Condensing Gas | 1434 | 262 |  | 05/26/2023 | 60723 | 205965565 | 11/21/2023
Rheem Sales Company, Inc. | CLIMATEMASTER | RGEAZR030AJT06UNA | Federally-Regulated Consumer Product | Weatherized Non-Condensing Gas | 1125 | 248 |  | 05/25/2023 | 60094 | 208699108 | 11/21/2023
Rheem Sales Company, Inc. | CLIMATEMASTER | RGECZR048AJT07**C | Federally-Regulated Consumer Product | Weatherized Non-Condensing Gas | 1873 | 167 |  | 05/25/2023 | 52596 | 210279564 | 11/21/2023
Rheem Sales Company, Inc. | CLIMATEMASTER | RGEAZR024AJT08XNA | Federally-Regulated Consumer Product | Weatherized Non-Condensing Gas | 1202 | 252 |  | 05/25/2023 | 79659 | 208699105 | 11/21/2023
Rheem Sales Company, Inc. | CLIMATEMASTER | RGEAZR024AJT041NA | Federally-Regulated Consumer Product | Weatherized Non-Condensing Gas | 1205 | 252 |  | 05/25/2023 | 40798 | 208699086 | 11/21/2023
Rheem Sales Company, Inc. | CLIMATEMASTER | RGECZR060AJT07**C | Federally-Regulated Consumer Product | Weatherized Non-Condensing Gas | 2336 | 182 |  | 05/25/2023 | 52310 | 210279566 | 11/21/2023
Rheem Sales Company, Inc. | CLIMATEMASTER | RGEA14030AJT081AC | Federally-Regulated Consumer Product | Weatherized Non-Condensing Gas | 1147 | 249 |  | 05/26/2023 | 79965 | 206606662 | 11/21/2023
Rheem Sales Company, Inc. | CLIMATEMASTER | RGEAZR036AJT08UNA | Federally-Regulated Consumer Product | Weatherized Non-Condensing Gas | 1382 | 260 |  | 05/25/2023 | 80891 | 208699113 | 11/21/2023
Rheem Sales Company, Inc. | CLIMATEMASTER | RGEAZR024AJT06XNA | Federally-Regulated Consumer Product | Weatherized Non-Condensing Gas | 1270 | 255 |  | 05/25/2023 | 61123 | 208699104 | 11/21/2023
Rheem Sales Company, Inc. | CLIMATEMASTER | RGEA16036AJV06TAB | Federally-Regulated Consumer Product | Weatherized Non-Condensing Gas | 1648 | 259 |  | 05/26/2023 | 76362 | 205785547 | 11/21/2023
Rheem Sales Company, Inc. | CLIMATEMASTER | RGEA14048AJT101AB | Federally-Regulated Consumer Product | Weatherized Non-Condensing Gas | 1809 | 279 |  | 05/26/2023 | 99189 | 205785516 | 11/21/2023
Rheem Sales Company, Inc. | CLIMATEMASTER | RGEA14042AJT101AC | Federally-Regulated Consumer Product | Weatherized Non-Condensing Gas | 1494 | 265 |  | 05/26/2023 | 99609 | 206606672 | 11/21/2023
Rheem Sales Company, Inc. | CLIMATEMASTER | RGEAZR030AJT08XNA | Federally-Regulated Consumer Product | Weatherized Non-Condensing Gas | 1216 | 253 |  | 05/25/2023 | 80365 | 208699110 | 11/21/2023
Rheem Sales Company, Inc. | CLIMATEMASTER | RGEAZR024AJT06UNA | Federally-Regulated Consumer Product | Weatherized Non-Condensing Gas | 1236 | 253 |  | 05/25/2023 | 61566 | 208699103 | 11/21/2023
Rheem Sales Company, Inc. | CLIMATEMASTER | RGECZR036AJT07**C | Federally-Regulated Consumer Product | Weatherized Non-Condensing Gas | 1475 | 165 |  | 05/25/2023 | 53157 | 208503341 | 11/21/2023
Rheem Sales Company, Inc. | CLIMATEMASTER | RGEAZR048AJT101NA | Federally-Regulated Consumer Product | Weatherized Non-Condensing Gas | 2001 | 287 |  | 05/25/2023 | 101705 | 208699098 | 11/21/2023
Rheem Sales Company, Inc. | CLIMATEMASTER | RGEAZR030AJT06XNA | Federally-Regulated Consumer Product | Weatherized Non-Condensing Gas | 1342 | 258 |  | 05/25/2023 | 61240 | 208699109 | 11/21/2023
Rheem Sales Company, Inc. | CLIMATEMASTER | RGEAZR030AJT061NA | Federally-Regulated Consumer Product | Weatherized Non-Condensing Gas | 1342 | 258 |  | 05/25/2023 | 61240 | 208699090 | 11/21/2023
Rheem Sales Company, Inc. | CLIMATEMASTER | RGECZR060AJT12**C | Federally-Regulated Consumer Product | Weatherized Non-Condensing Gas | 2183 | 266 |  | 05/25/2023 | 83968 | 210279567 | 11/21/2023
Rheem Sales Company, Inc. | CLIMATEMASTER | RGEAZR036AJT08XNA | Federally-Regulated Consumer Product | Weatherized Non-Condensing Gas | 1387 | 260 |  | 05/25/2023 | 80632 | 208699114 | 11/21/2023
Rheem Sales Company, Inc. | CLIMATEMASTER | RGEAZR042AJT08XNA | Federally-Regulated Consumer Product | Weatherized Non-Condensing Gas | 1820 | 279 |  | 05/25/2023 | 81578 | 208699117 | 11/21/2023
Rheem Sales Company, Inc. | CLIMATEMASTER | RGEAZR024AJT081NA | Federally-Regulated Consumer Product | Weatherized Non-Condensing Gas | 1202 | 252 |  | 05/25/2023 | 79659 | 208699088 | 11/21/2023
Rheem Sales Company, Inc. | CLIMATEMASTER | RGEAZR060AJT10XNA | Federally-Regulated Consumer Product | Weatherized Non-Condensing Gas | 2131 | 293 |  | 05/25/2023 | 101980 | 208699125 | 11/21/2023
Rheem Sales Company, Inc. | CLIMATEMASTER | RGEAZR024AJT061NA | Federally-Regulated Consumer Product | Weatherized Non-Condensing Gas | 1270 | 255 |  | 05/25/2023 | 61123 | 208699087 | 11/21/2023
Rheem Sales Company, Inc. | CLIMATEMASTER | RGEAZR024AJT04UNA | Federally-Regulated Consumer Product | Weatherized Non-Condensing Gas | 1181 | 251 |  | 11/21/2023 | 40068 | 208699101 | 11/21/2023
Rheem Sales Company, Inc. | CLIMATEMASTER | RGEAZR036AJT061NA | Federally-Regulated Consumer Product | Weatherized Non-Condensing Gas | 1259 | 254 |  | 11/21/2023 | 58986 | 208699092 | 11/21/2023
Rheem Sales Company, Inc. | CLIMATEMASTER | RGECZT036AJT10**C | Federally-Regulated Consumer Product | Weatherized Non-Condensing Gas | 1576 | 218 |  | 11/21/2023 | 100764 | 212631791 | 11/21/2023
Rheem Sales Company, Inc. | CLIMATEMASTER | RGEAZR048AJT08UNA | Federally-Regulated Consumer Product | Weatherized Non-Condensing Gas | 2026 | 288 |  | 11/21/2023 | 80019 | 208699119 | 11/21/2023
Rheem Sales Company, Inc. | CLIMATEMASTER | RGEAZR042AJT101NA | Federally-Regulated Consumer Product | Weatherized Non-Condensing Gas | 1774 | 277 |  | 11/21/2023 | 100987 | 208699096 | 11/21/2023
Rheem Sales Company, Inc. | CLIMATEMASTER | RGEAZR036AJT10XNA | Federally-Regulated Consumer Product | Weatherized Non-Condensing Gas | 1380 | 260 |  | 11/21/2023 | 100130 | 208699115 | 11/21/2023
Rheem Sales Company, Inc. | CLIMATEMASTER | RGEAZR030AJT04UNA | Federally-Regulated Consumer Product | Weatherized Non-Condensing Gas | 1189 | 251 |  | 11/21/2023 | 39887 | 208699106 | 11/21/2023
Rheem Sales Company, Inc. | CLIMATEMASTER | RGEAZR048AJT081NA | Federally-Regulated Consumer Product | Weatherized Non-Condensing Gas | 1847 | 280 |  | 11/21/2023 | 80515 | 208699097 | 11/21/2023
Rheem Sales Company, Inc. | CLIMATEMASTER | RGEAZR036AJT06UNA | Federally-Regulated Consumer Product | Weatherized Non-Condensing Gas | 1434 | 262 |  | 11/21/2023 | 60723 | 208699111 | 11/21/2023
Rheem Sales Company, Inc. | CLIMATEMASTER | RGEA16024AJV062AB | Federally-Regulated Consumer Product | Weatherized Non-Condensing Gas | 1358 | 259 |  | 11/21/2023 | 46205 | 205785544 | 11/21/2023
Rheem Sales Company, Inc. | CLIMATEMASTER | RGECZT060AJT07**C | Federally-Regulated Consumer Product | Weatherized Non-Condensing Gas | 2336 | 182 |  | 11/21/2023 | 52310 | 212631794 | 11/21/2023
Rheem Sales Company, Inc. | CLIMATEMASTER | RGEAZR060AJT08XNA | Federally-Regulated Consumer Product | Weatherized Non-Condensing Gas | 2041 | 289 |  | 11/21/2023 | 79422 | 208699123 | 11/21/2023
Rheem Sales Company, Inc. | CLIMATEMASTER | RGEAZR036AJT06XNA | Federally-Regulated Consumer Product | Weatherized Non-Condensing Gas | 1259 | 254 |  | 11/21/2023 | 58986 | 208699112 | 11/21/2023
Rheem Sales Company, Inc. | CLIMATEMASTER | RGEA16036AJV062AB | Federally-Regulated Consumer Product | Weatherized Non-Condensing Gas | 1648 | 259 |  | 11/21/2023 | 76362 | 205785546 | 11/21/2023
Rheem Sales Company, Inc. | CLIMATEMASTER | RGEAZR030AJT041NA | Federally-Regulated Consumer Product | Weatherized Non-Condensing Gas | 1342 | 258 |  | 11/21/2023 | 39842 | 208699089 | 11/21/2023
Rheem Sales Company, Inc. | CLIMATEMASTER | RGECZR036AJT10**C | Federally-Regulated Consumer Product | Weatherized Non-Condensing Gas | 1576 | 218 |  | 11/21/2023 | 100764 | 210279563 | 11/21/2023
Rheem Sales Company, Inc. | CLIMATEMASTER | RGEAZR030AJT04XNA | Federally-Regulated Consumer Product | Weatherized Non-Condensing Gas | 1342 | 258 |  | 11/21/2023 | 39842 | 208699107 | 11/21/2023
Rheem Sales Company, Inc. | CLIMATEMASTER | RGECZR048AJT12**C | Federally-Regulated Consumer Product | Weatherized Non-Condensing Gas | 1902 | 259 |  | 11/21/2023 | 84032 | 210279565 | 11/21/2023
Rheem Sales Company, Inc. | CLIMATEMASTER | RGEAZR060AJT10UNA | Federally-Regulated Consumer Product | Weatherized Non-Condensing Gas | 1911 | 283 |  | 11/21/2023 | 99261 | 208699124 | 11/21/2023
Rheem Sales Company, Inc. | CLIMATEMASTER | RGECZT060AJT12**C | Federally-Regulated Consumer Product | Weatherized Non-Condensing Gas | 2183 | 266 |  | 11/21/2023 | 83968 | 212631795 | 11/21/2023
Rheem Sales Company, Inc. | CLIMATEMASTER | RGEAZR036AJT101NA | Federally-Regulated Consumer Product | Weatherized Non-Condensing Gas | 1380 | 260 |  | 11/21/2023 | 100130 | 208699094 | 11/21/2023
Rheem Sales Company, Inc. | CLIMATEMASTER | RGEAZR048AJT08XNA | Federally-Regulated Consumer Product | Weatherized Non-Condensing Gas | 1847 | 280 |  | 11/21/2023 | 80515 | 208699120 | 11/21/2023
Rheem Sales Company, Inc. | CLIMATEMASTER | RGEAZR048AJT10UNA | Federally-Regulated Consumer Product | Weatherized Non-Condensing Gas | 1832 | 280 |  | 11/21/2023 | 100370 | 208699121 | 11/21/2023
Rheem Sales Company, Inc. | CLIMATEMASTER | RGEAZR042AJT10XNA | Federally-Regulated Consumer Product | Weatherized Non-Condensing Gas | 1774 | 277 |  | 11/21/2023 | 100987 | 208699118 | 11/21/2023
Rheem Sales Company, Inc. | CLIMATEMASTER | RGEAZR048AJT10XNA | Federally-Regulated Consumer Product | Weatherized Non-Condensing Gas | 2001 | 287 |  | 11/21/2023 | 101705 | 208699122 | 11/21/2023
Rheem Sales Company, Inc. | CLIMATEMASTER | RGEAZR060AJT081NA | Federally-Regulated Consumer Product | Weatherized Non-Condensing Gas | 2041 | 289 |  | 11/21/2023 | 79422 | 208699099 | 11/21/2023
Rheem Sales Company, Inc. | CLIMATEMASTER | RGEAZR030AJT081NA | Federally-Regulated Consumer Product | Weatherized Non-Condensing Gas | 1216 | 253 |  | 11/21/2023 | 80365 | 208699091 | 11/21/2023
Rheem Sales Company, Inc. | CLIMATEMASTER | RGECZT048AJT12**C | Federally-Regulated Consumer Product | Weatherized Non-Condensing Gas | 1902 | 259 |  | 11/21/2023 | 84032 | 212631793 | 11/21/2023
Rheem Sales Company, Inc. | CLIMATEMASTER | RGEAZR042AJT081NA | Federally-Regulated Consumer Product | Weatherized Non-Condensing Gas | 1820 | 279 |  | 11/21/2023 | 81578 | 208699095 | 11/21/2023
Rheem Sales Company, Inc. | CLIMATEMASTER | RGEA14030AJT04UAA | Federally-Regulated Consumer Product | Weatherized Non-Condensing Gas | 1189 | 251 |  | 11/21/2023 | 39887 | 205965563 | 11/21/2023
Rheem Sales Company, Inc. | CLIMATEMASTER | RGEAZR036AJT081NA | Federally-Regulated Consumer Product | Weatherized Non-Condensing Gas | 1387 | 260 |  | 11/21/2023 | 80632 | 208699093 | 11/21/2023
Rheem Sales Company, Inc. | CLIMATEMASTER | RGEAZR042AJT08UNA | Federally-Regulated Consumer Product | Weatherized Non-Condensing Gas | 1635 | 271 |  | 11/21/2023 | 80943 | 208699116 | 11/21/2023
Rheem Sales Company, Inc. | CLIMATEMASTER | RGEAZR024AJT04XNA | Federally-Regulated Consumer Product | Weatherized Non-Condensing Gas | 1205 | 252 |  | 11/21/2023 | 40798 | 208699102 | 11/21/2023
Rheem Sales Company, Inc. | CLIMATEMASTER | RGEAZR060AJT101NA | Federally-Regulated Consumer Product | Weatherized Non-Condensing Gas | 2131 | 293 |  | 11/21/2023 | 101980 | 208699100 | 11/21/2023
Rheem Sales Company, Inc. | CLIMATEMASTER | RGECZT036AJT07**C | Federally-Regulated Consumer Product | Weatherized Non-Condensing Gas | 1475 | 165 |  | 11/21/2023 | 53157 | 212631790 | 11/21/2023
Rheem Sales Company, Inc. | CLIMATEMASTER | RGECZT048AJT07**C | Federally-Regulated Consumer Product | Weatherized Non-Condensing Gas | 1873 | 167 |  | 11/21/2023 | 52596 | 212631792 | 11/21/2023
Rheem Sales Company, Inc. | CLIMATEMASTER | RGEA14036AJT06UAA | Federally-Regulated Consumer Product | Weatherized Non-Condensing Gas | 1434 | 262 |  | 11/21/2023 | 60723 | 205965565 | 11/21/2023
Rheem Sales Company, Inc. | CLIMATEMASTER | RGEAZR030AJT06UNA | Federally-Regulated Consumer Product | Weatherized Non-Condensing Gas | 1125 | 248 |  | 11/21/2023 | 60094 | 208699108 | 11/21/2023
Rheem Sales Company, Inc. | CLIMATEMASTER | RGECZR048AJT07**C | Federally-Regulated Consumer Product | Weatherized Non-Condensing Gas | 1873 | 167 |  | 11/21/2023 | 52596 | 210279564 | 11/21/2023
Rheem Sales Company, Inc. | CLIMATEMASTER | RGEAZR024AJT08XNA | Federally-Regulated Consumer Product | Weatherized Non-Condensing Gas | 1202 | 252 |  | 11/21/2023 | 79659 | 208699105 | 11/21/2023
Rheem Sales Company, Inc. | CLIMATEMASTER | RGEAZR024AJT041NA | Federally-Regulated Consumer Product | Weatherized Non-Condensing Gas | 1205 | 252 |  | 11/21/2023 | 40798 | 208699086 | 11/21/2023
Rheem Sales Company, Inc. | CLIMATEMASTER | RGECZR060AJT07**C | Federally-Regulated Consumer Product | Weatherized Non-Condensing Gas | 2336 | 182 |  | 11/21/2023 | 52310 | 210279566 | 11/21/2023
Rheem Sales Company, Inc. | CLIMATEMASTER | RGEA14030AJT081AC | Federally-Regulated Consumer Product | Weatherized Non-Condensing Gas | 1147 | 249 |  | 11/21/2023 | 79965 | 206606662 | 11/21/2023
Rheem Sales Company, Inc. | CLIMATEMASTER | RGEAZR036AJT08UNA | Federally-Regulated Consumer Product | Weatherized Non-Condensing Gas | 1382 | 260 |  | 11/21/2023 | 80891 | 208699113 | 11/21/2023
Rheem Sales Company, Inc. | CLIMATEMASTER | RGEAZR024AJT06XNA | Federally-Regulated Consumer Product | Weatherized Non-Condensing Gas | 1270 | 255 |  | 11/21/2023 | 61123 | 208699104 | 11/21/2023
Rheem Sales Company, Inc. | CLIMATEMASTER | RGEA16036AJV06TAB | Federally-Regulated Consumer Product | Weatherized Non-Condensing Gas | 1648 | 259 |  | 11/21/2023 | 76362 | 205785547 | 11/21/2023
Rheem Sales Company, Inc. | CLIMATEMASTER | RGEA14048AJT101AB | Federally-Regulated Consumer Product | Weatherized Non-Condensing Gas | 1809 | 279 |  | 11/21/2023 | 99189 | 205785516 | 11/21/2023
Rheem Sales Company, Inc. | CLIMATEMASTER | RGEA14042AJT101AC | Federally-Regulated Consumer Product | Weatherized Non-Condensing Gas | 1494 | 265 |  | 11/21/2023 | 99609 | 206606672 | 11/21/2023
Rheem Sales Company, Inc. | CLIMATEMASTER | RGEAZR030AJT08XNA | Federally-Regulated Consumer Product | Weatherized Non-Condensing Gas | 1216 | 253 |  | 11/21/2023 | 80365 | 208699110 | 11/21/2023
Rheem Sales Company, Inc. | CLIMATEMASTER | RGEAZR024AJT06UNA | Federally-Regulated Consumer Product | Weatherized Non-Condensing Gas | 1236 | 253 |  | 11/21/2023 | 61566 | 208699103 | 11/21/2023
Rheem Sales Company, Inc. | CLIMATEMASTER | RGECZR036AJT07**C | Federally-Regulated Consumer Product | Weatherized Non-Condensing Gas | 1475 | 165 |  | 11/21/2023 | 53157 | 208503341 | 11/21/2023
Rheem Sales Company, Inc. | CLIMATEMASTER | RGEAZR048AJT101NA | Federally-Regulated Consumer Product | Weatherized Non-Condensing Gas | 2001 | 287 |  | 11/21/2023 | 101705 | 208699098 | 11/21/2023
Rheem Sales Company, Inc. | CLIMATEMASTER | RGEAZR030AJT06XNA | Federally-Regulated Consumer Product | Weatherized Non-Condensing Gas | 1342 | 258 |  | 11/21/2023 | 61240 | 208699109 | 11/21/2023
Rheem Sales Company, Inc. | CLIMATEMASTER | RGEAZR030AJT061NA | Federally-Regulated Consumer Product | Weatherized Non-Condensing Gas | 1342 | 258 |  | 11/21/2023 | 61240 | 208699090 | 11/21/2023
Rheem Sales Company, Inc. | CLIMATEMASTER | RGECZR060AJT12**C | Federally-Regulated Consumer Product | Weatherized Non-Condensing Gas | 2183 | 266 |  | 11/21/2023 | 83968 | 210279567 | 11/21/2023
Rheem Sales Company, Inc. | CLIMATEMASTER | RGEAZR036AJT08XNA | Federally-Regulated Consumer Product | Weatherized Non-Condensing Gas | 1387 | 260 |  | 11/21/2023 | 80632 | 208699114 | 11/21/2023
Rheem Sales Company, Inc. | CLIMATEMASTER | RGEAZR042AJT08XNA | Federally-Regulated Consumer Product | Weatherized Non-Condensing Gas | 1820 | 279 |  | 11/21/2023 | 81578 | 208699117 | 11/21/2023
Rheem Sales Company, Inc. | CLIMATEMASTER | RGEAZR024AJT081NA | Federally-Regulated Consumer Product | Weatherized Non-Condensing Gas | 1202 | 252 |  | 11/21/2023 | 79659 | 208699088 | 11/21/2023
Rheem Sales Company, Inc. | CLIMATEMASTER | RGEAZR060AJT10XNA | Federally-Regulated Consumer Product | Weatherized Non-Condensing Gas | 2131 | 293 |  | 11/21/2023 | 101980 | 208699125 | 11/21/2023
Rheem Sales Company, Inc. | CLIMATEMASTER | RGEAZR024AJT061NA | Federally-Regulated Consumer Product | Weatherized Non-Condensing Gas | 1270 | 255 |  | 11/21/2023 | 61123 | 208699087 | 11/21/2023
Rheem Sales Company, Inc. | Ruud | RGEXZS060AJV082 | Federally-Regulated Consumer Product | Weatherized Non-Condensing Gas | 1950 | 177 |  | 11/21/2023 | 56366 | 213352266 | 11/21/2023
Rheem Sales Company, Inc. | Ruud | R802V1005A21DZNCAP | Federally-Regulated Consumer Product | Non-Weatherized, Non-Condensin | 2120 | 275 |  | 11/21/2023 | 69817 | 211806612 | 11/21/2023
Rheem Sales Company, Inc. | Ruud | RGEAZS024AJV061CA | Federally-Regulated Consumer Product | Weatherized Non-Condensing Gas | 1089 | 247 |  | 11/21/2023 | 60430 | 212675815 | 11/21/2023
Rheem Sales Company, Inc. | Ruud | R802V0503A14DZNCAP | Federally-Regulated Consumer Product | Non-Weatherized, Non-Condensin | 1250 | 237 |  | 11/21/2023 | 34844 | 211806597 | 11/21/2023
Rheem Sales Company, Inc. | Ruud | R802V0504A17UHSCAP | Federally-Regulated Consumer Product | Non-Weatherized, Non-Condensin | 1712 | 257 |  | 11/21/2023 | 34534 | 211806608 | 11/21/2023
Rheem Sales Company, Inc. | Ruud | R801V1004A17UHSCAP | Federally-Regulated Consumer Product | Non-Weatherized, Non-Condensin | 1896 | 204 |  | 11/21/2023 | 99142 | 213351290 | 11/21/2023
Rheem Sales Company, Inc. | Ruud | RGECZT036AJT07**C | Federally-Regulated Consumer Product | Weatherized Non-Condensing Gas | 1475 | 165 |  | 11/21/2023 | 53157 | 212604389 | 11/21/2023
Rheem Sales Company, Inc. | Ruud | R801T0504A17UHNNAS | Federally-Regulated Consumer Product | Non-Weatherized, Non-Condensin | 1517 | 249 |  | 11/21/2023 | 50545 | 211806581 | 11/21/2023
Rheem Sales Company, Inc. | Ruud | R951V1005A21UHUCAP | Federally-Regulated Consumer Product | Non-Weatherized, Condensing Ga | 2062 | 286 |  | 11/21/2023 | 94650 | 212921448 | 11/21/2023
Rheem Sales Company, Inc. | Ruud | R802V0504A17UHNCAP | Federally-Regulated Consumer Product | Non-Weatherized, Non-Condensin | 1712 | 257 |  | 11/21/2023 | 34534 | 211806605 | 11/21/2023
Rheem Sales Company, Inc. | Ruud | R801V1505A24UHSCAP | Federally-Regulated Consumer Product | Non-Weatherized, Non-Condensin | 2440 | 249 |  | 11/21/2023 | 150642 | 213351293 | 11/21/2023
Rheem Sales Company, Inc. | Ruud | R801T1505A24UHNNAS | Federally-Regulated Consumer Product | Non-Weatherized, Non-Condensin | 1910 | 233 |  | 11/21/2023 | 150068 | 213351289 | 11/21/2023
Rheem Sales Company, Inc. | Ruud | RGEXZS060AJV08T | Federally-Regulated Consumer Product | Weatherized Non-Condensing Gas | 1950 | 177 |  | 11/21/2023 | 56366 | 213352262 | 11/21/2023
Rheem Sales Company, Inc. | Ruud | RGECZT060AJT07**C | Federally-Regulated Consumer Product | Weatherized Non-Condensing Gas | 2336 | 182 |  | 11/21/2023 | 52310 | 212604413 | 11/21/2023
Rheem Sales Company, Inc. | Ruud | R802V0755A21DZSCAP | Federally-Regulated Consumer Product | Non-Weatherized, Non-Condensin | 2041 | 272 |  | 11/21/2023 | 52592 | 211774728 | 11/21/2023
Rheem Sales Company, Inc. | Ruud | R951V0403A17UHUCAP | Federally-Regulated Consumer Product | Non-Weatherized, Condensing Ga | 1335 | 254 |  | 11/21/2023 | 42103 | 212921446 | 11/21/2023
Rheem Sales Company, Inc. | Ruud | RGECZT048AJT07**C | Federally-Regulated Consumer Product | Weatherized Non-Condensing Gas | 1873 | 167 |  | 11/21/2023 | 52596 | 212604401 | 11/21/2023
Rheem Sales Company, Inc. | Ruud | R801T1004A17UHNNAS | Federally-Regulated Consumer Product | Non-Weatherized, Non-Condensin | 1448 | 212 |  | 11/21/2023 | 98573 | 213351286 | 11/21/2023
Rheem Sales Company, Inc. | Ruud | RGEXZS048AJV08T | Federally-Regulated Consumer Product | Weatherized Non-Condensing Gas | 1734 | 168 |  | 11/21/2023 | 57017 | 213352234 | 11/21/2023
Rheem Sales Company, Inc. | Ruud | R802V1255A24DZNCAP | Federally-Regulated Consumer Product | Non-Weatherized, Non-Condensin | 2179 | 278 |  | 11/21/2023 | 86625 | 211774733 | 11/21/2023
Rheem Sales Company, Inc. | Ruud | R801T1505A24UHSNAS | Federally-Regulated Consumer Product | Non-Weatherized, Non-Condensin | 1910 | 233 |  | 11/21/2023 | 150068 | 213351287 | 11/21/2023
Rheem Sales Company, Inc. | Ruud | R801T1004A17UHSNAS | Federally-Regulated Consumer Product | Non-Weatherized, Non-Condensin | 1448 | 212 |  | 11/21/2023 | 98573 | 213351284 | 11/21/2023
Rheem Sales Company, Inc. | Ruud | RGEXZS048AJV082 | Federally-Regulated Consumer Product | Weatherized Non-Condensing Gas | 1734 | 168 |  | 11/21/2023 | 57017 | 213352229 | 11/21/2023
Rheem Sales Company, Inc. | Ruud | R801V1004A17UHNCAP | Federally-Regulated Consumer Product | Non-Weatherized, Non-Condensin | 1896 | 204 |  | 11/21/2023 | 99142 | 213351292 | 11/21/2023
Rheem Sales Company, Inc. | Ruud | RGECZT048AJT12**C | Federally-Regulated Consumer Product | Weatherized Non-Condensing Gas | 1902 | 259 |  | 11/21/2023 | 84032 | 212604407 | 11/21/2023
Rheem Sales Company, Inc. | Ruud | R802V1005A21DZSCAP | Federally-Regulated Consumer Product | Non-Weatherized, Non-Condensin | 2120 | 275 |  | 11/21/2023 | 69817 | 211806615 | 11/21/2023
Rheem Sales Company, Inc. | Ruud | R801V1005A21UHUCAP | Federally-Regulated Consumer Product | Non-Weatherized, Non-Condensin | 1966 | 269 |  | 11/21/2023 | 97612 | 211806593 | 11/21/2023
Rheem Sales Company, Inc. | Ruud | RGEAZS024AJV06XCA | Federally-Regulated Consumer Product | Weatherized Non-Condensing Gas | 1089 | 247 |  | 11/21/2023 | 60430 | 212675819 | 11/21/2023
Rheem Sales Company, Inc. | Ruud | R801V1505A24UHNCAP | Federally-Regulated Consumer Product | Non-Weatherized, Non-Condensin | 2440 | 249 |  | 11/21/2023 | 150642 | 213351295 | 11/21/2023
Rheem Sales Company, Inc. | Ruud | R801V0504A17UHUCAP | Federally-Regulated Consumer Product | Non-Weatherized, Non-Condensin | 1376 | 243 |  | 11/21/2023 | 50203 | 211806590 | 11/21/2023
Rheem Sales Company, Inc. | Ruud | R951V0603A17UHUCAP | Federally-Regulated Consumer Product | Non-Weatherized, Condensing Ga | 1246 | 250 |  | 11/21/2023 | 56140 | 212921447 | 11/21/2023
Rheem Sales Company, Inc. | Ruud | R801T0504A17UHSNAS | Federally-Regulated Consumer Product | Non-Weatherized, Non-Condensin | 1517 | 249 |  | 11/21/2023 | 50545 | 211806585 | 11/21/2023
Rheem Sales Company, Inc. | Ruud | R802V0755A21DZNCAP | Federally-Regulated Consumer Product | Non-Weatherized, Non-Condensin | 2041 | 272 |  | 11/21/2023 | 52592 | 211774724 | 11/21/2023
Rheem Sales Company, Inc. | Ruud | RGECZT060AJT12**C | Federally-Regulated Consumer Product | Weatherized Non-Condensing Gas | 2183 | 266 |  | 11/21/2023 | 83968 | 212604419 | 11/21/2023
Rheem Sales Company, Inc. | Ruud | RGEXZS048AJV10T | Federally-Regulated Consumer Product | Weatherized Non-Condensing Gas | 1797 | 277 |  | 11/21/2023 | 70225 | 213352244 | 11/21/2023
Rheem Sales Company, Inc. | Ruud | RGECZT036AJT10**C | Federally-Regulated Consumer Product | Weatherized Non-Condensing Gas | 1576 | 218 |  | 11/21/2023 | 100764 | 212604395 | 11/21/2023
Rheem Sales Company, Inc. | Ruud | RGEXZS060AJV102 | Federally-Regulated Consumer Product | Weatherized Non-Condensing Gas | 2129 | 188 |  | 11/21/2023 | 70580 | 213352251 | 11/21/2023
Rheem Sales Company, Inc. | Ruud | RGEXZS060AJV10T | Federally-Regulated Consumer Product | Weatherized Non-Condensing Gas | 2129 | 188 |  | 11/21/2023 | 70580 | 213352254 | 11/21/2023
Rheem Sales Company, Inc. | Ruud | R802V0503A14DZSCAP | Federally-Regulated Consumer Product | Non-Weatherized, Non-Condensin | 1250 | 237 |  | 11/21/2023 | 34844 | 211806600 | 11/21/2023
Rheem Sales Company, Inc. | Ruud | RGEXZS048AJV102 | Federally-Regulated Consumer Product | Weatherized Non-Condensing Gas | 1797 | 277 |  | 11/21/2023 | 70225 | 213352239 | 11/21/2023
Rheem Sales Company, Inc. | Sure | S801V1005A21UH | Federally-Regulated Consumer Product | Non-Weatherized, Non-Condensin | 2027 | 188 |  | 05/25/2023 | 100725 | 208665968 | 11/21/2023
Rheem Sales Company, Inc. | Sure | S801V0754A17UH | Federally-Regulated Consumer Product | Non-Weatherized, Non-Condensin | 1830 | 223 | 263 | 05/25/2023 | 75693 | 208665960 | 11/21/2023
Rheem Sales Company, Inc. | Sure | S802VA100521ZSB | Federally-Regulated Consumer Product | Non-Weatherized, Non-Condensin | 2291 | 283 | 283 | 06/22/2023 | 70210 | 8087220 | 11/21/2023
Rheem Sales Company, Inc. | Sure | RGEAZR036AJT081NA | Federally-Regulated Consumer Product | Weatherized Non-Condensing Gas | 1387 | 260 |  | 05/25/2023 | 80632 | 208676426 | 11/21/2023
Rheem Sales Company, Inc. | Sure | RGEAZR030AJT061NA | Federally-Regulated Consumer Product | Weatherized Non-Condensing Gas | 1342 | 258 |  | 05/25/2023 | 61240 | 208676411 | 11/21/2023
Rheem Sales Company, Inc. | Sure | RGEAZR060AJT10UNA | Federally-Regulated Consumer Product | Weatherized Non-Condensing Gas | 1911 | 283 |  | 05/25/2023 | 99261 | 208676581 | 11/21/2023
Rheem Sales Company, Inc. | Sure | RGEAZR036AJT06XNA | Federally-Regulated Consumer Product | Weatherized Non-Condensing Gas | 1259 | 254 |  | 05/25/2023 | 58986 | 208676521 | 11/21/2023
Rheem Sales Company, Inc. | Sure | S802V0754A17DZSBAP | Federally-Regulated Consumer Product | Non-Weatherized, Non-Condensin | 1628 | 254 |  | 05/25/2023 | 52707 | 211774718 | 11/21/2023
Rheem Sales Company, Inc. | Sure | RGECZR036AJT10**C | Federally-Regulated Consumer Product | Weatherized Non-Condensing Gas | 1576 | 218 |  | 05/25/2023 | 100764 | 210279536 | 11/21/2023
Rheem Sales Company, Inc. | Sure | RGEA14048AJT101AB | Federally-Regulated Consumer Product | Weatherized Non-Condensing Gas | 1809 | 279 |  | 05/26/2023 | 99189 | 203404495 | 11/21/2023
Rheem Sales Company, Inc. | Sure | RGEAZR036AJT101NA | Federally-Regulated Consumer Product | Weatherized Non-Condensing Gas | 1380 | 260 |  | 05/25/2023 | 100130 | 208676431 | 11/21/2023
Rheem Sales Company, Inc. | Sure | RGEAZR036AJT08UNA | Federally-Regulated Consumer Product | Weatherized Non-Condensing Gas | 1382 | 260 |  | 05/25/2023 | 80891 | 208676526 | 11/21/2023
Rheem Sales Company, Inc. | Sure | S802V1005A21DZNBAP | Federally-Regulated Consumer Product | Non-Weatherized, Non-Condensin | 2120 | 275 |  | 05/25/2023 | 69817 | 211806610 | 11/21/2023
Rheem Sales Company, Inc. | Sure | RGEAZR030AJT06UNA | Federally-Regulated Consumer Product | Weatherized Non-Condensing Gas | 1125 | 248 |  | 05/25/2023 | 60094 | 208676501 | 11/21/2023
Rheem Sales Company, Inc. | Sure | RGEAZR030AJT06XNA | Federally-Regulated Consumer Product | Weatherized Non-Condensing Gas | 1342 | 258 | 258 | 05/25/2023 | 61240 | 208676506 | 11/21/2023
Rheem Sales Company, Inc. | Sure | S96TA1152524MSA | Federally-Regulated Consumer Product | Non-Weatherized, Condensing Ga | 1935 | 280 |  | 10/17/2023 | 78711 | 9950861 | 11/21/2023
Rheem Sales Company, Inc. | Sure | S801T0704A17UHU | Federally-Regulated Consumer Product | Non-Weatherized, Non-Condensin | 1823 | 262 | 262 | 05/25/2023 | 70109 | 208430282 | 11/21/2023
Rheem Sales Company, Inc. | Sure | S802V0755A21DZNBAP | Federally-Regulated Consumer Product | Non-Weatherized, Non-Condensin | 2041 | 272 |  | 05/25/2023 | 52592 | 211774722 | 11/21/2023
Rheem Sales Company, Inc. | Sure | S921V0705A21M4 | Federally-Regulated Consumer Product | Non-Weatherized, Condensing Ga | 1835 | 248 |  | 10/17/2023 | 69808 | 208676296 | 11/21/2023
Rheem Sales Company, Inc. | Sure | S96TA1002521MSA | Federally-Regulated Consumer Product | Non-Weatherized, Condensing Ga | 1930 | 280 |  | 10/17/2023 | 69202 | 9950857 | 11/21/2023
Rheem Sales Company, Inc. | Sure | RGEAZR024AJT04UNA | Federally-Regulated Consumer Product | Weatherized Non-Condensing Gas | 1181 | 251 |  | 05/25/2023 | 40068 | 208676466 | 11/21/2023
Rheem Sales Company, Inc. | Sure | RGEAZR036AJT10XNA | Federally-Regulated Consumer Product | Weatherized Non-Condensing Gas | 1380 | 260 | 260 | 05/25/2023 | 100130 | 208676536 | 11/21/2023
Rheem Sales Company, Inc. | Sure | S802V0755A21DZSBAP | Federally-Regulated Consumer Product | Non-Weatherized, Non-Condensin | 2041 | 272 |  | 05/25/2023 | 52592 | 211774727 | 11/21/2023
Rheem Sales Company, Inc. | Sure | RGEAZR048AJT081NA | Federally-Regulated Consumer Product | Weatherized Non-Condensing Gas | 1847 | 280 |  | 05/25/2023 | 80515 | 208676446 | 11/21/2023
Rheem Sales Company, Inc. | Sure | S96TA0602317MSA | Federally-Regulated Consumer Product | Non-Weatherized, Condensing Ga | 1342 | 254 |  | 10/17/2023 | 39319 | 9950845 | 11/21/2023
Rheem Sales Company, Inc. | Sure | S802V1255A24DZSBAP | Federally-Regulated Consumer Product | Non-Weatherized, Non-Condensin | 2179 | 278 |  | 05/25/2023 | 86625 | 211774736 | 11/21/2023
Rheem Sales Company, Inc. | Sure | S802V0754A17DZNBAP | Federally-Regulated Consumer Product | Non-Weatherized, Non-Condensin | 1628 | 254 |  | 05/25/2023 | 52707 | 211774713 | 11/21/2023
Rheem Sales Company, Inc. | Sure | RGEAZR060AJT10XNA | Federally-Regulated Consumer Product | Weatherized Non-Condensing Gas | 2131 | 293 |  | 05/25/2023 | 101980 | 208676586 | 11/21/2023
Rheem Sales Company, Inc. | Sure | S801V0503A14DZSBAP | Federally-Regulated Consumer Product | Non-Weatherized, Non-Condensin | 2163 | 277 |  | 05/25/2023 | 51119 | 210641920 | 11/21/2023
Rheem Sales Company, Inc. | Sure | S802V1005A21DZSBAP | Federally-Regulated Consumer Product | Non-Weatherized, Non-Condensin | 2120 | 275 |  | 05/25/2023 | 69817 | 211806614 | 11/21/2023
Rheem Sales Company, Inc. | Sure | RGEAZR030AJT041NA | Federally-Regulated Consumer Product | Weatherized Non-Condensing Gas | 1342 | 258 |  | 05/25/2023 | 39842 | 208676406 | 11/21/2023
Rheem Sales Company, Inc. | Sure | S802VA125524ZXB | Federally-Regulated Consumer Product | Non-Weatherized, Non-Condensin | 2322 | 284 | 284 | 06/22/2023 | 87684 | 8087235 | 11/21/2023
Rheem Sales Company, Inc. | Sure | S802VA075421ZXB | Federally-Regulated Consumer Product | Non-Weatherized, Non-Condensin | 2017 | 271 | 271 | 06/22/2023 | 52471 | 8087215 | 11/21/2023
Rheem Sales Company, Inc. | Sure | S802VA125524ZSB | Federally-Regulated Consumer Product | Non-Weatherized, Non-Condensin | 2322 | 284 | 284 | 06/22/2023 | 87684 | 8087230 | 11/21/2023
Rheem Sales Company, Inc. | Sure | S801V0754A17DZSBAP | Federally-Regulated Consumer Product | Non-Weatherized, Non-Condensin | 1680 | 255 |  | 05/25/2023 | 76001 | 210646687 | 11/21/2023
Rheem Sales Company, Inc. | Sure | S801V0755A21DZSBAP | Federally-Regulated Consumer Product | Non-Weatherized, Non-Condensin | 2163 | 277 |  | 05/25/2023 | 75029 | 210646677 | 11/21/2023
Rheem Sales Company, Inc. | Sure | RGECZR060AJT07**C | Federally-Regulated Consumer Product | Weatherized Non-Condensing Gas | 2336 | 182 |  | 05/25/2023 | 52310 | 210279548 | 11/21/2023
Rheem Sales Company, Inc. | Sure | RGEAZR024AJT04XNA | Federally-Regulated Consumer Product | Weatherized Non-Condensing Gas | 1205 | 252 |  | 05/25/2023 | 40798 | 208676471 | 11/21/2023
Rheem Sales Company, Inc. | Sure | S96TA0402317MSA | Federally-Regulated Consumer Product | Non-Weatherized, Condensing Ga | 1252 | 250 |  | 10/17/2023 | 29298 | 9950841 | 11/21/2023
Rheem Sales Company, Inc. | Sure | RGEA14030AJT04UAA | Federally-Regulated Consumer Product | Weatherized Non-Condensing Gas | 1189 | 251 |  | 05/26/2023 | 39887 | 205965542 | 11/21/2023
Rheem Sales Company, Inc. | Sure | S802VA075421ZSB | Federally-Regulated Consumer Product | Non-Weatherized, Non-Condensin | 2017 | 271 | 271 | 06/22/2023 | 52471 | 8087210 | 11/21/2023
Rheem Sales Company, Inc. | Sure | S801TA070417MUA | Federally-Regulated Consumer Product | Non-Weatherized, Non-Condensin | 1823 | 262 |  | 05/26/2023 | 70109 | 204501685 | 11/21/2023
Rheem Sales Company, Inc. | Sure | S801T1255A24UHS | Federally-Regulated Consumer Product | Non-Weatherized, Non-Condensin | 1991 | 270 | 270 | 05/25/2023 | 123598 | 208242402 | 11/21/2023
Rheem Sales Company, Inc. | Sure | RGEAZR024AJT041NA | Federally-Regulated Consumer Product | Weatherized Non-Condensing Gas | 1205 | 252 |  | 05/25/2023 | 40798 | 208676391 | 11/21/2023
Rheem Sales Company, Inc. | Sure | RGEAZR030AJT08XNA | Federally-Regulated Consumer Product | Weatherized Non-Condensing Gas | 1216 | 253 |  | 05/25/2023 | 80365 | 208676511 | 11/21/2023
Rheem Sales Company, Inc. | Sure | RGEAZR024AJT081NA | Federally-Regulated Consumer Product | Weatherized Non-Condensing Gas | 1202 | 252 |  | 05/25/2023 | 79659 | 208676401 | 11/21/2023
Rheem Sales Company, Inc. | Sure | S801V0504A17UHSBAP | Federally-Regulated Consumer Product | Non-Weatherized, Non-Condensin | 1682 | 256 |  | 05/25/2023 | 50501 | 211774702 | 11/21/2023
Rheem Sales Company, Inc. | Sure | RGECZR048AJT12**C | Federally-Regulated Consumer Product | Weatherized Non-Condensing Gas | 1902 | 259 |  | 05/25/2023 | 84032 | 210279544 | 11/21/2023
Rheem Sales Company, Inc. | Sure | RGEAZR042AJT101NA | Federally-Regulated Consumer Product | Weatherized Non-Condensing Gas | 1774 | 277 |  | 05/25/2023 | 100987 | 208676441 | 11/21/2023
Rheem Sales Company, Inc. | Sure | S921T0705A21M4 | Federally-Regulated Consumer Product | Non-Weatherized, Condensing Ga | 1983 | 282 |  | 10/17/2023 | 70360 | 208663457 | 11/21/2023
Rheem Sales Company, Inc. | Sure | RGEAZR060AJT081NA | Federally-Regulated Consumer Product | Weatherized Non-Condensing Gas | 2041 | 289 |  | 05/25/2023 | 79422 | 208676456 | 11/21/2023
Rheem Sales Company, Inc. | Sure | S96TA0852521MSA | Federally-Regulated Consumer Product | Non-Weatherized, Condensing Ga | 2115 | 288 |  | 10/17/2023 | 58240 | 9950853 | 11/21/2023
Rheem Sales Company, Inc. | Sure | S98MV0855A21UPS | Federally-Regulated Consumer Product | Non-Weatherized, Condensing Ga | 2209 | 292 |  | 11/16/2023 | 33631 | 208157048 | 11/21/2023
Rheem Sales Company, Inc. | Sure | S801V0704A17UHUBAP | Federally-Regulated Consumer Product | Non-Weatherized, Non-Condensin | 1723 | 258 |  | 05/25/2023 | 70568 | 211774706 | 11/21/2023
Rheem Sales Company, Inc. | Sure | RGEAZR030AJT04XNA | Federally-Regulated Consumer Product | Weatherized Non-Condensing Gas | 1342 | 258 |  | 05/25/2023 | 39842 | 208676496 | 11/21/2023
Rheem Sales Company, Inc. | Sure | RGEAZR024AJT061NA | Federally-Regulated Consumer Product | Weatherized Non-Condensing Gas | 1270 | 255 |  | 05/25/2023 | 61123 | 208676396 | 11/21/2023
Rheem Sales Company, Inc. | Sure | S801V0755A21UH | Federally-Regulated Consumer Product | Non-Weatherized, Non-Condensin | 1813 | 235 |  | 05/25/2023 | 75573 | 208665964 | 11/21/2023
Rheem Sales Company, Inc. | Sure | RGEAZR048AJT101NA | Federally-Regulated Consumer Product | Weatherized Non-Condensing Gas | 2001 | 287 |  | 05/25/2023 | 101705 | 208676451 | 11/21/2023
Rheem Sales Company, Inc. | Sure | RGEAZR048AJT10XNA | Federally-Regulated Consumer Product | Weatherized Non-Condensing Gas | 2001 | 287 |  | 05/25/2023 | 101705 | 208676571 | 11/21/2023
Rheem Sales Company, Inc. | Sure | RGEAZR030AJT081NA | Federally-Regulated Consumer Product | Weatherized Non-Condensing Gas | 1216 | 253 |  | 05/25/2023 | 80365 | 208676416 | 11/21/2023
Rheem Sales Company, Inc. | Sure | RGEAZR060AJT101NA | Federally-Regulated Consumer Product | Weatherized Non-Condensing Gas | 2131 | 293 |  | 05/25/2023 | 101980 | 208676461 | 11/21/2023
Rheem Sales Company, Inc. | Sure | RGEA14030AJT081AC | Federally-Regulated Consumer Product | Weatherized Non-Condensing Gas | 1147 | 249 |  | 05/26/2023 | 79965 | 206606603 | 11/21/2023
Rheem Sales Company, Inc. | Sure | RGEAZR048AJT08XNA | Federally-Regulated Consumer Product | Weatherized Non-Condensing Gas | 1847 | 280 |  | 05/25/2023 | 80515 | 208676561 | 11/21/2023
Rheem Sales Company, Inc. | Sure | RGEAZR042AJT08XNA | Federally-Regulated Consumer Product | Weatherized Non-Condensing Gas | 1820 | 279 |  | 05/25/2023 | 81578 | 208676546 | 11/21/2023
Rheem Sales Company, Inc. | Sure | RGEAZR048AJT10UNA | Federally-Regulated Consumer Product | Weatherized Non-Condensing Gas | 1832 | 280 | 280 | 05/25/2023 | 100370 | 208676566 | 11/21/2023
Rheem Sales Company, Inc. | Sure | RGEAZR024AJT06XNA | Federally-Regulated Consumer Product | Weatherized Non-Condensing Gas | 1270 | 255 |  | 05/25/2023 | 61123 | 208676481 | 11/21/2023
Rheem Sales Company, Inc. | Sure | RGEAZR042AJT081NA | Federally-Regulated Consumer Product | Weatherized Non-Condensing Gas | 1820 | 279 | 279 | 05/25/2023 | 81578 | 208676436 | 11/21/2023
Rheem Sales Company, Inc. | Sure | RGEAZR060AJT08XNA | Federally-Regulated Consumer Product | Weatherized Non-Condensing Gas | 2041 | 289 |  | 05/25/2023 | 79422 | 208676576 | 11/21/2023
Rheem Sales Company, Inc. | Sure | RGEAZR042AJT08UNA | Federally-Regulated Consumer Product | Weatherized Non-Condensing Gas | 1635 | 271 |  | 05/25/2023 | 80943 | 208676541 | 11/21/2023
Rheem Sales Company, Inc. | Sure | S801V1005A21DZSBAP | Federally-Regulated Consumer Product | Non-Weatherized, Non-Condensin | 2095 | 257 |  | 05/25/2023 | 100302 | 210646662 | 11/21/2023
Rheem Sales Company, Inc. | Sure | S801V1255A24UH | Federally-Regulated Consumer Product | Non-Weatherized, Non-Condensin | 2076 | 258 | 273 | 05/25/2023 | 124802 | 208665972 | 11/21/2023
Rheem Sales Company, Inc. | Sure | RGECZR036AJT07**C | Federally-Regulated Consumer Product | Weatherized Non-Condensing Gas | 1475 | 165 | 264 | 05/25/2023 | 53157 | 208503163 | 11/21/2023
Rheem Sales Company, Inc. | Sure | S801V0755A21DZNBAP | Federally-Regulated Consumer Product | Non-Weatherized, Non-Condensin | 2163 | 277 |  | 05/25/2023 | 75029 | 210646675 | 11/21/2023
Rheem Sales Company, Inc. | Sure | S801V0503A14UH | Federally-Regulated Consumer Product | Non-Weatherized, Non-Condensin | 1308 | 184 | 240 | 05/25/2023 | 50472 | 208665956 | 11/21/2023
Rheem Sales Company, Inc. | Sure | RGEAZR036AJT061NA | Federally-Regulated Consumer Product | Weatherized Non-Condensing Gas | 1259 | 254 |  | 05/25/2023 | 58986 | 208676421 | 11/21/2023
Rheem Sales Company, Inc. | Sure | S801V1005A21DZNBAP | Federally-Regulated Consumer Product | Non-Weatherized, Non-Condensin | 2095 | 257 |  | 05/25/2023 | 100302 | 210646660 | 11/21/2023
Rheem Sales Company, Inc. | Sure | S801V0504A17UHNBAP | Federally-Regulated Consumer Product | Non-Weatherized, Non-Condensin | 1682 | 256 |  | 05/25/2023 | 50501 | 211774697 | 11/21/2023
Rheem Sales Company, Inc. | Sure | RGEAZR036AJT06UNA | Federally-Regulated Consumer Product | Weatherized Non-Condensing Gas | 1434 | 262 |  | 05/25/2023 | 60723 | 208676516 | 11/21/2023
Rheem Sales Company, Inc. | Sure | RGECZR060AJT12**C | Federally-Regulated Consumer Product | Weatherized Non-Condensing Gas | 2183 | 266 |  | 05/25/2023 | 83968 | 210279552 | 11/21/2023
Rheem Sales Company, Inc. | Sure | S951T0705A21M4 | Federally-Regulated Consumer Product | Non-Weatherized, Condensing Ga | 1983 | 282 |  | 10/17/2023 | 70360 | 208663424 | 11/21/2023
Rheem Sales Company, Inc. | Sure | S802V1255A24DZNBAP | Federally-Regulated Consumer Product | Non-Weatherized, Non-Condensin | 2179 | 278 |  | 05/25/2023 | 86625 | 211774731 | 11/21/2023
Rheem Sales Company, Inc. | Sure | S801V1255A24DZSBAP | Federally-Regulated Consumer Product | Non-Weatherized, Non-Condensin | 2075 | 273 |  | 05/25/2023 | 124289 | 210646667 | 11/21/2023
Rheem Sales Company, Inc. | Sure | S801V1255A24DZNBAP | Federally-Regulated Consumer Product | Non-Weatherized, Non-Condensin | 2075 | 273 |  | 05/25/2023 | 124289 | 210646665 | 11/21/2023
Rheem Sales Company, Inc. | Sure | RGECZR048AJT07**C | Federally-Regulated Consumer Product | Weatherized Non-Condensing Gas | 1873 | 167 |  | 05/25/2023 | 52596 | 210279540 | 11/21/2023
Rheem Sales Company, Inc. | Sure | S801V0754A17DZNBAP | Federally-Regulated Consumer Product | Non-Weatherized, Non-Condensin | 1680 | 255 |  | 05/25/2023 | 76001 | 210646684 | 11/21/2023
Rheem Sales Company, Inc. | Sure | S802VA075317ZXB | Federally-Regulated Consumer Product | Non-Weatherized, Non-Condensin | 1324 | 240 | 240 | 06/22/2023 | 52495 | 8087203 | 11/21/2023
Rheem Sales Company, Inc. | Sure | RGEAZR036AJT08XNA | Federally-Regulated Consumer Product | Weatherized Non-Condensing Gas | 1387 | 260 |  | 05/25/2023 | 80632 | 208676531 | 11/21/2023
Rheem Sales Company, Inc. | Sure | S951V0705A21M4 | Federally-Regulated Consumer Product | Non-Weatherized, Condensing Ga | 1835 | 248 |  | 10/17/2023 | 69808 | 208676328 | 11/21/2023
Rheem Sales Company, Inc. | Sure | S802VA075317ZSB | Federally-Regulated Consumer Product | Non-Weatherized, Non-Condensin | 1324 | 240 | 240 | 06/22/2023 | 52495 | 8087198 | 11/21/2023
Rheem Sales Company, Inc. | Sure | RGEAZR048AJT08UNA | Federally-Regulated Consumer Product | Weatherized Non-Condensing Gas | 2026 | 288 |  | 05/25/2023 | 80022 | 208676556 | 11/21/2023
Rheem Sales Company, Inc. | Sure | RGEA14042AJT101AC | Federally-Regulated Consumer Product | Weatherized Non-Condensing Gas | 1494 | 265 |  | 05/26/2023 | 99609 | 206606648 | 11/21/2023
Rheem Sales Company, Inc. | Sure | RGEAZR042AJT10XNA | Federally-Regulated Consumer Product | Weatherized Non-Condensing Gas | 1774 | 277 |  | 05/25/2023 | 100987 | 208676551 | 11/21/2023
Rheem Sales Company, Inc. | Sure | S96TA0702317MSA | Federally-Regulated Consumer Product | Non-Weatherized, Condensing Ga | 1321 | 253 |  | 10/17/2023 | 49242 | 9950849 | 11/21/2023
Rheem Sales Company, Inc. | Sure | RGEAZR024AJT08XNA | Federally-Regulated Consumer Product | Weatherized Non-Condensing Gas | 1202 | 252 |  | 05/25/2023 | 79659 | 208676486 | 11/21/2023
Rheem Sales Company, Inc. | Sure | RGEAZR024AJT06UNA | Federally-Regulated Consumer Product | Weatherized Non-Condensing Gas | 1236 | 253 |  | 05/25/2023 | 61566 | 208676476 | 11/21/2023
Rheem Sales Company, Inc. | Sure | RGEAZR030AJT04UNA | Federally-Regulated Consumer Product | Weatherized Non-Condensing Gas | 1189 | 251 |  | 05/25/2023 | 39887 | 208676491 | 11/21/2023
Rheem Sales Company, Inc. | Sure | S801V0503A14DZNBAP | Federally-Regulated Consumer Product | Non-Weatherized, Non-Condensin | 2163 | 277 |  | 05/25/2023 | 51119 | 210641916 | 11/21/2023
Rheem Sales Company, Inc. | Sure | S801V1005A21UH | Federally-Regulated Consumer Product | Non-Weatherized, Non-Condensin | 2027 | 188 |  | 05/25/2023 | 100725 | 208665968 | 11/21/2023
Rheem Sales Company, Inc. | Sure | S801V0754A17UH | Federally-Regulated Consumer Product | Non-Weatherized, Non-Condensin | 1830 | 223 | 263 | 05/25/2023 | 75693 | 208665960 | 11/21/2023
Rheem Sales Company, Inc. | Sure | S802VA100521ZSB | Federally-Regulated Consumer Product | Non-Weatherized, Non-Condensin | 2291 | 283 | 283 | 06/22/2023 | 70210 | 8087220 | 11/21/2023
Rheem Sales Company, Inc. | Sure | RGEAZR036AJT081NA | Federally-Regulated Consumer Product | Weatherized Non-Condensing Gas | 1387 | 260 |  | 05/25/2023 | 80632 | 208676426 | 11/21/2023
Rheem Sales Company, Inc. | Sure | RGEAZR030AJT061NA | Federally-Regulated Consumer Product | Weatherized Non-Condensing Gas | 1342 | 258 |  | 05/25/2023 | 61240 | 208676411 | 11/21/2023
Rheem Sales Company, Inc. | Sure | RGEAZR060AJT10UNA | Federally-Regulated Consumer Product | Weatherized Non-Condensing Gas | 1911 | 283 |  | 05/25/2023 | 99261 | 208676581 | 11/21/2023
Rheem Sales Company, Inc. | Sure | RGEAZR036AJT06XNA | Federally-Regulated Consumer Product | Weatherized Non-Condensing Gas | 1259 | 254 |  | 05/25/2023 | 58986 | 208676521 | 11/21/2023
Rheem Sales Company, Inc. | Sure | S802V0754A17DZSBAP | Federally-Regulated Consumer Product | Non-Weatherized, Non-Condensin | 1628 | 254 |  | 05/25/2023 | 52707 | 211774718 | 11/21/2023
Rheem Sales Company, Inc. | Sure | RGECZR036AJT10**C | Federally-Regulated Consumer Product | Weatherized Non-Condensing Gas | 1576 | 218 |  | 05/25/2023 | 100764 | 210279536 | 11/21/2023
Rheem Sales Company, Inc. | Sure | RGEA14048AJT101AB | Federally-Regulated Consumer Product | Weatherized Non-Condensing Gas | 1809 | 279 |  | 05/26/2023 | 99189 | 203404495 | 11/21/2023
Rheem Sales Company, Inc. | Sure | RGEAZR036AJT101NA | Federally-Regulated Consumer Product | Weatherized Non-Condensing Gas | 1380 | 260 |  | 05/25/2023 | 100130 | 208676431 | 11/21/2023
Rheem Sales Company, Inc. | Sure | RGEAZR036AJT08UNA | Federally-Regulated Consumer Product | Weatherized Non-Condensing Gas | 1382 | 260 |  | 05/25/2023 | 80891 | 208676526 | 11/21/2023
Rheem Sales Company, Inc. | Sure | S802V1005A21DZNBAP | Federally-Regulated Consumer Product | Non-Weatherized, Non-Condensin | 2120 | 275 |  | 05/25/2023 | 69817 | 211806610 | 11/21/2023
Rheem Sales Company, Inc. | Sure | RGEAZR030AJT06UNA | Federally-Regulated Consumer Product | Weatherized Non-Condensing Gas | 1125 | 248 |  | 05/25/2023 | 60094 | 208676501 | 11/21/2023
Rheem Sales Company, Inc. | Sure | RGEAZR030AJT06XNA | Federally-Regulated Consumer Product | Weatherized Non-Condensing Gas | 1342 | 258 | 258 | 05/25/2023 | 61240 | 208676506 | 11/21/2023
Rheem Sales Company, Inc. | Sure | S96TA1152524MSA | Federally-Regulated Consumer Product | Non-Weatherized, Condensing Ga | 1935 | 280 |  | 10/17/2023 | 78711 | 9950861 | 11/21/2023
Rheem Sales Company, Inc. | Sure | S801T0704A17UHU | Federally-Regulated Consumer Product | Non-Weatherized, Non-Condensin | 1823 | 262 | 262 | 05/25/2023 | 70109 | 208430282 | 11/21/2023
Rheem Sales Company, Inc. | Sure | S802V0755A21DZNBAP | Federally-Regulated Consumer Product | Non-Weatherized, Non-Condensin | 2041 | 272 |  | 05/25/2023 | 52592 | 211774722 | 11/21/2023
Rheem Sales Company, Inc. | Sure | S921V0705A21M4 | Federally-Regulated Consumer Product | Non-Weatherized, Condensing Ga | 1835 | 248 |  | 10/17/2023 | 69808 | 208676296 | 11/21/2023
Rheem Sales Company, Inc. | Sure | S96TA1002521MSA | Federally-Regulated Consumer Product | Non-Weatherized, Condensing Ga | 1930 | 280 |  | 10/17/2023 | 69202 | 9950857 | 11/21/2023
Rheem Sales Company, Inc. | Sure | RGEAZR024AJT04UNA | Federally-Regulated Consumer Product | Weatherized Non-Condensing Gas | 1181 | 251 |  | 11/21/2023 | 40068 | 208676466 | 11/21/2023
Rheem Sales Company, Inc. | Rheem | R801V0503A14DZSCAP | Federally-Regulated Consumer Product | Non-Weatherized, Non-Condensin | 1295 | 239 |  | 05/25/2023 | 51119 | 210641917 | 11/21/2023
Rheem Sales Company, Inc. | Rheem | R802VA075317ZSB | Federally-Regulated Consumer Product | Non-Weatherized, Non-Condensin | 1324 | 240 | 240 | 06/22/2023 | 52495 | 8087188 | 11/21/2023
Rheem Sales Company, Inc. | Rheem | RGEAZR036AJT08XNA | Federally-Regulated Consumer Product | Weatherized Non-Condensing Gas | 1387 | 260 |  | 05/25/2023 | 80632 | 208676528 | 11/21/2023
Rheem Sales Company, Inc. | Rheem | RGEAZR030AJT06XNA | Federally-Regulated Consumer Product | Weatherized Non-Condensing Gas | 1342 | 258 |  | 05/25/2023 | 61240 | 208676503 | 11/21/2023
Rheem Sales Company, Inc. | Rheem | RGEA14036AJT06UAA | Federally-Regulated Consumer Product | Weatherized Non-Condensing Gas | 1434 | 262 |  | 05/26/2023 | 60723 | 205962901 | 11/21/2023
Rheem Sales Company, Inc. | Rheem | RGEAZR030AJT06UNA | Federally-Regulated Consumer Product | Weatherized Non-Condensing Gas | 1125 | 248 |  | 05/25/2023 | 60094 | 208676498 | 11/21/2023
Rheem Sales Company, Inc. | Rheem | RGEAZR048AJT08UNA | Federally-Regulated Consumer Product | Weatherized Non-Condensing Gas | 2026 | 288 |  | 05/25/2023 | 80019 | 208676553 | 11/21/2023
Rheem Sales Company, Inc. | Rheem | R802VA075317ZXB | Federally-Regulated Consumer Product | Non-Weatherized, Non-Condensin | 1324 | 240 | 240 | 06/22/2023 | 52495 | 8087189 | 11/21/2023
Rheem Sales Company, Inc. | Rheem | RGEAZR036AJT10XNA | Federally-Regulated Consumer Product | Weatherized Non-Condensing Gas | 1380 | 260 |  | 05/25/2023 | 100130 | 208676533 | 11/21/2023
Rheem Sales Company, Inc. | Rheem | R98VB085M521USA | Federally-Regulated Consumer Product | Non-Weatherized, Condensing Ga | 2209 | 292 |  | 10/17/2023 | 33631 | 10524982 | 11/21/2023
Rheem Sales Company, Inc. | Rheem | RGEAZR024AJT06XNA | Federally-Regulated Consumer Product | Weatherized Non-Condensing Gas | 1270 | 255 |  | 05/25/2023 | 61123 | 208676478 | 11/21/2023
Rheem Sales Company, Inc. | Rheem | RGEAZR060AJT08XNA | Federally-Regulated Consumer Product | Weatherized Non-Condensing Gas | 2041 | 289 |  | 06/22/2022 | 79422 | 208676573 | 11/21/2023
Rheem Sales Company, Inc. | Rheem | RGEA16024AJV062AB | Federally-Regulated Consumer Product | Weatherized Non-Condensing Gas | 1358 | 259 | 259 | 05/26/2023 | 46205 | 203404609 | 11/21/2023
Rheem Sales Company, Inc. | Rheem | R95TC0701521MSA | Federally-Regulated Consumer Product | Non-Weatherized, Condensing Ga | 1983 | 279 |  | 10/17/2023 | 70360 | 203261130 | 11/21/2023
Rheem Sales Company, Inc. | Rheem | RGEAZR042AJT08UNA | Federally-Regulated Consumer Product | Weatherized Non-Condensing Gas | 1635 | 271 |  | 05/25/2023 | 80943 | 208676538 | 11/21/2023
Rheem Sales Company, Inc. | Rheem | R801V0704A17UHUCAP | Federally-Regulated Consumer Product | Non-Weatherized, Non-Condensin | 1723 | 258 |  | 05/25/2023 | 70568 | 211774235 | 11/21/2023
Rheem Sales Company, Inc. | Rheem | R802VA125524ZXB | Federally-Regulated Consumer Product | Non-Weatherized, Non-Condensin | 2322 | 284 | 284 | 06/22/2023 | 87684 | 8087195 | 11/21/2023
Rheem Sales Company, Inc. | Rheem | R801V1255A24DZSCAP | Federally-Regulated Consumer Product | Non-Weatherized, Non-Condensin | 2075 | 273 |  | 01/17/2023 | 124289 | 210646657 | 11/21/2023
Rheem Sales Company, Inc. | Rheem | R802VA075421ZXB | Federally-Regulated Consumer Product | Non-Weatherized, Non-Condensin | 2017 | 271 | 271 | 06/22/2023 | 52471 | 8087191 | 11/21/2023
Rheem Sales Company, Inc. | Rheem | R96TA0852521MSA | Federally-Regulated Consumer Product | Non-Weatherized, Condensing Ga | 2115 | 288 |  | 10/17/2023 | 58240 | 201712923 | 11/21/2023
Rheem Sales Company, Inc. | Rheem | RGEAZR060AJT10UNA | Federally-Regulated Consumer Product | Weatherized Non-Condensing Gas | 1911 | 283 |  | 05/25/2023 | 99261 | 208676578 | 11/21/2023
Rheem Sales Company, Inc. | Rheem | R801T0704A17UHU | Federally-Regulated Consumer Product | Non-Weatherized, Non-Condensin | 1823 | 262 | 262 | 05/25/2023 | 70109 | 208430270 | 11/21/2023
Rheem Sales Company, Inc. | Rheem | R801V0754A17UH | Federally-Regulated Consumer Product | Non-Weatherized, Non-Condensin | 1830 | 223 |  | 06/15/2022 | 75693 | 208665950 | 11/21/2023
Rheem Sales Company, Inc. | Rheem | RGEAZR036AJT08UNA | Federally-Regulated Consumer Product | Weatherized Non-Condensing Gas | 1382 | 260 |  | 06/22/2022 | 80891 | 208676523 | 11/21/2023
Rheem Sales Company, Inc. | Rheem | RGEAZR024AJT061NA | Federally-Regulated Consumer Product | Weatherized Non-Condensing Gas | 1270 | 255 | 255 | 05/25/2023 | 61123 | 208676393 | 11/21/2023
Rheem Sales Company, Inc. | Rheem | R96TA0602317MSA | Federally-Regulated Consumer Product | Non-Weatherized, Condensing Ga | 1342 | 254 |  | 10/17/2023 | 39319 | 201712919 | 11/21/2023
Rheem Sales Company, Inc. | Rheem | RGEAZR042AJT08XNA | Federally-Regulated Consumer Product | Weatherized Non-Condensing Gas | 1820 | 279 |  | 06/22/2022 | 81578 | 208676543 | 11/21/2023
Rheem Sales Company, Inc. | Rheem | RGEAZR024AJT08XNA | Federally-Regulated Consumer Product | Weatherized Non-Condensing Gas | 1202 | 252 |  | 05/25/2023 | 79659 | 208676483 | 11/21/2023
Rheem Sales Company, Inc. | Rheem | RGEAZR036AJT081NA | Federally-Regulated Consumer Product | Weatherized Non-Condensing Gas | 1387 | 260 |  | 06/22/2022 | 80632 | 208676423 | 11/21/2023
Rheem Sales Company, Inc. | Rheem | R801V0503A14DZNCAP | Federally-Regulated Consumer Product | Non-Weatherized, Non-Condensin | 2163 | 277 |  | 05/25/2023 | 51119 | 210641913 | 11/21/2023
Rheem Sales Company, Inc. | Rheem | RGEAZR060AJT081NA | Federally-Regulated Consumer Product | Weatherized Non-Condensing Gas | 2041 | 289 |  | 05/25/2023 | 79422 | 208676453 | 11/21/2023
Rheem Sales Company, Inc. | Rheem | RGEA14030AJT04UAA | Federally-Regulated Consumer Product | Weatherized Non-Condensing Gas | 1189 | 251 |  | 05/26/2023 | 39887 | 205963370 | 11/21/2023
Rheem Sales Company, Inc. | Rheem | R801T0755A21DZS | Federally-Regulated Consumer Product | Non-Weatherized, Non-Condensin | 1883 | 265 |  | 09/14/2023 | 75029 | 208242368 | 11/21/2023
Rheem Sales Company, Inc. | Rheem | R801V1255A24DZNCAP | Federally-Regulated Consumer Product | Non-Weatherized, Non-Condensin | 2075 | 273 |  | 05/25/2023 | 124289 | 210646663 | 11/21/2023
Rheem Sales Company, Inc. | Rheem | RGEAZR024AJT04XNA | Federally-Regulated Consumer Product | Weatherized Non-Condensing Gas | 1205 | 252 |  | 06/22/2022 | 40798 | 208676468 | 11/21/2023
Rheem Sales Company, Inc. | Rheem | RGEAZR060AJT101NA | Federally-Regulated Consumer Product | Weatherized Non-Condensing Gas | 2131 | 293 |  | 05/25/2023 | 101980 | 208676458 | 11/21/2023
Rheem Sales Company, Inc. | Rheem | RGEAZR060AJT10XNA | Federally-Regulated Consumer Product | Weatherized Non-Condensing Gas | 2131 | 293 |  | 06/22/2022 | 101980 | 208676583 | 11/21/2023
Rheem Sales Company, Inc. | Rheem | RGEAZR036AJT06UNA | Federally-Regulated Consumer Product | Weatherized Non-Condensing Gas | 1434 | 262 |  | 06/22/2022 | 60723 | 208676513 | 11/21/2023
Rheem Sales Company, Inc. | Rheem | R802VA125524ZSB | Federally-Regulated Consumer Product | Non-Weatherized, Non-Condensin | 2322 | 284 | 284 | 06/22/2023 | 87684 | 8087194 | 11/21/2023
Rheem Sales Company, Inc. | Rheem | RGEAZR024AJT04UNA | Federally-Regulated Consumer Product | Weatherized Non-Condensing Gas | 1181 | 251 |  | 05/25/2023 | 40068 | 208676463 | 11/21/2023
Rheem Sales Company, Inc. | Rheem | RGEAZR024AJT06UNA | Federally-Regulated Consumer Product | Weatherized Non-Condensing Gas | 1236 | 253 | 253 | 05/25/2023 | 61566 | 208676473 | 11/21/2023
Rheem Sales Company, Inc. | Rheem | R801T1255A24UHS | Federally-Regulated Consumer Product | Non-Weatherized, Non-Condensin | 1991 | 270 | 270 | 05/18/2022 | 123598 | 208242360 | 11/21/2023
Rheem Sales Company, Inc. | Rheem | R801V1005A21DZSCAP | Federally-Regulated Consumer Product | Non-Weatherized, Non-Condensin | 2095 | 257 |  | 05/25/2023 | 100302 | 210646656 | 11/21/2023
Rheem Sales Company, Inc. | Rheem | RGEAZR036AJT101NA | Federally-Regulated Consumer Product | Weatherized Non-Condensing Gas | 1380 | 260 |  | 05/25/2023 | 100130 | 208676428 | 11/21/2023
Rheem Sales Company, Inc. | Rheem | R801V1255A24UH | Federally-Regulated Consumer Product | Non-Weatherized, Non-Condensin | 2076 | 258 |  | 06/15/2022 | 124802 | 208665953 | 11/21/2023
Rheem Sales Company, Inc. | Rheem | R802V0503A14UHS | Federally-Regulated Consumer Product | Non-Weatherized, Non-Condensin | 1318 | 240 |  | 09/14/2023 | 35484 | 208243236 | 11/21/2023
Rheem Sales Company, Inc. | Rheem | R801V0755A21UH | Federally-Regulated Consumer Product | Non-Weatherized, Non-Condensin | 1813 | 235 | 262 | 05/25/2023 | 75573 | 208665951 | 11/21/2023
Rheem Sales Company, Inc. | Rheem | RGECZR060AJT12**C | Federally-Regulated Consumer Product | Weatherized Non-Condensing Gas | 2183 | 266 |  | 05/25/2023 | 83968 | 210279549 | 11/21/2023
Rheem Sales Company, Inc. | Rheem | R951V0705A21M4 | Federally-Regulated Consumer Product | Non-Weatherized, Condensing Ga | 1835 | 248 |  | 10/17/2023 | 69808 | 208676310 | 11/21/2023
Rheem Sales Company, Inc. | Rheem | R802VA100521ZSB | Federally-Regulated Consumer Product | Non-Weatherized, Non-Condensin | 2291 | 283 | 283 | 06/22/2023 | 70210 | 8087192 | 11/21/2023
Rheem Sales Company, Inc. | Rheem | RGEAZR048AJT101NA | Federally-Regulated Consumer Product | Weatherized Non-Condensing Gas | 2001 | 287 |  | 05/25/2023 | 101705 | 208676448 | 11/21/2023
Rheem Sales Company, Inc. | Rheem | R921T0705A21M4 | Federally-Regulated Consumer Product | Non-Weatherized, Condensing Ga | 1983 | 282 |  | 10/17/2023 | 70360 | 208663436 | 11/21/2023
Rheem Sales Company, Inc. | Rheem | RGEAZR030AJT081NA | Federally-Regulated Consumer Product | Weatherized Non-Condensing Gas | 1216 | 253 |  | 05/25/2023 | 80365 | 208676413 | 11/21/2023
Rheem Sales Company, Inc. | Rheem | R802VA075421ZSB | Federally-Regulated Consumer Product | Non-Weatherized, Non-Condensin | 2017 | 271 | 271 | 06/22/2023 | 52471 | 8087190 | 11/21/2023
Rheem Sales Company, Inc. | Rheem | R802VA100521ZXB | Federally-Regulated Consumer Product | Non-Weatherized, Non-Condensin | 2291 | 283 | 283 | 06/22/2023 | 70210 | 8087193 | 11/21/2023
Rheem Sales Company, Inc. | Rheem | R96TA0702317MSA | Federally-Regulated Consumer Product | Non-Weatherized, Condensing Ga | 1321 | 253 |  | 10/17/2023 | 49242 | 201712921 | 11/21/2023
Rheem Sales Company, Inc. | Rheem | R96TA1152524MSA | Federally-Regulated Consumer Product | Non-Weatherized, Condensing Ga | 1935 | 280 |  | 10/17/2023 | 78711 | 201712927 | 11/21/2023
Rheem Sales Company, Inc. | Rheem | RGEA16036AJV06TAB | Federally-Regulated Consumer Product | Weatherized Non-Condensing Gas | 1648 | 259 | 272 | 05/26/2023 | 76362 | 203404615 | 11/21/2023
Rheem Sales Company, Inc. | Rheem | RGEA14042AJT101AC | Federally-Regulated Consumer Product | Weatherized Non-Condensing Gas | 1494 | 265 |  | 05/26/2023 | 99609 | 206606418 | 11/21/2023
Rheem Sales Company, Inc. | Rheem | RGEA14048AJT101AB | Federally-Regulated Consumer Product | Weatherized Non-Condensing Gas | 1809 | 279 | 279 | 05/26/2023 | 99189 | 203404493 | 11/21/2023
Rheem Sales Company, Inc. | Rheem | RGEAZR042AJT081NA | Federally-Regulated Consumer Product | Weatherized Non-Condensing Gas | 1820 | 279 |  | 06/22/2022 | 81578 | 208676433 | 11/21/2023
Rheem Sales Company, Inc. | Rheem | RGECZR048AJT12**C | Federally-Regulated Consumer Product | Weatherized Non-Condensing Gas | 1902 | 259 |  | 05/25/2023 | 84032 | 210279541 | 11/21/2023
Rheem Sales Company, Inc. | Rheem | R98MV0855A21UPS | Federally-Regulated Consumer Product | Non-Weatherized, Condensing Ga | 2209 | 292 |  | 11/16/2023 | 33631 | 208157028 | 11/21/2023
Rheem Sales Company, Inc. | Rheem | RGEAZR048AJT10UNA | Federally-Regulated Consumer Product | Weatherized Non-Condensing Gas | 1832 | 280 |  | 05/25/2023 | 100370 | 208676563 | 11/21/2023
Rheem Sales Company, Inc. | Rheem | RGEAZR048AJT081NA | Federally-Regulated Consumer Product | Weatherized Non-Condensing Gas | 1847 | 280 | 280 | 05/25/2023 | 80515 | 208676443 | 11/21/2023
Rheem Sales Company, Inc. | Rheem | RGECZR036AJT07**C | Federally-Regulated Consumer Product | Weatherized Non-Condensing Gas | 1475 | 165 |  | 05/25/2023 | 53157 | 208503159 | 11/21/2023
Rheem Sales Company, Inc. | Rheem | R801V0504A17UHSCAP | Federally-Regulated Consumer Product | Non-Weatherized, Non-Condensin | 1682 | 256 |  | 03/30/2023 | 50501 | 211774233 | 11/21/2023
Rheem Sales Company, Inc. | Rheem | RGEAZR042AJT101NA | Federally-Regulated Consumer Product | Weatherized Non-Condensing Gas | 1774 | 277 |  | 05/25/2023 | 100987 | 208676438 | 11/21/2023
Rheem Sales Company, Inc. | Rheem | RGEAZR030AJT04XNA | Federally-Regulated Consumer Product | Weatherized Non-Condensing Gas | 1342 | 258 |  | 06/22/2022 | 39842 | 208676493 | 11/21/2023
Rheem Sales Company, Inc. | Rheem | R962V0403A17M4S | Federally-Regulated Consumer Product | Non-Weatherized, Condensing Ga | 1248 | 250 |  | 11/16/2023 | 29623 | 208243255 | 11/21/2023
Rheem Sales Company, Inc. | Rheem | R96TA1002521MSA | Federally-Regulated Consumer Product | Non-Weatherized, Condensing Ga | 1930 | 280 |  | 10/17/2023 | 69202 | 201712925 | 11/21/2023
Rheem Sales Company, Inc. | Rheem | R801V0754A17DZSCAP | Federally-Regulated Consumer Product | Non-Weatherized, Non-Condensin | 1680 | 255 |  | 01/17/2023 | 76001 | 210646681 | 11/21/2023
Rheem Sales Company, Inc. | Rheem | RGEAZR042AJT10XNA | Federally-Regulated Consumer Product | Weatherized Non-Condensing Gas | 1774 | 277 |  | 06/22/2022 | 100987 | 208676548 | 11/21/2023
Rheem Sales Company, Inc. | Rheem | RGEAZR030AJT041NA | Federally-Regulated Consumer Product | Weatherized Non-Condensing Gas | 1342 | 258 |  | 06/22/2022 | 39842 | 208676403 | 11/21/2023
Rheem Sales Company, Inc. | Rheem | RGECZR036AJT10**C | Federally-Regulated Consumer Product | Weatherized Non-Condensing Gas | 1576 | 218 | 268 | 05/25/2023 | 100764 | 210279533 | 11/21/2023
Rheem Sales Company, Inc. | Rheem | RGEAZR030AJT04UNA | Federally-Regulated Consumer Product | Weatherized Non-Condensing Gas | 1189 | 251 | 251 | 05/25/2023 | 39887 | 208676488 | 11/21/2023
Rheem Sales Company, Inc. | Rheem | RGEAZR036AJT061NA | Federally-Regulated Consumer Product | Weatherized Non-Condensing Gas | 1259 | 254 |  | 06/22/2022 | 58986 | 208676418 | 11/21/2023
Rheem Sales Company, Inc. | Rheem | R801V1005A21UH | Federally-Regulated Consumer Product | Non-Weatherized, Non-Condensin | 2027 | 188 |  | 06/15/2022 | 100725 | 208665952 | 11/21/2023
Rheem Sales Company, Inc. | Rheem | R96TA0402317MSA | Federally-Regulated Consumer Product | Non-Weatherized, Condensing Ga | 1252 | 250 |  | 10/17/2023 | 29298 | 201712917 | 11/21/2023
Rheem Sales Company, Inc. | Rheem | RGEAZR030AJT061NA | Federally-Regulated Consumer Product | Weatherized Non-Condensing Gas | 1342 | 258 |  | 05/25/2023 | 61240 | 208676408 | 11/21/2023
Rheem Sales Company, Inc. | Rheem | R801V0754A17DZNCAP | Federally-Regulated Consumer Product | Non-Weatherized, Non-Condensin | 1680 | 255 |  | 05/25/2023 | 76001 | 210646680 | 11/21/2023
Rheem Sales Company, Inc. | Rheem | RGEAZR036AJT06XNA | Federally-Regulated Consumer Product | Weatherized Non-Condensing Gas | 1259 | 254 |  | 06/22/2022 | 58986 | 208676518 | 11/21/2023
Rheem Sales Company, Inc. | Rheem | R951T0703A17M4 | Federally-Regulated Consumer Product | Non-Weatherized, Condensing Ga | 1362 | 255 |  | 10/17/2023 | 69960 | 208663405 | 11/21/2023
Rheem Sales Company, Inc. | Rheem | RGEAZR024AJT081NA | Federally-Regulated Consumer Product | Weatherized Non-Condensing Gas | 1202 | 252 |  | 06/22/2022 | 79659 | 208676398 | 11/21/2023
Rheem Sales Company, Inc. | Rheem | R801TA125524MSA | Federally-Regulated Consumer Product | Non-Weatherized, Non-Condensin | 1991 | 270 | 270 | 05/26/2023 | 123598 | 201707691 | 11/21/2023
Rheem Sales Company, Inc. | Rheem | RGECZR060AJT07**C | Federally-Regulated Consumer Product | Weatherized Non-Condensing Gas | 2336 | 182 |  | 05/25/2023 | 52310 | 210279545 | 11/21/2023
Rheem Sales Company, Inc. | Rheem | RGECZR048AJT07**C | Federally-Regulated Consumer Product | Weatherized Non-Condensing Gas | 1873 | 167 |  | 10/11/2022 | 52596 | 210279537 | 11/21/2023
Rheem Sales Company, Inc. | Rheem | R951T0705A21M4 | Federally-Regulated Consumer Product | Non-Weatherized, Condensing Ga | 1983 | 282 |  | 10/17/2023 | 70360 | 208663406 | 11/21/2023
Rheem Sales Company, Inc. | Rheem | R921V0705A21M4 | Federally-Regulated Consumer Product | Non-Weatherized, Condensing Ga | 1835 | 248 |  | 10/17/2023 | 69808 | 208676275 | 11/21/2023
Rheem Sales Company, Inc. | Rheem | RGEA14030AJT081AC | Federally-Regulated Consumer Product | Weatherized Non-Condensing Gas | 1147 | 249 |  | 05/26/2023 | 79965 | 206606413 | 11/21/2023
Rheem Sales Company, Inc. | Rheem | R801TA070417MUA | Federally-Regulated Consumer Product | Non-Weatherized, Non-Condensin | 1823 | 262 |  | 05/26/2023 | 70109 | 204501608 | 11/21/2023
Rheem Sales Company, Inc. | Rheem | R801V1005A21DZNCAP | Federally-Regulated Consumer Product | Non-Weatherized, Non-Condensin | 2095 | 257 |  | 01/17/2023 | 100302 | 210646658 | 11/21/2023
Rheem Sales Company, Inc. | Rheem | RGEA16036AJV062AB | Federally-Regulated Consumer Product | Weatherized Non-Condensing Gas | 1648 | 259 |  | 05/26/2023 | 76362 | 203404613 | 11/21/2023
Rheem Sales Company, Inc. | Rheem | R801V0503A14UH | Federally-Regulated Consumer Product | Non-Weatherized, Non-Condensin | 1308 | 184 | 240 | 05/25/2023 | 50472 | 208665949 | 11/21/2023
Rheem Sales Company, Inc. | Rheem | R96TA0702521MSA | Federally-Regulated Consumer Product | Non-Weatherized, Condensing Ga | 1854 | 277 |  | 10/17/2023 | 49250 | 203261132 | 11/21/2023
Rheem Sales Company, Inc. | Rheem | RGEAZR024AJT041NA | Federally-Regulated Consumer Product | Weatherized Non-Condensing Gas | 1205 | 252 |  | 06/23/2022 | 40798 | 208676388 | 11/21/2023
Rheem Sales Company, Inc. | Rheem | RGEAZR030AJT08XNA | Federally-Regulated Consumer Product | Weatherized Non-Condensing Gas | 1216 | 253 |  | 06/22/2022 | 80365 | 208676508 | 11/21/2023
Rheem Sales Company, Inc. | Rheem | RGEAZR048AJT10XNA | Federally-Regulated Consumer Product | Weatherized Non-Condensing Gas | 2001 | 287 | 287 | 05/25/2023 | 101705 | 208676568 | 11/21/2023
Rheem Sales Company, Inc. | Rheem | RGEAZR048AJT08XNA | Federally-Regulated Consumer Product | Weatherized Non-Condensing Gas | 1847 | 280 |  | 06/22/2022 | 80515 | 208676558 | 11/21/2023
Rheem Sales Company, Inc. | DURASTAR | DR80UHAW0501314S | Federally-Regulated Consumer Product | Non-Weatherized, Non-Condensin | 1308 | 184 |  | 05/25/2023 | 50472 | 208676602 | 11/21/2023
Rheem Sales Company, Inc. | DURASTAR | DR80DZAW0502314NAB | Federally-Regulated Consumer Product | Non-Weatherized, Non-Condensin | 1250 | 237 |  | 05/25/2023 | 34844 | 211873040 | 11/21/2023
Rheem Sales Company, Inc. | DURASTAR | DR80UHAT0701417U | Federally-Regulated Consumer Product | Non-Weatherized, Non-Condensin | 1823 | 262 |  | 05/25/2023 | 70109 | 208486664 | 11/21/2023
Rheem Sales Company, Inc. | DURASTAR | DR80UHAT1251524S | Federally-Regulated Consumer Product | Non-Weatherized, Non-Condensin | 1991 | 270 |  | 05/25/2023 | 123598 | 208430113 | 11/21/2023
Rheem Sales Company, Inc. | DURASTAR | DR80DZAW0752521NAB | Federally-Regulated Consumer Product | Non-Weatherized, Non-Condensin | 2041 | 272 |  | 05/25/2023 | 52592 | 211873047 | 11/21/2023
Rheem Sales Company, Inc. | DURASTAR | DR80DZAW0501314SAB | Federally-Regulated Consumer Product | Non-Weatherized, Non-Condensin | 2163 | 277 |  | 05/25/2023 | 51119 | 210727807 | 11/21/2023
Rheem Sales Company, Inc. | DURASTAR | DR80UHAW0751521S | Federally-Regulated Consumer Product | Non-Weatherized, Non-Condensin | 1813 | 235 |  | 05/25/2023 | 75573 | 208676604 | 11/21/2023
Rheem Sales Company, Inc. | DURASTAR | DR80DZAW1251524SAB | Federally-Regulated Consumer Product | Non-Weatherized, Non-Condensin | 2075 | 273 |  | 05/25/2023 | 124289 | 210727813 | 11/21/2023
Rheem Sales Company, Inc. | DURASTAR | DR96M4AW0402317S | Federally-Regulated Consumer Product | Non-Weatherized, Condensing Ga | 1248 | 250 |  | 11/16/2023 | 29623 | 208430141 | 11/21/2023
Rheem Sales Company, Inc. | DURASTAR | DR80UHAW1001521S | Federally-Regulated Consumer Product | Non-Weatherized, Non-Condensin | 2027 | 188 |  | 05/25/2023 | 100725 | 208676605 | 11/21/2023
Rheem Sales Company, Inc. | DURASTAR | DR95UHAW0601317UAB | Federally-Regulated Consumer Product | Non-Weatherized, Condensing Ga | 1246 | 250 |  | 07/11/2023 | 56140 | 212922388 | 11/21/2023
Rheem Sales Company, Inc. | DURASTAR | DR80DZAW1252524NAB | Federally-Regulated Consumer Product | Non-Weatherized, Non-Condensin | 2179 | 278 |  | 05/25/2023 | 86625 | 211873051 | 11/21/2023
Rheem Sales Company, Inc. | DURASTAR | DR95UHAW1001521UAB | Federally-Regulated Consumer Product | Non-Weatherized, Condensing Ga | 2062 | 286 |  | 07/11/2023 | 94650 | 212922389 | 11/21/2023
Rheem Sales Company, Inc. | DURASTAR | DR80UHAW1001521NAB | Federally-Regulated Consumer Product | Non-Weatherized, Non-Condensin | 2027 | 188 |  | 05/25/2023 | 100725 | 210802626 | 11/21/2023
Rheem Sales Company, Inc. | DURASTAR | DR80UHAW0751417NAB | Federally-Regulated Consumer Product | Non-Weatherized, Non-Condensin | 1830 | 223 |  | 05/25/2023 | 75693 | 210802624 | 11/21/2023
Rheem Sales Company, Inc. | DURASTAR | DR80DZAW0751417SAB | Federally-Regulated Consumer Product | Non-Weatherized, Non-Condensin | 1680 | 255 |  | 05/25/2023 | 76001 | 210802619 | 11/21/2023
Rheem Sales Company, Inc. | DURASTAR | DR95M4AW0701521S | Federally-Regulated Consumer Product | Non-Weatherized, Condensing Ga | 1835 | 248 |  | 09/26/2023 | 69808 | 208676598 | 11/21/2023
Rheem Sales Company, Inc. | DURASTAR | DR80DZAW0501314NAB | Federally-Regulated Consumer Product | Non-Weatherized, Non-Condensin | 2163 | 277 |  | 05/25/2023 | 51119 | 210727806 | 11/21/2023
Rheem Sales Company, Inc. | DURASTAR | DR80UHAT0501417SAN | Federally-Regulated Consumer Product | Non-Weatherized, Non-Condensin | 1517 | 249 |  | 05/25/2023 | 50545 | 211873037 | 11/21/2023
Rheem Sales Company, Inc. | DURASTAR | DR80UHAW0501417NAB | Federally-Regulated Consumer Product | Non-Weatherized, Non-Condensin | 1682 | 256 |  | 05/25/2023 | 50501 | 211873038 | 11/21/2023
Rheem Sales Company, Inc. | DURASTAR | DR80UHAT1001417NAN | Federally-Regulated Consumer Product | Non-Weatherized, Non-Condensin | 1448 | 212 |  | 09/21/2023 | 98573 | 213351378 | 11/21/2023
Rheem Sales Company, Inc. | DURASTAR | DR80UHAW0502314S | Federally-Regulated Consumer Product | Non-Weatherized, Non-Condensin | 1318 | 240 |  | 09/14/2023 | 35484 | 208430129 | 11/21/2023
Rheem Sales Company, Inc. | DURASTAR | DR80DZAW1252524SAB | Federally-Regulated Consumer Product | Non-Weatherized, Non-Condensin | 2179 | 278 |  | 05/25/2023 | 86625 | 211873447 | 11/21/2023
Rheem Sales Company, Inc. | DURASTAR | DR80UHAT1501524NAN | Federally-Regulated Consumer Product | Non-Weatherized, Non-Condensin | 1910 | 233 |  | 09/21/2023 | 150068 | 213351380 | 11/21/2023
Rheem Sales Company, Inc. | DURASTAR | DR80UHAW0751417S | Federally-Regulated Consumer Product | Non-Weatherized, Non-Condensin | 1830 | 223 |  | 05/25/2023 | 75693 | 208676603 | 11/21/2023
Rheem Sales Company, Inc. | DURASTAR | DR80UHAT1501524SAN | Federally-Regulated Consumer Product | Non-Weatherized, Non-Condensin | 1910 | 233 |  | 09/21/2023 | 150068 | 213351379 | 11/21/2023
Rheem Sales Company, Inc. | DURASTAR | DR80UHAW0751521NAB | Federally-Regulated Consumer Product | Non-Weatherized, Non-Condensin | 1813 | 235 |  | 05/25/2023 | 75573 | 210802625 | 11/21/2023
Rheem Sales Company, Inc. | DURASTAR | DR80UHAW1001417SAB | Federally-Regulated Consumer Product | Non-Weatherized, Non-Condensin | 1896 | 204 |  | 09/21/2023 | 99142 | 213351381 | 11/21/2023
Rheem Sales Company, Inc. | DURASTAR | DR80DZAW0751417NAB | Federally-Regulated Consumer Product | Non-Weatherized, Non-Condensin | 1680 | 255 |  | 05/25/2023 | 76001 | 210802618 | 11/21/2023
Rheem Sales Company, Inc. | DURASTAR | DR80DZAW1001521SAB | Federally-Regulated Consumer Product | Non-Weatherized, Non-Condensin | 2095 | 257 |  | 05/25/2023 | 100302 | 210727811 | 11/21/2023
Rheem Sales Company, Inc. | DURASTAR | DR80DZAT0751521S | Federally-Regulated Consumer Product | Non-Weatherized, Non-Condensin | 1883 | 265 |  | 09/14/2023 | 75029 | 208430121 | 11/21/2023
Rheem Sales Company, Inc. | DURASTAR | DR80UHAW0501417SAB | Federally-Regulated Consumer Product | Non-Weatherized, Non-Condensin | 1682 | 256 |  | 05/25/2023 | 50501 | 211873039 | 11/21/2023
Rheem Sales Company, Inc. | DURASTAR | DR80DZAW0752521SAB | Federally-Regulated Consumer Product | Non-Weatherized, Non-Condensin | 2041 | 272 |  | 05/25/2023 | 52592 | 211873048 | 11/21/2023
Rheem Sales Company, Inc. | DURASTAR | DR80DZAW0751521NAB | Federally-Regulated Consumer Product | Non-Weatherized, Non-Condensin | 2163 | 277 |  | 05/25/2023 | 75029 | 210727808 | 11/21/2023
Rheem Sales Company, Inc. | DURASTAR | DR80UHAT0501417NAN | Federally-Regulated Consumer Product | Non-Weatherized, Non-Condensin | 1517 | 249 |  | 05/25/2023 | 50545 | 211873036 | 11/21/2023
Rheem Sales Company, Inc. | DURASTAR | DR80UHAT1001417SAN | Federally-Regulated Consumer Product | Non-Weatherized, Non-Condensin | 1448 | 212 |  | 09/21/2023 | 98573 | 213351377 | 11/21/2023
Rheem Sales Company, Inc. | DURASTAR | DR80UHAW0701417UAB | Federally-Regulated Consumer Product | Non-Weatherized, Non-Condensin | 1723 | 258 |  | 06/27/2023 | 70568 | 212675824 | 11/21/2023
Rheem Sales Company, Inc. | DURASTAR | DR80DZAW1002521SAB | Federally-Regulated Consumer Product | Non-Weatherized, Non-Condensin | 2120 | 275 |  | 05/25/2023 | 69817 | 211873050 | 11/21/2023
Rheem Sales Company, Inc. | DURASTAR | DR80DZAW0751521SAB | Federally-Regulated Consumer Product | Non-Weatherized, Non-Condensin | 2163 | 277 |  | 05/25/2023 | 75029 | 210727809 | 11/21/2023
Rheem Sales Company, Inc. | DURASTAR | DR95UHAW0401317UAB | Federally-Regulated Consumer Product | Non-Weatherized, Condensing Ga | 1335 | 254 |  | 07/11/2023 | 42103 | 212922387 | 11/21/2023
Rheem Sales Company, Inc. | DURASTAR | DR80UHAW0501417UAB | Federally-Regulated Consumer Product | Non-Weatherized, Non-Condensin | 1376 | 243 |  | 06/27/2023 | 50203 | 212675823 | 11/21/2023
Rheem Sales Company, Inc. | DURASTAR | DR80UHAW0502417NAB | Federally-Regulated Consumer Product | Non-Weatherized, Non-Condensin | 1712 | 257 |  | 05/25/2023 | 34534 | 211873042 | 11/21/2023
Rheem Sales Company, Inc. | DURASTAR | DR80DZAW0502314SAB | Federally-Regulated Consumer Product | Non-Weatherized, Non-Condensin | 1250 | 237 |  | 05/25/2023 | 34844 | 211873041 | 11/21/2023
Rheem Sales Company, Inc. | DURASTAR | DR80UHAW1001417NAB | Federally-Regulated Consumer Product | Non-Weatherized, Non-Condensin | 1896 | 204 |  | 09/21/2023 | 99142 | 213351382 | 11/21/2023
Rheem Sales Company, Inc. | DURASTAR | DR80DZAW1002521NAB | Federally-Regulated Consumer Product | Non-Weatherized, Non-Condensin | 2120 | 275 |  | 05/25/2023 | 69817 | 211873049 | 11/21/2023
Rheem Sales Company, Inc. | DURASTAR | DR80UHAW1251524S | Federally-Regulated Consumer Product | Non-Weatherized, Non-Condensin | 2076 | 258 |  | 05/25/2023 | 124802 | 208676606 | 11/21/2023
Rheem Sales Company, Inc. | DURASTAR | DR80DZAW0752417SAB | Federally-Regulated Consumer Product | Non-Weatherized, Non-Condensin | 1628 | 254 |  | 05/25/2023 | 52707 | 211873046 | 11/21/2023
Rheem Sales Company, Inc. | DURASTAR | DR80UHAW1001521UAB | Federally-Regulated Consumer Product | Non-Weatherized, Non-Condensin | 1966 | 269 |  | 06/27/2023 | 97612 | 212675825 | 11/21/2023
Rheem Sales Company, Inc. | DURASTAR | DR80UHAW1251524NAB | Federally-Regulated Consumer Product | Non-Weatherized, Non-Condensin | 2076 | 258 |  | 05/25/2023 | 124802 | 210802628 | 11/21/2023
Rheem Sales Company, Inc. | DURASTAR | DR80DZAW0752417NAB | Federally-Regulated Consumer Product | Non-Weatherized, Non-Condensin | 1628 | 254 |  | 05/25/2023 | 52707 | 211873045 | 11/21/2023
Rheem Sales Company, Inc. | DURASTAR | DR80UHAW1501524SAB | Federally-Regulated Consumer Product | Non-Weatherized, Non-Condensin | 2440 | 249 |  | 09/21/2023 | 150642 | 213351383 | 11/21/2023
Rheem Sales Company, Inc. | DURASTAR | DR80UHAW0501314NAB | Federally-Regulated Consumer Product | Non-Weatherized, Non-Condensin | 1308 | 184 |  | 05/25/2023 | 50472 | 210802622 | 11/21/2023
Rheem Sales Company, Inc. | DURASTAR | DR80UHAW0502417SAB | Federally-Regulated Consumer Product | Non-Weatherized, Non-Condensin | 1712 | 257 |  | 05/25/2023 | 34534 | 211873044 | 11/21/2023
Rheem Sales Company, Inc. | DURASTAR | DR95M4AT0701521S | Federally-Regulated Consumer Product | Non-Weatherized, Condensing Ga | 1983 | 282 |  | 09/26/2023 | 70360 | 208676591 | 11/21/2023
Rheem Sales Company, Inc. | DURASTAR | DR95M4AT0701317S | Federally-Regulated Consumer Product | Non-Weatherized, Condensing Ga | 1362 | 255 |  | 09/26/2023 | 69960 | 208676590 | 11/21/2023
Rheem Sales Company, Inc. | DURASTAR | DR80UHAT1251524N | Federally-Regulated Consumer Product | Non-Weatherized, Non-Condensin | 1991 | 270 |  | 05/25/2023 | 123598 | 208430118 | 11/21/2023
Rheem Sales Company, Inc. | DURASTAR | DR80UHAW1501524NAB | Federally-Regulated Consumer Product | Non-Weatherized, Non-Condensin | 2440 | 249 |  | 09/21/2023 | 150642 | 213351384 | 11/21/2023
Rheem Sales Company, Inc. | DURASTAR | DR80DZAW1251524NAB | Federally-Regulated Consumer Product | Non-Weatherized, Non-Condensin | 2075 | 273 |  | 05/25/2023 | 124289 | 210727812 | 11/21/2023
Rheem Sales Company, Inc. | DURASTAR | DR80DZAW1001521NAB | Federally-Regulated Consumer Product | Non-Weatherized, Non-Condensin | 2095 | 257 |  | 05/25/2023 | 100302 | 210727810 | 11/21/2023
Rheem Sales Company, Inc. | Rheem | R801V0503A14DZSCAP | Federally-Regulated Consumer Product | Non-Weatherized, Non-Condensin | 1295 | 239 |  | 11/21/2023 | 51119 | 210641917 | 11/21/2023
Rheem Sales Company, Inc. | Rheem | R802VA075317ZSB | Federally-Regulated Consumer Product | Non-Weatherized, Non-Condensin | 1324 | 240 |  | 11/21/2023 | 52495 | 8087188 | 11/21/2023
Rheem Sales Company, Inc. | Rheem | RGEAZR036AJT08XNA | Federally-Regulated Consumer Product | Weatherized Non-Condensing Gas | 1387 | 260 |  | 11/21/2023 | 80632 | 208676528 | 11/21/2023
Rheem Sales Company, Inc. | Rheem | RGEAZR030AJT06XNA | Federally-Regulated Consumer Product | Weatherized Non-Condensing Gas | 1342 | 258 |  | 11/21/2023 | 61240 | 208676503 | 11/21/2023
Rheem Sales Company, Inc. | Rheem | RGEA14036AJT06UAA | Federally-Regulated Consumer Product | Weatherized Non-Condensing Gas | 1434 | 262 |  | 11/21/2023 | 60723 | 205962901 | 11/21/2023
Rheem Sales Company, Inc. | Rheem | RGEAZR030AJT06UNA | Federally-Regulated Consumer Product | Weatherized Non-Condensing Gas | 1125 | 248 |  | 11/21/2023 | 60094 | 208676498 | 11/21/2023
Rheem Sales Company, Inc. | Rheem | RGEAZR048AJT08UNA | Federally-Regulated Consumer Product | Weatherized Non-Condensing Gas | 2026 | 288 |  | 11/21/2023 | 80019 | 208676553 | 11/21/2023
Rheem Sales Company, Inc. | Rheem | R802VA075317ZXB | Federally-Regulated Consumer Product | Non-Weatherized, Non-Condensin | 1324 | 240 |  | 11/21/2023 | 52495 | 8087189 | 11/21/2023
Rheem Sales Company, Inc. | Rheem | RGEAZR036AJT10XNA | Federally-Regulated Consumer Product | Weatherized Non-Condensing Gas | 1380 | 260 |  | 11/21/2023 | 100130 | 208676533 | 11/21/2023
Rheem Sales Company, Inc. | Rheem | R98VB085M521USA | Federally-Regulated Consumer Product | Non-Weatherized, Condensing Ga | 2209 | 292 |  | 11/21/2023 | 33631 | 10524982 | 11/21/2023
Rheem Sales Company, Inc. | Rheem | RGEAZR024AJT06XNA | Federally-Regulated Consumer Product | Weatherized Non-Condensing Gas | 1270 | 255 |  | 11/21/2023 | 61123 | 208676478 | 11/21/2023
Rheem Sales Company, Inc. | Rheem | RGEAZR060AJT08XNA | Federally-Regulated Consumer Product | Weatherized Non-Condensing Gas | 2041 | 289 |  | 11/21/2023 | 79422 | 208676573 | 11/21/2023
Rheem Sales Company, Inc. | Rheem | RGEA16024AJV062AB | Federally-Regulated Consumer Product | Weatherized Non-Condensing Gas | 1358 | 259 |  | 11/21/2023 | 46205 | 203404609 | 11/21/2023
Rheem Sales Company, Inc. | Rheem | R95TC0701521MSA | Federally-Regulated Consumer Product | Non-Weatherized, Condensing Ga | 1983 | 279 |  | 11/21/2023 | 70360 | 203261130 | 11/21/2023
Rheem Sales Company, Inc. | Rheem | RGEAZR042AJT08UNA | Federally-Regulated Consumer Product | Weatherized Non-Condensing Gas | 1635 | 271 |  | 11/21/2023 | 80943 | 208676538 | 11/21/2023
Rheem Sales Company, Inc. | Rheem | R801V0704A17UHUCAP | Federally-Regulated Consumer Product | Non-Weatherized, Non-Condensin | 1723 | 258 |  | 11/21/2023 | 70568 | 211774235 | 11/21/2023
Rheem Sales Company, Inc. | Rheem | R802VA125524ZXB | Federally-Regulated Consumer Product | Non-Weatherized, Non-Condensin | 2322 | 284 |  | 11/21/2023 | 87684 | 8087195 | 11/21/2023
Rheem Sales Company, Inc. | Rheem | R801V1255A24DZSCAP | Federally-Regulated Consumer Product | Non-Weatherized, Non-Condensin | 2075 | 273 |  | 11/21/2023 | 124289 | 210646657 | 11/21/2023
Rheem Sales Company, Inc. | Rheem | R802VA075421ZXB | Federally-Regulated Consumer Product | Non-Weatherized, Non-Condensin | 2017 | 271 |  | 11/21/2023 | 52471 | 8087191 | 11/21/2023
Rheem Sales Company, Inc. | Rheem | R96TA0852521MSA | Federally-Regulated Consumer Product | Non-Weatherized, Condensing Ga | 2115 | 288 |  | 11/21/2023 | 58240 | 201712923 | 11/21/2023
Rheem Sales Company, Inc. | Rheem | RGEAZR060AJT10UNA | Federally-Regulated Consumer Product | Weatherized Non-Condensing Gas | 1911 | 283 |  | 11/21/2023 | 99261 | 208676578 | 11/21/2023
Rheem Sales Company, Inc. | Rheem | R801T0704A17UHU | Federally-Regulated Consumer Product | Non-Weatherized, Non-Condensin | 1823 | 262 |  | 11/21/2023 | 70109 | 208430270 | 11/21/2023
Rheem Sales Company, Inc. | Rheem | R801V0754A17UH | Federally-Regulated Consumer Product | Non-Weatherized, Non-Condensin | 1830 | 223 |  | 11/21/2023 | 75693 | 208665950 | 11/21/2023
Rheem Sales Company, Inc. | Rheem | RGEAZR036AJT08UNA | Federally-Regulated Consumer Product | Weatherized Non-Condensing Gas | 1382 | 260 |  | 11/21/2023 | 80891 | 208676523 | 11/21/2023
Rheem Sales Company, Inc. | Rheem | RGEAZR024AJT061NA | Federally-Regulated Consumer Product | Weatherized Non-Condensing Gas | 1270 | 255 |  | 11/21/2023 | 61123 | 208676393 | 11/21/2023
Rheem Sales Company, Inc. | Rheem | R96TA0602317MSA | Federally-Regulated Consumer Product | Non-Weatherized, Condensing Ga | 1342 | 254 |  | 11/21/2023 | 39319 | 201712919 | 11/21/2023
Rheem Sales Company, Inc. | Rheem | RGEAZR042AJT08XNA | Federally-Regulated Consumer Product | Weatherized Non-Condensing Gas | 1820 | 279 |  | 11/21/2023 | 81578 | 208676543 | 11/21/2023
Rheem Sales Company, Inc. | Rheem | RGEAZR024AJT08XNA | Federally-Regulated Consumer Product | Weatherized Non-Condensing Gas | 1202 | 252 |  | 11/21/2023 | 79659 | 208676483 | 11/21/2023
Rheem Sales Company, Inc. | Rheem | RGEAZR036AJT081NA | Federally-Regulated Consumer Product | Weatherized Non-Condensing Gas | 1387 | 260 |  | 11/21/2023 | 80632 | 208676423 | 11/21/2023
Rheem Sales Company, Inc. | Rheem | R801V0503A14DZNCAP | Federally-Regulated Consumer Product | Non-Weatherized, Non-Condensin | 2163 | 277 |  | 11/21/2023 | 51119 | 210641913 | 11/21/2023
Rheem Sales Company, Inc. | Rheem | RGEAZR060AJT081NA | Federally-Regulated Consumer Product | Weatherized Non-Condensing Gas | 2041 | 289 |  | 11/21/2023 | 79422 | 208676453 | 11/21/2023
Rheem Sales Company, Inc. | Rheem | RGEA14030AJT04UAA | Federally-Regulated Consumer Product | Weatherized Non-Condensing Gas | 1189 | 251 |  | 11/21/2023 | 39887 | 205963370 | 11/21/2023
Rheem Sales Company, Inc. | Rheem | R801T0755A21DZS | Federally-Regulated Consumer Product | Non-Weatherized, Non-Condensin | 1883 | 265 |  | 11/21/2023 | 75029 | 208242368 | 11/21/2023
Rheem Sales Company, Inc. | Rheem | R801V1255A24DZNCAP | Federally-Regulated Consumer Product | Non-Weatherized, Non-Condensin | 2075 | 273 |  | 11/21/2023 | 124289 | 210646663 | 11/21/2023
Rheem Sales Company, Inc. | Rheem | RGEAZR024AJT04XNA | Federally-Regulated Consumer Product | Weatherized Non-Condensing Gas | 1205 | 252 |  | 11/21/2023 | 40798 | 208676468 | 11/21/2023
Rheem Sales Company, Inc. | Rheem | RGEAZR060AJT101NA | Federally-Regulated Consumer Product | Weatherized Non-Condensing Gas | 2131 | 293 |  | 11/21/2023 | 101980 | 208676458 | 11/21/2023
Rheem Sales Company, Inc. | Rheem | RGEAZR060AJT10XNA | Federally-Regulated Consumer Product | Weatherized Non-Condensing Gas | 2131 | 293 |  | 11/21/2023 | 101980 | 208676583 | 11/21/2023
Rheem Sales Company, Inc. | Rheem | RGEAZR036AJT06UNA | Federally-Regulated Consumer Product | Weatherized Non-Condensing Gas | 1434 | 262 |  | 11/21/2023 | 60723 | 208676513 | 11/21/2023
Rheem Sales Company, Inc. | Rheem | R802VA125524ZSB | Federally-Regulated Consumer Product | Non-Weatherized, Non-Condensin | 2322 | 284 |  | 11/21/2023 | 87684 | 8087194 | 11/21/2023
Rheem Sales Company, Inc. | Rheem | RGEAZR024AJT04UNA | Federally-Regulated Consumer Product | Weatherized Non-Condensing Gas | 1181 | 251 |  | 11/21/2023 | 40068 | 208676463 | 11/21/2023
Rheem Sales Company, Inc. | Rheem | RGEAZR024AJT06UNA | Federally-Regulated Consumer Product | Weatherized Non-Condensing Gas | 1236 | 253 |  | 11/21/2023 | 61566 | 208676473 | 11/21/2023
Rheem Sales Company, Inc. | Rheem | R801T1255A24UHS | Federally-Regulated Consumer Product | Non-Weatherized, Non-Condensin | 1991 | 270 |  | 11/21/2023 | 123598 | 208242360 | 11/21/2023
Rheem Sales Company, Inc. | Rheem | R801V1005A21DZSCAP | Federally-Regulated Consumer Product | Non-Weatherized, Non-Condensin | 2095 | 257 |  | 11/21/2023 | 100302 | 210646656 | 11/21/2023
Rheem Sales Company, Inc. | Rheem | RGEAZR036AJT101NA | Federally-Regulated Consumer Product | Weatherized Non-Condensing Gas | 1380 | 260 |  | 11/21/2023 | 100130 | 208676428 | 11/21/2023
Rheem Sales Company, Inc. | Rheem | R801V1255A24UH | Federally-Regulated Consumer Product | Non-Weatherized, Non-Condensin | 2076 | 258 |  | 11/21/2023 | 124802 | 208665953 | 11/21/2023
Rheem Sales Company, Inc. | Rheem | R802V0503A14UHS | Federally-Regulated Consumer Product | Non-Weatherized, Non-Condensin | 1318 | 240 |  | 11/21/2023 | 35484 | 208243236 | 11/21/2023
Rheem Sales Company, Inc. | Rheem | R801V0755A21UH | Federally-Regulated Consumer Product | Non-Weatherized, Non-Condensin | 1813 | 235 |  | 11/21/2023 | 75573 | 208665951 | 11/21/2023
Rheem Sales Company, Inc. | Rheem | RGECZR060AJT12**C | Federally-Regulated Consumer Product | Weatherized Non-Condensing Gas | 2183 | 266 |  | 11/21/2023 | 83968 | 210279549 | 11/21/2023
Rheem Sales Company, Inc. | Rheem | R951V0705A21M4 | Federally-Regulated Consumer Product | Non-Weatherized, Condensing Ga | 1835 | 248 |  | 11/21/2023 | 69808 | 208676310 | 11/21/2023
Rheem Sales Company, Inc. | Rheem | R802VA100521ZSB | Federally-Regulated Consumer Product | Non-Weatherized, Non-Condensin | 2291 | 283 |  | 11/21/2023 | 70210 | 8087192 | 11/21/2023
Rheem Sales Company, Inc. | Rheem | RGEAZR048AJT101NA | Federally-Regulated Consumer Product | Weatherized Non-Condensing Gas | 2001 | 287 |  | 11/21/2023 | 101705 | 208676448 | 11/21/2023
Rheem Sales Company, Inc. | Rheem | R921T0705A21M4 | Federally-Regulated Consumer Product | Non-Weatherized, Condensing Ga | 1983 | 282 |  | 11/21/2023 | 70360 | 208663436 | 11/21/2023
Rheem Sales Company, Inc. | Rheem | RGEAZR030AJT081NA | Federally-Regulated Consumer Product | Weatherized Non-Condensing Gas | 1216 | 253 |  | 11/21/2023 | 80365 | 208676413 | 11/21/2023
Rheem Sales Company, Inc. | Rheem | R802VA075421ZSB | Federally-Regulated Consumer Product | Non-Weatherized, Non-Condensin | 2017 | 271 |  | 11/21/2023 | 52471 | 8087190 | 11/21/2023
Rheem Sales Company, Inc. | Rheem | R802VA100521ZXB | Federally-Regulated Consumer Product | Non-Weatherized, Non-Condensin | 2291 | 283 |  | 11/21/2023 | 70210 | 8087193 | 11/21/2023
Rheem Sales Company, Inc. | Rheem | R96TA0702317MSA | Federally-Regulated Consumer Product | Non-Weatherized, Condensing Ga | 1321 | 253 |  | 11/21/2023 | 49242 | 201712921 | 11/21/2023
Rheem Sales Company, Inc. | Rheem | R96TA1152524MSA | Federally-Regulated Consumer Product | Non-Weatherized, Condensing Ga | 1935 | 280 |  | 11/21/2023 | 78711 | 201712927 | 11/21/2023
Rheem Sales Company, Inc. | Rheem | RGEA16036AJV06TAB | Federally-Regulated Consumer Product | Weatherized Non-Condensing Gas | 1648 | 259 |  | 11/21/2023 | 76362 | 203404615 | 11/21/2023
Rheem Sales Company, Inc. | Rheem | RGEA14042AJT101AC | Federally-Regulated Consumer Product | Weatherized Non-Condensing Gas | 1494 | 265 |  | 11/21/2023 | 99609 | 206606418 | 11/21/2023
Rheem Sales Company, Inc. | Rheem | RGEA14048AJT101AB | Federally-Regulated Consumer Product | Weatherized Non-Condensing Gas | 1809 | 279 |  | 11/21/2023 | 99189 | 203404493 | 11/21/2023
Rheem Sales Company, Inc. | Rheem | RGEAZR042AJT081NA | Federally-Regulated Consumer Product | Weatherized Non-Condensing Gas | 1820 | 279 |  | 11/21/2023 | 81578 | 208676433 | 11/21/2023
Rheem Sales Company, Inc. | Rheem | RGECZR048AJT12**C | Federally-Regulated Consumer Product | Weatherized Non-Condensing Gas | 1902 | 259 |  | 11/21/2023 | 84032 | 210279541 | 11/21/2023
Rheem Sales Company, Inc. | Rheem | R98MV0855A21UPS | Federally-Regulated Consumer Product | Non-Weatherized, Condensing Ga | 2209 | 292 |  | 11/21/2023 | 33631 | 208157028 | 11/21/2023
Rheem Sales Company, Inc. | Rheem | RGEAZR048AJT10UNA | Federally-Regulated Consumer Product | Weatherized Non-Condensing Gas | 1832 | 280 |  | 11/21/2023 | 100370 | 208676563 | 11/21/2023
Rheem Sales Company, Inc. | Rheem | RGEAZR048AJT081NA | Federally-Regulated Consumer Product | Weatherized Non-Condensing Gas | 1847 | 280 |  | 11/21/2023 | 80515 | 208676443 | 11/21/2023
Rheem Sales Company, Inc. | Rheem | RGECZR036AJT07**C | Federally-Regulated Consumer Product | Weatherized Non-Condensing Gas | 1475 | 165 |  | 11/21/2023 | 53157 | 208503159 | 11/21/2023
Rheem Sales Company, Inc. | Rheem | R801V0504A17UHSCAP | Federally-Regulated Consumer Product | Non-Weatherized, Non-Condensin | 1682 | 256 |  | 11/21/2023 | 50501 | 211774233 | 11/21/2023
Rheem Sales Company, Inc. | Rheem | RGEAZR042AJT101NA | Federally-Regulated Consumer Product | Weatherized Non-Condensing Gas | 1774 | 277 |  | 11/21/2023 | 100987 | 208676438 | 11/21/2023
Rheem Sales Company, Inc. | Rheem | RGEAZR030AJT04XNA | Federally-Regulated Consumer Product | Weatherized Non-Condensing Gas | 1342 | 258 |  | 11/21/2023 | 39842 | 208676493 | 11/21/2023
Rheem Sales Company, Inc. | Rheem | R962V0403A17M4S | Federally-Regulated Consumer Product | Non-Weatherized, Condensing Ga | 1248 | 250 |  | 11/21/2023 | 29623 | 208243255 | 11/21/2023
Rheem Sales Company, Inc. | Rheem | R96TA1002521MSA | Federally-Regulated Consumer Product | Non-Weatherized, Condensing Ga | 1930 | 280 |  | 11/21/2023 | 69202 | 201712925 | 11/21/2023
Rheem Sales Company, Inc. | Rheem | R801V0754A17DZSCAP | Federally-Regulated Consumer Product | Non-Weatherized, Non-Condensin | 1680 | 255 |  | 11/21/2023 | 76001 | 210646681 | 11/21/2023
Rheem Sales Company, Inc. | Rheem | RGEAZR042AJT10XNA | Federally-Regulated Consumer Product | Weatherized Non-Condensing Gas | 1774 | 277 |  | 11/21/2023 | 100987 | 208676548 | 11/21/2023
Rheem Sales Company, Inc. | Rheem | RGEAZR030AJT041NA | Federally-Regulated Consumer Product | Weatherized Non-Condensing Gas | 1342 | 258 |  | 11/21/2023 | 39842 | 208676403 | 11/21/2023
Rheem Sales Company, Inc. | Rheem | RGECZR036AJT10**C | Federally-Regulated Consumer Product | Weatherized Non-Condensing Gas | 1576 | 218 |  | 11/21/2023 | 100764 | 210279533 | 11/21/2023
Rheem Sales Company, Inc. | Rheem | RGEAZR030AJT04UNA | Federally-Regulated Consumer Product | Weatherized Non-Condensing Gas | 1189 | 251 |  | 11/21/2023 | 39887 | 208676488 | 11/21/2023
Rheem Sales Company, Inc. | Rheem | RGEAZR036AJT061NA | Federally-Regulated Consumer Product | Weatherized Non-Condensing Gas | 1259 | 254 |  | 11/21/2023 | 58986 | 208676418 | 11/21/2023
Rheem Sales Company, Inc. | Rheem | R801V1005A21UH | Federally-Regulated Consumer Product | Non-Weatherized, Non-Condensin | 2027 | 188 |  | 11/21/2023 | 100725 | 208665952 | 11/21/2023
Rheem Sales Company, Inc. | Rheem | R96TA0402317MSA | Federally-Regulated Consumer Product | Non-Weatherized, Condensing Ga | 1252 | 250 |  | 11/21/2023 | 29298 | 201712917 | 11/21/2023
Rheem Sales Company, Inc. | Rheem | RGEAZR030AJT061NA | Federally-Regulated Consumer Product | Weatherized Non-Condensing Gas | 1342 | 258 |  | 11/21/2023 | 61240 | 208676408 | 11/21/2023
Rheem Sales Company, Inc. | Rheem | R801V0754A17DZNCAP | Federally-Regulated Consumer Product | Non-Weatherized, Non-Condensin | 1680 | 255 |  | 11/21/2023 | 76001 | 210646680 | 11/21/2023
Rheem Sales Company, Inc. | Rheem | RGEAZR036AJT06XNA | Federally-Regulated Consumer Product | Weatherized Non-Condensing Gas | 1259 | 254 |  | 11/21/2023 | 58986 | 208676518 | 11/21/2023
Rheem Sales Company, Inc. | Rheem | R951T0703A17M4 | Federally-Regulated Consumer Product | Non-Weatherized, Condensing Ga | 1362 | 255 |  | 11/21/2023 | 69960 | 208663405 | 11/21/2023
Rheem Sales Company, Inc. | Rheem | RGEAZR024AJT081NA | Federally-Regulated Consumer Product | Weatherized Non-Condensing Gas | 1202 | 252 |  | 11/21/2023 | 79659 | 208676398 | 11/21/2023
Rheem Sales Company, Inc. | Rheem | R801TA125524MSA | Federally-Regulated Consumer Product | Non-Weatherized, Non-Condensin | 1991 | 270 |  | 11/21/2023 | 123598 | 201707691 | 11/21/2023
Rheem Sales Company, Inc. | Rheem | RGECZR060AJT07**C | Federally-Regulated Consumer Product | Weatherized Non-Condensing Gas | 2336 | 182 |  | 11/21/2023 | 52310 | 210279545 | 11/21/2023
Rheem Sales Company, Inc. | Rheem | RGECZR048AJT07**C | Federally-Regulated Consumer Product | Weatherized Non-Condensing Gas | 1873 | 167 |  | 11/21/2023 | 52596 | 210279537 | 11/21/2023
Rheem Sales Company, Inc. | Rheem | R951T0705A21M4 | Federally-Regulated Consumer Product | Non-Weatherized, Condensing Ga | 1983 | 282 |  | 11/21/2023 | 70360 | 208663406 | 11/21/2023
Rheem Sales Company, Inc. | Rheem | R921V0705A21M4 | Federally-Regulated Consumer Product | Non-Weatherized, Condensing Ga | 1835 | 248 |  | 11/21/2023 | 69808 | 208676275 | 11/21/2023
Rheem Sales Company, Inc. | Rheem | RGEA14030AJT081AC | Federally-Regulated Consumer Product | Weatherized Non-Condensing Gas | 1147 | 249 |  | 11/21/2023 | 79965 | 206606413 | 11/21/2023
Rheem Sales Company, Inc. | Rheem | R801TA070417MUA | Federally-Regulated Consumer Product | Non-Weatherized, Non-Condensin | 1823 | 262 |  | 11/21/2023 | 70109 | 204501608 | 11/21/2023
Rheem Sales Company, Inc. | Rheem | R801V1005A21DZNCAP | Federally-Regulated Consumer Product | Non-Weatherized, Non-Condensin | 2095 | 257 |  | 11/21/2023 | 100302 | 210646658 | 11/21/2023
Rheem Sales Company, Inc. | Rheem | RGEA16036AJV062AB | Federally-Regulated Consumer Product | Weatherized Non-Condensing Gas | 1648 | 259 |  | 11/21/2023 | 76362 | 203404613 | 11/21/2023
Rheem Sales Company, Inc. | Rheem | R801V0503A14UH | Federally-Regulated Consumer Product | Non-Weatherized, Non-Condensin | 1308 | 184 |  | 11/21/2023 | 50472 | 208665949 | 11/21/2023
Rheem Sales Company, Inc. | Rheem | R96TA0702521MSA | Federally-Regulated Consumer Product | Non-Weatherized, Condensing Ga | 1854 | 277 |  | 11/21/2023 | 49250 | 203261132 | 11/21/2023
Rheem Sales Company, Inc. | Rheem | RGEAZR024AJT041NA | Federally-Regulated Consumer Product | Weatherized Non-Condensing Gas | 1205 | 252 |  | 11/21/2023 | 40798 | 208676388 | 11/21/2023
Rheem Sales Company, Inc. | Rheem | RGEAZR030AJT08XNA | Federally-Regulated Consumer Product | Weatherized Non-Condensing Gas | 1216 | 253 |  | 11/21/2023 | 80365 | 208676508 | 11/21/2023
Rheem Sales Company, Inc. | Rheem | RGEAZR048AJT10XNA | Federally-Regulated Consumer Product | Weatherized Non-Condensing Gas | 2001 | 287 |  | 11/21/2023 | 101705 | 208676568 | 11/21/2023
Rheem Sales Company, Inc. | Rheem | RGEAZR048AJT08XNA | Federally-Regulated Consumer Product | Weatherized Non-Condensing Gas | 1847 | 280 |  | 11/21/2023 | 80515 | 208676558 | 11/21/2023
Rheem Sales Company, Inc. | DURASTAR | DR80UHAW0501314S | Federally-Regulated Consumer Product | Non-Weatherized, Non-Condensin | 1308 | 184 |  | 11/21/2023 | 50472 | 208676602 | 11/21/2023
Rheem Sales Company, Inc. | DURASTAR | DR80DZAW0502314NAB | Federally-Regulated Consumer Product | Non-Weatherized, Non-Condensin | 1250 | 237 |  | 11/21/2023 | 34844 | 211873040 | 11/21/2023
Rheem Sales Company, Inc. | DURASTAR | DR80UHAT0701417U | Federally-Regulated Consumer Product | Non-Weatherized, Non-Condensin | 1823 | 262 |  | 11/21/2023 | 70109 | 208486664 | 11/21/2023
Rheem Sales Company, Inc. | DURASTAR | DR80UHAT1251524S | Federally-Regulated Consumer Product | Non-Weatherized, Non-Condensin | 1991 | 270 |  | 11/21/2023 | 123598 | 208430113 | 11/21/2023
Rheem Sales Company, Inc. | DURASTAR | DR80DZAW0752521NAB | Federally-Regulated Consumer Product | Non-Weatherized, Non-Condensin | 2041 | 272 |  | 11/21/2023 | 52592 | 211873047 | 11/21/2023
Rheem Sales Company, Inc. | DURASTAR | DR80DZAW0501314SAB | Federally-Regulated Consumer Product | Non-Weatherized, Non-Condensin | 2163 | 277 |  | 11/21/2023 | 51119 | 210727807 | 11/21/2023
Rheem Sales Company, Inc. | DURASTAR | DR80UHAW0751521S | Federally-Regulated Consumer Product | Non-Weatherized, Non-Condensin | 1813 | 235 |  | 11/21/2023 | 75573 | 208676604 | 11/21/2023
Rheem Sales Company, Inc. | DURASTAR | DR80DZAW1251524SAB | Federally-Regulated Consumer Product | Non-Weatherized, Non-Condensin | 2075 | 273 |  | 11/21/2023 | 124289 | 210727813 | 11/21/2023
Rheem Sales Company, Inc. | DURASTAR | DR96M4AW0402317S | Federally-Regulated Consumer Product | Non-Weatherized, Condensing Ga | 1248 | 250 |  | 11/21/2023 | 29623 | 208430141 | 11/21/2023
Rheem Sales Company, Inc. | DURASTAR | DR80UHAW1001521S | Federally-Regulated Consumer Product | Non-Weatherized, Non-Condensin | 2027 | 188 |  | 11/21/2023 | 100725 | 208676605 | 11/21/2023
Rheem Sales Company, Inc. | DURASTAR | DR95UHAW0601317UAB | Federally-Regulated Consumer Product | Non-Weatherized, Condensing Ga | 1246 | 250 |  | 11/21/2023 | 56140 | 212922388 | 11/21/2023
Rheem Sales Company, Inc. | DURASTAR | DR80DZAW1252524NAB | Federally-Regulated Consumer Product | Non-Weatherized, Non-Condensin | 2179 | 278 |  | 11/21/2023 | 86625 | 211873051 | 11/21/2023
Rheem Sales Company, Inc. | DURASTAR | DR95UHAW1001521UAB | Federally-Regulated Consumer Product | Non-Weatherized, Condensing Ga | 2062 | 286 |  | 11/21/2023 | 94650 | 212922389 | 11/21/2023
Rheem Sales Company, Inc. | DURASTAR | DR80UHAW1001521NAB | Federally-Regulated Consumer Product | Non-Weatherized, Non-Condensin | 2027 | 188 |  | 11/21/2023 | 100725 | 210802626 | 11/21/2023
Rheem Sales Company, Inc. | DURASTAR | DR80UHAW0751417NAB | Federally-Regulated Consumer Product | Non-Weatherized, Non-Condensin | 1830 | 223 |  | 11/21/2023 | 75693 | 210802624 | 11/21/2023
Rheem Sales Company, Inc. | DURASTAR | DR80DZAW0751417SAB | Federally-Regulated Consumer Product | Non-Weatherized, Non-Condensin | 1680 | 255 |  | 11/21/2023 | 76001 | 210802619 | 11/21/2023
Rheem Sales Company, Inc. | DURASTAR | DR95M4AW0701521S | Federally-Regulated Consumer Product | Non-Weatherized, Condensing Ga | 1835 | 248 |  | 11/21/2023 | 69808 | 208676598 | 11/21/2023
Rheem Sales Company, Inc. | DURASTAR | DR80DZAW0501314NAB | Federally-Regulated Consumer Product | Non-Weatherized, Non-Condensin | 2163 | 277 |  | 11/21/2023 | 51119 | 210727806 | 11/21/2023
Rheem Sales Company, Inc. | DURASTAR | DR80UHAT0501417SAN | Federally-Regulated Consumer Product | Non-Weatherized, Non-Condensin | 1517 | 249 |  | 11/21/2023 | 50545 | 211873037 | 11/21/2023
Rheem Sales Company, Inc. | DURASTAR | DR80UHAW0501417NAB | Federally-Regulated Consumer Product | Non-Weatherized, Non-Condensin | 1682 | 256 |  | 11/21/2023 | 50501 | 211873038 | 11/21/2023
Rheem Sales Company, Inc. | DURASTAR | DR80UHAT1001417NAN | Federally-Regulated Consumer Product | Non-Weatherized, Non-Condensin | 1448 | 212 |  | 11/21/2023 | 98573 | 213351378 | 11/21/2023
Rheem Sales Company, Inc. | DURASTAR | DR80UHAW0502314S | Federally-Regulated Consumer Product | Non-Weatherized, Non-Condensin | 1318 | 240 |  | 11/21/2023 | 35484 | 208430129 | 11/21/2023
Rheem Sales Company, Inc. | DURASTAR | DR80DZAW1252524SAB | Federally-Regulated Consumer Product | Non-Weatherized, Non-Condensin | 2179 | 278 |  | 11/21/2023 | 86625 | 211873447 | 11/21/2023
Rheem Sales Company, Inc. | DURASTAR | DR80UHAT1501524NAN | Federally-Regulated Consumer Product | Non-Weatherized, Non-Condensin | 1910 | 233 |  | 11/21/2023 | 150068 | 213351380 | 11/21/2023
Rheem Sales Company, Inc. | DURASTAR | DR80UHAW0751417S | Federally-Regulated Consumer Product | Non-Weatherized, Non-Condensin | 1830 | 223 |  | 11/21/2023 | 75693 | 208676603 | 11/21/2023
Rheem Sales Company, Inc. | DURASTAR | DR80UHAT1501524SAN | Federally-Regulated Consumer Product | Non-Weatherized, Non-Condensin | 1910 | 233 |  | 11/21/2023 | 150068 | 213351379 | 11/21/2023
Rheem Sales Company, Inc. | DURASTAR | DR80UHAW0751521NAB | Federally-Regulated Consumer Product | Non-Weatherized, Non-Condensin | 1813 | 235 |  | 11/21/2023 | 75573 | 210802625 | 11/21/2023
Rheem Sales Company, Inc. | DURASTAR | DR80UHAW1001417SAB | Federally-Regulated Consumer Product | Non-Weatherized, Non-Condensin | 1896 | 204 |  | 11/21/2023 | 99142 | 213351381 | 11/21/2023
Rheem Sales Company, Inc. | DURASTAR | DR80DZAW0751417NAB | Federally-Regulated Consumer Product | Non-Weatherized, Non-Condensin | 1680 | 255 |  | 11/21/2023 | 76001 | 210802618 | 11/21/2023
Rheem Sales Company, Inc. | DURASTAR | DR80DZAW1001521SAB | Federally-Regulated Consumer Product | Non-Weatherized, Non-Condensin | 2095 | 257 |  | 11/21/2023 | 100302 | 210727811 | 11/21/2023
Rheem Sales Company, Inc. | DURASTAR | DR80DZAT0751521S | Federally-Regulated Consumer Product | Non-Weatherized, Non-Condensin | 1883 | 265 |  | 11/21/2023 | 75029 | 208430121 | 11/21/2023
Rheem Sales Company, Inc. | DURASTAR | DR80UHAW0501417SAB | Federally-Regulated Consumer Product | Non-Weatherized, Non-Condensin | 1682 | 256 |  | 11/21/2023 | 50501 | 211873039 | 11/21/2023
Rheem Sales Company, Inc. | DURASTAR | DR80DZAW0752521SAB | Federally-Regulated Consumer Product | Non-Weatherized, Non-Condensin | 2041 | 272 |  | 11/21/2023 | 52592 | 211873048 | 11/21/2023
Rheem Sales Company, Inc. | DURASTAR | DR80DZAW0751521NAB | Federally-Regulated Consumer Product | Non-Weatherized, Non-Condensin | 2163 | 277 |  | 11/21/2023 | 75029 | 210727808 | 11/21/2023
Rheem Sales Company, Inc. | DURASTAR | DR80UHAT0501417NAN | Federally-Regulated Consumer Product | Non-Weatherized, Non-Condensin | 1517 | 249 |  | 11/21/2023 | 50545 | 211873036 | 11/21/2023
Rheem Sales Company, Inc. | DURASTAR | DR80UHAT1001417SAN | Federally-Regulated Consumer Product | Non-Weatherized, Non-Condensin | 1448 | 212 |  | 11/21/2023 | 98573 | 213351377 | 11/21/2023
Rheem Sales Company, Inc. | DURASTAR | DR80UHAW0701417UAB | Federally-Regulated Consumer Product | Non-Weatherized, Non-Condensin | 1723 | 258 |  | 11/21/2023 | 70568 | 212675824 | 11/21/2023
Rheem Sales Company, Inc. | DURASTAR | DR80DZAW1002521SAB | Federally-Regulated Consumer Product | Non-Weatherized, Non-Condensin | 2120 | 275 |  | 11/21/2023 | 69817 | 211873050 | 11/21/2023
Rheem Sales Company, Inc. | DURASTAR | DR80DZAW0751521SAB | Federally-Regulated Consumer Product | Non-Weatherized, Non-Condensin | 2163 | 277 |  | 11/21/2023 | 75029 | 210727809 | 11/21/2023
Rheem Sales Company, Inc. | DURASTAR | DR95UHAW0401317UAB | Federally-Regulated Consumer Product | Non-Weatherized, Condensing Ga | 1335 | 254 |  | 11/21/2023 | 42103 | 212922387 | 11/21/2023
Rheem Sales Company, Inc. | DURASTAR | DR80UHAW0501417UAB | Federally-Regulated Consumer Product | Non-Weatherized, Non-Condensin | 1376 | 243 |  | 11/21/2023 | 50203 | 212675823 | 11/21/2023
Rheem Sales Company, Inc. | DURASTAR | DR80UHAW0502417NAB | Federally-Regulated Consumer Product | Non-Weatherized, Non-Condensin | 1712 | 257 |  | 11/21/2023 | 34534 | 211873042 | 11/21/2023
Rheem Sales Company, Inc. | DURASTAR | DR80DZAW0502314SAB | Federally-Regulated Consumer Product | Non-Weatherized, Non-Condensin | 1250 | 237 |  | 11/21/2023 | 34844 | 211873041 | 11/21/2023
Rheem Sales Company, Inc. | DURASTAR | DR80UHAW1001417NAB | Federally-Regulated Consumer Product | Non-Weatherized, Non-Condensin | 1896 | 204 |  | 11/21/2023 | 99142 | 213351382 | 11/21/2023
Rheem Sales Company, Inc. | DURASTAR | DR80DZAW1002521NAB | Federally-Regulated Consumer Product | Non-Weatherized, Non-Condensin | 2120 | 275 |  | 11/21/2023 | 69817 | 211873049 | 11/21/2023
Rheem Sales Company, Inc. | DURASTAR | DR80UHAW1251524S | Federally-Regulated Consumer Product | Non-Weatherized, Non-Condensin | 2076 | 258 |  | 11/21/2023 | 124802 | 208676606 | 11/21/2023
Rheem Sales Company, Inc. | DURASTAR | DR80DZAW0752417SAB | Federally-Regulated Consumer Product | Non-Weatherized, Non-Condensin | 1628 | 254 |  | 11/21/2023 | 52707 | 211873046 | 11/21/2023
Rheem Sales Company, Inc. | DURASTAR | DR80UHAW1001521UAB | Federally-Regulated Consumer Product | Non-Weatherized, Non-Condensin | 1966 | 269 |  | 11/21/2023 | 97612 | 212675825 | 11/21/2023
Rheem Sales Company, Inc. | DURASTAR | DR80UHAW1251524NAB | Federally-Regulated Consumer Product | Non-Weatherized, Non-Condensin | 2076 | 258 |  | 11/21/2023 | 124802 | 210802628 | 11/21/2023
Rheem Sales Company, Inc. | DURASTAR | DR80DZAW0752417NAB | Federally-Regulated Consumer Product | Non-Weatherized, Non-Condensin | 1628 | 254 |  | 11/21/2023 | 52707 | 211873045 | 11/21/2023
Rheem Sales Company, Inc. | DURASTAR | DR80UHAW1501524SAB | Federally-Regulated Consumer Product | Non-Weatherized, Non-Condensin | 2440 | 249 |  | 11/21/2023 | 150642 | 213351383 | 11/21/2023
Rheem Sales Company, Inc. | DURASTAR | DR80UHAW0501314NAB | Federally-Regulated Consumer Product | Non-Weatherized, Non-Condensin | 1308 | 184 |  | 11/21/2023 | 50472 | 210802622 | 11/21/2023
Rheem Sales Company, Inc. | DURASTAR | DR80UHAW0502417SAB | Federally-Regulated Consumer Product | Non-Weatherized, Non-Condensin | 1712 | 257 |  | 11/21/2023 | 34534 | 211873044 | 11/21/2023
Rheem Sales Company, Inc. | DURASTAR | DR95M4AT0701521S | Federally-Regulated Consumer Product | Non-Weatherized, Condensing Ga | 1983 | 282 |  | 11/21/2023 | 70360 | 208676591 | 11/21/2023
Rheem Sales Company, Inc. | DURASTAR | DR95M4AT0701317S | Federally-Regulated Consumer Product | Non-Weatherized, Condensing Ga | 1362 | 255 |  | 11/21/2023 | 69960 | 208676590 | 11/21/2023
Rheem Sales Company, Inc. | DURASTAR | DR80UHAT1251524N | Federally-Regulated Consumer Product | Non-Weatherized, Non-Condensin | 1991 | 270 |  | 11/21/2023 | 123598 | 208430118 | 11/21/2023
Rheem Sales Company, Inc. | DURASTAR | DR80UHAW1501524NAB | Federally-Regulated Consumer Product | Non-Weatherized, Non-Condensin | 2440 | 249 |  | 11/21/2023 | 150642 | 213351384 | 11/21/2023
Rheem Sales Company, Inc. | DURASTAR | DR80DZAW1251524NAB | Federally-Regulated Consumer Product | Non-Weatherized, Non-Condensin | 2075 | 273 |  | 11/21/2023 | 124289 | 210727812 | 11/21/2023
Rheem Sales Company, Inc. | DURASTAR | DR80DZAW1001521NAB | Federally-Regulated Consumer Product | Non-Weatherized, Non-Condensin | 2095 | 257 |  | 11/21/2023 | 100302 | 210727810 | 11/21/2023
Rheem Sales Company, Inc. | Friedrich | FR802V0755A21DZNCAP | Federally-Regulated Consumer Product | Non-Weatherized, Non-Condensin | 2041 | 272 |  | 11/21/2023 | 52592 | 213112786 | 11/21/2023
Rheem Sales Company, Inc. | Friedrich | FR951T0705A21M4 | Federally-Regulated Consumer Product | Non-Weatherized, Condensing Ga | 1983 | 282 |  | 11/21/2023 | 70360 | 213112738 | 11/21/2023
Rheem Sales Company, Inc. | Friedrich | FR951V0603A17UHUCAP | Federally-Regulated Consumer Product | Non-Weatherized, Condensing Ga | 1246 | 250 |  | 11/21/2023 | 56140 | 212922382 | 11/21/2023
Rheem Sales Company, Inc. | Friedrich | RGEAZR030AJT061NA | Federally-Regulated Consumer Product | Weatherized Non-Condensing Gas | 1342 | 258 |  | 11/21/2023 | 61240 | 213363191 | 11/21/2023
Rheem Sales Company, Inc. | Friedrich | FR801V1005A21DZSCAP | Federally-Regulated Consumer Product | Non-Weatherized, Non-Condensin | 2095 | 257 |  | 11/21/2023 | 100302 | 213112768 | 11/21/2023
Rheem Sales Company, Inc. | Friedrich | RGEAZR048AJT101NA | Federally-Regulated Consumer Product | Weatherized Non-Condensing Gas | 2001 | 287 |  | 11/21/2023 | 101705 | 213363199 | 11/21/2023
Rheem Sales Company, Inc. | Friedrich | FR802V1255A24DZSCAP | Federally-Regulated Consumer Product | Non-Weatherized, Non-Condensin | 2179 | 278 |  | 11/21/2023 | 86625 | 213112782 | 11/21/2023
Rheem Sales Company, Inc. | Friedrich | FR801V0503A14UH | Federally-Regulated Consumer Product | Non-Weatherized, Non-Condensin | 1308 | 184 |  | 11/21/2023 | 50472 | 213112749 | 11/21/2023
Rheem Sales Company, Inc. | Friedrich | FR921T0705A21M4 | Federally-Regulated Consumer Product | Non-Weatherized, Condensing Ga | 1983 | 282 |  | 11/21/2023 | 70360 | 213112744 | 11/21/2023
Rheem Sales Company, Inc. | Friedrich | FR801T0504A17UHNNAP | Federally-Regulated Consumer Product | Non-Weatherized, Non-Condensin | 1517 | 249 |  | 11/21/2023 | 50545 | 213112793 | 11/21/2023
Rheem Sales Company, Inc. | Friedrich | FR802V0755A21DZSCAP | Federally-Regulated Consumer Product | Non-Weatherized, Non-Condensin | 2041 | 272 |  | 11/21/2023 | 52592 | 213112781 | 11/21/2023
Rheem Sales Company, Inc. | Friedrich | FR802V0503A14UHN | Federally-Regulated Consumer Product | Non-Weatherized, Non-Condensin | 1318 | 240 |  | 11/21/2023 | 35484 | 213319208 | 11/21/2023
Rheem Sales Company, Inc. | Friedrich | FR801T1004A17UHNNAP | Federally-Regulated Consumer Product | Non-Weatherized, Non-Condensin | 1448 | 212 |  | 11/21/2023 | 98573 | 213351372 | 11/21/2023
Rheem Sales Company, Inc. | Friedrich | RGECZT048AJT07**C | Federally-Regulated Consumer Product | Weatherized Non-Condensing Gas | 1873 | 167 |  | 11/21/2023 | 52596 | 212604404 | 11/21/2023
Rheem Sales Company, Inc. | Friedrich | RGECZT036AJT10**C | Federally-Regulated Consumer Product | Weatherized Non-Condensing Gas | 1576 | 218 |  | 11/21/2023 | 100764 | 212604398 | 11/21/2023
Rheem Sales Company, Inc. | Friedrich | RGECZT048AJT12**C | Federally-Regulated Consumer Product | Weatherized Non-Condensing Gas | 1902 | 259 |  | 11/21/2023 | 84032 | 212604410 | 11/21/2023
Rheem Sales Company, Inc. | Friedrich | FR801V0755A21DZNCAP | Federally-Regulated Consumer Product | Non-Weatherized, Non-Condensin | 2163 | 277 |  | 11/21/2023 | 75029 | 213112775 | 11/21/2023
Rheem Sales Company, Inc. | Friedrich | FR802V0504A17UHSCAP | Federally-Regulated Consumer Product | Non-Weatherized, Non-Condensin | 1712 | 257 |  | 11/21/2023 | 34534 | 213112791 | 11/21/2023
Rheem Sales Company, Inc. | Friedrich | RGEAZR024AJT08XNA | Federally-Regulated Consumer Product | Weatherized Non-Condensing Gas | 1202 | 252 |  | 11/21/2023 | 79659 | 213363206 | 11/21/2023
Rheem Sales Company, Inc. | Friedrich | FR921T0703A17M4 | Federally-Regulated Consumer Product | Non-Weatherized, Condensing Ga | 1362 | 255 |  | 11/21/2023 | 69960 | 213319213 | 11/21/2023
Rheem Sales Company, Inc. | Friedrich | RGEAZR036AJT08UNA | Federally-Regulated Consumer Product | Weatherized Non-Condensing Gas | 1382 | 260 |  | 11/21/2023 | 80891 | 213363214 | 11/21/2023
Rheem Sales Company, Inc. | Friedrich | RGEAZR030AJT06UNA | Federally-Regulated Consumer Product | Weatherized Non-Condensing Gas | 1125 | 248 |  | 11/21/2023 | 60094 | 213363209 | 11/21/2023
Rheem Sales Company, Inc. | Friedrich | FR801T0755A21DZS | Federally-Regulated Consumer Product | Non-Weatherized, Non-Condensin | 1883 | 265 |  | 11/21/2023 | 75029 | 213319205 | 11/21/2023
Rheem Sales Company, Inc. | Friedrich | RGECZR036AJT07**C | Federally-Regulated Consumer Product | Weatherized Non-Condensing Gas | 1475 | 165 |  | 11/21/2023 | 53157 | 212361631 | 11/21/2023
Rheem Sales Company, Inc. | Friedrich | FR801V1505A24UHSCAP | Federally-Regulated Consumer Product | Non-Weatherized, Non-Condensin | 2440 | 249 |  | 11/21/2023 | 150642 | 213351375 | 11/21/2023
Rheem Sales Company, Inc. | Friedrich | FR802V0754A17DZSCAP | Federally-Regulated Consumer Product | Non-Weatherized, Non-Condensin | 1628 | 254 |  | 11/21/2023 | 52707 | 213112780 | 11/21/2023
Rheem Sales Company, Inc. | Friedrich | RGEAZR030AJT081NA | Federally-Regulated Consumer Product | Weatherized Non-Condensing Gas | 1216 | 253 |  | 11/21/2023 | 80365 | 213363192 | 11/21/2023
Rheem Sales Company, Inc. | Friedrich | FR801V1005A21DZNCAP | Federally-Regulated Consumer Product | Non-Weatherized, Non-Condensin | 2095 | 257 |  | 11/21/2023 | 100302 | 213112771 | 11/21/2023
Rheem Sales Company, Inc. | Friedrich | RGEAZR030AJT06XNA | Federally-Regulated Consumer Product | Weatherized Non-Condensing Gas | 1342 | 258 |  | 11/21/2023 | 61240 | 213363210 | 11/21/2023
Rheem Sales Company, Inc. | Friedrich | RGECZT036AJT07**C | Federally-Regulated Consumer Product | Weatherized Non-Condensing Gas | 1475 | 165 |  | 11/21/2023 | 53157 | 212604392 | 11/21/2023
Rheem Sales Company, Inc. | Friedrich | RGEAZR036AJT081NA | Federally-Regulated Consumer Product | Weatherized Non-Condensing Gas | 1387 | 260 |  | 11/21/2023 | 80632 | 213363194 | 11/21/2023
Rheem Sales Company, Inc. | Friedrich | FR801T1004A17UHSNAP | Federally-Regulated Consumer Product | Non-Weatherized, Non-Condensin | 1448 | 212 |  | 11/21/2023 | 98573 | 213351371 | 11/21/2023
Rheem Sales Company, Inc. | Friedrich | RGECZR060AJT12**C | Federally-Regulated Consumer Product | Weatherized Non-Condensing Gas | 2183 | 266 |  | 11/21/2023 | 83968 | 212361636 | 11/21/2023
Rheem Sales Company, Inc. | Friedrich | FR801V0504A17UHUCAP | Federally-Regulated Consumer Product | Non-Weatherized, Non-Condensin | 1723 | 258 |  | 11/21/2023 | 70568 | 212922377 | 11/21/2023
Rheem Sales Company, Inc. | Friedrich | RGECZT060AJT07**C | Federally-Regulated Consumer Product | Weatherized Non-Condensing Gas | 2336 | 182 |  | 11/21/2023 | 52310 | 212604416 | 11/21/2023
Rheem Sales Company, Inc. | Friedrich | RGEAZR024AJT06XNA | Federally-Regulated Consumer Product | Weatherized Non-Condensing Gas | 1270 | 255 |  | 11/21/2023 | 61123 | 213363205 | 11/21/2023
Rheem Sales Company, Inc. | Friedrich | FR801V0704A17UHUCAP | Federally-Regulated Consumer Product | Non-Weatherized, Non-Condensin | 1376 | 243 |  | 11/21/2023 | 50203 | 212922378 | 11/21/2023
Rheem Sales Company, Inc. | Friedrich | RGEAZR030AJT04XNA | Federally-Regulated Consumer Product | Weatherized Non-Condensing Gas | 1342 | 258 |  | 11/21/2023 | 39842 | 213363208 | 11/21/2023
Rheem Sales Company, Inc. | Friedrich | FR962V0403A17M4S | Federally-Regulated Consumer Product | Non-Weatherized, Condensing Ga | 1248 | 250 |  | 11/21/2023 | 29623 | 213319209 | 11/21/2023
Rheem Sales Company, Inc. | Friedrich | RGECZR036AJT10**C | Federally-Regulated Consumer Product | Weatherized Non-Condensing Gas | 1576 | 218 |  | 11/21/2023 | 100764 | 212361632 | 11/21/2023
Rheem Sales Company, Inc. | Friedrich | FR802V1255A24DZNCAP | Federally-Regulated Consumer Product | Non-Weatherized, Non-Condensin | 2179 | 278 |  | 11/21/2023 | 86625 | 213112787 | 11/21/2023
Rheem Sales Company, Inc. | Friedrich | RGEAZR030AJT08XNA | Federally-Regulated Consumer Product | Weatherized Non-Condensing Gas | 1216 | 253 |  | 11/21/2023 | 80365 | 213363211 | 11/21/2023
Rheem Sales Company, Inc. | Friedrich | FR921V0703A17M4 | Federally-Regulated Consumer Product | Non-Weatherized, Condensing Ga | 1166 | 246 |  | 11/21/2023 | 70001 | 213319217 | 11/21/2023
Rheem Sales Company, Inc. | Friedrich | RGEAZR036AJT06XNA | Federally-Regulated Consumer Product | Weatherized Non-Condensing Gas | 1259 | 254 |  | 11/21/2023 | 58986 | 213363213 | 11/21/2023
Rheem Sales Company, Inc. | Friedrich | FR801V1505A24UHNCAP | Federally-Regulated Consumer Product | Non-Weatherized, Non-Condensin | 2440 | 249 |  | 11/21/2023 | 150642 | 213351376 | 11/21/2023
Rheem Sales Company, Inc. | Friedrich | RGEAZR030AJT04UNA | Federally-Regulated Consumer Product | Weatherized Non-Condensing Gas | 1189 | 251 |  | 11/21/2023 | 39887 | 213363207 | 11/21/2023
Rheem Sales Company, Inc. | Friedrich | FR801V1255A24DZSCAP | Federally-Regulated Consumer Product | Non-Weatherized, Non-Condensin | 2075 | 273 |  | 11/21/2023 | 124289 | 213112770 | 11/21/2023
Rheem Sales Company, Inc. | Friedrich | RGEAZR036AJT061NA | Federally-Regulated Consumer Product | Weatherized Non-Condensing Gas | 1259 | 254 |  | 11/21/2023 | 58986 | 213363193 | 11/21/2023
Rheem Sales Company, Inc. | Friedrich | FR951V0403A17UHUCAP | Federally-Regulated Consumer Product | Non-Weatherized, Condensing Ga | 1335 | 254 |  | 11/21/2023 | 42103 | 212922381 | 11/21/2023
Rheem Sales Company, Inc. | Friedrich | FR802V1005A21DZNCAP | Federally-Regulated Consumer Product | Non-Weatherized, Non-Condensin | 2120 | 275 |  | 11/21/2023 | 69817 | 213112797 | 11/21/2023
Rheem Sales Company, Inc. | Friedrich | FR801V0503A14DZSCAP | Federally-Regulated Consumer Product | Non-Weatherized, Non-Condensin | 1295 | 239 |  | 11/21/2023 | 51119 | 213112767 | 11/21/2023
Rheem Sales Company, Inc. | Friedrich | FR951V0703A17M4 | Federally-Regulated Consumer Product | Non-Weatherized, Condensing Ga | 1166 | 246 |  | 11/21/2023 | 70001 | 213319215 | 11/21/2023
Rheem Sales Company, Inc. | Friedrich | RGEAZR048AJT081NA | Federally-Regulated Consumer Product | Weatherized Non-Condensing Gas | 1847 | 280 |  | 11/21/2023 | 80515 | 213363198 | 11/21/2023
Rheem Sales Company, Inc. | Friedrich | FR801V0504A17UHNCAP | Federally-Regulated Consumer Product | Non-Weatherized, Non-Condensin | 1682 | 256 |  | 11/21/2023 | 50501 | 213112784 | 11/21/2023
Rheem Sales Company, Inc. | Friedrich | FR801V1255A24UH | Federally-Regulated Consumer Product | Non-Weatherized, Non-Condensin | 2076 | 258 |  | 11/21/2023 | 124802 | 213112752 | 11/21/2023
Rheem Sales Company, Inc. | Friedrich | FR801V0755A21UH | Federally-Regulated Consumer Product | Non-Weatherized, Non-Condensin | 1813 | 235 |  | 11/21/2023 | 75573 | 213112751 | 11/21/2023
Rheem Sales Company, Inc. | Friedrich | FR801T0755A21DZN | Federally-Regulated Consumer Product | Non-Weatherized, Non-Condensin | 1883 | 265 |  | 11/21/2023 | 75029 | 213319206 | 11/21/2023
Rheem Sales Company, Inc. | Friedrich | FR801V0504A17UHSCAP | Federally-Regulated Consumer Product | Non-Weatherized, Non-Condensin | 1682 | 256 |  | 11/21/2023 | 50501 | 213112779 | 11/21/2023
Rheem Sales Company, Inc. | Friedrich | FR951V1005A21UHUCAP | Federally-Regulated Consumer Product | Non-Weatherized, Condensing Ga | 2062 | 286 |  | 11/21/2023 | 94650 | 212922383 | 11/21/2023
Rheem Sales Company, Inc. | Friedrich | FR802V1005A21DZSCAP | Federally-Regulated Consumer Product | Non-Weatherized, Non-Condensin | 2120 | 275 |  | 11/21/2023 | 69817 | 213112792 | 11/21/2023
Rheem Sales Company, Inc. | Friedrich | RGEAZR024AJT04UNA | Federally-Regulated Consumer Product | Weatherized Non-Condensing Gas | 1181 | 251 |  | 11/21/2023 | 40068 | 213363202 | 11/21/2023
Rheem Sales Company, Inc. | Friedrich | FR951T0703A17M4 | Federally-Regulated Consumer Product | Non-Weatherized, Condensing Ga | 1362 | 255 |  | 11/21/2023 | 69960 | 213319211 | 11/21/2023
Rheem Sales Company, Inc. | Friedrich | FR801T0704A17UHU | Federally-Regulated Consumer Product | Non-Weatherized, Non-Condensin | 1823 | 262 |  | 11/21/2023 | 70109 | 213112732 | 11/21/2023
Rheem Sales Company, Inc. | Friedrich | FR801T1255A24UHN | Federally-Regulated Consumer Product | Non-Weatherized, Non-Condensin | 1991 | 270 |  | 11/21/2023 | 123598 | 213112694 | 11/21/2023
Rheem Sales Company, Inc. | Friedrich | FR801V0754A17UH | Federally-Regulated Consumer Product | Non-Weatherized, Non-Condensin | 1830 | 223 |  | 11/21/2023 | 75693 | 213112750 | 11/21/2023
Rheem Sales Company, Inc. | Friedrich | FR802V0503A14DZSCAP | Federally-Regulated Consumer Product | Non-Weatherized, Non-Condensin | 1250 | 237 |  | 11/21/2023 | 34844 | 213112790 | 11/21/2023
Rheem Sales Company, Inc. | Friedrich | FR98MV0855A21UPS | Federally-Regulated Consumer Product | Non-Weatherized, Condensing Ga | 2209 | 292 |  | 11/21/2023 | 33631 | 213112678 | 11/21/2023
Rheem Sales Company, Inc. | Friedrich | FR801V1005A21UH | Federally-Regulated Consumer Product | Non-Weatherized, Non-Condensin | 2027 | 188 |  | 11/21/2023 | 100725 | 213271395 | 11/21/2023
Rheem Sales Company, Inc. | Friedrich | FR801T0504A17UHSNAP | Federally-Regulated Consumer Product | Non-Weatherized, Non-Condensin | 1517 | 249 |  | 11/21/2023 | 50545 | 213112789 | 11/21/2023
Rheem Sales Company, Inc. | Friedrich | FR801V0754A17DZSCAP | Federally-Regulated Consumer Product | Non-Weatherized, Non-Condensin | 1680 | 255 |  | 11/21/2023 | 76001 | 213112777 | 11/21/2023
Rheem Sales Company, Inc. | Friedrich | FR951V0705A21M4 | Federally-Regulated Consumer Product | Non-Weatherized, Condensing Ga | 1835 | 248 |  | 11/21/2023 | 69808 | 213112761 | 11/21/2023
Rheem Sales Company, Inc. | Friedrich | RGEAZR042AJT101NA | Federally-Regulated Consumer Product | Weatherized Non-Condensing Gas | 1774 | 277 |  | 11/21/2023 | 100987 | 213363197 | 11/21/2023
Rheem Sales Company, Inc. | Friedrich | FR921V0705A21M4 | Federally-Regulated Consumer Product | Non-Weatherized, Condensing Ga | 1835 | 248 |  | 11/21/2023 | 69808 | 213112755 | 11/21/2023
Rheem Sales Company, Inc. | Friedrich | RGECZR048AJT07**C | Federally-Regulated Consumer Product | Weatherized Non-Condensing Gas | 1873 | 167 |  | 11/21/2023 | 52596 | 212361633 | 11/21/2023
Rheem Sales Company, Inc. | Friedrich | RGEAZR024AJT06UNA | Federally-Regulated Consumer Product | Weatherized Non-Condensing Gas | 1236 | 253 |  | 11/21/2023 | 61566 | 213363204 | 11/21/2023
Rheem Sales Company, Inc. | Friedrich | RGECZT060AJT12**C | Federally-Regulated Consumer Product | Weatherized Non-Condensing Gas | 2183 | 266 |  | 11/21/2023 | 83968 | 212604422 | 11/21/2023
Rheem Sales Company, Inc. | Friedrich | RGECZR060AJT07**C | Federally-Regulated Consumer Product | Weatherized Non-Condensing Gas | 2336 | 182 |  | 11/21/2023 | 52310 | 212361635 | 11/21/2023
Rheem Sales Company, Inc. | Friedrich | FR801V1005A21UHUCAP | Federally-Regulated Consumer Product | Non-Weatherized, Non-Condensin | 1966 | 269 |  | 11/21/2023 | 97612 | 212922379 | 11/21/2023
Rheem Sales Company, Inc. | Friedrich | FR801V0503A14DZNCAP | Federally-Regulated Consumer Product | Non-Weatherized, Non-Condensin | 2163 | 277 |  | 11/21/2023 | 51119 | 213112766 | 11/21/2023
Rheem Sales Company, Inc. | Friedrich | FR801T1255A24UHS | Federally-Regulated Consumer Product | Non-Weatherized, Non-Condensin | 1991 | 270 |  | 11/21/2023 | 123598 | 213112688 | 11/21/2023
Rheem Sales Company, Inc. | Friedrich | RGEAZR042AJT08UNA | Federally-Regulated Consumer Product | Weatherized Non-Condensing Gas | 1635 | 271 |  | 11/21/2023 | 80943 | 213363217 | 11/21/2023
Rheem Sales Company, Inc. | Friedrich | FR802V0504A17UHNCAP | Federally-Regulated Consumer Product | Non-Weatherized, Non-Condensin | 1712 | 257 |  | 11/21/2023 | 34534 | 213112796 | 11/21/2023
Rheem Sales Company, Inc. | Friedrich | FR801V1004A17UHSCAP | Federally-Regulated Consumer Product | Non-Weatherized, Non-Condensin | 1896 | 204 |  | 11/21/2023 | 99142 | 213351373 | 11/21/2023
Rheem Sales Company, Inc. | Friedrich | RGEAZR042AJT081NA | Federally-Regulated Consumer Product | Weatherized Non-Condensing Gas | 1820 | 279 |  | 11/21/2023 | 81578 | 213363196 | 11/21/2023
Rheem Sales Company, Inc. | Friedrich | RGEAZR036AJT06UNA | Federally-Regulated Consumer Product | Weatherized Non-Condensing Gas | 1434 | 262 |  | 11/21/2023 | 60723 | 213363212 | 11/21/2023
Rheem Sales Company, Inc. | Friedrich | RGEAZR036AJT10XNA | Federally-Regulated Consumer Product | Weatherized Non-Condensing Gas | 1380 | 260 |  | 11/21/2023 | 100130 | 213363216 | 11/21/2023
Rheem Sales Company, Inc. | Friedrich | RGEAZR060AJT081NA | Federally-Regulated Consumer Product | Weatherized Non-Condensing Gas | 2041 | 289 |  | 11/21/2023 | 79422 | 213363200 | 11/21/2023
Rheem Sales Company, Inc. | Friedrich | RGEAZR030AJT041NA | Federally-Regulated Consumer Product | Weatherized Non-Condensing Gas | 1342 | 258 |  | 11/21/2023 | 39842 | 213363190 | 11/21/2023
Rheem Sales Company, Inc. | Friedrich | RGEAZR036AJT101NA | Federally-Regulated Consumer Product | Weatherized Non-Condensing Gas | 1380 | 260 |  | 11/21/2023 | 100130 | 213363195 | 11/21/2023
Rheem Sales Company, Inc. | Friedrich | FR801V1004A17UHNCAP | Federally-Regulated Consumer Product | Non-Weatherized, Non-Condensin | 1896 | 204 |  | 11/21/2023 | 99142 | 213351374 | 11/21/2023
Rheem Sales Company, Inc. | Friedrich | RGEAZR036AJT08XNA | Federally-Regulated Consumer Product | Weatherized Non-Condensing Gas | 1387 | 260 |  | 11/21/2023 | 80632 | 213363215 | 11/21/2023
Rheem Sales Company, Inc. | Friedrich | FR802V0503A14DZNCAP | Federally-Regulated Consumer Product | Non-Weatherized, Non-Condensin | 1250 | 237 |  | 11/21/2023 | 34844 | 213112795 | 11/21/2023
Rheem Sales Company, Inc. | Friedrich | RGEAZR024AJT04XNA | Federally-Regulated Consumer Product | Weatherized Non-Condensing Gas | 1205 | 252 |  | 11/21/2023 | 40798 | 213363203 | 11/21/2023
Rheem Sales Company, Inc. | Friedrich | FR802V0754A17DZNCAP | Federally-Regulated Consumer Product | Non-Weatherized, Non-Condensin | 1628 | 254 |  | 11/21/2023 | 52707 | 213112785 | 11/21/2023
Rheem Sales Company, Inc. | Friedrich | FR801V0755A21DZSCAP | Federally-Regulated Consumer Product | Non-Weatherized, Non-Condensin | 2163 | 277 |  | 11/21/2023 | 75029 | 213112774 | 11/21/2023
Rheem Sales Company, Inc. | Friedrich | FR801V0754A17DZNCAP | Federally-Regulated Consumer Product | Non-Weatherized, Non-Condensin | 1680 | 255 |  | 11/21/2023 | 76001 | 213112776 | 11/21/2023
Rheem Sales Company, Inc. | Friedrich | FR801V1255A24DZNCAP | Federally-Regulated Consumer Product | Non-Weatherized, Non-Condensin | 2075 | 273 |  | 11/21/2023 | 124289 | 213112772 | 11/21/2023
Rheem Sales Company, Inc. | Friedrich | RGEAZR060AJT101NA | Federally-Regulated Consumer Product | Weatherized Non-Condensing Gas | 2131 | 293 |  | 11/21/2023 | 101980 | 213363201 | 11/21/2023
Rheem Sales Company, Inc. | Friedrich | RGECZR048AJT12**C | Federally-Regulated Consumer Product | Weatherized Non-Condensing Gas | 1902 | 259 |  | 11/21/2023 | 84032 | 212361634 | 11/21/2023
Rheem Sales Company, Inc. | Friedrich | FR802V0503A14UHS | Federally-Regulated Consumer Product | Non-Weatherized, Non-Condensin | 1318 | 240 |  | 11/21/2023 | 35484 | 213319207 | 11/21/2023
Rheem Sales Company, Inc. | CLIMATEMASTER | RGEAZR024AJT04UNA | Federally-Regulated Consumer Product | Weatherized Non-Condensing Gas | 1181 | 251 |  | 11/21/2023 | 40068 | 208699101 | 11/21/2023
Rheem Sales Company, Inc. | CLIMATEMASTER | RGEAZR036AJT061NA | Federally-Regulated Consumer Product | Weatherized Non-Condensing Gas | 1259 | 254 |  | 11/21/2023 | 58986 | 208699092 | 11/21/2023
Rheem Sales Company, Inc. | CLIMATEMASTER | RGECZT036AJT10**C | Federally-Regulated Consumer Product | Weatherized Non-Condensing Gas | 1576 | 218 |  | 11/21/2023 | 100764 | 212631791 | 11/21/2023
Rheem Sales Company, Inc. | CLIMATEMASTER | RGEAZR048AJT08UNA | Federally-Regulated Consumer Product | Weatherized Non-Condensing Gas | 2026 | 288 |  | 11/21/2023 | 80019 | 208699119 | 11/21/2023
Rheem Sales Company, Inc. | CLIMATEMASTER | RGEAZR042AJT101NA | Federally-Regulated Consumer Product | Weatherized Non-Condensing Gas | 1774 | 277 |  | 11/21/2023 | 100987 | 208699096 | 11/21/2023
Rheem Sales Company, Inc. | CLIMATEMASTER | RGEAZR036AJT10XNA | Federally-Regulated Consumer Product | Weatherized Non-Condensing Gas | 1380 | 260 |  | 11/21/2023 | 100130 | 208699115 | 11/21/2023
Rheem Sales Company, Inc. | CLIMATEMASTER | RGEAZR030AJT04UNA | Federally-Regulated Consumer Product | Weatherized Non-Condensing Gas | 1189 | 251 |  | 11/21/2023 | 39887 | 208699106 | 11/21/2023
Rheem Sales Company, Inc. | CLIMATEMASTER | RGEAZR048AJT081NA | Federally-Regulated Consumer Product | Weatherized Non-Condensing Gas | 1847 | 280 |  | 11/21/2023 | 80515 | 208699097 | 11/21/2023
Rheem Sales Company, Inc. | CLIMATEMASTER | RGEAZR036AJT06UNA | Federally-Regulated Consumer Product | Weatherized Non-Condensing Gas | 1434 | 262 |  | 11/21/2023 | 60723 | 208699111 | 11/21/2023
Rheem Sales Company, Inc. | CLIMATEMASTER | RGEA16024AJV062AB | Federally-Regulated Consumer Product | Weatherized Non-Condensing Gas | 1358 | 259 |  | 11/21/2023 | 46205 | 205785544 | 11/21/2023
Rheem Sales Company, Inc. | CLIMATEMASTER | RGECZT060AJT07**C | Federally-Regulated Consumer Product | Weatherized Non-Condensing Gas | 2336 | 182 |  | 11/21/2023 | 52310 | 212631794 | 11/21/2023
Rheem Sales Company, Inc. | CLIMATEMASTER | RGEAZR060AJT08XNA | Federally-Regulated Consumer Product | Weatherized Non-Condensing Gas | 2041 | 289 |  | 11/21/2023 | 79422 | 208699123 | 11/21/2023
Rheem Sales Company, Inc. | CLIMATEMASTER | RGEAZR036AJT06XNA | Federally-Regulated Consumer Product | Weatherized Non-Condensing Gas | 1259 | 254 |  | 11/21/2023 | 58986 | 208699112 | 11/21/2023
Rheem Sales Company, Inc. | CLIMATEMASTER | RGEA16036AJV062AB | Federally-Regulated Consumer Product | Weatherized Non-Condensing Gas | 1648 | 259 |  | 11/21/2023 | 76362 | 205785546 | 11/21/2023
Rheem Sales Company, Inc. | CLIMATEMASTER | RGEAZR030AJT041NA | Federally-Regulated Consumer Product | Weatherized Non-Condensing Gas | 1342 | 258 |  | 11/21/2023 | 39842 | 208699089 | 11/21/2023
Rheem Sales Company, Inc. | CLIMATEMASTER | RGECZR036AJT10**C | Federally-Regulated Consumer Product | Weatherized Non-Condensing Gas | 1576 | 218 |  | 11/21/2023 | 100764 | 210279563 | 11/21/2023
Rheem Sales Company, Inc. | CLIMATEMASTER | RGEAZR030AJT04XNA | Federally-Regulated Consumer Product | Weatherized Non-Condensing Gas | 1342 | 258 |  | 11/21/2023 | 39842 | 208699107 | 11/21/2023
Rheem Sales Company, Inc. | CLIMATEMASTER | RGECZR048AJT12**C | Federally-Regulated Consumer Product | Weatherized Non-Condensing Gas | 1902 | 259 |  | 11/21/2023 | 84032 | 210279565 | 11/21/2023
Rheem Sales Company, Inc. | CLIMATEMASTER | RGEAZR060AJT10UNA | Federally-Regulated Consumer Product | Weatherized Non-Condensing Gas | 1911 | 283 |  | 11/21/2023 | 99261 | 208699124 | 11/21/2023
Rheem Sales Company, Inc. | CLIMATEMASTER | RGECZT060AJT12**C | Federally-Regulated Consumer Product | Weatherized Non-Condensing Gas | 2183 | 266 |  | 11/21/2023 | 83968 | 212631795 | 11/21/2023
Rheem Sales Company, Inc. | CLIMATEMASTER | RGEAZR036AJT101NA | Federally-Regulated Consumer Product | Weatherized Non-Condensing Gas | 1380 | 260 |  | 11/21/2023 | 100130 | 208699094 | 11/21/2023
Rheem Sales Company, Inc. | CLIMATEMASTER | RGEAZR048AJT08XNA | Federally-Regulated Consumer Product | Weatherized Non-Condensing Gas | 1847 | 280 |  | 11/21/2023 | 80515 | 208699120 | 11/21/2023
Rheem Sales Company, Inc. | CLIMATEMASTER | RGEAZR048AJT10UNA | Federally-Regulated Consumer Product | Weatherized Non-Condensing Gas | 1832 | 280 |  | 11/21/2023 | 100370 | 208699121 | 11/21/2023
Rheem Sales Company, Inc. | CLIMATEMASTER | RGEAZR042AJT10XNA | Federally-Regulated Consumer Product | Weatherized Non-Condensing Gas | 1774 | 277 |  | 11/21/2023 | 100987 | 208699118 | 11/21/2023
Rheem Sales Company, Inc. | CLIMATEMASTER | RGEAZR048AJT10XNA | Federally-Regulated Consumer Product | Weatherized Non-Condensing Gas | 2001 | 287 |  | 11/21/2023 | 101705 | 208699122 | 11/21/2023
Rheem Sales Company, Inc. | CLIMATEMASTER | RGEAZR060AJT081NA | Federally-Regulated Consumer Product | Weatherized Non-Condensing Gas | 2041 | 289 |  | 11/21/2023 | 79422 | 208699099 | 11/21/2023
Rheem Sales Company, Inc. | CLIMATEMASTER | RGEAZR030AJT081NA | Federally-Regulated Consumer Product | Weatherized Non-Condensing Gas | 1216 | 253 |  | 11/21/2023 | 80365 | 208699091 | 11/21/2023
Rheem Sales Company, Inc. | CLIMATEMASTER | RGECZT048AJT12**C | Federally-Regulated Consumer Product | Weatherized Non-Condensing Gas | 1902 | 259 |  | 11/21/2023 | 84032 | 212631793 | 11/21/2023
Rheem Sales Company, Inc. | CLIMATEMASTER | RGEAZR042AJT081NA | Federally-Regulated Consumer Product | Weatherized Non-Condensing Gas | 1820 | 279 |  | 11/21/2023 | 81578 | 208699095 | 11/21/2023
Rheem Sales Company, Inc. | CLIMATEMASTER | RGEA14030AJT04UAA | Federally-Regulated Consumer Product | Weatherized Non-Condensing Gas | 1189 | 251 |  | 11/21/2023 | 39887 | 205965563 | 11/21/2023
Rheem Sales Company, Inc. | CLIMATEMASTER | RGEAZR036AJT081NA | Federally-Regulated Consumer Product | Weatherized Non-Condensing Gas | 1387 | 260 |  | 11/21/2023 | 80632 | 208699093 | 11/21/2023
Rheem Sales Company, Inc. | CLIMATEMASTER | RGEAZR042AJT08UNA | Federally-Regulated Consumer Product | Weatherized Non-Condensing Gas | 1635 | 271 |  | 11/21/2023 | 80943 | 208699116 | 11/21/2023
Rheem Sales Company, Inc. | CLIMATEMASTER | RGEAZR024AJT04XNA | Federally-Regulated Consumer Product | Weatherized Non-Condensing Gas | 1205 | 252 |  | 11/21/2023 | 40798 | 208699102 | 11/21/2023
Rheem Sales Company, Inc. | CLIMATEMASTER | RGEAZR060AJT101NA | Federally-Regulated Consumer Product | Weatherized Non-Condensing Gas | 2131 | 293 |  | 11/21/2023 | 101980 | 208699100 | 11/21/2023
Rheem Sales Company, Inc. | CLIMATEMASTER | RGECZT036AJT07**C | Federally-Regulated Consumer Product | Weatherized Non-Condensing Gas | 1475 | 165 |  | 11/21/2023 | 53157 | 212631790 | 11/21/2023
Rheem Sales Company, Inc. | CLIMATEMASTER | RGECZT048AJT07**C | Federally-Regulated Consumer Product | Weatherized Non-Condensing Gas | 1873 | 167 |  | 11/21/2023 | 52596 | 212631792 | 11/21/2023
Rheem Sales Company, Inc. | CLIMATEMASTER | RGEA14036AJT06UAA | Federally-Regulated Consumer Product | Weatherized Non-Condensing Gas | 1434 | 262 |  | 11/21/2023 | 60723 | 205965565 | 11/21/2023
Rheem Sales Company, Inc. | CLIMATEMASTER | RGEAZR030AJT06UNA | Federally-Regulated Consumer Product | Weatherized Non-Condensing Gas | 1125 | 248 |  | 11/21/2023 | 60094 | 208699108 | 11/21/2023
Rheem Sales Company, Inc. | CLIMATEMASTER | RGECZR048AJT07**C | Federally-Regulated Consumer Product | Weatherized Non-Condensing Gas | 1873 | 167 |  | 11/21/2023 | 52596 | 210279564 | 11/21/2023
Rheem Sales Company, Inc. | CLIMATEMASTER | RGEAZR024AJT08XNA | Federally-Regulated Consumer Product | Weatherized Non-Condensing Gas | 1202 | 252 |  | 11/21/2023 | 79659 | 208699105 | 11/21/2023
Rheem Sales Company, Inc. | CLIMATEMASTER | RGEAZR024AJT041NA | Federally-Regulated Consumer Product | Weatherized Non-Condensing Gas | 1205 | 252 |  | 11/21/2023 | 40798 | 208699086 | 11/21/2023
Rheem Sales Company, Inc. | CLIMATEMASTER | RGECZR060AJT07**C | Federally-Regulated Consumer Product | Weatherized Non-Condensing Gas | 2336 | 182 |  | 11/21/2023 | 52310 | 210279566 | 11/21/2023
Rheem Sales Company, Inc. | CLIMATEMASTER | RGEA14030AJT081AC | Federally-Regulated Consumer Product | Weatherized Non-Condensing Gas | 1147 | 249 |  | 11/21/2023 | 79965 | 206606662 | 11/21/2023
Rheem Sales Company, Inc. | CLIMATEMASTER | RGEAZR036AJT08UNA | Federally-Regulated Consumer Product | Weatherized Non-Condensing Gas | 1382 | 260 |  | 11/21/2023 | 80891 | 208699113 | 11/21/2023
Rheem Sales Company, Inc. | CLIMATEMASTER | RGEAZR024AJT06XNA | Federally-Regulated Consumer Product | Weatherized Non-Condensing Gas | 1270 | 255 |  | 11/21/2023 | 61123 | 208699104 | 11/21/2023
Rheem Sales Company, Inc. | CLIMATEMASTER | RGEA16036AJV06TAB | Federally-Regulated Consumer Product | Weatherized Non-Condensing Gas | 1648 | 259 |  | 11/21/2023 | 76362 | 205785547 | 11/21/2023
Rheem Sales Company, Inc. | CLIMATEMASTER | RGEA14048AJT101AB | Federally-Regulated Consumer Product | Weatherized Non-Condensing Gas | 1809 | 279 |  | 11/21/2023 | 99189 | 205785516 | 11/21/2023
Rheem Sales Company, Inc. | CLIMATEMASTER | RGEA14042AJT101AC | Federally-Regulated Consumer Product | Weatherized Non-Condensing Gas | 1494 | 265 |  | 11/21/2023 | 99609 | 206606672 | 11/21/2023
Rheem Sales Company, Inc. | CLIMATEMASTER | RGEAZR030AJT08XNA | Federally-Regulated Consumer Product | Weatherized Non-Condensing Gas | 1216 | 253 |  | 11/21/2023 | 80365 | 208699110 | 11/21/2023
Rheem Sales Company, Inc. | CLIMATEMASTER | RGEAZR024AJT06UNA | Federally-Regulated Consumer Product | Weatherized Non-Condensing Gas | 1236 | 253 |  | 11/21/2023 | 61566 | 208699103 | 11/21/2023
Rheem Sales Company, Inc. | CLIMATEMASTER | RGECZR036AJT07**C | Federally-Regulated Consumer Product | Weatherized Non-Condensing Gas | 1475 | 165 |  | 11/21/2023 | 53157 | 208503341 | 11/21/2023
Rheem Sales Company, Inc. | CLIMATEMASTER | RGEAZR048AJT101NA | Federally-Regulated Consumer Product | Weatherized Non-Condensing Gas | 2001 | 287 |  | 11/21/2023 | 101705 | 208699098 | 11/21/2023
Rheem Sales Company, Inc. | CLIMATEMASTER | RGEAZR030AJT06XNA | Federally-Regulated Consumer Product | Weatherized Non-Condensing Gas | 1342 | 258 |  | 11/21/2023 | 61240 | 208699109 | 11/21/2023
Rheem Sales Company, Inc. | CLIMATEMASTER | RGEAZR030AJT061NA | Federally-Regulated Consumer Product | Weatherized Non-Condensing Gas | 1342 | 258 |  | 11/21/2023 | 61240 | 208699090 | 11/21/2023
Rheem Sales Company, Inc. | CLIMATEMASTER | RGECZR060AJT12**C | Federally-Regulated Consumer Product | Weatherized Non-Condensing Gas | 2183 | 266 |  | 11/21/2023 | 83968 | 210279567 | 11/21/2023
Rheem Sales Company, Inc. | CLIMATEMASTER | RGEAZR036AJT08XNA | Federally-Regulated Consumer Product | Weatherized Non-Condensing Gas | 1387 | 260 |  | 11/21/2023 | 80632 | 208699114 | 11/21/2023
Rheem Sales Company, Inc. | CLIMATEMASTER | RGEAZR042AJT08XNA | Federally-Regulated Consumer Product | Weatherized Non-Condensing Gas | 1820 | 279 |  | 11/21/2023 | 81578 | 208699117 | 11/21/2023
Rheem Sales Company, Inc. | CLIMATEMASTER | RGEAZR024AJT081NA | Federally-Regulated Consumer Product | Weatherized Non-Condensing Gas | 1202 | 252 |  | 11/21/2023 | 79659 | 208699088 | 11/21/2023
Rheem Sales Company, Inc. | CLIMATEMASTER | RGEAZR060AJT10XNA | Federally-Regulated Consumer Product | Weatherized Non-Condensing Gas | 2131 | 293 |  | 11/21/2023 | 101980 | 208699125 | 11/21/2023
Rheem Sales Company, Inc. | CLIMATEMASTER | RGEAZR024AJT061NA | Federally-Regulated Consumer Product | Weatherized Non-Condensing Gas | 1270 | 255 |  | 11/21/2023 | 61123 | 208699087 | 11/21/2023
Rheem Sales Company, Inc. | Fujitsu | FF80SV407017UHUCAAP | Federally-Regulated Consumer Product | Non-Weatherized, Non-Condensin | 1723 | 258 |  | 11/21/2023 | 70568 | 211873308 | 11/21/2023
Rheem Sales Company, Inc. | Fujitsu | FF75173LT80D | Federally-Regulated Consumer Product | Non-Weatherized, Non-Condensin | 1324 | 240 |  | 11/21/2023 | 52495 | 10515042 | 11/21/2023
Rheem Sales Company, Inc. | Fujitsu | RGEAZR060AJT101NA | Federally-Regulated Consumer Product | Weatherized Non-Condensing Gas | 2131 | 293 |  | 11/21/2023 | 101980 | 208698999 | 11/21/2023
Rheem Sales Company, Inc. | Fujitsu | RGEAZR042AJT08XNA | Federally-Regulated Consumer Product | Weatherized Non-Condensing Gas | 1820 | 279 |  | 11/21/2023 | 81578 | 208699016 | 11/21/2023
Rheem Sales Company, Inc. | Fujitsu | FF75214LT80D | Federally-Regulated Consumer Product | Non-Weatherized, Non-Condensin | 2017 | 271 |  | 11/21/2023 | 52471 | 10515088 | 11/21/2023
Rheem Sales Company, Inc. | Fujitsu | FF125245LT80Y | Federally-Regulated Consumer Product | Non-Weatherized, Non-Condensin | 2322 | 284 |  | 11/21/2023 | 87684 | 10515093 | 11/21/2023
Rheem Sales Company, Inc. | Fujitsu | RGEA14042AJT101AC | Federally-Regulated Consumer Product | Weatherized Non-Condensing Gas | 1494 | 265 |  | 05/26/2023 | 99609 | 206606690 | 11/21/2023
Rheem Sales Company, Inc. | Fujitsu | RGEA16036AJV062AB | Federally-Regulated Consumer Product | Weatherized Non-Condensing Gas | 1648 | 259 |  | 05/26/2023 | 76362 | 205785655 | 11/21/2023
Rheem Sales Company, Inc. | Fujitsu | RGECZR060AJT12**C | Federally-Regulated Consumer Product | Weatherized Non-Condensing Gas | 2183 | 266 |  | 11/21/2023 | 83968 | 210279562 | 11/21/2023
Rheem Sales Company, Inc. | Fujitsu | FF95ST507021M4S | Federally-Regulated Consumer Product | Non-Weatherized, Condensing Ga | 1983 | 282 |  | 11/21/2023 | 70360 | 208676617 | 11/21/2023
Rheem Sales Company, Inc. | Fujitsu | FF80SV512524UHNCAAP | Federally-Regulated Consumer Product | Non-Weatherized, Non-Condensin | 2076 | 258 |  | 11/21/2023 | 124802 | 210802788 | 11/21/2023
Rheem Sales Company, Inc. | Fujitsu | FF80SV407517DZSCAAP | Federally-Regulated Consumer Product | Non-Weatherized, Non-Condensin | 1680 | 255 |  | 11/21/2023 | 76001 | 210727884 | 11/21/2023
Rheem Sales Company, Inc. | Fujitsu | RGEAZR036AJT06XNA | Federally-Regulated Consumer Product | Weatherized Non-Condensing Gas | 1259 | 254 |  | 11/21/2023 | 58986 | 208699011 | 11/21/2023
Rheem Sales Company, Inc. | Fujitsu | RGEAZR048AJT101NA | Federally-Regulated Consumer Product | Weatherized Non-Condensing Gas | 2001 | 287 |  | 11/21/2023 | 101705 | 208698997 | 11/21/2023
Rheem Sales Company, Inc. | Fujitsu | FF80SV510021DZNCAAP | Federally-Regulated Consumer Product | Non-Weatherized, Non-Condensin | 2095 | 257 |  | 11/21/2023 | 100302 | 210727889 | 11/21/2023
Rheem Sales Company, Inc. | Fujitsu | FF95SV507021M4S | Federally-Regulated Consumer Product | Non-Weatherized, Condensing Ga | 1835 | 248 |  | 11/21/2023 | 69808 | 208676631 | 11/21/2023
Rheem Sales Company, Inc. | Fujitsu | RGEAZR036AJT06UNA | Federally-Regulated Consumer Product | Weatherized Non-Condensing Gas | 1434 | 262 |  | 11/21/2023 | 60723 | 208699010 | 11/21/2023
Rheem Sales Company, Inc. | Fujitsu | RGEAZR060AJT081NA | Federally-Regulated Consumer Product | Weatherized Non-Condensing Gas | 2041 | 289 |  | 11/21/2023 | 79422 | 208698998 | 11/21/2023
Rheem Sales Company, Inc. | Fujitsu | FF80TV305014UHSCAAP | Federally-Regulated Consumer Product | Non-Weatherized, Non-Condensin | 1318 | 240 |  | 11/21/2023 | 35484 | 210727894 | 11/21/2023
Rheem Sales Company, Inc. | Fujitsu | RGEAZR048AJT10XNA | Federally-Regulated Consumer Product | Weatherized Non-Condensing Gas | 2001 | 287 |  | 11/21/2023 | 101705 | 208699021 | 11/21/2023
Rheem Sales Company, Inc. | Fujitsu | FF80SV512524UHS | Federally-Regulated Consumer Product | Non-Weatherized, Non-Condensin | 2076 | 258 |  | 11/21/2023 | 124802 | 208676639 | 11/21/2023
Rheem Sales Company, Inc. | Fujitsu | FF80ST407017UHUNA | Federally-Regulated Consumer Product | Non-Weatherized, Non-Condensin | 1823 | 262 |  | 11/21/2023 | 70109 | 208486670 | 11/21/2023
Rheem Sales Company, Inc. | Fujitsu | RGEAZR024AJT08XNA | Federally-Regulated Consumer Product | Weatherized Non-Condensing Gas | 1202 | 252 |  | 11/21/2023 | 79659 | 208699004 | 11/21/2023
Rheem Sales Company, Inc. | Fujitsu | FF80SV405017UHNCAAP | Federally-Regulated Consumer Product | Non-Weatherized, Non-Condensin | 1682 | 256 |  | 11/21/2023 | 50501 | 211873305 | 11/21/2023
Rheem Sales Company, Inc. | Fujitsu | RGEAZR036AJT08XNA | Federally-Regulated Consumer Product | Weatherized Non-Condensing Gas | 1387 | 260 |  | 11/21/2023 | 80632 | 208699013 | 11/21/2023
Rheem Sales Company, Inc. | Fujitsu | FF92SV507021M4S | Federally-Regulated Consumer Product | Non-Weatherized, Condensing Ga | 1835 | 248 |  | 11/21/2023 | 69808 | 208676624 | 11/21/2023
Rheem Sales Company, Inc. | Fujitsu | FF100215LT80D | Federally-Regulated Consumer Product | Non-Weatherized, Non-Condensin | 2291 | 283 |  | 11/21/2023 | 70210 | 10515090 | 11/21/2023
Rheem Sales Company, Inc. | Fujitsu | RGEAZR042AJT10XNA | Federally-Regulated Consumer Product | Weatherized Non-Condensing Gas | 1774 | 277 |  | 11/21/2023 | 100987 | 208699017 | 11/21/2023
Rheem Sales Company, Inc. | Fujitsu | RGEAZR030AJT061NA | Federally-Regulated Consumer Product | Weatherized Non-Condensing Gas | 1342 | 258 |  | 11/21/2023 | 61240 | 208698989 | 11/21/2023
Rheem Sales Company, Inc. | Fujitsu | RGEAZR042AJT08UNA | Federally-Regulated Consumer Product | Weatherized Non-Condensing Gas | 1635 | 271 |  | 11/21/2023 | 80943 | 208699015 | 11/21/2023
Rheem Sales Company, Inc. | Fujitsu | FF80ST507521DZSNA*S | Federally-Regulated Consumer Product | Non-Weatherized, Non-Condensin | 1883 | 265 |  | 11/21/2023 | 75029 | 208430078 | 11/21/2023
Rheem Sales Company, Inc. | Fujitsu | RGECZR036AJT07**C | Federally-Regulated Consumer Product | Weatherized Non-Condensing Gas | 1475 | 165 |  | 11/21/2023 | 53157 | 208503410 | 11/21/2023
Rheem Sales Company, Inc. | Fujitsu | RGEAZR030AJT041NA | Federally-Regulated Consumer Product | Weatherized Non-Condensing Gas | 1342 | 258 |  | 11/21/2023 | 39842 | 208698988 | 11/21/2023
Rheem Sales Company, Inc. | Fujitsu | RGEAZR042AJT081NA | Federally-Regulated Consumer Product | Weatherized Non-Condensing Gas | 1820 | 279 |  | 11/21/2023 | 81578 | 208698994 | 11/21/2023
Rheem Sales Company, Inc. | Fujitsu | FF80SV507521DZSCAAP | Federally-Regulated Consumer Product | Non-Weatherized, Non-Condensin | 2163 | 277 |  | 11/21/2023 | 75029 | 210727887 | 11/21/2023
Rheem Sales Company, Inc. | Fujitsu | RGECZR048AJT12**C | Federally-Regulated Consumer Product | Weatherized Non-Condensing Gas | 1902 | 259 |  | 11/21/2023 | 84032 | 210279560 | 11/21/2023
Rheem Sales Company, Inc. | Fujitsu | FF80SV512524DZSCAAP | Federally-Regulated Consumer Product | Non-Weatherized, Non-Condensin | 2075 | 273 |  | 11/21/2023 | 124289 | 210727893 | 11/21/2023
Rheem Sales Company, Inc. | Fujitsu | RGEAZR036AJT08UNA | Federally-Regulated Consumer Product | Weatherized Non-Condensing Gas | 1382 | 260 |  | 11/21/2023 | 80891 | 208699012 | 11/21/2023
Rheem Sales Company, Inc. | Fujitsu | RGEA14030AJT04UAA | Federally-Regulated Consumer Product | Weatherized Non-Condensing Gas | 1189 | 251 |  | 05/26/2023 | 39887 | 205965577 | 11/21/2023
Rheem Sales Company, Inc. | Fujitsu | FF96TV304017M4SCA*P | Federally-Regulated Consumer Product | Non-Weatherized, Condensing Ga | 1248 | 250 |  | 11/21/2023 | 29623 | 208430098 | 11/21/2023
Rheem Sales Company, Inc. | Fujitsu | RGEA14048AJT101AB | Federally-Regulated Consumer Product | Weatherized Non-Condensing Gas | 1809 | 279 |  | 05/26/2023 | 99189 | 204117040 | 11/21/2023
Rheem Sales Company, Inc. | Fujitsu | FF80ST512524UHNNA*S | Federally-Regulated Consumer Product | Non-Weatherized, Non-Condensin | 1991 | 270 |  | 11/21/2023 | 123598 | 208430075 | 11/21/2023
Rheem Sales Company, Inc. | Fujitsu | RGEAZR036AJT101NA | Federally-Regulated Consumer Product | Weatherized Non-Condensing Gas | 1380 | 260 |  | 11/21/2023 | 100130 | 208698993 | 11/21/2023
Rheem Sales Company, Inc. | Fujitsu | RGEA14030AJT081AC | Federally-Regulated Consumer Product | Weatherized Non-Condensing Gas | 1147 | 249 |  | 11/21/2023 | 79965 | 206606680 | 11/21/2023
Rheem Sales Company, Inc. | Fujitsu | RGEA16024AJV062AB | Federally-Regulated Consumer Product | Weatherized Non-Condensing Gas | 1358 | 259 |  | 05/26/2023 | 46205 | 205785653 | 11/21/2023
Rheem Sales Company, Inc. | Fujitsu | RGEAZR030AJT06XNA | Federally-Regulated Consumer Product | Weatherized Non-Condensing Gas | 1342 | 258 |  | 11/21/2023 | 61240 | 208699008 | 11/21/2023
Rheem Sales Company, Inc. | Fujitsu | FF80SV305014UHNCAAP | Federally-Regulated Consumer Product | Non-Weatherized, Non-Condensin | 1308 | 184 |  | 11/21/2023 | 50472 | 210802781 | 11/21/2023
Rheem Sales Company, Inc. | Fujitsu | FF80SV407517UHS | Federally-Regulated Consumer Product | Non-Weatherized, Non-Condensin | 1830 | 223 |  | 11/21/2023 | 75693 | 208676636 | 11/21/2023
Rheem Sales Company, Inc. | Fujitsu | RGEA16036AJV06TAB | Federally-Regulated Consumer Product | Weatherized Non-Condensing Gas | 1648 | 259 |  | 05/26/2023 | 76362 | 205785656 | 11/21/2023
Rheem Sales Company, Inc. | Fujitsu | RGEAZR036AJT061NA | Federally-Regulated Consumer Product | Weatherized Non-Condensing Gas | 1259 | 254 |  | 11/21/2023 | 58986 | 208698991 | 11/21/2023
Rheem Sales Company, Inc. | Fujitsu | RGEAZR060AJT08XNA | Federally-Regulated Consumer Product | Weatherized Non-Condensing Gas | 2041 | 289 |  | 11/21/2023 | 79422 | 208699022 | 11/21/2023
Rheem Sales Company, Inc. | Fujitsu | FF80TV305014UHSCA*P | Federally-Regulated Consumer Product | Non-Weatherized, Non-Condensin | 1318 | 240 |  | 11/21/2023 | 35484 | 208430086 | 11/21/2023
Rheem Sales Company, Inc. | Fujitsu | FF80SV405017UHSCAAP | Federally-Regulated Consumer Product | Non-Weatherized, Non-Condensin | 1682 | 256 |  | 11/21/2023 | 50501 | 211873306 | 11/21/2023
Rheem Sales Company, Inc. | Fujitsu | FF80SV407517DZNCAAP | Federally-Regulated Consumer Product | Non-Weatherized, Non-Condensin | 1680 | 255 |  | 11/21/2023 | 76001 | 210727882 | 11/21/2023
Rheem Sales Company, Inc. | Fujitsu | RGEAZR048AJT08UNA | Federally-Regulated Consumer Product | Weatherized Non-Condensing Gas | 2026 | 288 |  | 11/21/2023 | 80019 | 208699018 | 11/21/2023
Rheem Sales Company, Inc. | Fujitsu | RGEAZR024AJT081NA | Federally-Regulated Consumer Product | Weatherized Non-Condensing Gas | 1202 | 252 |  | 11/21/2023 | 79659 | 208698987 | 11/21/2023
Rheem Sales Company, Inc. | Fujitsu | FF80TV407517DZNCAAP | Federally-Regulated Consumer Product | Non-Weatherized, Non-Condensin | 1628 | 254 |  | 11/21/2023 | 52707 | 211873314 | 11/21/2023
Rheem Sales Company, Inc. | Fujitsu | RGECZR048AJT07**C | Federally-Regulated Consumer Product | Weatherized Non-Condensing Gas | 1873 | 167 |  | 11/21/2023 | 52596 | 210279559 | 11/21/2023
Rheem Sales Company, Inc. | Fujitsu | RGEAZR024AJT06UNA | Federally-Regulated Consumer Product | Weatherized Non-Condensing Gas | 1236 | 253 |  | 11/21/2023 | 61566 | 208699002 | 11/21/2023
Rheem Sales Company, Inc. | Fujitsu | RGEAZR030AJT06UNA | Federally-Regulated Consumer Product | Weatherized Non-Condensing Gas | 1125 | 248 |  | 11/21/2023 | 60094 | 208699007 | 11/21/2023
Rheem Sales Company, Inc. | Fujitsu | RGEAZR060AJT10XNA | Federally-Regulated Consumer Product | Weatherized Non-Condensing Gas | 2131 | 293 |  | 11/21/2023 | 101980 | 208699024 | 11/21/2023
Rheem Sales Company, Inc. | Fujitsu | FF80SV507521DZNCAAP | Federally-Regulated Consumer Product | Non-Weatherized, Non-Condensin | 2163 | 277 |  | 11/21/2023 | 75029 | 210727885 | 11/21/2023
Rheem Sales Company, Inc. | Fujitsu | FF80SV305014DZSCAAP | Federally-Regulated Consumer Product | Non-Weatherized, Non-Condensin | 1295 | 239 |  | 11/21/2023 | 51119 | 210727881 | 11/21/2023
Rheem Sales Company, Inc. | Fujitsu | RGEAZR030AJT081NA | Federally-Regulated Consumer Product | Weatherized Non-Condensing Gas | 1216 | 253 |  | 11/21/2023 | 80365 | 208698990 | 11/21/2023
Rheem Sales Company, Inc. | Fujitsu | RGEAZR024AJT06XNA | Federally-Regulated Consumer Product | Weatherized Non-Condensing Gas | 1270 | 255 |  | 11/21/2023 | 61123 | 208699003 | 11/21/2023
Rheem Sales Company, Inc. | Fujitsu | RGEAZR024AJT041NA | Federally-Regulated Consumer Product | Weatherized Non-Condensing Gas | 1205 | 252 |  | 11/21/2023 | 40798 | 208698985 | 11/21/2023
Rheem Sales Company, Inc. | Fujitsu | RGEAZR030AJT04XNA | Federally-Regulated Consumer Product | Weatherized Non-Condensing Gas | 1342 | 258 |  | 11/21/2023 | 39842 | 208699006 | 11/21/2023
Rheem Sales Company, Inc. | Fujitsu | FF80SV305014UHS | Federally-Regulated Consumer Product | Non-Weatherized, Non-Condensin | 1308 | 184 |  | 11/21/2023 | 50472 | 208676635 | 11/21/2023
Rheem Sales Company, Inc. | Fujitsu | FF80SV507521UHS | Federally-Regulated Consumer Product | Non-Weatherized, Non-Condensin | 1813 | 235 |  | 11/21/2023 | 75573 | 208676637 | 11/21/2023
Rheem Sales Company, Inc. | Fujitsu | FF80TV507521DZNCAAP | Federally-Regulated Consumer Product | Non-Weatherized, Non-Condensin | 2041 | 272 |  | 11/21/2023 | 52592 | 211873316 | 11/21/2023
Rheem Sales Company, Inc. | Fujitsu | FF80SV512524DZNCAAP | Federally-Regulated Consumer Product | Non-Weatherized, Non-Condensin | 2075 | 273 |  | 11/21/2023 | 124289 | 210727892 | 11/21/2023
Rheem Sales Company, Inc. | Fujitsu | FF95ST307017M4S | Federally-Regulated Consumer Product | Non-Weatherized, Condensing Ga | 1362 | 255 |  | 11/21/2023 | 69960 | 208676616 | 11/21/2023
Rheem Sales Company, Inc. | Fujitsu | FF100215TT96M | Federally-Regulated Consumer Product | Non-Weatherized, Condensing Ga | 1930 | 280 |  | 11/21/2023 | 69202 | 10515072 | 11/21/2023
Rheem Sales Company, Inc. | Fujitsu | RGECZR060AJT07**C | Federally-Regulated Consumer Product | Weatherized Non-Condensing Gas | 2336 | 182 |  | 11/21/2023 | 52310 | 210279561 | 11/21/2023
Rheem Sales Company, Inc. | Fujitsu | FF75214LT80Y | Federally-Regulated Consumer Product | Non-Weatherized, Non-Condensin | 2017 | 271 |  | 11/21/2023 | 52471 | 10515089 | 11/21/2023
Rheem Sales Company, Inc. | Fujitsu | RGEAZR024AJT04XNA | Federally-Regulated Consumer Product | Weatherized Non-Condensing Gas | 1205 | 252 |  | 11/21/2023 | 40798 | 208699001 | 11/21/2023
Rheem Sales Company, Inc. | Fujitsu | RGEAZR048AJT081NA | Federally-Regulated Consumer Product | Weatherized Non-Condensing Gas | 1847 | 280 |  | 11/21/2023 | 80515 | 208698996 | 11/21/2023
Rheem Sales Company, Inc. | Fujitsu | RGEA14036AJT06UAA | Federally-Regulated Consumer Product | Weatherized Non-Condensing Gas | 1434 | 262 |  | 11/21/2023 | 60723 | 205965579 | 11/21/2023
Rheem Sales Company, Inc. | Fujitsu | RGEAZR030AJT08XNA | Federally-Regulated Consumer Product | Weatherized Non-Condensing Gas | 1216 | 253 |  | 11/21/2023 | 80365 | 208699009 | 11/21/2023
Rheem Sales Company, Inc. | Fujitsu | FF98MV508521UPS*A | Federally-Regulated Consumer Product | Non-Weatherized, Condensing Ga | 2209 | 292 |  | 11/21/2023 | 33631 | 208157109 | 11/21/2023
Rheem Sales Company, Inc. | Fujitsu | RGEAZR036AJT10XNA | Federally-Regulated Consumer Product | Weatherized Non-Condensing Gas | 1380 | 260 |  | 11/21/2023 | 100130 | 208699014 | 11/21/2023
Rheem Sales Company, Inc. | Fujitsu | RGEAZR048AJT10UNA | Federally-Regulated Consumer Product | Weatherized Non-Condensing Gas | 1832 | 280 |  | 11/21/2023 | 100370 | 208699020 | 11/21/2023
Rheem Sales Company, Inc. | Fujitsu | FF80SV510021UHNCAAP | Federally-Regulated Consumer Product | Non-Weatherized, Non-Condensin | 2027 | 188 |  | 11/21/2023 | 100725 | 210802786 | 11/21/2023
Rheem Sales Company, Inc. | Fujitsu | RGEAZR036AJT081NA | Federally-Regulated Consumer Product | Weatherized Non-Condensing Gas | 1387 | 260 |  | 11/21/2023 | 80632 | 208698992 | 11/21/2023
Rheem Sales Company, Inc. | Fujitsu | RGEAZR048AJT08XNA | Federally-Regulated Consumer Product | Weatherized Non-Condensing Gas | 1847 | 280 |  | 11/21/2023 | 80515 | 208699019 | 11/21/2023
Rheem Sales Company, Inc. | Fujitsu | RGEAZR024AJT061NA | Federally-Regulated Consumer Product | Weatherized Non-Condensing Gas | 1270 | 255 |  | 11/21/2023 | 61123 | 208698986 | 11/21/2023
Rheem Sales Company, Inc. | Fujitsu | FF80SV305014DZNCAAP | Federally-Regulated Consumer Product | Non-Weatherized, Non-Condensin | 2163 | 277 |  | 11/21/2023 | 51119 | 210727879 | 11/21/2023
Rheem Sales Company, Inc. | Fujitsu | FF92ST507021M4S | Federally-Regulated Consumer Product | Non-Weatherized, Condensing Ga | 1983 | 282 |  | 11/21/2023 | 70360 | 208676610 | 11/21/2023
Rheem Sales Company, Inc. | Fujitsu | FF80SV407517UHNCAAP | Federally-Regulated Consumer Product | Non-Weatherized, Non-Condensin | 1830 | 223 |  | 11/21/2023 | 75693 | 210802783 | 11/21/2023
Rheem Sales Company, Inc. | Fujitsu | FF80ST512524UHSNA*S | Federally-Regulated Consumer Product | Non-Weatherized, Non-Condensin | 1991 | 270 |  | 11/21/2023 | 123598 | 208430070 | 11/21/2023
Rheem Sales Company, Inc. | Fujitsu | RGEAZR030AJT04UNA | Federally-Regulated Consumer Product | Weatherized Non-Condensing Gas | 1189 | 251 |  | 11/21/2023 | 39887 | 208699005 | 11/21/2023
Rheem Sales Company, Inc. | Fujitsu | FF75173LT80Y | Federally-Regulated Consumer Product | Non-Weatherized, Non-Condensin | 1324 | 240 |  | 11/21/2023 | 52495 | 10515087 | 11/21/2023
Rheem Sales Company, Inc. | Fujitsu | FF80SV507521UHNCAAP | Federally-Regulated Consumer Product | Non-Weatherized, Non-Condensin | 1813 | 235 |  | 11/21/2023 | 75573 | 210802784 | 11/21/2023
Rheem Sales Company, Inc. | Fujitsu | RGEAZR024AJT04UNA | Federally-Regulated Consumer Product | Weatherized Non-Condensing Gas | 1181 | 251 |  | 11/21/2023 | 40068 | 208699000 | 11/21/2023
Rheem Sales Company, Inc. | Fujitsu | FF125245LT80D | Federally-Regulated Consumer Product | Non-Weatherized, Non-Condensin | 2322 | 284 |  | 11/21/2023 | 87684 | 10515092 | 11/21/2023
Rheem Sales Company, Inc. | Fujitsu | FF80SV510021UHS | Federally-Regulated Consumer Product | Non-Weatherized, Non-Condensin | 2027 | 188 |  | 11/21/2023 | 100725 | 208676638 | 11/21/2023
Rheem Sales Company, Inc. | Fujitsu | RGEAZR042AJT101NA | Federally-Regulated Consumer Product | Weatherized Non-Condensing Gas | 1774 | 277 |  | 11/21/2023 | 100987 | 208698995 | 11/21/2023
Rheem Sales Company, Inc. | Fujitsu | FF80SV510021DZSCAAP | Federally-Regulated Consumer Product | Non-Weatherized, Non-Condensin | 2095 | 257 |  | 11/21/2023 | 100302 | 210727890 | 11/21/2023
Rheem Sales Company, Inc. | Fujitsu | RGECZR036AJT10**C | Federally-Regulated Consumer Product | Weatherized Non-Condensing Gas | 1576 | 218 |  | 11/21/2023 | 100764 | 210279558 | 11/21/2023
Rheem Sales Company, Inc. | Fujitsu | RGEAZR060AJT10UNA | Federally-Regulated Consumer Product | Weatherized Non-Condensing Gas | 1911 | 283 |  | 11/21/2023 | 99261 | 208699023 | 11/21/2023
Rheem Sales Company, Inc. | Weatherking | RGEAZR048AJT08XNA | Federally-Regulated Consumer Product | Weatherized Non-Condensing Gas | 1847 | 280 |  | 11/21/2023 | 80515 | 208676562 | 11/21/2023
Rheem Sales Company, Inc. | Weatherking | W951T0705A21M4 | Federally-Regulated Consumer Product | Non-Weatherized, Condensing Ga | 1983 | 282 |  | 11/21/2023 | 70360 | 208663430 | 11/21/2023
Rheem Sales Company, Inc. | Weatherking | RGECZT036AJT07**C | Federally-Regulated Consumer Product | Weatherized Non-Condensing Gas | 1475 | 165 |  | 11/21/2023 | 53157 | 212604391 | 11/21/2023
Rheem Sales Company, Inc. | Weatherking | RGEAZR030AJT04XNA | Federally-Regulated Consumer Product | Weatherized Non-Condensing Gas | 1342 | 258 |  | 11/21/2023 | 39842 | 208676497 | 11/21/2023
Rheem Sales Company, Inc. | Weatherking | W801T0504A17UHSNAS | Federally-Regulated Consumer Product | Non-Weatherized, Non-Condensin | 1517 | 249 |  | 11/21/2023 | 50545 | 211806587 | 11/21/2023
Rheem Sales Company, Inc. | Weatherking | RGECZT060AJT07**C | Federally-Regulated Consumer Product | Weatherized Non-Condensing Gas | 2336 | 182 |  | 11/21/2023 | 52310 | 212604415 | 11/21/2023
Rheem Sales Company, Inc. | Weatherking | W802W0504A17UHSBAS | Federally-Regulated Consumer Product | Non-Weatherized, Non-Condensin | 1712 | 257 |  | 11/21/2023 | 34534 | 211871338 | 11/21/2023
Rheem Sales Company, Inc. | Weatherking | W951W0603A17UHUBAS | Federally-Regulated Consumer Product | Non-Weatherized, Condensing Ga | 1246 | 250 |  | 11/21/2023 | 56140 | 212921456 | 11/21/2023
Rheem Sales Company, Inc. | Weatherking | W801T0704A17UHU | Federally-Regulated Consumer Product | Non-Weatherized, Non-Condensin | 1823 | 262 |  | 11/21/2023 | 70109 | 208430294 | 11/21/2023
Rheem Sales Company, Inc. | Weatherking | W802W0503A14DZNBAS | Federally-Regulated Consumer Product | Non-Weatherized, Non-Condensin | 1250 | 237 |  | 11/21/2023 | 34844 | 211871335 | 11/21/2023
Rheem Sales Company, Inc. | Weatherking | RGEAZR024AJT061NA | Federally-Regulated Consumer Product | Weatherized Non-Condensing Gas | 1270 | 255 |  | 11/21/2023 | 61123 | 208676397 | 11/21/2023
Rheem Sales Company, Inc. | Weatherking | W802W1255A24DZSBAS | Federally-Regulated Consumer Product | Non-Weatherized, Non-Condensin | 2179 | 278 |  | 11/21/2023 | 86625 | 211806386 | 11/21/2023
Rheem Sales Company, Inc. | Weatherking | RGEAZR036AJT08UNA | Federally-Regulated Consumer Product | Weatherized Non-Condensing Gas | 1382 | 260 |  | 11/21/2023 | 80891 | 208676527 | 11/21/2023
Rheem Sales Company, Inc. | Weatherking | RGEAZR030AJT06UNA | Federally-Regulated Consumer Product | Weatherized Non-Condensing Gas | 1125 | 248 |  | 11/21/2023 | 60094 | 208676502 | 11/21/2023
Rheem Sales Company, Inc. | Weatherking | RGEAZR024AJT06XNA | Federally-Regulated Consumer Product | Weatherized Non-Condensing Gas | 1270 | 255 |  | 11/21/2023 | 61123 | 208676482 | 11/21/2023
Rheem Sales Company, Inc. | Weatherking | RGEAZR060AJT10UNA | Federally-Regulated Consumer Product | Weatherized Non-Condensing Gas | 1911 | 283 |  | 11/21/2023 | 99261 | 208676582 | 11/21/2023
Rheem Sales Company, Inc. | Weatherking | RGEAZR024AJT081NA | Federally-Regulated Consumer Product | Weatherized Non-Condensing Gas | 1202 | 252 |  | 11/21/2023 | 79659 | 208676402 | 11/21/2023
Rheem Sales Company, Inc. | Weatherking | W96TA0852521MSA | Federally-Regulated Consumer Product | Non-Weatherized, Condensing Ga | 2115 | 288 |  | 11/21/2023 | 58240 | 9950855 | 11/21/2023
Rheem Sales Company, Inc. | Weatherking | RGEAZR048AJT10UNA | Federally-Regulated Consumer Product | Weatherized Non-Condensing Gas | 1832 | 280 |  | 11/21/2023 | 100370 | 208676567 | 11/21/2023
Rheem Sales Company, Inc. | Weatherking | RGEAZR036AJT08XNA | Federally-Regulated Consumer Product | Weatherized Non-Condensing Gas | 1387 | 260 |  | 11/21/2023 | 80632 | 208676532 | 11/21/2023
Rheem Sales Company, Inc. | Weatherking | RGEAZR048AJT081NA | Federally-Regulated Consumer Product | Weatherized Non-Condensing Gas | 1847 | 280 |  | 11/21/2023 | 80515 | 208676447 | 11/21/2023
Rheem Sales Company, Inc. | Weatherking | RGEAZR048AJT10XNA | Federally-Regulated Consumer Product | Weatherized Non-Condensing Gas | 2001 | 287 |  | 11/21/2023 | 101705 | 208676572 | 11/21/2023
Rheem Sales Company, Inc. | Weatherking | W96TA0402317MSA | Federally-Regulated Consumer Product | Non-Weatherized, Condensing Ga | 1252 | 250 |  | 11/21/2023 | 29298 | 9950843 | 11/21/2023
Rheem Sales Company, Inc. | Weatherking | RGEAZR030AJT04UNA | Federally-Regulated Consumer Product | Weatherized Non-Condensing Gas | 1189 | 251 |  | 11/21/2023 | 39887 | 208676492 | 11/21/2023
Rheem Sales Company, Inc. | Weatherking | W801W0704A17UHUBAS | Federally-Regulated Consumer Product | Non-Weatherized, Condensing Ga | 1723 | 258 |  | 11/21/2023 | 70568 | 212921629 | 11/21/2023
Rheem Sales Company, Inc. | Weatherking | RGEA14030AJT081AC | Federally-Regulated Consumer Product | Weatherized Non-Condensing Gas | 1147 | 249 |  | 11/21/2023 | 79965 | 206606604 | 11/21/2023
Rheem Sales Company, Inc. | Weatherking | W801W0503A14UH | Federally-Regulated Consumer Product | Non-Weatherized, Non-Condensin | 1308 | 184 |  | 11/21/2023 | 50472 | 208770562 | 11/21/2023
Rheem Sales Company, Inc. | Weatherking | RGEAZR030AJT08XNA | Federally-Regulated Consumer Product | Weatherized Non-Condensing Gas | 1216 | 253 |  | 11/21/2023 | 80365 | 208676512 | 11/21/2023
Rheem Sales Company, Inc. | Weatherking | RGEAZR042AJT081NA | Federally-Regulated Consumer Product | Weatherized Non-Condensing Gas | 1820 | 279 |  | 11/21/2023 | 81578 | 208676437 | 11/21/2023
Rheem Sales Company, Inc. | Weatherking | RGEAZR042AJT10XNA | Federally-Regulated Consumer Product | Weatherized Non-Condensing Gas | 1774 | 277 |  | 11/21/2023 | 100987 | 208676552 | 11/21/2023
Rheem Sales Company, Inc. | Weatherking | RGEA14048AJT101AB | Federally-Regulated Consumer Product | Weatherized Non-Condensing Gas | 1809 | 279 |  | 11/21/2023 | 99189 | 203404496 | 11/21/2023
Rheem Sales Company, Inc. | Weatherking | W801W1005A21UH | Federally-Regulated Consumer Product | Non-Weatherized, Non-Condensin | 2027 | 188 |  | 11/21/2023 | 100725 | 208770565 | 11/21/2023
Rheem Sales Company, Inc. | Weatherking | RGEAZR036AJT10XNA | Federally-Regulated Consumer Product | Weatherized Non-Condensing Gas | 1380 | 260 |  | 11/21/2023 | 100130 | 208676537 | 11/21/2023
Rheem Sales Company, Inc. | Weatherking | W951W0705A21M4 | Federally-Regulated Consumer Product | Non-Weatherized, Condensing Ga | 1835 | 248 |  | 11/21/2023 | 69808 | 208770577 | 11/21/2023
Rheem Sales Company, Inc. | Weatherking | RGEAZR048AJT101NA | Federally-Regulated Consumer Product | Weatherized Non-Condensing Gas | 2001 | 287 |  | 11/21/2023 | 101705 | 208676452 | 11/21/2023
Rheem Sales Company, Inc. | Weatherking | W802W1005A21DZNBAS | Federally-Regulated Consumer Product | Non-Weatherized, Non-Condensin | 2120 | 275 |  | 11/21/2023 | 69817 | 211871339 | 11/21/2023
Rheem Sales Company, Inc. | Weatherking | RGEAZR030AJT041NA | Federally-Regulated Consumer Product | Weatherized Non-Condensing Gas | 1342 | 258 |  | 11/21/2023 | 39842 | 208676407 | 11/21/2023
Rheem Sales Company, Inc. | Weatherking | W802W1005A21DZSBAS | Federally-Regulated Consumer Product | Non-Weatherized, Non-Condensin | 2120 | 275 |  | 11/21/2023 | 69817 | 211871340 | 11/21/2023
Rheem Sales Company, Inc. | Weatherking | W801W0755A21UH | Federally-Regulated Consumer Product | Non-Weatherized, Non-Condensin | 1813 | 235 |  | 11/21/2023 | 75573 | 208770564 | 11/21/2023
Rheem Sales Company, Inc. | Weatherking | RGEAZR024AJT041NA | Federally-Regulated Consumer Product | Weatherized Non-Condensing Gas | 1205 | 252 |  | 11/21/2023 | 40798 | 208676392 | 11/21/2023
Rheem Sales Company, Inc. | Weatherking | W951W0403A17UHUBAS | Federally-Regulated Consumer Product | Non-Weatherized, Condensing Ga | 1335 | 254 |  | 11/21/2023 | 42103 | 212921455 | 11/21/2023
Rheem Sales Company, Inc. | Weatherking | RGECZT048AJT07**C | Federally-Regulated Consumer Product | Weatherized Non-Condensing Gas | 1873 | 167 |  | 11/21/2023 | 52596 | 212604403 | 11/21/2023
Rheem Sales Company, Inc. | Weatherking | W802W1255A24DZNBAS | Federally-Regulated Consumer Product | Non-Weatherized, Non-Condensin | 2179 | 278 |  | 11/21/2023 | 86625 | 211806385 | 11/21/2023
Rheem Sales Company, Inc. | Weatherking | RGEAZR036AJT06UNA | Federally-Regulated Consumer Product | Weatherized Non-Condensing Gas | 1434 | 262 |  | 11/21/2023 | 60723 | 208676517 | 11/21/2023
Rheem Sales Company, Inc. | Weatherking | W802W0754A17DZNBAS | Federally-Regulated Consumer Product | Non-Weatherized, Non-Condensin | 1628 | 254 |  | 11/21/2023 | 52707 | 211774738 | 11/21/2023
Rheem Sales Company, Inc. | Weatherking | W801T1255A24UHN | Federally-Regulated Consumer Product | Non-Weatherized, Non-Condensin | 1991 | 270 |  | 11/21/2023 | 123598 | 208242453 | 11/21/2023
Rheem Sales Company, Inc. | Weatherking | W96TA0702317MSA | Federally-Regulated Consumer Product | Non-Weatherized, Condensing Ga | 1321 | 253 |  | 11/21/2023 | 49242 | 9950851 | 11/21/2023
Rheem Sales Company, Inc. | Weatherking | W801T0504A17UHNNAS | Federally-Regulated Consumer Product | Non-Weatherized, Non-Condensin | 1517 | 249 |  | 11/21/2023 | 50545 | 211806583 | 11/21/2023
Rheem Sales Company, Inc. | Weatherking | RGEAZR030AJT061NA | Federally-Regulated Consumer Product | Weatherized Non-Condensing Gas | 1342 | 258 |  | 11/21/2023 | 61240 | 208676412 | 11/21/2023
Rheem Sales Company, Inc. | Weatherking | RGEAZR060AJT08XNA | Federally-Regulated Consumer Product | Weatherized Non-Condensing Gas | 2041 | 289 |  | 11/21/2023 | 79422 | 208676577 | 11/21/2023
Rheem Sales Company, Inc. | Weatherking | RGECZT036AJT10**C | Federally-Regulated Consumer Product | Weatherized Non-Condensing Gas | 1576 | 218 |  | 11/21/2023 | 100764 | 212604397 | 11/21/2023
Rheem Sales Company, Inc. | Weatherking | W801W0504A17UHNBAS | Federally-Regulated Consumer Product | Non-Weatherized, Non-Condensin | 1682 | 256 |  | 11/21/2023 | 50501 | 211774709 | 11/21/2023
Rheem Sales Company, Inc. | Weatherking | RGEAZR036AJT081NA | Federally-Regulated Consumer Product | Weatherized Non-Condensing Gas | 1387 | 260 |  | 11/21/2023 | 80632 | 208676427 | 11/21/2023
Rheem Sales Company, Inc. | Weatherking | W801W0504A17UHUBAS | Federally-Regulated Consumer Product | Non-Weatherized, Condensing Ga | 1376 | 243 |  | 11/21/2023 | 50203 | 212921628 | 11/21/2023
Rheem Sales Company, Inc. | Weatherking | RGEAZR042AJT08XNA | Federally-Regulated Consumer Product | Weatherized Non-Condensing Gas | 1820 | 279 |  | 11/21/2023 | 81578 | 208676547 | 11/21/2023
Rheem Sales Company, Inc. | Weatherking | RGEAZR024AJT06UNA | Federally-Regulated Consumer Product | Weatherized Non-Condensing Gas | 1236 | 253 |  | 11/21/2023 | 61566 | 208676477 | 11/21/2023
Rheem Sales Company, Inc. | Weatherking | RGEAZR036AJT101NA | Federally-Regulated Consumer Product | Weatherized Non-Condensing Gas | 1380 | 260 |  | 11/21/2023 | 100130 | 208676432 | 11/21/2023
Rheem Sales Company, Inc. | Weatherking | W801W1255A24UH | Federally-Regulated Consumer Product | Non-Weatherized, Non-Condensin | 2076 | 258 |  | 11/21/2023 | 124802 | 208770566 | 11/21/2023
Rheem Sales Company, Inc. | Weatherking | RGECZT060AJT12**C | Federally-Regulated Consumer Product | Weatherized Non-Condensing Gas | 2183 | 266 |  | 11/21/2023 | 83968 | 212604421 | 11/21/2023
Rheem Sales Company, Inc. | Weatherking | W921T0705A21M4 | Federally-Regulated Consumer Product | Non-Weatherized, Condensing Ga | 1983 | 282 |  | 11/21/2023 | 70360 | 208663464 | 11/21/2023
Rheem Sales Company, Inc. | Weatherking | RGEAZS024AJV06XCA | Federally-Regulated Consumer Product | Weatherized Non-Condensing Gas | 1089 | 247 |  | 11/21/2023 | 60430 | 212675822 | 11/21/2023
Rheem Sales Company, Inc. | Weatherking | RGEAZR060AJT10XNA | Federally-Regulated Consumer Product | Weatherized Non-Condensing Gas | 2131 | 293 |  | 11/21/2023 | 101980 | 208676587 | 11/21/2023
Rheem Sales Company, Inc. | Weatherking | W801W0754A17UH | Federally-Regulated Consumer Product | Non-Weatherized, Non-Condensin | 1830 | 223 |  | 11/21/2023 | 75693 | 208770563 | 11/21/2023
Rheem Sales Company, Inc. | Weatherking | W96TA1152524MSA | Federally-Regulated Consumer Product | Non-Weatherized, Condensing Ga | 1935 | 280 |  | 11/21/2023 | 78711 | 9950863 | 11/21/2023
Rheem Sales Company, Inc. | Weatherking | W802W0755A21DZSBAS | Federally-Regulated Consumer Product | Non-Weatherized, Non-Condensin | 2041 | 272 |  | 11/21/2023 | 52592 | 211774741 | 11/21/2023
Rheem Sales Company, Inc. | Weatherking | W802W0754A17DZSBAS | Federally-Regulated Consumer Product | Non-Weatherized, Non-Condensin | 1628 | 254 |  | 11/21/2023 | 52707 | 211774739 | 11/21/2023
Rheem Sales Company, Inc. | Weatherking | RGEAZR030AJT06XNA | Federally-Regulated Consumer Product | Weatherized Non-Condensing Gas | 1342 | 258 |  | 11/21/2023 | 61240 | 208676507 | 11/21/2023
Rheem Sales Company, Inc. | Weatherking | RGEAZR060AJT081NA | Federally-Regulated Consumer Product | Weatherized Non-Condensing Gas | 2041 | 289 |  | 11/21/2023 | 79422 | 208676457 | 11/21/2023
Rheem Sales Company, Inc. | Weatherking | W801W1005A21UHUBAS | Federally-Regulated Consumer Product | Non-Weatherized, Condensing Ga | 1966 | 269 |  | 11/21/2023 | 97612 | 212921630 | 11/21/2023
Rheem Sales Company, Inc. | Weatherking | RGEAZR042AJT101NA | Federally-Regulated Consumer Product | Weatherized Non-Condensing Gas | 1774 | 277 |  | 11/21/2023 | 100987 | 208676442 | 11/21/2023
Rheem Sales Company, Inc. | Weatherking | W951W1005A21UHUBAS | Federally-Regulated Consumer Product | Non-Weatherized, Condensing Ga | 2062 | 286 |  | 11/21/2023 | 94650 | 212921457 | 11/21/2023
Rheem Sales Company, Inc. | Weatherking | RGEAZR036AJT061NA | Federally-Regulated Consumer Product | Weatherized Non-Condensing Gas | 1259 | 254 |  | 11/21/2023 | 58986 | 208676422 | 11/21/2023
Rheem Sales Company, Inc. | Weatherking | RGEAZR030AJT081NA | Federally-Regulated Consumer Product | Weatherized Non-Condensing Gas | 1216 | 253 |  | 11/21/2023 | 80365 | 208676417 | 11/21/2023
Rheem Sales Company, Inc. | Weatherking | W801W0504A17UHSBAS | Federally-Regulated Consumer Product | Non-Weatherized, Non-Condensin | 1682 | 256 |  | 11/21/2023 | 50501 | 211774710 | 11/21/2023
Rheem Sales Company, Inc. | Weatherking | W96TA1002521MSA | Federally-Regulated Consumer Product | Non-Weatherized, Condensing Ga | 1930 | 280 |  | 11/21/2023 | 69202 | 9950859 | 11/21/2023
Rheem Sales Company, Inc. | Weatherking | RGEAZR048AJT08UNA | Federally-Regulated Consumer Product | Weatherized Non-Condensing Gas | 2026 | 288 |  | 11/21/2023 | 80023 | 208676557 | 11/21/2023
Rheem Sales Company, Inc. | Weatherking | RGECZT048AJT12**C | Federally-Regulated Consumer Product | Weatherized Non-Condensing Gas | 1902 | 259 |  | 11/21/2023 | 84032 | 212604409 | 11/21/2023
Rheem Sales Company, Inc. | Weatherking | W802W0755A21DZNBAS | Federally-Regulated Consumer Product | Non-Weatherized, Non-Condensin | 2041 | 272 |  | 11/21/2023 | 52592 | 211774740 | 11/21/2023
Rheem Sales Company, Inc. | Weatherking | W802W0503A14DZSBAS | Federally-Regulated Consumer Product | Non-Weatherized, Non-Condensin | 1250 | 237 |  | 11/21/2023 | 34844 | 211871336 | 11/21/2023
Rheem Sales Company, Inc. | Weatherking | RGEAZR024AJT08XNA | Federally-Regulated Consumer Product | Weatherized Non-Condensing Gas | 1202 | 252 |  | 11/21/2023 | 79659 | 208676487 | 11/21/2023
Rheem Sales Company, Inc. | Weatherking | W802W0504A17UHNBAS | Federally-Regulated Consumer Product | Non-Weatherized, Non-Condensin | 1712 | 257 |  | 11/21/2023 | 34534 | 211871337 | 11/21/2023
Rheem Sales Company, Inc. | Weatherking | RGEAZR042AJT08UNA | Federally-Regulated Consumer Product | Weatherized Non-Condensing Gas | 1635 | 271 |  | 11/21/2023 | 80943 | 208676542 | 11/21/2023
Rheem Sales Company, Inc. | Weatherking | RGEAZR024AJT04XNA | Federally-Regulated Consumer Product | Weatherized Non-Condensing Gas | 1205 | 252 |  | 11/21/2023 | 40798 | 208676472 | 11/21/2023
Rheem Sales Company, Inc. | Weatherking | RGEA14042AJT101AC | Federally-Regulated Consumer Product | Weatherized Non-Condensing Gas | 1494 | 265 |  | 11/21/2023 | 99609 | 206606649 | 11/21/2023
Rheem Sales Company, Inc. | Weatherking | RGEAZR036AJT06XNA | Federally-Regulated Consumer Product | Weatherized Non-Condensing Gas | 1259 | 254 |  | 11/21/2023 | 58986 | 208676522 | 11/21/2023
Rheem Sales Company, Inc. | Weatherking | RGEAZR024AJT04UNA | Federally-Regulated Consumer Product | Weatherized Non-Condensing Gas | 1181 | 251 |  | 11/21/2023 | 40068 | 208676467 | 11/21/2023
Rheem Sales Company, Inc. | Weatherking | W96TA0602317MSA | Federally-Regulated Consumer Product | Non-Weatherized, Condensing Ga | 1342 | 254 |  | 11/21/2023 | 39319 | 9950847 | 11/21/2023
Rheem Sales Company, Inc. | Weatherking | RGEAZR060AJT101NA | Federally-Regulated Consumer Product | Weatherized Non-Condensing Gas | 2131 | 293 |  | 11/21/2023 | 101980 | 208676462 | 11/21/2023
Rheem Sales Company, Inc. | Weatherking | RGEXZS060AJV102 | Federally-Regulated Consumer Product | Weatherized Non-Condensing Gas | 2129 | 188 |  | 11/21/2023 | 70580 | 213352253 | 11/21/2023
Rheem Sales Company, Inc. | Weatherking | RGEXZS048AJV10T | Federally-Regulated Consumer Product | Weatherized Non-Condensing Gas | 1797 | 277 |  | 11/21/2023 | 70225 | 213352246 | 11/21/2023
Rheem Sales Company, Inc. | Weatherking | RGEXZS048AJV102 | Federally-Regulated Consumer Product | Weatherized Non-Condensing Gas | 1797 | 277 |  | 11/21/2023 | 70225 | 213352241 | 11/21/2023
Rheem Sales Company, Inc. | Weatherking | RGEXZS048AJV082 | Federally-Regulated Consumer Product | Weatherized Non-Condensing Gas | 1734 | 168 |  | 11/21/2023 | 57017 | 213352231 | 11/21/2023
Rheem Sales Company, Inc. | Weatherking | W801W1004A17UHNBAS | Federally-Regulated Consumer Product | Non-Weatherized, Non-Condensin | 1896 | 204 |  | 11/21/2023 | 99142 | 213351317 | 11/21/2023
Rheem Sales Company, Inc. | Weatherking | W801W1505A24UHSBAS | Federally-Regulated Consumer Product | Non-Weatherized, Non-Condensin | 2440 | 249 |  | 11/21/2023 | 150642 | 213351318 | 11/21/2023
Rheem Sales Company, Inc. | Weatherking | W801T1505A24UHNNAS | Federally-Regulated Consumer Product | Non-Weatherized, Non-Condensin | 1910 | 233 |  | 11/21/2023 | 150068 | 213351315 | 11/21/2023
Rheem Sales Company, Inc. | Weatherking | RGEXZS048AJV08T | Federally-Regulated Consumer Product | Weatherized Non-Condensing Gas | 1734 | 168 |  | 11/21/2023 | 57017 | 213352236 | 11/21/2023
Rheem Sales Company, Inc. | Weatherking | RGEAZS024AJV061CA | Federally-Regulated Consumer Product | Weatherized Non-Condensing Gas | 1089 | 247 |  | 11/21/2023 | 60430 | 212675818 | 11/21/2023
Rheem Sales Company, Inc. | Weatherking | RGEXZS060AJV08T | Federally-Regulated Consumer Product | Weatherized Non-Condensing Gas | 1950 | 177 |  | 11/21/2023 | 56366 | 213352264 | 11/21/2023
Rheem Sales Company, Inc. | Weatherking | W801W1505A24UHNBAS | Federally-Regulated Consumer Product | Non-Weatherized, Non-Condensin | 2440 | 249 |  | 11/21/2023 | 150642 | 213351319 | 11/21/2023
Rheem Sales Company, Inc. | Weatherking | W801T1505A24UHSNAS | Federally-Regulated Consumer Product | Non-Weatherized, Non-Condensin | 1910 | 233 |  | 11/21/2023 | 150068 | 213351314 | 11/21/2023
Rheem Sales Company, Inc. | Weatherking | W801T1004A17UHNNAS | Federally-Regulated Consumer Product | Non-Weatherized, Non-Condensin | 1448 | 212 |  | 11/21/2023 | 98573 | 213351313 | 11/21/2023
Rheem Sales Company, Inc. | Weatherking | RGEXZS060AJV082 | Federally-Regulated Consumer Product | Weatherized Non-Condensing Gas | 1950 | 177 |  | 11/21/2023 | 56366 | 213352268 | 11/21/2023
Rheem Sales Company, Inc. | Weatherking | W801T1004A17UHSNAS | Federally-Regulated Consumer Product | Non-Weatherized, Non-Condensin | 1448 | 212 |  | 11/21/2023 | 98573 | 213351312 | 11/21/2023
Rheem Sales Company, Inc. | Weatherking | W801W1004A17UHSBAS | Federally-Regulated Consumer Product | Non-Weatherized, Non-Condensin | 1896 | 204 |  | 11/21/2023 | 99142 | 213351316 | 11/21/2023
Rheem Sales Company, Inc. | Weatherking | RGEXZS060AJV10T | Federally-Regulated Consumer Product | Weatherized Non-Condensing Gas | 2129 | 188 |  | 11/21/2023 | 70580 | 213352256 | 11/21/2023
Rheem Sales Company, Inc. | RUSSELL | S801T1505A24UHSNAS | Federally-Regulated Consumer Product | Non-Weatherized, Non-Condensin | 1910 | 233 |  | 11/21/2023 | 150068 | 213351301 | 11/21/2023
Rheem Sales Company, Inc. | RUSSELL | S951V0603A17UHUBAP | Federally-Regulated Consumer Product | Non-Weatherized, Condensing Ga | 1246 | 250 |  | 11/21/2023 | 56140 | 212921451 | 11/21/2023
Rheem Sales Company, Inc. | RUSSELL | RGECZT060AJT07**C | Federally-Regulated Consumer Product | Weatherized Non-Condensing Gas | 2336 | 182 |  | 11/21/2023 | 52310 | 212604412 | 11/21/2023
Rheem Sales Company, Inc. | RUSSELL | S801V1005A21UHUBAP | Federally-Regulated Consumer Product | Non-Weatherized, Non-Condensin | 1966 | 269 |  | 11/21/2023 | 97612 | 211806591 | 11/21/2023
Rheem Sales Company, Inc. | RUSSELL | S801T1505A24UHNNAS | Federally-Regulated Consumer Product | Non-Weatherized, Non-Condensin | 1910 | 233 |  | 11/21/2023 | 150068 | 213351303 | 11/21/2023
Rheem Sales Company, Inc. | RUSSELL | S802V0504A17UHNBAP | Federally-Regulated Consumer Product | Non-Weatherized, Non-Condensin | 1712 | 257 |  | 11/21/2023 | 34534 | 211806601 | 11/21/2023
Rheem Sales Company, Inc. | RUSSELL | RGEAZS024AJV06XCA | Federally-Regulated Consumer Product | Weatherized Non-Condensing Gas | 1089 | 247 |  | 11/21/2023 | 60430 | 212675820 | 11/21/2023
Rheem Sales Company, Inc. | RUSSELL | RGEXZS060AJV082 | Federally-Regulated Consumer Product | Weatherized Non-Condensing Gas | 1950 | 177 |  | 11/21/2023 | 56366 | 213352265 | 11/21/2023
Rheem Sales Company, Inc. | RUSSELL | S801T1004A17UHSNAS | Federally-Regulated Consumer Product | Non-Weatherized, Non-Condensin | 1448 | 212 |  | 11/21/2023 | 98573 | 213351297 | 11/21/2023
Rheem Sales Company, Inc. | RUSSELL | RGEAZS024AJV061CA | Federally-Regulated Consumer Product | Weatherized Non-Condensing Gas | 1089 | 247 |  | 11/21/2023 | 60430 | 212675816 | 11/21/2023
Rheem Sales Company, Inc. | RUSSELL | S802V0503A14DZSBAP | Federally-Regulated Consumer Product | Non-Weatherized, Non-Condensin | 1250 | 237 |  | 11/21/2023 | 34844 | 211806598 | 11/21/2023
Rheem Sales Company, Inc. | RUSSELL | S951V1005A21UHUBAP | Federally-Regulated Consumer Product | Non-Weatherized, Condensing Ga | 2062 | 286 |  | 11/21/2023 | 94650 | 212921453 | 11/21/2023
Rheem Sales Company, Inc. | RUSSELL | S801T0504A17UHSNAS | Federally-Regulated Consumer Product | Non-Weatherized, Non-Condensin | 1517 | 249 |  | 11/21/2023 | 50545 | 211806584 | 11/21/2023
Rheem Sales Company, Inc. | RUSSELL | RGEXZS060AJV10T | Federally-Regulated Consumer Product | Weatherized Non-Condensing Gas | 2129 | 188 |  | 11/21/2023 | 70580 | 213352250 | 11/21/2023
Rheem Sales Company, Inc. | RUSSELL | S802V0503A14DZNBAP | Federally-Regulated Consumer Product | Non-Weatherized, Non-Condensin | 1250 | 237 |  | 11/21/2023 | 34844 | 211806594 | 11/21/2023
Rheem Sales Company, Inc. | RUSSELL | RGEXZS048AJV10T | Federally-Regulated Consumer Product | Weatherized Non-Condensing Gas | 1797 | 277 |  | 11/21/2023 | 70225 | 213352243 | 11/21/2023
Rheem Sales Company, Inc. | RUSSELL | S801V1505A24UHNBAP | Federally-Regulated Consumer Product | Non-Weatherized, Non-Condensin | 2440 | 249 |  | 11/21/2023 | 150642 | 213351311 | 11/21/2023
Rheem Sales Company, Inc. | RUSSELL | RGEXZS048AJV082 | Federally-Regulated Consumer Product | Weatherized Non-Condensing Gas | 1734 | 168 |  | 11/21/2023 | 57017 | 213352228 | 11/21/2023
Rheem Sales Company, Inc. | RUSSELL | S801T0504A17UHNNAS | Federally-Regulated Consumer Product | Non-Weatherized, Non-Condensin | 1517 | 249 |  | 11/21/2023 | 50545 | 211806580 | 11/21/2023
Rheem Sales Company, Inc. | RUSSELL | S801V1004A17UHNBAP | Federally-Regulated Consumer Product | Non-Weatherized, Non-Condensin | 1896 | 204 |  | 11/21/2023 | 99142 | 213351307 | 11/21/2023
Rheem Sales Company, Inc. | RUSSELL | RGEXZS048AJV08T | Federally-Regulated Consumer Product | Weatherized Non-Condensing Gas | 1734 | 168 |  | 11/21/2023 | 57017 | 213352233 | 11/21/2023
Rheem Sales Company, Inc. | RUSSELL | RGEXZS048AJV102 | Federally-Regulated Consumer Product | Weatherized Non-Condensing Gas | 1797 | 277 |  | 11/21/2023 | 70225 | 213352238 | 11/21/2023
Rheem Sales Company, Inc. | RUSSELL | S802V0504A17UHSBAP | Federally-Regulated Consumer Product | Non-Weatherized, Non-Condensin | 1712 | 257 |  | 11/21/2023 | 34534 | 211806606 | 11/21/2023
Rheem Sales Company, Inc. | RUSSELL | RGECZT048AJT12**C | Federally-Regulated Consumer Product | Weatherized Non-Condensing Gas | 1902 | 259 |  | 11/21/2023 | 84032 | 212604406 | 11/21/2023
Rheem Sales Company, Inc. | RUSSELL | S951V0403A17UHUBAP | Federally-Regulated Consumer Product | Non-Weatherized, Condensing Ga | 1335 | 254 |  | 11/21/2023 | 42103 | 212921449 | 11/21/2023
Rheem Sales Company, Inc. | RUSSELL | S801V1505A24UHSBAP | Federally-Regulated Consumer Product | Non-Weatherized, Non-Condensin | 2440 | 249 |  | 11/21/2023 | 150642 | 213351309 | 11/21/2023
Rheem Sales Company, Inc. | RUSSELL | S801V1004A17UHSBAP | Federally-Regulated Consumer Product | Non-Weatherized, Non-Condensin | 1896 | 204 |  | 11/21/2023 | 99142 | 213351305 | 11/21/2023
Rheem Sales Company, Inc. | RUSSELL | RGECZT060AJT12**C | Federally-Regulated Consumer Product | Weatherized Non-Condensing Gas | 2183 | 266 |  | 11/21/2023 | 83968 | 212604418 | 11/21/2023
Rheem Sales Company, Inc. | RUSSELL | RGECZT036AJT07**C | Federally-Regulated Consumer Product | Weatherized Non-Condensing Gas | 1475 | 165 |  | 11/21/2023 | 53157 | 212604388 | 11/21/2023
Rheem Sales Company, Inc. | RUSSELL | S801T1004A17UHNNAS | Federally-Regulated Consumer Product | Non-Weatherized, Non-Condensin | 1448 | 212 |  | 11/21/2023 | 98573 | 213351299 | 11/21/2023
Rheem Sales Company, Inc. | RUSSELL | RGECZT036AJT10**C | Federally-Regulated Consumer Product | Weatherized Non-Condensing Gas | 1576 | 218 |  | 11/21/2023 | 100764 | 212604394 | 11/21/2023
Rheem Sales Company, Inc. | RUSSELL | RGEXZS060AJV102 | Federally-Regulated Consumer Product | Weatherized Non-Condensing Gas | 2129 | 188 |  | 11/21/2023 | 70580 | 213352248 | 11/21/2023
Rheem Sales Company, Inc. | RUSSELL | S801V0504A17UHUBAP | Federally-Regulated Consumer Product | Non-Weatherized, Non-Condensin | 1376 | 243 |  | 11/21/2023 | 50203 | 211806588 | 11/21/2023
Rheem Sales Company, Inc. | RUSSELL | RGECZT048AJT07**C | Federally-Regulated Consumer Product | Weatherized Non-Condensing Gas | 1873 | 167 |  | 11/21/2023 | 52596 | 212604400 | 11/21/2023
Rheem Sales Company, Inc. | RUSSELL | RGEXZS060AJV08T | Federally-Regulated Consumer Product | Weatherized Non-Condensing Gas | 1950 | 177 |  | 11/21/2023 | 56366 | 213352261 | 11/21/2023
Rheem Sales Company, Inc. | Sure | S801V1005A21UH | Federally-Regulated Consumer Product | Non-Weatherized, Non-Condensin | 2027 | 188 |  | 11/21/2023 | 100725 | 208665968 | 11/21/2023
Rheem Sales Company, Inc. | Sure | S801V0754A17UH | Federally-Regulated Consumer Product | Non-Weatherized, Non-Condensin | 1830 | 223 |  | 11/21/2023 | 75693 | 208665960 | 11/21/2023
Rheem Sales Company, Inc. | Sure | S802VA100521ZSB | Federally-Regulated Consumer Product | Non-Weatherized, Non-Condensin | 2291 | 283 |  | 11/21/2023 | 70210 | 8087220 | 11/21/2023
Rheem Sales Company, Inc. | Sure | RGEAZR036AJT081NA | Federally-Regulated Consumer Product | Weatherized Non-Condensing Gas | 1387 | 260 |  | 11/21/2023 | 80632 | 208676426 | 11/21/2023
Rheem Sales Company, Inc. | Sure | RGEAZR030AJT061NA | Federally-Regulated Consumer Product | Weatherized Non-Condensing Gas | 1342 | 258 |  | 11/21/2023 | 61240 | 208676411 | 11/21/2023
Rheem Sales Company, Inc. | Sure | RGEAZR060AJT10UNA | Federally-Regulated Consumer Product | Weatherized Non-Condensing Gas | 1911 | 283 |  | 11/21/2023 | 99261 | 208676581 | 11/21/2023
Rheem Sales Company, Inc. | Sure | RGEAZR036AJT06XNA | Federally-Regulated Consumer Product | Weatherized Non-Condensing Gas | 1259 | 254 |  | 11/21/2023 | 58986 | 208676521 | 11/21/2023
Rheem Sales Company, Inc. | Sure | S802V0754A17DZSBAP | Federally-Regulated Consumer Product | Non-Weatherized, Non-Condensin | 1628 | 254 |  | 11/21/2023 | 52707 | 211774718 | 11/21/2023
Rheem Sales Company, Inc. | Sure | RGECZR036AJT10**C | Federally-Regulated Consumer Product | Weatherized Non-Condensing Gas | 1576 | 218 |  | 11/21/2023 | 100764 | 210279536 | 11/21/2023
Rheem Sales Company, Inc. | Sure | RGEA14048AJT101AB | Federally-Regulated Consumer Product | Weatherized Non-Condensing Gas | 1809 | 279 |  | 11/21/2023 | 99189 | 203404495 | 11/21/2023
Rheem Sales Company, Inc. | Sure | RGEAZR036AJT101NA | Federally-Regulated Consumer Product | Weatherized Non-Condensing Gas | 1380 | 260 |  | 11/21/2023 | 100130 | 208676431 | 11/21/2023
Rheem Sales Company, Inc. | Sure | RGEAZR036AJT08UNA | Federally-Regulated Consumer Product | Weatherized Non-Condensing Gas | 1382 | 260 |  | 11/21/2023 | 80891 | 208676526 | 11/21/2023
Rheem Sales Company, Inc. | Sure | S802V1005A21DZNBAP | Federally-Regulated Consumer Product | Non-Weatherized, Non-Condensin | 2120 | 275 |  | 11/21/2023 | 69817 | 211806610 | 11/21/2023
Rheem Sales Company, Inc. | Sure | RGEAZR030AJT06UNA | Federally-Regulated Consumer Product | Weatherized Non-Condensing Gas | 1125 | 248 |  | 11/21/2023 | 60094 | 208676501 | 11/21/2023
Rheem Sales Company, Inc. | Sure | RGEAZR030AJT06XNA | Federally-Regulated Consumer Product | Weatherized Non-Condensing Gas | 1342 | 258 |  | 11/21/2023 | 61240 | 208676506 | 11/21/2023
Rheem Sales Company, Inc. | Sure | S96TA1152524MSA | Federally-Regulated Consumer Product | Non-Weatherized, Condensing Ga | 1935 | 280 |  | 11/21/2023 | 78711 | 9950861 | 11/21/2023
Rheem Sales Company, Inc. | Sure | S801T0704A17UHU | Federally-Regulated Consumer Product | Non-Weatherized, Non-Condensin | 1823 | 262 |  | 11/21/2023 | 70109 | 208430282 | 11/21/2023
Rheem Sales Company, Inc. | Sure | S802V0755A21DZNBAP | Federally-Regulated Consumer Product | Non-Weatherized, Non-Condensin | 2041 | 272 |  | 11/21/2023 | 52592 | 211774722 | 11/21/2023
Rheem Sales Company, Inc. | Sure | S921V0705A21M4 | Federally-Regulated Consumer Product | Non-Weatherized, Condensing Ga | 1835 | 248 |  | 11/21/2023 | 69808 | 208676296 | 11/21/2023
Rheem Sales Company, Inc. | Sure | S96TA1002521MSA | Federally-Regulated Consumer Product | Non-Weatherized, Condensing Ga | 1930 | 280 |  | 11/21/2023 | 69202 | 9950857 | 11/21/2023
Rheem Sales Company, Inc. | Sure | RGEAZR024AJT04UNA | Federally-Regulated Consumer Product | Weatherized Non-Condensing Gas | 1181 | 251 |  | 11/21/2023 | 40068 | 208676466 | 11/21/2023
Rheem Sales Company, Inc. | Sure | RGEAZR036AJT10XNA | Federally-Regulated Consumer Product | Weatherized Non-Condensing Gas | 1380 | 260 |  | 11/21/2023 | 100130 | 208676536 | 11/21/2023
Rheem Sales Company, Inc. | Sure | S802V0755A21DZSBAP | Federally-Regulated Consumer Product | Non-Weatherized, Non-Condensin | 2041 | 272 |  | 11/21/2023 | 52592 | 211774727 | 11/21/2023
Rheem Sales Company, Inc. | Sure | RGEAZR048AJT081NA | Federally-Regulated Consumer Product | Weatherized Non-Condensing Gas | 1847 | 280 |  | 11/21/2023 | 80515 | 208676446 | 11/21/2023
Rheem Sales Company, Inc. | Sure | S96TA0602317MSA | Federally-Regulated Consumer Product | Non-Weatherized, Condensing Ga | 1342 | 254 |  | 11/21/2023 | 39319 | 9950845 | 11/21/2023
Rheem Sales Company, Inc. | Sure | S802V1255A24DZSBAP | Federally-Regulated Consumer Product | Non-Weatherized, Non-Condensin | 2179 | 278 |  | 11/21/2023 | 86625 | 211774736 | 11/21/2023
Rheem Sales Company, Inc. | Sure | S802V0754A17DZNBAP | Federally-Regulated Consumer Product | Non-Weatherized, Non-Condensin | 1628 | 254 |  | 11/21/2023 | 52707 | 211774713 | 11/21/2023
Rheem Sales Company, Inc. | Sure | RGEAZR060AJT10XNA | Federally-Regulated Consumer Product | Weatherized Non-Condensing Gas | 2131 | 293 |  | 11/21/2023 | 101980 | 208676586 | 11/21/2023
Rheem Sales Company, Inc. | Sure | S801V0503A14DZSBAP | Federally-Regulated Consumer Product | Non-Weatherized, Non-Condensin | 2163 | 277 |  | 11/21/2023 | 51119 | 210641920 | 11/21/2023
Rheem Sales Company, Inc. | Sure | S802V1005A21DZSBAP | Federally-Regulated Consumer Product | Non-Weatherized, Non-Condensin | 2120 | 275 |  | 11/21/2023 | 69817 | 211806614 | 11/21/2023
Rheem Sales Company, Inc. | Sure | RGEAZR030AJT041NA | Federally-Regulated Consumer Product | Weatherized Non-Condensing Gas | 1342 | 258 |  | 11/21/2023 | 39842 | 208676406 | 11/21/2023
Rheem Sales Company, Inc. | Sure | S802VA125524ZXB | Federally-Regulated Consumer Product | Non-Weatherized, Non-Condensin | 2322 | 284 |  | 11/21/2023 | 87684 | 8087235 | 11/21/2023
Rheem Sales Company, Inc. | Sure | S802VA075421ZXB | Federally-Regulated Consumer Product | Non-Weatherized, Non-Condensin | 2017 | 271 |  | 11/21/2023 | 52471 | 8087215 | 11/21/2023
Rheem Sales Company, Inc. | Sure | S802VA125524ZSB | Federally-Regulated Consumer Product | Non-Weatherized, Non-Condensin | 2322 | 284 |  | 11/21/2023 | 87684 | 8087230 | 11/21/2023
Rheem Sales Company, Inc. | Sure | S801V0754A17DZSBAP | Federally-Regulated Consumer Product | Non-Weatherized, Non-Condensin | 1680 | 255 |  | 11/21/2023 | 76001 | 210646687 | 11/21/2023
Rheem Sales Company, Inc. | Sure | S801V0755A21DZSBAP | Federally-Regulated Consumer Product | Non-Weatherized, Non-Condensin | 2163 | 277 |  | 11/21/2023 | 75029 | 210646677 | 11/21/2023
Rheem Sales Company, Inc. | Sure | RGECZR060AJT07**C | Federally-Regulated Consumer Product | Weatherized Non-Condensing Gas | 2336 | 182 |  | 11/21/2023 | 52310 | 210279548 | 11/21/2023
Rheem Sales Company, Inc. | Sure | RGEAZR024AJT04XNA | Federally-Regulated Consumer Product | Weatherized Non-Condensing Gas | 1205 | 252 |  | 11/21/2023 | 40798 | 208676471 | 11/21/2023
Rheem Sales Company, Inc. | Sure | S96TA0402317MSA | Federally-Regulated Consumer Product | Non-Weatherized, Condensing Ga | 1252 | 250 |  | 11/21/2023 | 29298 | 9950841 | 11/21/2023
Rheem Sales Company, Inc. | Sure | RGEA14030AJT04UAA | Federally-Regulated Consumer Product | Weatherized Non-Condensing Gas | 1189 | 251 |  | 11/21/2023 | 39887 | 205965542 | 11/21/2023
Rheem Sales Company, Inc. | Sure | S802VA075421ZSB | Federally-Regulated Consumer Product | Non-Weatherized, Non-Condensin | 2017 | 271 |  | 11/21/2023 | 52471 | 8087210 | 11/21/2023
Rheem Sales Company, Inc. | Sure | S801TA070417MUA | Federally-Regulated Consumer Product | Non-Weatherized, Non-Condensin | 1823 | 262 |  | 11/21/2023 | 70109 | 204501685 | 11/21/2023
Rheem Sales Company, Inc. | Sure | S801T1255A24UHS | Federally-Regulated Consumer Product | Non-Weatherized, Non-Condensin | 1991 | 270 |  | 11/21/2023 | 123598 | 208242402 | 11/21/2023
Rheem Sales Company, Inc. | Sure | RGEAZR024AJT041NA | Federally-Regulated Consumer Product | Weatherized Non-Condensing Gas | 1205 | 252 |  | 11/21/2023 | 40798 | 208676391 | 11/21/2023
Rheem Sales Company, Inc. | Sure | RGEAZR030AJT08XNA | Federally-Regulated Consumer Product | Weatherized Non-Condensing Gas | 1216 | 253 |  | 11/21/2023 | 80365 | 208676511 | 11/21/2023
Rheem Sales Company, Inc. | Sure | RGEAZR024AJT081NA | Federally-Regulated Consumer Product | Weatherized Non-Condensing Gas | 1202 | 252 |  | 11/21/2023 | 79659 | 208676401 | 11/21/2023
Rheem Sales Company, Inc. | Sure | S801V0504A17UHSBAP | Federally-Regulated Consumer Product | Non-Weatherized, Non-Condensin | 1682 | 256 |  | 11/21/2023 | 50501 | 211774702 | 11/21/2023
Rheem Sales Company, Inc. | Sure | RGECZR048AJT12**C | Federally-Regulated Consumer Product | Weatherized Non-Condensing Gas | 1902 | 259 |  | 11/21/2023 | 84032 | 210279544 | 11/21/2023
Rheem Sales Company, Inc. | Sure | RGEAZR042AJT101NA | Federally-Regulated Consumer Product | Weatherized Non-Condensing Gas | 1774 | 277 |  | 11/21/2023 | 100987 | 208676441 | 11/21/2023
Rheem Sales Company, Inc. | Sure | S921T0705A21M4 | Federally-Regulated Consumer Product | Non-Weatherized, Condensing Ga | 1983 | 282 |  | 11/21/2023 | 70360 | 208663457 | 11/21/2023
Rheem Sales Company, Inc. | Sure | RGEAZR060AJT081NA | Federally-Regulated Consumer Product | Weatherized Non-Condensing Gas | 2041 | 289 |  | 11/21/2023 | 79422 | 208676456 | 11/21/2023
Rheem Sales Company, Inc. | Sure | S96TA0852521MSA | Federally-Regulated Consumer Product | Non-Weatherized, Condensing Ga | 2115 | 288 |  | 11/21/2023 | 58240 | 9950853 | 11/21/2023
Rheem Sales Company, Inc. | Sure | S98MV0855A21UPS | Federally-Regulated Consumer Product | Non-Weatherized, Condensing Ga | 2209 | 292 |  | 11/21/2023 | 33631 | 208157048 | 11/21/2023
Rheem Sales Company, Inc. | Sure | S801V0704A17UHUBAP | Federally-Regulated Consumer Product | Non-Weatherized, Non-Condensin | 1723 | 258 |  | 11/21/2023 | 70568 | 211774706 | 11/21/2023
Rheem Sales Company, Inc. | Sure | RGEAZR030AJT04XNA | Federally-Regulated Consumer Product | Weatherized Non-Condensing Gas | 1342 | 258 |  | 11/21/2023 | 39842 | 208676496 | 11/21/2023
Rheem Sales Company, Inc. | Sure | RGEAZR024AJT061NA | Federally-Regulated Consumer Product | Weatherized Non-Condensing Gas | 1270 | 255 |  | 11/21/2023 | 61123 | 208676396 | 11/21/2023
Rheem Sales Company, Inc. | Sure | S801V0755A21UH | Federally-Regulated Consumer Product | Non-Weatherized, Non-Condensin | 1813 | 235 |  | 11/21/2023 | 75573 | 208665964 | 11/21/2023
Rheem Sales Company, Inc. | Sure | RGEAZR048AJT101NA | Federally-Regulated Consumer Product | Weatherized Non-Condensing Gas | 2001 | 287 |  | 11/21/2023 | 101705 | 208676451 | 11/21/2023
Rheem Sales Company, Inc. | Sure | RGEAZR048AJT10XNA | Federally-Regulated Consumer Product | Weatherized Non-Condensing Gas | 2001 | 287 |  | 11/21/2023 | 101705 | 208676571 | 11/21/2023
Rheem Sales Company, Inc. | Sure | RGEAZR030AJT081NA | Federally-Regulated Consumer Product | Weatherized Non-Condensing Gas | 1216 | 253 |  | 11/21/2023 | 80365 | 208676416 | 11/21/2023
Rheem Sales Company, Inc. | Sure | RGEAZR060AJT101NA | Federally-Regulated Consumer Product | Weatherized Non-Condensing Gas | 2131 | 293 |  | 11/21/2023 | 101980 | 208676461 | 11/21/2023
Rheem Sales Company, Inc. | Sure | RGEA14030AJT081AC | Federally-Regulated Consumer Product | Weatherized Non-Condensing Gas | 1147 | 249 |  | 11/21/2023 | 79965 | 206606603 | 11/21/2023
Rheem Sales Company, Inc. | Sure | RGEAZR048AJT08XNA | Federally-Regulated Consumer Product | Weatherized Non-Condensing Gas | 1847 | 280 |  | 11/21/2023 | 80515 | 208676561 | 11/21/2023
Rheem Sales Company, Inc. | Sure | RGEAZR042AJT08XNA | Federally-Regulated Consumer Product | Weatherized Non-Condensing Gas | 1820 | 279 |  | 11/21/2023 | 81578 | 208676546 | 11/21/2023
Rheem Sales Company, Inc. | Sure | RGEAZR048AJT10UNA | Federally-Regulated Consumer Product | Weatherized Non-Condensing Gas | 1832 | 280 |  | 11/21/2023 | 100370 | 208676566 | 11/21/2023
Rheem Sales Company, Inc. | Sure | RGEAZR024AJT06XNA | Federally-Regulated Consumer Product | Weatherized Non-Condensing Gas | 1270 | 255 |  | 11/21/2023 | 61123 | 208676481 | 11/21/2023
Rheem Sales Company, Inc. | Sure | RGEAZR042AJT081NA | Federally-Regulated Consumer Product | Weatherized Non-Condensing Gas | 1820 | 279 |  | 11/21/2023 | 81578 | 208676436 | 11/21/2023
Rheem Sales Company, Inc. | Sure | RGEAZR060AJT08XNA | Federally-Regulated Consumer Product | Weatherized Non-Condensing Gas | 2041 | 289 |  | 11/21/2023 | 79422 | 208676576 | 11/21/2023
Rheem Sales Company, Inc. | Sure | RGEAZR042AJT08UNA | Federally-Regulated Consumer Product | Weatherized Non-Condensing Gas | 1635 | 271 |  | 11/21/2023 | 80943 | 208676541 | 11/21/2023
Rheem Sales Company, Inc. | Sure | S801V1005A21DZSBAP | Federally-Regulated Consumer Product | Non-Weatherized, Non-Condensin | 2095 | 257 |  | 11/21/2023 | 100302 | 210646662 | 11/21/2023
Rheem Sales Company, Inc. | Sure | S801V1255A24UH | Federally-Regulated Consumer Product | Non-Weatherized, Non-Condensin | 2076 | 258 |  | 11/21/2023 | 124802 | 208665972 | 11/21/2023
Rheem Sales Company, Inc. | Sure | RGECZR036AJT07**C | Federally-Regulated Consumer Product | Weatherized Non-Condensing Gas | 1475 | 165 |  | 11/21/2023 | 53157 | 208503163 | 11/21/2023
Rheem Sales Company, Inc. | Sure | S801V0755A21DZNBAP | Federally-Regulated Consumer Product | Non-Weatherized, Non-Condensin | 2163 | 277 |  | 11/21/2023 | 75029 | 210646675 | 11/21/2023
Rheem Sales Company, Inc. | Sure | S801V0503A14UH | Federally-Regulated Consumer Product | Non-Weatherized, Non-Condensin | 1308 | 184 |  | 11/21/2023 | 50472 | 208665956 | 11/21/2023
Rheem Sales Company, Inc. | Sure | RGEAZR036AJT061NA | Federally-Regulated Consumer Product | Weatherized Non-Condensing Gas | 1259 | 254 |  | 11/21/2023 | 58986 | 208676421 | 11/21/2023
Rheem Sales Company, Inc. | Sure | S801V1005A21DZNBAP | Federally-Regulated Consumer Product | Non-Weatherized, Non-Condensin | 2095 | 257 |  | 11/21/2023 | 100302 | 210646660 | 11/21/2023
Rheem Sales Company, Inc. | Sure | S801V0504A17UHNBAP | Federally-Regulated Consumer Product | Non-Weatherized, Non-Condensin | 1682 | 256 |  | 11/21/2023 | 50501 | 211774697 | 11/21/2023
Rheem Sales Company, Inc. | Sure | RGEAZR036AJT06UNA | Federally-Regulated Consumer Product | Weatherized Non-Condensing Gas | 1434 | 262 |  | 11/21/2023 | 60723 | 208676516 | 11/21/2023
Rheem Sales Company, Inc. | Sure | RGECZR060AJT12**C | Federally-Regulated Consumer Product | Weatherized Non-Condensing Gas | 2183 | 266 |  | 11/21/2023 | 83968 | 210279552 | 11/21/2023
Rheem Sales Company, Inc. | Sure | S951T0705A21M4 | Federally-Regulated Consumer Product | Non-Weatherized, Condensing Ga | 1983 | 282 |  | 11/21/2023 | 70360 | 208663424 | 11/21/2023
Rheem Sales Company, Inc. | Sure | S802V1255A24DZNBAP | Federally-Regulated Consumer Product | Non-Weatherized, Non-Condensin | 2179 | 278 |  | 11/21/2023 | 86625 | 211774731 | 11/21/2023
Rheem Sales Company, Inc. | Sure | S801V1255A24DZSBAP | Federally-Regulated Consumer Product | Non-Weatherized, Non-Condensin | 2075 | 273 |  | 11/21/2023 | 124289 | 210646667 | 11/21/2023
Rheem Sales Company, Inc. | Sure | S801V1255A24DZNBAP | Federally-Regulated Consumer Product | Non-Weatherized, Non-Condensin | 2075 | 273 |  | 11/21/2023 | 124289 | 210646665 | 11/21/2023
Rheem Sales Company, Inc. | Sure | RGECZR048AJT07**C | Federally-Regulated Consumer Product | Weatherized Non-Condensing Gas | 1873 | 167 |  | 11/21/2023 | 52596 | 210279540 | 11/21/2023
Rheem Sales Company, Inc. | Sure | S801V0754A17DZNBAP | Federally-Regulated Consumer Product | Non-Weatherized, Non-Condensin | 1680 | 255 |  | 11/21/2023 | 76001 | 210646684 | 11/21/2023
Rheem Sales Company, Inc. | Sure | S802VA075317ZXB | Federally-Regulated Consumer Product | Non-Weatherized, Non-Condensin | 1324 | 240 |  | 11/21/2023 | 52495 | 8087203 | 11/21/2023
Rheem Sales Company, Inc. | Sure | RGEAZR036AJT08XNA | Federally-Regulated Consumer Product | Weatherized Non-Condensing Gas | 1387 | 260 |  | 11/21/2023 | 80632 | 208676531 | 11/21/2023
Rheem Sales Company, Inc. | Sure | S951V0705A21M4 | Federally-Regulated Consumer Product | Non-Weatherized, Condensing Ga | 1835 | 248 |  | 11/21/2023 | 69808 | 208676328 | 11/21/2023
Rheem Sales Company, Inc. | Sure | S802VA075317ZSB | Federally-Regulated Consumer Product | Non-Weatherized, Non-Condensin | 1324 | 240 |  | 11/21/2023 | 52495 | 8087198 | 11/21/2023
Rheem Sales Company, Inc. | Sure | RGEAZR048AJT08UNA | Federally-Regulated Consumer Product | Weatherized Non-Condensing Gas | 2026 | 288 |  | 11/21/2023 | 80022 | 208676556 | 11/21/2023
Rheem Sales Company, Inc. | Sure | RGEA14042AJT101AC | Federally-Regulated Consumer Product | Weatherized Non-Condensing Gas | 1494 | 265 |  | 11/21/2023 | 99609 | 206606648 | 11/21/2023
Rheem Sales Company, Inc. | Sure | RGEAZR042AJT10XNA | Federally-Regulated Consumer Product | Weatherized Non-Condensing Gas | 1774 | 277 |  | 11/21/2023 | 100987 | 208676551 | 11/21/2023
Rheem Sales Company, Inc. | Sure | S96TA0702317MSA | Federally-Regulated Consumer Product | Non-Weatherized, Condensing Ga | 1321 | 253 |  | 11/21/2023 | 49242 | 9950849 | 11/21/2023
Rheem Sales Company, Inc. | Sure | RGEAZR024AJT08XNA | Federally-Regulated Consumer Product | Weatherized Non-Condensing Gas | 1202 | 252 |  | 11/21/2023 | 79659 | 208676486 | 11/21/2023
Rheem Sales Company, Inc. | Sure | RGEAZR024AJT06UNA | Federally-Regulated Consumer Product | Weatherized Non-Condensing Gas | 1236 | 253 |  | 11/21/2023 | 61566 | 208676476 | 11/21/2023
Rheem Sales Company, Inc. | Sure | RGEAZR030AJT04UNA | Federally-Regulated Consumer Product | Weatherized Non-Condensing Gas | 1189 | 251 |  | 11/21/2023 | 39887 | 208676491 | 11/21/2023
Rheem Sales Company, Inc. | Sure | S801V0503A14DZNBAP | Federally-Regulated Consumer Product | Non-Weatherized, Non-Condensin | 2163 | 277 |  | 11/21/2023 | 51119 | 210641916 | 11/21/2023
Rheem Sales Company, Inc. | Mainline | RGEAZR036AJT08UNA | Federally-Regulated Consumer Product | Weatherized Non-Condensing Gas | 1382 | 260 |  | 11/21/2023 | 80891 | 208699052 | 11/21/2023
Rheem Sales Company, Inc. | Mainline | MP951T0705A21M4 | Federally-Regulated Consumer Product | Non-Weatherized, Condensing Ga | 1983 | 282 |  | 11/21/2023 | 70360 | 208676664 | 11/21/2023
Rheem Sales Company, Inc. | Mainline | ML801V1005A21UHNBAP | Federally-Regulated Consumer Product | Non-Weatherized, Non-Condensin | 2027 | 188 |  | 11/21/2023 | 100725 | 210802810 | 11/21/2023
Rheem Sales Company, Inc. | Mainline | MP801T1255A24UHS | Federally-Regulated Consumer Product | Non-Weatherized, Non-Condensin | 1991 | 270 |  | 11/21/2023 | 123598 | 208430159 | 11/21/2023
Rheem Sales Company, Inc. | Mainline | RGEA14042AJT101AC | Federally-Regulated Consumer Product | Weatherized Non-Condensing Gas | 1494 | 265 |  | 11/21/2023 | 99609 | 206606708 | 11/21/2023
Rheem Sales Company, Inc. | Mainline | ML801V1255A24UHNBAP | Federally-Regulated Consumer Product | Non-Weatherized, Non-Condensin | 2076 | 258 |  | 11/21/2023 | 124802 | 210802811 | 11/21/2023
Rheem Sales Company, Inc. | Mainline | RGEAZR036AJT06UNA | Federally-Regulated Consumer Product | Weatherized Non-Condensing Gas | 1434 | 262 |  | 11/21/2023 | 60723 | 208699050 | 11/21/2023
Rheem Sales Company, Inc. | Mainline | ML951V0705A21M4 | Federally-Regulated Consumer Product | Non-Weatherized, Condensing Ga | 1835 | 248 |  | 11/21/2023 | 69808 | 208676685 | 11/21/2023
Rheem Sales Company, Inc. | Mainline | RGEAZR030AJT041NA | Federally-Regulated Consumer Product | Weatherized Non-Condensing Gas | 1342 | 258 |  | 11/21/2023 | 39842 | 208699028 | 11/21/2023
Rheem Sales Company, Inc. | Mainline | ML802VA075421ZSB | Federally-Regulated Consumer Product | Non-Weatherized, Non-Condensin | 2017 | 271 |  | 11/21/2023 | 52471 | 10378099 | 11/21/2023
Rheem Sales Company, Inc. | Mainline | RGEAZR048AJT08UNA | Federally-Regulated Consumer Product | Weatherized Non-Condensing Gas | 2026 | 288 |  | 11/21/2023 | 80019 | 208699058 | 11/21/2023
Rheem Sales Company, Inc. | Mainline | ML98MV0855A21UPS | Federally-Regulated Consumer Product | Non-Weatherized, Condensing Ga | 2209 | 292 |  | 11/21/2023 | 33631 | 208157099 | 11/21/2023
Rheem Sales Company, Inc. | Mainline | MP962W0403A17M4S | Federally-Regulated Consumer Product | Non-Weatherized, Condensing Ga | 1248 | 250 |  | 11/21/2023 | 29623 | 209214521 | 11/21/2023
Rheem Sales Company, Inc. | Mainline | ML802VA125524ZXB | Federally-Regulated Consumer Product | Non-Weatherized, Non-Condensin | 2322 | 284 |  | 11/21/2023 | 87684 | 10378106 | 11/21/2023
Rheem Sales Company, Inc. | Mainline | RGEAZR048AJT081NA | Federally-Regulated Consumer Product | Weatherized Non-Condensing Gas | 1847 | 280 |  | 11/21/2023 | 80515 | 208699036 | 11/21/2023
Rheem Sales Company, Inc. | Mainline | RGEAZR030AJT04UNA | Federally-Regulated Consumer Product | Weatherized Non-Condensing Gas | 1189 | 251 |  | 11/21/2023 | 39887 | 208699045 | 11/21/2023
Rheem Sales Company, Inc. | Mainline | ML802VA125524ZSB | Federally-Regulated Consumer Product | Non-Weatherized, Non-Condensin | 2322 | 284 |  | 11/21/2023 | 87684 | 10378105 | 11/21/2023
Rheem Sales Company, Inc. | Mainline | RGEAZR024AJT061NA | Federally-Regulated Consumer Product | Weatherized Non-Condensing Gas | 1270 | 255 |  | 11/21/2023 | 61123 | 208699026 | 11/21/2023
Rheem Sales Company, Inc. | Mainline | RGEAZR042AJT08XNA | Federally-Regulated Consumer Product | Weatherized Non-Condensing Gas | 1820 | 279 |  | 11/21/2023 | 81578 | 208699056 | 11/21/2023
Rheem Sales Company, Inc. | Mainline | MP951T0703A17M4 | Federally-Regulated Consumer Product | Non-Weatherized, Condensing Ga | 1362 | 255 |  | 11/21/2023 | 69960 | 208676663 | 11/21/2023
Rheem Sales Company, Inc. | Mainline | RGEAZR024AJT06XNA | Federally-Regulated Consumer Product | Weatherized Non-Condensing Gas | 1270 | 255 |  | 11/21/2023 | 61123 | 208699043 | 11/21/2023
Rheem Sales Company, Inc. | Mainline | ML801V1255A24UHS | Federally-Regulated Consumer Product | Non-Weatherized, Non-Condensin | 2076 | 258 |  | 11/21/2023 | 124802 | 208676700 | 11/21/2023
Rheem Sales Company, Inc. | Mainline | RGEA14030AJT04UAA | Federally-Regulated Consumer Product | Weatherized Non-Condensing Gas | 1189 | 251 |  | 11/21/2023 | 39887 | 205965587 | 11/21/2023
Rheem Sales Company, Inc. | Mainline | RGEAZR030AJT06UNA | Federally-Regulated Consumer Product | Weatherized Non-Condensing Gas | 1125 | 248 |  | 11/21/2023 | 60094 | 208699047 | 11/21/2023
Rheem Sales Company, Inc. | Mainline | RGEAZR042AJT08UNA | Federally-Regulated Consumer Product | Weatherized Non-Condensing Gas | 1635 | 271 |  | 11/21/2023 | 80943 | 208699055 | 11/21/2023
Rheem Sales Company, Inc. | Mainline | MP801W0754A17UHS | Federally-Regulated Consumer Product | Non-Weatherized, Non-Condensin | 1830 | 223 |  | 11/21/2023 | 75693 | 208676702 | 11/21/2023
Rheem Sales Company, Inc. | Mainline | ML802VA100521ZSB | Federally-Regulated Consumer Product | Non-Weatherized, Non-Condensin | 2291 | 283 |  | 11/21/2023 | 70210 | 10378101 | 11/21/2023
Rheem Sales Company, Inc. | Mainline | MP921W0705A21M4 | Federally-Regulated Consumer Product | Non-Weatherized, Condensing Ga | 1835 | 248 |  | 11/21/2023 | 69808 | 208676678 | 11/21/2023
Rheem Sales Company, Inc. | Mainline | ML802VA075317ZXB | Federally-Regulated Consumer Product | Non-Weatherized, Non-Condensin | 1324 | 240 |  | 11/21/2023 | 52495 | 10378100 | 11/21/2023
Rheem Sales Company, Inc. | Mainline | RGEA14048AJT101AB | Federally-Regulated Consumer Product | Weatherized Non-Condensing Gas | 1809 | 279 |  | 11/21/2023 | 99189 | 204117088 | 11/21/2023
Rheem Sales Company, Inc. | Mainline | MP801W0503A14UHS | Federally-Regulated Consumer Product | Non-Weatherized, Non-Condensin | 1308 | 184 |  | 11/21/2023 | 50472 | 208676701 | 11/21/2023
Rheem Sales Company, Inc. | Mainline | ML802VA075317ZSB | Federally-Regulated Consumer Product | Non-Weatherized, Non-Condensin | 1324 | 240 |  | 11/21/2023 | 52495 | 10378103 | 11/21/2023
Rheem Sales Company, Inc. | Mainline | RGEAZR060AJT10XNA | Federally-Regulated Consumer Product | Weatherized Non-Condensing Gas | 2131 | 293 |  | 11/21/2023 | 101980 | 208699064 | 11/21/2023
Rheem Sales Company, Inc. | Mainline | MP801T0755A21DZS | Federally-Regulated Consumer Product | Non-Weatherized, Non-Condensin | 1883 | 265 |  | 11/21/2023 | 75029 | 208430175 | 11/21/2023
Rheem Sales Company, Inc. | Mainline | RGEAZR030AJT04XNA | Federally-Regulated Consumer Product | Weatherized Non-Condensing Gas | 1342 | 258 |  | 11/21/2023 | 39842 | 208699046 | 11/21/2023
Rheem Sales Company, Inc. | Mainline | RGEAZR036AJT10XNA | Federally-Regulated Consumer Product | Weatherized Non-Condensing Gas | 1380 | 260 |  | 11/21/2023 | 100130 | 208699054 | 11/21/2023
Rheem Sales Company, Inc. | Mainline | RGEAZR030AJT081NA | Federally-Regulated Consumer Product | Weatherized Non-Condensing Gas | 1216 | 253 |  | 11/21/2023 | 80365 | 208699030 | 11/21/2023
Rheem Sales Company, Inc. | Mainline | RGECZR036AJT07**C | Federally-Regulated Consumer Product | Weatherized Non-Condensing Gas | 1475 | 165 |  | 11/21/2023 | 53157 | 208503479 | 11/21/2023
Rheem Sales Company, Inc. | Mainline | ML802V0503A14UHS | Federally-Regulated Consumer Product | Non-Weatherized, Non-Condensin | 1318 | 240 |  | 11/21/2023 | 35484 | 208430190 | 11/21/2023
Rheem Sales Company, Inc. | Mainline | MP801W0755A21UHNBAS | Federally-Regulated Consumer Product | Non-Weatherized, Non-Condensin | 1813 | 235 |  | 11/21/2023 | 75573 | 210802816 | 11/21/2023
Rheem Sales Company, Inc. | Mainline | RGECZR048AJT07**C | Federally-Regulated Consumer Product | Weatherized Non-Condensing Gas | 1873 | 167 |  | 11/21/2023 | 52596 | 210279554 | 11/21/2023
Rheem Sales Company, Inc. | Mainline | ML802VA075421ZXB | Federally-Regulated Consumer Product | Non-Weatherized, Non-Condensin | 2017 | 271 |  | 11/21/2023 | 52471 | 10378104 | 11/21/2023
Rheem Sales Company, Inc. | Mainline | ML801V0503A14UHS | Federally-Regulated Consumer Product | Non-Weatherized, Non-Condensin | 1308 | 184 |  | 11/21/2023 | 50472 | 208676696 | 11/21/2023
Rheem Sales Company, Inc. | Mainline | RGEAZR060AJT101NA | Federally-Regulated Consumer Product | Weatherized Non-Condensing Gas | 2131 | 293 |  | 11/21/2023 | 101980 | 208699039 | 11/21/2023
Rheem Sales Company, Inc. | Mainline | RGEAZR024AJT06UNA | Federally-Regulated Consumer Product | Weatherized Non-Condensing Gas | 1236 | 253 |  | 11/21/2023 | 61566 | 208699042 | 11/21/2023
Rheem Sales Company, Inc. | Mainline | RGEAZR042AJT101NA | Federally-Regulated Consumer Product | Weatherized Non-Condensing Gas | 1774 | 277 |  | 11/21/2023 | 100987 | 208699035 | 11/21/2023
Rheem Sales Company, Inc. | Mainline | MP801W1005A21UHS | Federally-Regulated Consumer Product | Non-Weatherized, Non-Condensin | 2027 | 188 |  | 11/21/2023 | 100725 | 208676704 | 11/21/2023
Rheem Sales Company, Inc. | Mainline | ML801V0755A21UHS | Federally-Regulated Consumer Product | Non-Weatherized, Non-Condensin | 1813 | 235 |  | 11/21/2023 | 75573 | 208676698 | 11/21/2023
Rheem Sales Company, Inc. | Mainline | RGEA16024AJV062AB | Federally-Regulated Consumer Product | Weatherized Non-Condensing Gas | 1358 | 259 |  | 11/21/2023 | 46205 | 205785633 | 11/21/2023
Rheem Sales Company, Inc. | Mainline | MP801T0704A17UHU | Federally-Regulated Consumer Product | Non-Weatherized, Non-Condensin | 1823 | 262 |  | 11/21/2023 | 70109 | 208486682 | 11/21/2023
Rheem Sales Company, Inc. | Mainline | RGEA16036AJV062AB | Federally-Regulated Consumer Product | Weatherized Non-Condensing Gas | 1648 | 259 |  | 11/21/2023 | 76362 | 205785635 | 11/21/2023
Rheem Sales Company, Inc. | Mainline | RGEAZR030AJT06XNA | Federally-Regulated Consumer Product | Weatherized Non-Condensing Gas | 1342 | 258 |  | 11/21/2023 | 61240 | 208699048 | 11/21/2023
Rheem Sales Company, Inc. | Mainline | MP951W0705A21M4 | Federally-Regulated Consumer Product | Non-Weatherized, Condensing Ga | 1835 | 248 |  | 11/21/2023 | 69808 | 208676692 | 11/21/2023
Rheem Sales Company, Inc. | Mainline | ML801V0755A21UHNBAP | Federally-Regulated Consumer Product | Non-Weatherized, Non-Condensin | 1813 | 235 |  | 11/21/2023 | 75573 | 210802809 | 11/21/2023
Rheem Sales Company, Inc. | Mainline | ML801V0754A17UHNBAP | Federally-Regulated Consumer Product | Non-Weatherized, Non-Condensin | 1830 | 223 |  | 11/21/2023 | 75693 | 210802808 | 11/21/2023
Rheem Sales Company, Inc. | Mainline | RGECZR036AJT10**C | Federally-Regulated Consumer Product | Weatherized Non-Condensing Gas | 1576 | 218 |  | 11/21/2023 | 100764 | 210279553 | 11/21/2023
Rheem Sales Company, Inc. | Mainline | RGEAZR048AJT10UNA | Federally-Regulated Consumer Product | Weatherized Non-Condensing Gas | 1832 | 280 |  | 11/21/2023 | 100370 | 208699060 | 11/21/2023
Rheem Sales Company, Inc. | Mainline | ML801T0755A21DZS | Federally-Regulated Consumer Product | Non-Weatherized, Non-Condensin | 1883 | 265 |  | 11/21/2023 | 75029 | 208430174 | 11/21/2023
Rheem Sales Company, Inc. | Mainline | RGEAZR042AJT081NA | Federally-Regulated Consumer Product | Weatherized Non-Condensing Gas | 1820 | 279 |  | 11/21/2023 | 81578 | 208699034 | 11/21/2023
Rheem Sales Company, Inc. | Mainline | RGEAZR024AJT04XNA | Federally-Regulated Consumer Product | Weatherized Non-Condensing Gas | 1205 | 252 |  | 11/21/2023 | 40798 | 208699041 | 11/21/2023
Rheem Sales Company, Inc. | Mainline | RGECZR048AJT12**C | Federally-Regulated Consumer Product | Weatherized Non-Condensing Gas | 1902 | 259 |  | 11/21/2023 | 84032 | 210279555 | 11/21/2023
Rheem Sales Company, Inc. | Mainline | RGEAZR024AJT081NA | Federally-Regulated Consumer Product | Weatherized Non-Condensing Gas | 1202 | 252 |  | 11/21/2023 | 79659 | 208699027 | 11/21/2023
Rheem Sales Company, Inc. | Mainline | RGEAZR048AJT101NA | Federally-Regulated Consumer Product | Weatherized Non-Condensing Gas | 2001 | 287 |  | 11/21/2023 | 101705 | 208699037 | 11/21/2023
Rheem Sales Company, Inc. | Mainline | ML801T1255A24UHS | Federally-Regulated Consumer Product | Non-Weatherized, Non-Condensin | 1991 | 270 |  | 11/21/2023 | 123598 | 208430158 | 11/21/2023
Rheem Sales Company, Inc. | Mainline | RGEA14030AJT081AC | Federally-Regulated Consumer Product | Weatherized Non-Condensing Gas | 1147 | 249 |  | 11/21/2023 | 79965 | 206606698 | 11/21/2023
Rheem Sales Company, Inc. | Mainline | ML801V1005A21UHS | Federally-Regulated Consumer Product | Non-Weatherized, Non-Condensin | 2027 | 188 |  | 11/21/2023 | 100725 | 208676699 | 11/21/2023
Rheem Sales Company, Inc. | Mainline | ML801V0503A14UHNBAP | Federally-Regulated Consumer Product | Non-Weatherized, Non-Condensin | 1308 | 184 |  | 11/21/2023 | 50472 | 210802807 | 11/21/2023
Rheem Sales Company, Inc. | Mainline | RGEAZR060AJT081NA | Federally-Regulated Consumer Product | Weatherized Non-Condensing Gas | 2041 | 289 |  | 11/21/2023 | 79422 | 208699038 | 11/21/2023
Rheem Sales Company, Inc. | Mainline | RGEAZR042AJT10XNA | Federally-Regulated Consumer Product | Weatherized Non-Condensing Gas | 1774 | 277 |  | 11/21/2023 | 100987 | 208699057 | 11/21/2023
Rheem Sales Company, Inc. | Mainline | MP801W0755A21UHS | Federally-Regulated Consumer Product | Non-Weatherized, Non-Condensin | 1813 | 235 |  | 11/21/2023 | 75573 | 208676703 | 11/21/2023
Rheem Sales Company, Inc. | Mainline | ML801T0704A17UHU | Federally-Regulated Consumer Product | Non-Weatherized, Non-Condensin | 1823 | 262 |  | 11/21/2023 | 70109 | 208486676 | 11/21/2023
Rheem Sales Company, Inc. | Mainline | MP921T0705A21M4 | Federally-Regulated Consumer Product | Non-Weatherized, Condensing Ga | 1983 | 282 |  | 11/21/2023 | 70360 | 208676650 | 11/21/2023
Rheem Sales Company, Inc. | Mainline | RGEA14036AJT06UAA | Federally-Regulated Consumer Product | Weatherized Non-Condensing Gas | 1434 | 262 |  | 11/21/2023 | 60723 | 205965589 | 11/21/2023
Rheem Sales Company, Inc. | Mainline | RGEAZR024AJT08XNA | Federally-Regulated Consumer Product | Weatherized Non-Condensing Gas | 1202 | 252 |  | 11/21/2023 | 79659 | 208699044 | 11/21/2023
Rheem Sales Company, Inc. | Mainline | ML801T1255A24UHN | Federally-Regulated Consumer Product | Non-Weatherized, Non-Condensin | 1991 | 270 |  | 11/21/2023 | 123598 | 208430168 | 11/21/2023
Rheem Sales Company, Inc. | Mainline | RGEAZR036AJT08XNA | Federally-Regulated Consumer Product | Weatherized Non-Condensing Gas | 1387 | 260 |  | 11/21/2023 | 80632 | 208699053 | 11/21/2023
Rheem Sales Company, Inc. | Mainline | ML951T0703A17M4 | Federally-Regulated Consumer Product | Non-Weatherized, Condensing Ga | 1362 | 255 |  | 11/21/2023 | 69960 | 208676656 | 11/21/2023
Rheem Sales Company, Inc. | Mainline | MP801W0754A17UHNBAS | Federally-Regulated Consumer Product | Non-Weatherized, Non-Condensin | 1830 | 223 |  | 11/21/2023 | 75693 | 210802815 | 11/21/2023
Rheem Sales Company, Inc. | Mainline | ML921V0705A21M4 | Federally-Regulated Consumer Product | Non-Weatherized, Condensing Ga | 1835 | 248 |  | 11/21/2023 | 69808 | 208676671 | 11/21/2023
Rheem Sales Company, Inc. | Mainline | RGEAZR048AJT08XNA | Federally-Regulated Consumer Product | Weatherized Non-Condensing Gas | 1847 | 280 |  | 11/21/2023 | 80515 | 208699059 | 11/21/2023
Rheem Sales Company, Inc. | Mainline | MP801W1005A21UHNBAS | Federally-Regulated Consumer Product | Non-Weatherized, Non-Condensin | 2027 | 188 |  | 11/21/2023 | 100725 | 210802817 | 11/21/2023
Rheem Sales Company, Inc. | Mainline | RGEAZR030AJT08XNA | Federally-Regulated Consumer Product | Weatherized Non-Condensing Gas | 1216 | 253 |  | 11/21/2023 | 80365 | 208699049 | 11/21/2023
Rheem Sales Company, Inc. | Mainline | ML801V0754A17UHS | Federally-Regulated Consumer Product | Non-Weatherized, Non-Condensin | 1830 | 223 |  | 11/21/2023 | 75693 | 208676697 | 11/21/2023
Rheem Sales Company, Inc. | Mainline | RGEAZR036AJT101NA | Federally-Regulated Consumer Product | Weatherized Non-Condensing Gas | 1380 | 260 |  | 11/21/2023 | 100130 | 208699033 | 11/21/2023
Rheem Sales Company, Inc. | Mainline | MP801W1255A24UHS | Federally-Regulated Consumer Product | Non-Weatherized, Non-Condensin | 2076 | 258 |  | 11/21/2023 | 124802 | 208676705 | 11/21/2023
Rheem Sales Company, Inc. | Mainline | MP801W0503A14UHNBAS | Federally-Regulated Consumer Product | Non-Weatherized, Non-Condensin | 1308 | 184 |  | 11/21/2023 | 50472 | 210802812 | 11/21/2023
Rheem Sales Company, Inc. | Mainline | MP801W1255A24UHNBAS | Federally-Regulated Consumer Product | Non-Weatherized, Non-Condensin | 2076 | 258 |  | 11/21/2023 | 124802 | 210802818 | 11/21/2023
Rheem Sales Company, Inc. | Mainline | RGEAZR030AJT061NA | Federally-Regulated Consumer Product | Weatherized Non-Condensing Gas | 1342 | 258 |  | 11/21/2023 | 61240 | 208699029 | 11/21/2023
Rheem Sales Company, Inc. | Mainline | RGECZR060AJT07**C | Federally-Regulated Consumer Product | Weatherized Non-Condensing Gas | 2336 | 182 |  | 11/21/2023 | 52310 | 210279556 | 11/21/2023
Rheem Sales Company, Inc. | Mainline | RGEAZR024AJT04UNA | Federally-Regulated Consumer Product | Weatherized Non-Condensing Gas | 1181 | 251 |  | 11/21/2023 | 40068 | 208699040 | 11/21/2023
Rheem Sales Company, Inc. | Mainline | RGEA16036AJV06TAB | Federally-Regulated Consumer Product | Weatherized Non-Condensing Gas | 1648 | 259 |  | 11/21/2023 | 76362 | 205785636 | 11/21/2023
Rheem Sales Company, Inc. | Mainline | ML921T0705A21M4 | Federally-Regulated Consumer Product | Non-Weatherized, Condensing Ga | 1983 | 282 |  | 11/21/2023 | 70360 | 208676643 | 11/21/2023
Rheem Sales Company, Inc. | Mainline | RGEAZR048AJT10XNA | Federally-Regulated Consumer Product | Weatherized Non-Condensing Gas | 2001 | 287 |  | 11/21/2023 | 101705 | 208699061 | 11/21/2023
Rheem Sales Company, Inc. | Mainline | ML951T0705A21M4 | Federally-Regulated Consumer Product | Non-Weatherized, Condensing Ga | 1983 | 282 |  | 11/21/2023 | 70360 | 208676657 | 11/21/2023
Rheem Sales Company, Inc. | Mainline | ML962V0403A17M4S | Federally-Regulated Consumer Product | Non-Weatherized, Condensing Ga | 1248 | 250 |  | 11/21/2023 | 29623 | 208430202 | 11/21/2023
Rheem Sales Company, Inc. | Mainline | RGEAZR024AJT041NA | Federally-Regulated Consumer Product | Weatherized Non-Condensing Gas | 1205 | 252 |  | 11/21/2023 | 40798 | 208699025 | 11/21/2023
Rheem Sales Company, Inc. | Mainline | RGEAZR036AJT06XNA | Federally-Regulated Consumer Product | Weatherized Non-Condensing Gas | 1259 | 254 |  | 11/21/2023 | 58986 | 208699051 | 11/21/2023
Rheem Sales Company, Inc. | Mainline | MP801T1255A24UHN | Federally-Regulated Consumer Product | Non-Weatherized, Non-Condensin | 1991 | 270 |  | 11/21/2023 | 123598 | 208430169 | 11/21/2023
Rheem Sales Company, Inc. | Mainline | RGEAZR036AJT061NA | Federally-Regulated Consumer Product | Weatherized Non-Condensing Gas | 1259 | 254 |  | 11/21/2023 | 58986 | 208699031 | 11/21/2023
Rheem Sales Company, Inc. | Mainline | RGEAZR036AJT081NA | Federally-Regulated Consumer Product | Weatherized Non-Condensing Gas | 1387 | 260 |  | 11/21/2023 | 80632 | 208699032 | 11/21/2023
Rheem Sales Company, Inc. | Mainline | RGECZT036AJT07**C | Federally-Regulated Consumer Product | Weatherized Non-Condensing Gas | 1475 | 165 |  | 11/21/2023 | 53157 | 212631802 | 11/21/2023
Rheem Sales Company, Inc. | Mainline | ML801V0503A14DZSBAP | Federally-Regulated Consumer Product | Non-Weatherized, Non-Condensin | 1295 | 239 |  | 11/21/2023 | 51119 | 210727586 | 11/21/2023
Rheem Sales Company, Inc. | Mainline | MP801W1505A24UHNBAS | Federally-Regulated Consumer Product | Non-Weatherized, Non-Condensin | 2440 | 249 |  | 11/21/2023 | 150642 | 213351422 | 11/21/2023
Rheem Sales Company, Inc. | Mainline | ML802V1255A24DZSBAP | Federally-Regulated Consumer Product | Non-Weatherized, Non-Condensin | 2179 | 278 |  | 11/21/2023 | 86625 | 211873352 | 11/21/2023
Rheem Sales Company, Inc. | Mainline | MP801W0504A17UHSBAS | Federally-Regulated Consumer Product | Non-Weatherized, Non-Condensin | 1682 | 256 |  | 11/21/2023 | 50501 | 211873357 | 11/21/2023
Rheem Sales Company, Inc. | Mainline | ML802V0755A21DZNBAP | Federally-Regulated Consumer Product | Non-Weatherized, Non-Condensin | 2041 | 272 |  | 11/21/2023 | 52592 | 211873347 | 11/21/2023
Rheem Sales Company, Inc. | Mainline | RGEAZS024AJV06XCA | Federally-Regulated Consumer Product | Weatherized Non-Condensing Gas | 1089 | 247 |  | 11/21/2023 | 60430 | 212676552 | 11/21/2023
Rheem Sales Company, Inc. | Mainline | MP801T1505A24UHNNAS | Federally-Regulated Consumer Product | Non-Weatherized, Non-Condensin | 1910 | 233 |  | 11/21/2023 | 150068 | 213351418 | 11/21/2023
Rheem Sales Company, Inc. | Mainline | MP951W1005A21UHUBAS | Federally-Regulated Consumer Product | Non-Weatherized, Condensing Ga | 2062 | 286 |  | 11/21/2023 | 94650 | 212922395 | 11/21/2023
Rheem Sales Company, Inc. | Mainline | ML801V1005A21UHUBAP | Federally-Regulated Consumer Product | Non-Weatherized, Non-Condensin | 1966 | 269 |  | 11/21/2023 | 97612 | 211873340 | 11/21/2023
Rheem Sales Company, Inc. | Mainline | RGECZT048AJT12**C | Federally-Regulated Consumer Product | Weatherized Non-Condensing Gas | 1902 | 259 |  | 11/21/2023 | 84032 | 212631805 | 11/21/2023
Rheem Sales Company, Inc. | Mainline | ML802V0754A17DZSBAP | Federally-Regulated Consumer Product | Non-Weatherized, Non-Condensin | 1628 | 254 |  | 11/21/2023 | 52707 | 211873346 | 11/21/2023
Rheem Sales Company, Inc. | Mainline | RGECZT048AJT07**C | Federally-Regulated Consumer Product | Weatherized Non-Condensing Gas | 1873 | 167 |  | 11/21/2023 | 52596 | 212631804 | 11/21/2023
Rheem Sales Company, Inc. | Mainline | MP801T1004A17UHNNAS | Federally-Regulated Consumer Product | Non-Weatherized, Non-Condensin | 1448 | 212 |  | 11/21/2023 | 98573 | 213351416 | 11/21/2023
Rheem Sales Company, Inc. | Mainline | ML802V1255A24DZNBAP | Federally-Regulated Consumer Product | Non-Weatherized, Non-Condensin | 2179 | 278 |  | 11/21/2023 | 86625 | 211873351 | 11/21/2023
Rheem Sales Company, Inc. | Mainline | MP801W1005A21DZSBAS | Federally-Regulated Consumer Product | Non-Weatherized, Non-Condensin | 2095 | 257 |  | 11/21/2023 | 100302 | 210727577 | 11/21/2023
Rheem Sales Company, Inc. | Mainline | MP802W0504A17UHNBAS | Federally-Regulated Consumer Product | Non-Weatherized, Non-Condensin | 1712 | 257 |  | 11/21/2023 | 34534 | 211873360 | 11/21/2023
Rheem Sales Company, Inc. | Mainline | ML801V0754A17DZNBAP | Federally-Regulated Consumer Product | Non-Weatherized, Non-Condensin | 1680 | 255 |  | 11/21/2023 | 76001 | 210727593 | 11/21/2023
Rheem Sales Company, Inc. | Mainline | ML802V0503A14DZSBAP | Federally-Regulated Consumer Product | Non-Weatherized, Non-Condensin | 1250 | 237 |  | 11/21/2023 | 34844 | 211873342 | 11/21/2023
Rheem Sales Company, Inc. | Mainline | RGEAZS024AJV061CA | Federally-Regulated Consumer Product | Weatherized Non-Condensing Gas | 1089 | 247 |  | 11/21/2023 | 60430 | 212676551 | 11/21/2023
Rheem Sales Company, Inc. | Mainline | ML801V1005A21DZNBAP | Federally-Regulated Consumer Product | Non-Weatherized, Non-Condensin | 2095 | 257 |  | 11/21/2023 | 100302 | 210727589 | 11/21/2023
Rheem Sales Company, Inc. | Mainline | MP802W1255A24DZNBAS | Federally-Regulated Consumer Product | Non-Weatherized, Non-Condensin | 2179 | 278 |  | 11/21/2023 | 86625 | 211873368 | 11/21/2023
Rheem Sales Company, Inc. | Mainline | ML802V0755A21DZSBAP | Federally-Regulated Consumer Product | Non-Weatherized, Non-Condensin | 2041 | 272 |  | 11/21/2023 | 52592 | 211873348 | 11/21/2023
Rheem Sales Company, Inc. | Mainline | RGECZT036AJT10**C | Federally-Regulated Consumer Product | Weatherized Non-Condensing Gas | 1576 | 218 |  | 11/21/2023 | 100764 | 212631803 | 11/21/2023
Rheem Sales Company, Inc. | Mainline | MP801T0504A17UHSNAS | Federally-Regulated Consumer Product | Non-Weatherized, Non-Condensin | 1517 | 249 |  | 11/21/2023 | 50545 | 211873355 | 11/21/2023
Rheem Sales Company, Inc. | Mainline | ML801V1505A24UHSBAP | Federally-Regulated Consumer Product | Non-Weatherized, Non-Condensin | 2440 | 249 |  | 11/21/2023 | 150642 | 213351413 | 11/21/2023
Rheem Sales Company, Inc. | Mainline | ML801T1505A24UHSNAS | Federally-Regulated Consumer Product | Non-Weatherized, Non-Condensin | 1910 | 233 |  | 11/21/2023 | 150068 | 213351409 | 11/21/2023
Rheem Sales Company, Inc. | Mainline | ML801T1004A17UHSNAS | Federally-Regulated Consumer Product | Non-Weatherized, Non-Condensin | 1448 | 212 |  | 11/21/2023 | 98573 | 213351407 | 11/21/2023
Rheem Sales Company, Inc. | Mainline | ML802V0754A17DZNBAP | Federally-Regulated Consumer Product | Non-Weatherized, Non-Condensin | 1628 | 254 |  | 11/21/2023 | 52707 | 211873345 | 11/21/2023
Rheem Sales Company, Inc. | Mainline | ML951V1005A21UHUBAP | Federally-Regulated Consumer Product | Non-Weatherized, Condensing Ga | 2062 | 286 |  | 11/21/2023 | 94650 | 212922392 | 11/21/2023
Rheem Sales Company, Inc. | Mainline | MP802W0755A21DZNBAS | Federally-Regulated Consumer Product | Non-Weatherized, Non-Condensin | 2041 | 272 |  | 11/21/2023 | 52592 | 211873364 | 11/21/2023
Rheem Sales Company, Inc. | Mainline | ML801V0754A17DZSBAP | Federally-Regulated Consumer Product | Non-Weatherized, Non-Condensin | 1680 | 255 |  | 11/21/2023 | 76001 | 210727594 | 11/21/2023
Rheem Sales Company, Inc. | Mainline | RGEAZR060AJT08XNA | Federally-Regulated Consumer Product | Weatherized Non-Condensing Gas | 2041 | 289 |  | 11/21/2023 | 79422 | 208699062 | 11/21/2023
Rheem Sales Company, Inc. | Mainline | ML801T1004A17UHNNAS | Federally-Regulated Consumer Product | Non-Weatherized, Non-Condensin | 1448 | 212 |  | 11/21/2023 | 98573 | 213351408 | 11/21/2023
Rheem Sales Company, Inc. | Mainline | ML802V0504A17UHNBAP | Federally-Regulated Consumer Product | Non-Weatherized, Non-Condensin | 1712 | 257 |  | 11/21/2023 | 34534 | 211873343 | 11/21/2023
Rheem Sales Company, Inc. | Mainline | MP801W0503A14DZSBAS | Federally-Regulated Consumer Product | Non-Weatherized, Non-Condensin | 2163 | 277 |  | 11/21/2023 | 51119 | 210727573 | 11/21/2023
Rheem Sales Company, Inc. | Mainline | ML801V1005A21DZSBAP | Federally-Regulated Consumer Product | Non-Weatherized, Non-Condensin | 2095 | 257 |  | 11/21/2023 | 100302 | 210727590 | 11/21/2023
Rheem Sales Company, Inc. | Mainline | ML801V0504A17UHSBAP | Federally-Regulated Consumer Product | Non-Weatherized, Non-Condensin | 1682 | 256 |  | 11/21/2023 | 50501 | 211873337 | 11/21/2023
Rheem Sales Company, Inc. | Mainline | RGEXZS060AJV102 | Federally-Regulated Consumer Product | Weatherized Non-Condensing Gas | 2129 | 188 |  | 11/21/2023 | 70580 | 213352287 | 11/21/2023
Rheem Sales Company, Inc. | Mainline | ML801V0503A14DZNBAP | Federally-Regulated Consumer Product | Non-Weatherized, Non-Condensin | 2163 | 277 |  | 11/21/2023 | 51119 | 210727585 | 11/21/2023
Rheem Sales Company, Inc. | Mainline | MP801W0754A17DZNBAS | Federally-Regulated Consumer Product | Non-Weatherized, Non-Condensin | 1680 | 255 |  | 11/21/2023 | 76001 | 210802813 | 11/21/2023
Rheem Sales Company, Inc. | Mainline | MP802W0503A14DZNBAS | Federally-Regulated Consumer Product | Non-Weatherized, Non-Condensin | 1250 | 237 |  | 11/21/2023 | 34844 | 211873358 | 11/21/2023
Rheem Sales Company, Inc. | Mainline | MP801W1505A24UHSBAS | Federally-Regulated Consumer Product | Non-Weatherized, Non-Condensin | 2440 | 249 |  | 11/21/2023 | 150642 | 213351421 | 11/21/2023
Rheem Sales Company, Inc. | Mainline | MP801W0754A17DZSBAS | Federally-Regulated Consumer Product | Non-Weatherized, Non-Condensin | 1680 | 255 |  | 11/21/2023 | 76001 | 210802814 | 11/21/2023
Rheem Sales Company, Inc. | Mainline | MP801W1004A17UHNBAS | Federally-Regulated Consumer Product | Non-Weatherized, Non-Condensin | 1896 | 204 |  | 11/21/2023 | 99142 | 213351420 | 11/21/2023
Rheem Sales Company, Inc. | Mainline | ML801T0504A17UHSNAS | Federally-Regulated Consumer Product | Non-Weatherized, Non-Condensin | 1517 | 249 |  | 11/21/2023 | 50545 | 211873335 | 11/21/2023
Rheem Sales Company, Inc. | Mainline | ML801V0755A21DZSBAP | Federally-Regulated Consumer Product | Non-Weatherized, Non-Condensin | 2163 | 277 |  | 11/21/2023 | 75029 | 210727588 | 11/21/2023
Rheem Sales Company, Inc. | Mainline | ML801V1004A17UHSBAP | Federally-Regulated Consumer Product | Non-Weatherized, Non-Condensin | 1896 | 204 |  | 11/21/2023 | 99142 | 213351411 | 11/21/2023
Rheem Sales Company, Inc. | Mainline | RGECZR060AJT12**C | Federally-Regulated Consumer Product | Weatherized Non-Condensing Gas | 2183 | 266 |  | 11/21/2023 | 83968 | 210279557 | 11/21/2023
Rheem Sales Company, Inc. | Mainline | RGECZT060AJT07**C | Federally-Regulated Consumer Product | Weatherized Non-Condensing Gas | 2336 | 182 |  | 11/21/2023 | 52310 | 212631806 | 11/21/2023
Rheem Sales Company, Inc. | Mainline | MP802W0755A21DZSBAS | Federally-Regulated Consumer Product | Non-Weatherized, Non-Condensin | 2041 | 272 |  | 11/21/2023 | 52592 | 211873365 | 11/21/2023
Rheem Sales Company, Inc. | Mainline | MP951W0603A17UHUBAS | Federally-Regulated Consumer Product | Non-Weatherized, Condensing Ga | 1246 | 250 |  | 11/21/2023 | 56140 | 212922394 | 11/21/2023
Rheem Sales Company, Inc. | Mainline | MP801W1255A24DZNBAS | Federally-Regulated Consumer Product | Non-Weatherized, Non-Condensin | 2075 | 273 |  | 11/21/2023 | 124289 | 210727578 | 11/21/2023
Rheem Sales Company, Inc. | Mainline | MP801W0504A17UHNBAS | Federally-Regulated Consumer Product | Non-Weatherized, Non-Condensin | 1682 | 256 |  | 11/21/2023 | 50501 | 211873356 | 11/21/2023
Rheem Sales Company, Inc. | Mainline | RGEXZS048AJV082 | Federally-Regulated Consumer Product | Weatherized Non-Condensing Gas | 1734 | 168 |  | 11/21/2023 | 57017 | 213352281 | 11/21/2023
Rheem Sales Company, Inc. | Mainline | ML802V1005A21DZSBAP | Federally-Regulated Consumer Product | Non-Weatherized, Non-Condensin | 2120 | 275 |  | 11/21/2023 | 69817 | 211873350 | 11/21/2023
Rheem Sales Company, Inc. | Mainline | ML801V1255A24DZSBAP | Federally-Regulated Consumer Product | Non-Weatherized, Non-Condensin | 2075 | 273 |  | 11/21/2023 | 124289 | 210727592 | 11/21/2023
Rheem Sales Company, Inc. | Mainline | ML801T1505A24UHNNAS | Federally-Regulated Consumer Product | Non-Weatherized, Non-Condensin | 1910 | 233 |  | 11/21/2023 | 150068 | 213351410 | 11/21/2023
Rheem Sales Company, Inc. | Mainline | RGEAZR060AJT10UNA | Federally-Regulated Consumer Product | Weatherized Non-Condensing Gas | 1911 | 283 |  | 11/21/2023 | 99261 | 208699063 | 11/21/2023
Rheem Sales Company, Inc. | Mainline | ML802V1005A21DZNBAP | Federally-Regulated Consumer Product | Non-Weatherized, Non-Condensin | 2120 | 275 |  | 11/21/2023 | 69817 | 211873349 | 11/21/2023
Rheem Sales Company, Inc. | Mainline | MP801T1004A17UHSNAS | Federally-Regulated Consumer Product | Non-Weatherized, Non-Condensin | 1448 | 212 |  | 11/21/2023 | 98573 | 213351415 | 11/21/2023
Rheem Sales Company, Inc. | Mainline | ML801V0704A17UHUBAP | Federally-Regulated Consumer Product | Non-Weatherized, Non-Condensin | 1723 | 258 |  | 11/21/2023 | 70568 | 211873339 | 11/21/2023
Rheem Sales Company, Inc. | Mainline | MP801W0755A21DZNBAS | Federally-Regulated Consumer Product | Non-Weatherized, Non-Condensin | 2163 | 277 |  | 11/21/2023 | 75029 | 210727574 | 11/21/2023
Rheem Sales Company, Inc. | Mainline | MP802W1005A21DZSBAS | Federally-Regulated Consumer Product | Non-Weatherized, Non-Condensin | 2120 | 275 |  | 11/21/2023 | 69817 | 211873367 | 11/21/2023
Rheem Sales Company, Inc. | Mainline | MP802W0754A17DZSBAS | Federally-Regulated Consumer Product | Non-Weatherized, Non-Condensin | 1628 | 254 |  | 11/21/2023 | 52707 | 211873363 | 11/21/2023
Rheem Sales Company, Inc. | Mainline | ML801V0504A17UHUBAP | Federally-Regulated Consumer Product | Non-Weatherized, Non-Condensin | 1376 | 243 |  | 11/21/2023 | 50203 | 211873338 | 11/21/2023
Rheem Sales Company, Inc. | Mainline | MP801T0504A17UHNNAS | Federally-Regulated Consumer Product | Non-Weatherized, Non-Condensin | 1517 | 249 |  | 11/21/2023 | 50545 | 211873353 | 11/21/2023
Rheem Sales Company, Inc. | Mainline | RGEXZS060AJV08T | Federally-Regulated Consumer Product | Weatherized Non-Condensing Gas | 1950 | 177 |  | 11/21/2023 | 56366 | 213352286 | 11/21/2023
Rheem Sales Company, Inc. | Mainline | ML801V0504A17UHNBAP | Federally-Regulated Consumer Product | Non-Weatherized, Non-Condensin | 1682 | 256 |  | 11/21/2023 | 50501 | 211873336 | 11/21/2023
Rheem Sales Company, Inc. | Mainline | RGEXZS048AJV08T | Federally-Regulated Consumer Product | Weatherized Non-Condensing Gas | 1734 | 168 |  | 11/21/2023 | 57017 | 213352282 | 11/21/2023
Rheem Sales Company, Inc. | Mainline | RGEXZS048AJV10T | Federally-Regulated Consumer Product | Weatherized Non-Condensing Gas | 1797 | 277 |  | 11/21/2023 | 70225 | 213352284 | 11/21/2023
Rheem Sales Company, Inc. | Mainline | ML802V0503A14DZNBAP | Federally-Regulated Consumer Product | Non-Weatherized, Non-Condensin | 1250 | 237 |  | 11/21/2023 | 34844 | 211873341 | 11/21/2023
Rheem Sales Company, Inc. | Mainline | RGEXZS060AJV082 | Federally-Regulated Consumer Product | Weatherized Non-Condensing Gas | 1950 | 177 |  | 11/21/2023 | 56366 | 213352285 | 11/21/2023
Rheem Sales Company, Inc. | Mainline | ML802V0504A17UHSBAP | Federally-Regulated Consumer Product | Non-Weatherized, Non-Condensin | 1712 | 257 |  | 11/21/2023 | 34534 | 211873344 | 11/21/2023
Rheem Sales Company, Inc. | Mainline | MP801W1005A21DZNBAS | Federally-Regulated Consumer Product | Non-Weatherized, Non-Condensin | 2095 | 257 |  | 11/21/2023 | 100302 | 210727576 | 11/21/2023
Rheem Sales Company, Inc. | Mainline | ML801V0755A21DZNBAP | Federally-Regulated Consumer Product | Non-Weatherized, Non-Condensin | 2163 | 277 |  | 11/21/2023 | 75029 | 210727587 | 11/21/2023
Rheem Sales Company, Inc. | Mainline | RGEXZS048AJV102 | Federally-Regulated Consumer Product | Weatherized Non-Condensing Gas | 1797 | 277 |  | 11/21/2023 | 70225 | 213352283 | 11/21/2023
Rheem Sales Company, Inc. | Mainline | MP802W0504A17UHSBAS | Federally-Regulated Consumer Product | Non-Weatherized, Non-Condensin | 1712 | 257 |  | 11/21/2023 | 34534 | 211873361 | 11/21/2023
Rheem Sales Company, Inc. | Mainline | ML801V1255A24DZNBAP | Federally-Regulated Consumer Product | Non-Weatherized, Non-Condensin | 2075 | 273 |  | 11/21/2023 | 124289 | 210727591 | 11/21/2023
Rheem Sales Company, Inc. | Mainline | ML801V1505A24UHNBAP | Federally-Regulated Consumer Product | Non-Weatherized, Non-Condensin | 2440 | 249 |  | 11/21/2023 | 150642 | 213351414 | 11/21/2023
Rheem Sales Company, Inc. | Mainline | ML801V1004A17UHNBAP | Federally-Regulated Consumer Product | Non-Weatherized, Non-Condensin | 1896 | 204 |  | 11/21/2023 | 99142 | 213351412 | 11/21/2023
Rheem Sales Company, Inc. | Mainline | MP802W1005A21DZNBAS | Federally-Regulated Consumer Product | Non-Weatherized, Non-Condensin | 2120 | 275 |  | 11/21/2023 | 69817 | 211873366 | 11/21/2023
Rheem Sales Company, Inc. | Mainline | MP801W0755A21DZSBAS | Federally-Regulated Consumer Product | Non-Weatherized, Non-Condensin | 2163 | 277 |  | 11/21/2023 | 75029 | 210727575 | 11/21/2023
Rheem Sales Company, Inc. | Mainline | MP951W0403A17UHUBAS | Federally-Regulated Consumer Product | Non-Weatherized, Condensing Ga | 1335 | 254 |  | 11/21/2023 | 42103 | 212922393 | 11/21/2023
Rheem Sales Company, Inc. | Mainline | MP801W1004A17UHSBAS | Federally-Regulated Consumer Product | Non-Weatherized, Non-Condensin | 1896 | 204 |  | 11/21/2023 | 99142 | 213351419 | 11/21/2023
Rheem Sales Company, Inc. | Mainline | ML801T0504A17UHNNAS | Federally-Regulated Consumer Product | Non-Weatherized, Non-Condensin | 1517 | 249 |  | 11/21/2023 | 50545 | 211873334 | 11/21/2023
Rheem Sales Company, Inc. | Mainline | MP802W1255A24DZSBAS | Federally-Regulated Consumer Product | Non-Weatherized, Non-Condensin | 2179 | 278 |  | 11/21/2023 | 86625 | 211873369 | 11/21/2023
Rheem Sales Company, Inc. | Mainline | MP801W0503A14DZNBAS | Federally-Regulated Consumer Product | Non-Weatherized, Non-Condensin | 2163 | 277 |  | 11/21/2023 | 51119 | 210727572 | 11/21/2023
Rheem Sales Company, Inc. | Mainline | RGECZT060AJT12**C | Federally-Regulated Consumer Product | Weatherized Non-Condensing Gas | 2183 | 266 |  | 11/21/2023 | 83968 | 212631807 | 11/21/2023
Rheem Sales Company, Inc. | Mainline | MP802W0503A14DZSBAS | Federally-Regulated Consumer Product | Non-Weatherized, Non-Condensin | 1250 | 237 |  | 11/21/2023 | 34844 | 211873359 | 11/21/2023
Rheem Sales Company, Inc. | Mainline | MP801W1255A24DZSBAS | Federally-Regulated Consumer Product | Non-Weatherized, Non-Condensin | 2075 | 273 |  | 11/21/2023 | 124289 | 210727579 | 11/21/2023
Rheem Sales Company, Inc. | Mainline | MP801T1505A24UHSNAS | Federally-Regulated Consumer Product | Non-Weatherized, Non-Condensin | 1910 | 233 |  | 11/21/2023 | 150068 | 213351417 | 11/21/2023
Rheem Sales Company, Inc. | Mainline | ML951V0403A17UHUBAP | Federally-Regulated Consumer Product | Non-Weatherized, Condensing Ga | 1335 | 254 |  | 11/21/2023 | 42103 | 212922390 | 11/21/2023
Rheem Sales Company, Inc. | Mainline | RGEXZS060AJV10T | Federally-Regulated Consumer Product | Weatherized Non-Condensing Gas | 2129 | 188 |  | 11/21/2023 | 70580 | 213352288 | 11/21/2023
Rheem Sales Company, Inc. | Mainline | MP802W0754A17DZNBAS | Federally-Regulated Consumer Product | Non-Weatherized, Non-Condensin | 1628 | 254 |  | 11/21/2023 | 52707 | 211873362 | 11/21/2023
Rheem Sales Company, Inc. | Mainline | ML951V0603A17UHUBAP | Federally-Regulated Consumer Product | Non-Weatherized, Condensing Ga | 1246 | 250 |  | 11/21/2023 | 56140 | 212922391 | 11/21/2023
Rheem Sales Company, Inc. | Rheem | R801V0503A14DZSCAP | Federally-Regulated Consumer Product | Non-Weatherized, Non-Condensin | 1295 | 239 |  | 11/21/2023 | 51119 | 210641917 | 11/21/2023
Rheem Sales Company, Inc. | Rheem | R802VA075317ZSB | Federally-Regulated Consumer Product | Non-Weatherized, Non-Condensin | 1324 | 240 |  | 11/21/2023 | 52495 | 8087188 | 11/21/2023
Rheem Sales Company, Inc. | Rheem | RGEAZR036AJT08XNA | Federally-Regulated Consumer Product | Weatherized Non-Condensing Gas | 1387 | 260 |  | 11/21/2023 | 80632 | 208676528 | 11/21/2023
Rheem Sales Company, Inc. | Rheem | RGEAZR030AJT06XNA | Federally-Regulated Consumer Product | Weatherized Non-Condensing Gas | 1342 | 258 |  | 11/21/2023 | 61240 | 208676503 | 11/21/2023
Rheem Sales Company, Inc. | Rheem | RGEA14036AJT06UAA | Federally-Regulated Consumer Product | Weatherized Non-Condensing Gas | 1434 | 262 |  | 11/21/2023 | 60723 | 205962901 | 11/21/2023
Rheem Sales Company, Inc. | Rheem | RGEAZR030AJT06UNA | Federally-Regulated Consumer Product | Weatherized Non-Condensing Gas | 1125 | 248 |  | 11/21/2023 | 60094 | 208676498 | 11/21/2023
Rheem Sales Company, Inc. | Rheem | RGEAZR048AJT08UNA | Federally-Regulated Consumer Product | Weatherized Non-Condensing Gas | 2026 | 288 |  | 11/21/2023 | 80019 | 208676553 | 11/21/2023
Rheem Sales Company, Inc. | Rheem | R802VA075317ZXB | Federally-Regulated Consumer Product | Non-Weatherized, Non-Condensin | 1324 | 240 |  | 11/21/2023 | 52495 | 8087189 | 11/21/2023
Rheem Sales Company, Inc. | Rheem | RGEAZR036AJT10XNA | Federally-Regulated Consumer Product | Weatherized Non-Condensing Gas | 1380 | 260 |  | 11/21/2023 | 100130 | 208676533 | 11/21/2023
Rheem Sales Company, Inc. | Rheem | R98VB085M521USA | Federally-Regulated Consumer Product | Non-Weatherized, Condensing Ga | 2209 | 292 |  | 11/21/2023 | 33631 | 10524982 | 11/21/2023
Rheem Sales Company, Inc. | Rheem | RGEAZR024AJT06XNA | Federally-Regulated Consumer Product | Weatherized Non-Condensing Gas | 1270 | 255 |  | 11/21/2023 | 61123 | 208676478 | 11/21/2023
Rheem Sales Company, Inc. | Rheem | RGEAZR060AJT08XNA | Federally-Regulated Consumer Product | Weatherized Non-Condensing Gas | 2041 | 289 |  | 11/21/2023 | 79422 | 208676573 | 11/21/2023
Rheem Sales Company, Inc. | Rheem | RGEA16024AJV062AB | Federally-Regulated Consumer Product | Weatherized Non-Condensing Gas | 1358 | 259 |  | 11/21/2023 | 46205 | 203404609 | 11/21/2023
Rheem Sales Company, Inc. | Rheem | R95TC0701521MSA | Federally-Regulated Consumer Product | Non-Weatherized, Condensing Ga | 1983 | 279 |  | 11/21/2023 | 70360 | 203261130 | 11/21/2023
Rheem Sales Company, Inc. | Rheem | RGEAZR042AJT08UNA | Federally-Regulated Consumer Product | Weatherized Non-Condensing Gas | 1635 | 271 |  | 11/21/2023 | 80943 | 208676538 | 11/21/2023
Rheem Sales Company, Inc. | Rheem | R801V0704A17UHUCAP | Federally-Regulated Consumer Product | Non-Weatherized, Non-Condensin | 1723 | 258 |  | 11/21/2023 | 70568 | 211774235 | 11/21/2023
Rheem Sales Company, Inc. | Rheem | R802VA125524ZXB | Federally-Regulated Consumer Product | Non-Weatherized, Non-Condensin | 2322 | 284 |  | 11/21/2023 | 87684 | 8087195 | 11/21/2023
Rheem Sales Company, Inc. | Rheem | R801V1255A24DZSCAP | Federally-Regulated Consumer Product | Non-Weatherized, Non-Condensin | 2075 | 273 |  | 11/21/2023 | 124289 | 210646657 | 11/21/2023
Rheem Sales Company, Inc. | Rheem | R802VA075421ZXB | Federally-Regulated Consumer Product | Non-Weatherized, Non-Condensin | 2017 | 271 |  | 11/21/2023 | 52471 | 8087191 | 11/21/2023
Rheem Sales Company, Inc. | Rheem | R96TA0852521MSA | Federally-Regulated Consumer Product | Non-Weatherized, Condensing Ga | 2115 | 288 |  | 11/21/2023 | 58240 | 201712923 | 11/21/2023
Rheem Sales Company, Inc. | Rheem | RGEAZR060AJT10UNA | Federally-Regulated Consumer Product | Weatherized Non-Condensing Gas | 1911 | 283 |  | 11/21/2023 | 99261 | 208676578 | 11/21/2023
Rheem Sales Company, Inc. | Rheem | R801T0704A17UHU | Federally-Regulated Consumer Product | Non-Weatherized, Non-Condensin | 1823 | 262 |  | 11/21/2023 | 70109 | 208430270 | 11/21/2023
Rheem Sales Company, Inc. | Rheem | R801V0754A17UH | Federally-Regulated Consumer Product | Non-Weatherized, Non-Condensin | 1830 | 223 |  | 11/21/2023 | 75693 | 208665950 | 11/21/2023
Rheem Sales Company, Inc. | Rheem | RGEAZR036AJT08UNA | Federally-Regulated Consumer Product | Weatherized Non-Condensing Gas | 1382 | 260 |  | 11/21/2023 | 80891 | 208676523 | 11/21/2023
Rheem Sales Company, Inc. | Rheem | RGEAZR024AJT061NA | Federally-Regulated Consumer Product | Weatherized Non-Condensing Gas | 1270 | 255 |  | 11/21/2023 | 61123 | 208676393 | 11/21/2023
Rheem Sales Company, Inc. | Rheem | R96TA0602317MSA | Federally-Regulated Consumer Product | Non-Weatherized, Condensing Ga | 1342 | 254 |  | 11/21/2023 | 39319 | 201712919 | 11/21/2023
Rheem Sales Company, Inc. | Rheem | RGEAZR042AJT08XNA | Federally-Regulated Consumer Product | Weatherized Non-Condensing Gas | 1820 | 279 |  | 11/21/2023 | 81578 | 208676543 | 11/21/2023
Rheem Sales Company, Inc. | Rheem | RGEAZR024AJT08XNA | Federally-Regulated Consumer Product | Weatherized Non-Condensing Gas | 1202 | 252 |  | 11/21/2023 | 79659 | 208676483 | 11/21/2023
Rheem Sales Company, Inc. | Rheem | RGEAZR036AJT081NA | Federally-Regulated Consumer Product | Weatherized Non-Condensing Gas | 1387 | 260 |  | 11/21/2023 | 80632 | 208676423 | 11/21/2023
Rheem Sales Company, Inc. | Rheem | R801V0503A14DZNCAP | Federally-Regulated Consumer Product | Non-Weatherized, Non-Condensin | 2163 | 277 |  | 11/21/2023 | 51119 | 210641913 | 11/21/2023
Rheem Sales Company, Inc. | Rheem | RGEAZR060AJT081NA | Federally-Regulated Consumer Product | Weatherized Non-Condensing Gas | 2041 | 289 |  | 11/21/2023 | 79422 | 208676453 | 11/21/2023
Rheem Sales Company, Inc. | Rheem | RGEA14030AJT04UAA | Federally-Regulated Consumer Product | Weatherized Non-Condensing Gas | 1189 | 251 |  | 11/21/2023 | 39887 | 205963370 | 11/21/2023
Rheem Sales Company, Inc. | Rheem | R801T0755A21DZS | Federally-Regulated Consumer Product | Non-Weatherized, Non-Condensin | 1883 | 265 |  | 11/21/2023 | 75029 | 208242368 | 11/21/2023
Rheem Sales Company, Inc. | Rheem | R801V1255A24DZNCAP | Federally-Regulated Consumer Product | Non-Weatherized, Non-Condensin | 2075 | 273 |  | 11/21/2023 | 124289 | 210646663 | 11/21/2023
Rheem Sales Company, Inc. | Rheem | RGEAZR024AJT04XNA | Federally-Regulated Consumer Product | Weatherized Non-Condensing Gas | 1205 | 252 |  | 11/21/2023 | 40798 | 208676468 | 11/21/2023
Rheem Sales Company, Inc. | Rheem | RGEAZR060AJT101NA | Federally-Regulated Consumer Product | Weatherized Non-Condensing Gas | 2131 | 293 |  | 11/21/2023 | 101980 | 208676458 | 11/21/2023
Rheem Sales Company, Inc. | Rheem | RGEAZR060AJT10XNA | Federally-Regulated Consumer Product | Weatherized Non-Condensing Gas | 2131 | 293 |  | 11/21/2023 | 101980 | 208676583 | 11/21/2023
Rheem Sales Company, Inc. | Rheem | RGEAZR036AJT06UNA | Federally-Regulated Consumer Product | Weatherized Non-Condensing Gas | 1434 | 262 |  | 11/21/2023 | 60723 | 208676513 | 11/21/2023
Rheem Sales Company, Inc. | Rheem | R802VA125524ZSB | Federally-Regulated Consumer Product | Non-Weatherized, Non-Condensin | 2322 | 284 |  | 11/21/2023 | 87684 | 8087194 | 11/21/2023
Rheem Sales Company, Inc. | Rheem | RGEAZR024AJT04UNA | Federally-Regulated Consumer Product | Weatherized Non-Condensing Gas | 1181 | 251 |  | 11/21/2023 | 40068 | 208676463 | 11/21/2023
Rheem Sales Company, Inc. | Rheem | RGEAZR024AJT06UNA | Federally-Regulated Consumer Product | Weatherized Non-Condensing Gas | 1236 | 253 |  | 11/21/2023 | 61566 | 208676473 | 11/21/2023
Rheem Sales Company, Inc. | Rheem | R801T1255A24UHS | Federally-Regulated Consumer Product | Non-Weatherized, Non-Condensin | 1991 | 270 |  | 11/21/2023 | 123598 | 208242360 | 11/21/2023
Rheem Sales Company, Inc. | Rheem | R801V1005A21DZSCAP | Federally-Regulated Consumer Product | Non-Weatherized, Non-Condensin | 2095 | 257 |  | 11/21/2023 | 100302 | 210646656 | 11/21/2023
Rheem Sales Company, Inc. | Rheem | RGEAZR036AJT101NA | Federally-Regulated Consumer Product | Weatherized Non-Condensing Gas | 1380 | 260 |  | 11/21/2023 | 100130 | 208676428 | 11/21/2023
Rheem Sales Company, Inc. | Rheem | R801V1255A24UH | Federally-Regulated Consumer Product | Non-Weatherized, Non-Condensin | 2076 | 258 |  | 11/21/2023 | 124802 | 208665953 | 11/21/2023
Rheem Sales Company, Inc. | Rheem | R802V0503A14UHS | Federally-Regulated Consumer Product | Non-Weatherized, Non-Condensin | 1318 | 240 |  | 11/21/2023 | 35484 | 208243236 | 11/21/2023
Rheem Sales Company, Inc. | Rheem | R801V0755A21UH | Federally-Regulated Consumer Product | Non-Weatherized, Non-Condensin | 1813 | 235 |  | 11/21/2023 | 75573 | 208665951 | 11/21/2023
Rheem Sales Company, Inc. | Rheem | RGECZR060AJT12**C | Federally-Regulated Consumer Product | Weatherized Non-Condensing Gas | 2183 | 266 |  | 11/21/2023 | 83968 | 210279549 | 11/21/2023
Rheem Sales Company, Inc. | Rheem | R951V0705A21M4 | Federally-Regulated Consumer Product | Non-Weatherized, Condensing Ga | 1835 | 248 |  | 11/21/2023 | 69808 | 208676310 | 11/21/2023
Rheem Sales Company, Inc. | Rheem | R802VA100521ZSB | Federally-Regulated Consumer Product | Non-Weatherized, Non-Condensin | 2291 | 283 |  | 11/21/2023 | 70210 | 8087192 | 11/21/2023
Rheem Sales Company, Inc. | Rheem | RGEAZR048AJT101NA | Federally-Regulated Consumer Product | Weatherized Non-Condensing Gas | 2001 | 287 |  | 11/21/2023 | 101705 | 208676448 | 11/21/2023
Rheem Sales Company, Inc. | Rheem | R921T0705A21M4 | Federally-Regulated Consumer Product | Non-Weatherized, Condensing Ga | 1983 | 282 |  | 11/21/2023 | 70360 | 208663436 | 11/21/2023
Rheem Sales Company, Inc. | Rheem | RGEAZR030AJT081NA | Federally-Regulated Consumer Product | Weatherized Non-Condensing Gas | 1216 | 253 |  | 11/21/2023 | 80365 | 208676413 | 11/21/2023
Rheem Sales Company, Inc. | Rheem | R802VA075421ZSB | Federally-Regulated Consumer Product | Non-Weatherized, Non-Condensin | 2017 | 271 |  | 11/21/2023 | 52471 | 8087190 | 11/21/2023
Rheem Sales Company, Inc. | Rheem | R802VA100521ZXB | Federally-Regulated Consumer Product | Non-Weatherized, Non-Condensin | 2291 | 283 |  | 11/21/2023 | 70210 | 8087193 | 11/21/2023
Rheem Sales Company, Inc. | Rheem | R96TA0702317MSA | Federally-Regulated Consumer Product | Non-Weatherized, Condensing Ga | 1321 | 253 |  | 11/21/2023 | 49242 | 201712921 | 11/21/2023
Rheem Sales Company, Inc. | Rheem | R96TA1152524MSA | Federally-Regulated Consumer Product | Non-Weatherized, Condensing Ga | 1935 | 280 |  | 11/21/2023 | 78711 | 201712927 | 11/21/2023
Rheem Sales Company, Inc. | Rheem | RGEA16036AJV06TAB | Federally-Regulated Consumer Product | Weatherized Non-Condensing Gas | 1648 | 259 |  | 11/21/2023 | 76362 | 203404615 | 11/21/2023
Rheem Sales Company, Inc. | Rheem | RGEA14042AJT101AC | Federally-Regulated Consumer Product | Weatherized Non-Condensing Gas | 1494 | 265 |  | 11/21/2023 | 99609 | 206606418 | 11/21/2023
Rheem Sales Company, Inc. | Rheem | RGEA14048AJT101AB | Federally-Regulated Consumer Product | Weatherized Non-Condensing Gas | 1809 | 279 |  | 11/21/2023 | 99189 | 203404493 | 11/21/2023
Rheem Sales Company, Inc. | Rheem | RGEAZR042AJT081NA | Federally-Regulated Consumer Product | Weatherized Non-Condensing Gas | 1820 | 279 |  | 11/21/2023 | 81578 | 208676433 | 11/21/2023
Rheem Sales Company, Inc. | Rheem | RGECZR048AJT12**C | Federally-Regulated Consumer Product | Weatherized Non-Condensing Gas | 1902 | 259 |  | 11/21/2023 | 84032 | 210279541 | 11/21/2023
Rheem Sales Company, Inc. | Rheem | R98MV0855A21UPS | Federally-Regulated Consumer Product | Non-Weatherized, Condensing Ga | 2209 | 292 |  | 11/21/2023 | 33631 | 208157028 | 11/21/2023
Rheem Sales Company, Inc. | Rheem | RGEAZR048AJT10UNA | Federally-Regulated Consumer Product | Weatherized Non-Condensing Gas | 1832 | 280 |  | 11/21/2023 | 100370 | 208676563 | 11/21/2023
Rheem Sales Company, Inc. | Rheem | RGEAZR048AJT081NA | Federally-Regulated Consumer Product | Weatherized Non-Condensing Gas | 1847 | 280 |  | 11/21/2023 | 80515 | 208676443 | 11/21/2023
Rheem Sales Company, Inc. | Rheem | RGECZR036AJT07**C | Federally-Regulated Consumer Product | Weatherized Non-Condensing Gas | 1475 | 165 |  | 11/21/2023 | 53157 | 208503159 | 11/21/2023
Rheem Sales Company, Inc. | Rheem | R801V0504A17UHSCAP | Federally-Regulated Consumer Product | Non-Weatherized, Non-Condensin | 1682 | 256 |  | 11/21/2023 | 50501 | 211774233 | 11/21/2023
Rheem Sales Company, Inc. | Rheem | RGEAZR042AJT101NA | Federally-Regulated Consumer Product | Weatherized Non-Condensing Gas | 1774 | 277 |  | 11/21/2023 | 100987 | 208676438 | 11/21/2023
Rheem Sales Company, Inc. | Rheem | RGEAZR030AJT04XNA | Federally-Regulated Consumer Product | Weatherized Non-Condensing Gas | 1342 | 258 |  | 11/21/2023 | 39842 | 208676493 | 11/21/2023
Rheem Sales Company, Inc. | Rheem | R962V0403A17M4S | Federally-Regulated Consumer Product | Non-Weatherized, Condensing Ga | 1248 | 250 |  | 11/21/2023 | 29623 | 208243255 | 11/21/2023
Rheem Sales Company, Inc. | Rheem | R96TA1002521MSA | Federally-Regulated Consumer Product | Non-Weatherized, Condensing Ga | 1930 | 280 |  | 11/21/2023 | 69202 | 201712925 | 11/21/2023
Rheem Sales Company, Inc. | Rheem | R801V0754A17DZSCAP | Federally-Regulated Consumer Product | Non-Weatherized, Non-Condensin | 1680 | 255 |  | 11/21/2023 | 76001 | 210646681 | 11/21/2023
Rheem Sales Company, Inc. | Rheem | RGEAZR042AJT10XNA | Federally-Regulated Consumer Product | Weatherized Non-Condensing Gas | 1774 | 277 |  | 11/21/2023 | 100987 | 208676548 | 11/21/2023
Rheem Sales Company, Inc. | Rheem | RGEAZR030AJT041NA | Federally-Regulated Consumer Product | Weatherized Non-Condensing Gas | 1342 | 258 |  | 11/21/2023 | 39842 | 208676403 | 11/21/2023
Rheem Sales Company, Inc. | Rheem | RGECZR036AJT10**C | Federally-Regulated Consumer Product | Weatherized Non-Condensing Gas | 1576 | 218 |  | 11/21/2023 | 100764 | 210279533 | 11/21/2023
Rheem Sales Company, Inc. | Rheem | RGEAZR030AJT04UNA | Federally-Regulated Consumer Product | Weatherized Non-Condensing Gas | 1189 | 251 |  | 11/21/2023 | 39887 | 208676488 | 11/21/2023
Rheem Sales Company, Inc. | Rheem | RGEAZR036AJT061NA | Federally-Regulated Consumer Product | Weatherized Non-Condensing Gas | 1259 | 254 |  | 11/21/2023 | 58986 | 208676418 | 11/21/2023
Rheem Sales Company, Inc. | Rheem | R801V1005A21UH | Federally-Regulated Consumer Product | Non-Weatherized, Non-Condensin | 2027 | 188 |  | 11/21/2023 | 100725 | 208665952 | 11/21/2023
Rheem Sales Company, Inc. | Rheem | R96TA0402317MSA | Federally-Regulated Consumer Product | Non-Weatherized, Condensing Ga | 1252 | 250 |  | 11/21/2023 | 29298 | 201712917 | 11/21/2023
Rheem Sales Company, Inc. | Rheem | RGEAZR030AJT061NA | Federally-Regulated Consumer Product | Weatherized Non-Condensing Gas | 1342 | 258 |  | 11/21/2023 | 61240 | 208676408 | 11/21/2023
Rheem Sales Company, Inc. | Rheem | R801V0754A17DZNCAP | Federally-Regulated Consumer Product | Non-Weatherized, Non-Condensin | 1680 | 255 |  | 11/21/2023 | 76001 | 210646680 | 11/21/2023
Rheem Sales Company, Inc. | Rheem | RGEAZR036AJT06XNA | Federally-Regulated Consumer Product | Weatherized Non-Condensing Gas | 1259 | 254 |  | 11/21/2023 | 58986 | 208676518 | 11/21/2023
Rheem Sales Company, Inc. | Rheem | R951T0703A17M4 | Federally-Regulated Consumer Product | Non-Weatherized, Condensing Ga | 1362 | 255 |  | 11/21/2023 | 69960 | 208663405 | 11/21/2023
Rheem Sales Company, Inc. | Rheem | RGEAZR024AJT081NA | Federally-Regulated Consumer Product | Weatherized Non-Condensing Gas | 1202 | 252 |  | 11/21/2023 | 79659 | 208676398 | 11/21/2023
Rheem Sales Company, Inc. | Rheem | R801TA125524MSA | Federally-Regulated Consumer Product | Non-Weatherized, Non-Condensin | 1991 | 270 |  | 11/21/2023 | 123598 | 201707691 | 11/21/2023
Rheem Sales Company, Inc. | Rheem | RGECZR060AJT07**C | Federally-Regulated Consumer Product | Weatherized Non-Condensing Gas | 2336 | 182 |  | 11/21/2023 | 52310 | 210279545 | 11/21/2023
Rheem Sales Company, Inc. | Rheem | RGECZR048AJT07**C | Federally-Regulated Consumer Product | Weatherized Non-Condensing Gas | 1873 | 167 |  | 11/21/2023 | 52596 | 210279537 | 11/21/2023
Rheem Sales Company, Inc. | Rheem | R951T0705A21M4 | Federally-Regulated Consumer Product | Non-Weatherized, Condensing Ga | 1983 | 282 |  | 11/21/2023 | 70360 | 208663406 | 11/21/2023
Rheem Sales Company, Inc. | Rheem | R921V0705A21M4 | Federally-Regulated Consumer Product | Non-Weatherized, Condensing Ga | 1835 | 248 |  | 11/21/2023 | 69808 | 208676275 | 11/21/2023
Rheem Sales Company, Inc. | Rheem | RGEA14030AJT081AC | Federally-Regulated Consumer Product | Weatherized Non-Condensing Gas | 1147 | 249 |  | 11/21/2023 | 79965 | 206606413 | 11/21/2023
Rheem Sales Company, Inc. | Rheem | R801TA070417MUA | Federally-Regulated Consumer Product | Non-Weatherized, Non-Condensin | 1823 | 262 |  | 11/21/2023 | 70109 | 204501608 | 11/21/2023
Rheem Sales Company, Inc. | Rheem | R801V1005A21DZNCAP | Federally-Regulated Consumer Product | Non-Weatherized, Non-Condensin | 2095 | 257 |  | 11/21/2023 | 100302 | 210646658 | 11/21/2023
Rheem Sales Company, Inc. | Rheem | RGEA16036AJV062AB | Federally-Regulated Consumer Product | Weatherized Non-Condensing Gas | 1648 | 259 |  | 11/21/2023 | 76362 | 203404613 | 11/21/2023
Rheem Sales Company, Inc. | Rheem | R801V0503A14UH | Federally-Regulated Consumer Product | Non-Weatherized, Non-Condensin | 1308 | 184 |  | 11/21/2023 | 50472 | 208665949 | 11/21/2023
Rheem Sales Company, Inc. | Rheem | R96TA0702521MSA | Federally-Regulated Consumer Product | Non-Weatherized, Condensing Ga | 1854 | 277 |  | 11/21/2023 | 49250 | 203261132 | 11/21/2023
Rheem Sales Company, Inc. | Rheem | RGEAZR024AJT041NA | Federally-Regulated Consumer Product | Weatherized Non-Condensing Gas | 1205 | 252 |  | 11/21/2023 | 40798 | 208676388 | 11/21/2023
Rheem Sales Company, Inc. | Rheem | RGEAZR030AJT08XNA | Federally-Regulated Consumer Product | Weatherized Non-Condensing Gas | 1216 | 253 |  | 11/21/2023 | 80365 | 208676508 | 11/21/2023
Rheem Sales Company, Inc. | Rheem | RGEAZR048AJT10XNA | Federally-Regulated Consumer Product | Weatherized Non-Condensing Gas | 2001 | 287 |  | 11/21/2023 | 101705 | 208676568 | 11/21/2023
Rheem Sales Company, Inc. | Rheem | RGEAZR048AJT08XNA | Federally-Regulated Consumer Product | Weatherized Non-Condensing Gas | 1847 | 280 |  | 11/21/2023 | 80515 | 208676558 | 11/21/2023
Rheem Sales Company, Inc. | Fujitsu | FF80ST405017UHSNAAS | Federally-Regulated Consumer Product | Non-Weatherized, Non-Condensin | 1517 | 249 |  | 11/21/2023 | 50545 | 211873304 | 11/21/2023
Rheem Sales Company, Inc. | Fujitsu | FF80TV405017UHNCAAP | Federally-Regulated Consumer Product | Non-Weatherized, Non-Condensin | 1712 | 257 |  | 11/21/2023 | 34534 | 211873312 | 11/21/2023
Rheem Sales Company, Inc. | Fujitsu | RGEAZS024AJV061CA | Federally-Regulated Consumer Product | Weatherized Non-Condensing Gas | 1089 | 247 |  | 11/21/2023 | 60430 | 212676549 | 11/21/2023
Rheem Sales Company, Inc. | Fujitsu | FF80SV515024UHNCAAP | Federally-Regulated Consumer Product | Non-Weatherized, Non-Condensin | 2440 | 249 |  | 11/21/2023 | 150642 | 213351392 | 11/21/2023
Rheem Sales Company, Inc. | Fujitsu | FF95SV510021UHUCAAP | Federally-Regulated Consumer Product | Non-Weatherized, Condensing Ga | 2062 | 286 |  | 11/21/2023 | 94650 | 212922386 | 11/21/2023
Rheem Sales Company, Inc. | Fujitsu | RGEXZS048AJV102 | Federally-Regulated Consumer Product | Weatherized Non-Condensing Gas | 1797 | 277 |  | 11/21/2023 | 70225 | 213352275 | 11/21/2023
Rheem Sales Company, Inc. | Fujitsu | RGEXZS060AJV102 | Federally-Regulated Consumer Product | Weatherized Non-Condensing Gas | 2129 | 188 |  | 11/21/2023 | 70580 | 213352279 | 11/21/2023
Rheem Sales Company, Inc. | Fujitsu | FF80SV510021UHUCAAP | Federally-Regulated Consumer Product | Non-Weatherized, Non-Condensin | 1966 | 269 |  | 11/21/2023 | 97612 | 211873309 | 11/21/2023
Rheem Sales Company, Inc. | Fujitsu | FF80TV405017UHSCAAP | Federally-Regulated Consumer Product | Non-Weatherized, Non-Condensin | 1712 | 257 |  | 11/21/2023 | 34534 | 211873313 | 11/21/2023
Rheem Sales Company, Inc. | Fujitsu | FF80TV512524DZSCAAP | Federally-Regulated Consumer Product | Non-Weatherized, Non-Condensin | 2179 | 278 |  | 11/21/2023 | 86625 | 211873321 | 11/21/2023
Rheem Sales Company, Inc. | Fujitsu | FF80ST405017UHNNAAS | Federally-Regulated Consumer Product | Non-Weatherized, Non-Condensin | 1517 | 249 |  | 11/21/2023 | 50545 | 211873303 | 11/21/2023
Rheem Sales Company, Inc. | Fujitsu | RGECZT048AJT12**C | Federally-Regulated Consumer Product | Weatherized Non-Condensing Gas | 1902 | 259 |  | 11/21/2023 | 84032 | 212631799 | 11/21/2023
Rheem Sales Company, Inc. | Fujitsu | FF80ST410017UHSNAAS | Federally-Regulated Consumer Product | Non-Weatherized, Non-Condensin | 1448 | 212 |  | 11/21/2023 | 98573 | 213351385 | 11/21/2023
Rheem Sales Company, Inc. | Fujitsu | RGECZT060AJT07**C | Federally-Regulated Consumer Product | Weatherized Non-Condensing Gas | 2336 | 182 |  | 11/21/2023 | 52310 | 212631800 | 11/21/2023
Rheem Sales Company, Inc. | Fujitsu | RGEAZS024AJV06XCA | Federally-Regulated Consumer Product | Weatherized Non-Condensing Gas | 1089 | 247 |  | 11/21/2023 | 60430 | 212676550 | 11/21/2023
Rheem Sales Company, Inc. | Fujitsu | FF80TV512524DZNCAAP | Federally-Regulated Consumer Product | Non-Weatherized, Non-Condensin | 2179 | 278 |  | 11/21/2023 | 86625 | 211873320 | 11/21/2023
Rheem Sales Company, Inc. | Fujitsu | RGECZT060AJT12**C | Federally-Regulated Consumer Product | Weatherized Non-Condensing Gas | 2183 | 266 |  | 11/21/2023 | 83968 | 212631801 | 11/21/2023
Rheem Sales Company, Inc. | Fujitsu | RGECZT036AJT10**C | Federally-Regulated Consumer Product | Weatherized Non-Condensing Gas | 1576 | 218 |  | 11/21/2023 | 100764 | 212631797 | 11/21/2023
Rheem Sales Company, Inc. | Fujitsu | FF80ST410017UHNNAAS | Federally-Regulated Consumer Product | Non-Weatherized, Non-Condensin | 1448 | 212 |  | 11/21/2023 | 98573 | 213351386 | 11/21/2023
Rheem Sales Company, Inc. | Fujitsu | RGEXZS048AJV10T | Federally-Regulated Consumer Product | Weatherized Non-Condensing Gas | 1797 | 277 |  | 11/21/2023 | 70225 | 213352276 | 11/21/2023
Rheem Sales Company, Inc. | Fujitsu | RGEXZS060AJV08T | Federally-Regulated Consumer Product | Weatherized Non-Condensing Gas | 1950 | 177 |  | 11/21/2023 | 56366 | 213352278 | 11/21/2023
Rheem Sales Company, Inc. | Fujitsu | FF80ST515024UHSNAAS | Federally-Regulated Consumer Product | Non-Weatherized, Non-Condensin | 1910 | 233 |  | 11/21/2023 | 150068 | 213351387 | 11/21/2023
Rheem Sales Company, Inc. | Fujitsu | RGEXZS060AJV10T | Federally-Regulated Consumer Product | Weatherized Non-Condensing Gas | 2129 | 188 |  | 11/21/2023 | 70580 | 213352280 | 11/21/2023
Rheem Sales Company, Inc. | Fujitsu | FF80TV507521DZSCAAP | Federally-Regulated Consumer Product | Non-Weatherized, Non-Condensin | 2041 | 272 |  | 11/21/2023 | 52592 | 211873317 | 11/21/2023
Rheem Sales Company, Inc. | Fujitsu | RGEXZS048AJV08T | Federally-Regulated Consumer Product | Weatherized Non-Condensing Gas | 1734 | 168 |  | 11/21/2023 | 57017 | 213352274 | 11/21/2023
Rheem Sales Company, Inc. | Fujitsu | FF80ST515024UHNNAAS | Federally-Regulated Consumer Product | Non-Weatherized, Non-Condensin | 1910 | 233 |  | 11/21/2023 | 150068 | 213351388 | 11/21/2023
Rheem Sales Company, Inc. | Fujitsu | FF80TV407517DZSCAAP | Federally-Regulated Consumer Product | Non-Weatherized, Non-Condensin | 1628 | 254 |  | 11/21/2023 | 52707 | 211873315 | 11/21/2023
Rheem Sales Company, Inc. | Fujitsu | FF80SV410017UHNCAAP | Federally-Regulated Consumer Product | Non-Weatherized, Non-Condensin | 1896 | 204 |  | 11/21/2023 | 99142 | 213351390 | 11/21/2023
Rheem Sales Company, Inc. | Fujitsu | FF80SV405017UHUCAAP | Federally-Regulated Consumer Product | Non-Weatherized, Non-Condensin | 1376 | 243 |  | 11/21/2023 | 50203 | 211873307 | 11/21/2023
Rheem Sales Company, Inc. | Fujitsu | RGECZT048AJT07**C | Federally-Regulated Consumer Product | Weatherized Non-Condensing Gas | 1873 | 167 |  | 11/21/2023 | 52596 | 212631798 | 11/21/2023
Rheem Sales Company, Inc. | Fujitsu | RGEXZS048AJV082 | Federally-Regulated Consumer Product | Weatherized Non-Condensing Gas | 1734 | 168 |  | 11/21/2023 | 57017 | 213352273 | 11/21/2023
Rheem Sales Company, Inc. | Fujitsu | FF80SV515024UHSCAAP | Federally-Regulated Consumer Product | Non-Weatherized, Non-Condensin | 2440 | 249 |  | 11/21/2023 | 150642 | 213351391 | 11/21/2023
Rheem Sales Company, Inc. | Fujitsu | FF80TV305014DZNCAAP | Federally-Regulated Consumer Product | Non-Weatherized, Non-Condensin | 1250 | 237 |  | 11/21/2023 | 34844 | 211873310 | 11/21/2023
Rheem Sales Company, Inc. | Fujitsu | RGEXZS060AJV082 | Federally-Regulated Consumer Product | Weatherized Non-Condensing Gas | 1950 | 177 |  | 11/21/2023 | 56366 | 213352277 | 11/21/2023
Rheem Sales Company, Inc. | Fujitsu | FF95SV304017UHUCAAP | Federally-Regulated Consumer Product | Non-Weatherized, Condensing Ga | 1335 | 254 |  | 11/21/2023 | 42103 | 212922384 | 11/21/2023
Rheem Sales Company, Inc. | Fujitsu | FF80TV305014DZSCAAP | Federally-Regulated Consumer Product | Non-Weatherized, Non-Condensin | 1250 | 237 |  | 11/21/2023 | 34844 | 211873311 | 11/21/2023
Rheem Sales Company, Inc. | Fujitsu | FF95SV306017UHUCAAP | Federally-Regulated Consumer Product | Non-Weatherized, Condensing Ga | 1246 | 250 |  | 11/21/2023 | 56140 | 212922385 | 11/21/2023
Rheem Sales Company, Inc. | Fujitsu | FF80SV410017UHSCAAP | Federally-Regulated Consumer Product | Non-Weatherized, Non-Condensin | 1896 | 204 |  | 11/21/2023 | 99142 | 213351389 | 11/21/2023
Rheem Sales Company, Inc. | Fujitsu | FF80TV510021DZSCAAP | Federally-Regulated Consumer Product | Non-Weatherized, Non-Condensin | 2120 | 275 |  | 11/21/2023 | 69817 | 211873319 | 11/21/2023
Rheem Sales Company, Inc. | Fujitsu | FF80TV510021DZNCAAP | Federally-Regulated Consumer Product | Non-Weatherized, Non-Condensin | 2120 | 275 |  | 11/21/2023 | 69817 | 211873318 | 11/21/2023
Rheem Sales Company, Inc. | Fujitsu | RGECZT036AJT07**C | Federally-Regulated Consumer Product | Weatherized Non-Condensing Gas | 1475 | 165 |  | 11/21/2023 | 53157 | 212631796 | 11/21/2023
Rheem Sales Company, Inc. | Friedrich | RGEAZR048AJT08XNA | Federally-Regulated Consumer Product | Weatherized Non-Condensing Gas | 1847 | 280 |  | 11/21/2023 | 80515 | 213363221 | 11/21/2023
Rheem Sales Company, Inc. | Friedrich | RGEAZR042AJT08XNA | Federally-Regulated Consumer Product | Weatherized Non-Condensing Gas | 1820 | 279 |  | 11/21/2023 | 81578 | 213363218 | 11/21/2023
Rheem Sales Company, Inc. | Friedrich | RGEAZR048AJT08UNA | Federally-Regulated Consumer Product | Weatherized Non-Condensing Gas | 2026 | 288 |  | 11/21/2023 | 80019 | 213363220 | 11/21/2023
Rheem Sales Company, Inc. | Friedrich | RGEAZR048AJT10XNA | Federally-Regulated Consumer Product | Weatherized Non-Condensing Gas | 2001 | 287 |  | 11/21/2023 | 101705 | 213363223 | 11/21/2023
Rheem Sales Company, Inc. | Friedrich | RGEAZR024AJT061NA | Federally-Regulated Consumer Product | Weatherized Non-Condensing Gas | 1270 | 255 |  | 11/21/2023 | 61123 | 213363188 | 11/21/2023
Rheem Sales Company, Inc. | Friedrich | FR801T1505A24UHSNAP | Federally-Regulated Consumer Product | Non-Weatherized, Non-Condensin | 1910 | 233 |  | 11/21/2023 | 150068 | 213354983 | 11/21/2023
Rheem Sales Company, Inc. | Friedrich | RGEAZS024AJV061CA | Federally-Regulated Consumer Product | Weatherized Non-Condensing Gas | 1089 | 247 |  | 11/21/2023 | 60430 | 213363233 | 11/21/2023
Rheem Sales Company, Inc. | Friedrich | FR801T1505A24UHNNAP | Federally-Regulated Consumer Product | Non-Weatherized, Non-Condensin | 1910 | 233 |  | 11/21/2023 | 150068 | 213354984 | 11/21/2023
Rheem Sales Company, Inc. | Friedrich | RGEAZR060AJT10XNA | Federally-Regulated Consumer Product | Weatherized Non-Condensing Gas | 2131 | 293 |  | 11/21/2023 | 101980 | 213363226 | 11/21/2023
Rheem Sales Company, Inc. | Friedrich | RGEAZS024AJV06XCA | Federally-Regulated Consumer Product | Weatherized Non-Condensing Gas | 1089 | 247 |  | 11/21/2023 | 60430 | 213363234 | 11/21/2023
Rheem Sales Company, Inc. | Friedrich | RGEAZR060AJT10UNA | Federally-Regulated Consumer Product | Weatherized Non-Condensing Gas | 1911 | 283 |  | 11/21/2023 | 99261 | 213363225 | 11/21/2023
Rheem Sales Company, Inc. | Friedrich | FR96TA0702521MSA | Federally-Regulated Consumer Product | Non-Weatherized, Condensing Ga | 1854 | 277 |  | 11/21/2023 | 49250 | 213614269 | 11/21/2023
Rheem Sales Company, Inc. | Friedrich | RGEAZR048AJT10UNA | Federally-Regulated Consumer Product | Weatherized Non-Condensing Gas | 1832 | 280 |  | 11/21/2023 | 100370 | 213363222 | 11/21/2023
Rheem Sales Company, Inc. | Friedrich | RGEAZR060AJT08XNA | Federally-Regulated Consumer Product | Weatherized Non-Condensing Gas | 2041 | 289 |  | 11/21/2023 | 79422 | 213363224 | 11/21/2023
Rheem Sales Company, Inc. | Friedrich | RGEAZR042AJT10XNA | Federally-Regulated Consumer Product | Weatherized Non-Condensing Gas | 1774 | 277 |  | 11/21/2023 | 100987 | 213363219 | 11/21/2023
Rheem Sales Company, Inc. | Friedrich | RGEAZR024AJT041NA | Federally-Regulated Consumer Product | Weatherized Non-Condensing Gas | 1205 | 252 |  | 11/21/2023 | 40798 | 213363187 | 11/21/2023
Rheem Sales Company, Inc. | Friedrich | RGEAZR024AJT081NA | Federally-Regulated Consumer Product | Weatherized Non-Condensing Gas | 1202 | 252 |  | 11/21/2023 | 79659 | 213363189 | 11/21/2023
Rheem Sales Company, Inc. | RUSSELL | RGEAZR030AJT04XNA | Federally-Regulated Consumer Product | Weatherized Non-Condensing Gas | 1342 | 258 |  | 11/21/2023 | 39842 | 208676495 | 11/21/2023
Rheem Sales Company, Inc. | RUSSELL | RGECZR060AJT12**C | Federally-Regulated Consumer Product | Weatherized Non-Condensing Gas | 2183 | 266 |  | 11/21/2023 | 83968 | 210279550 | 11/21/2023
Rheem Sales Company, Inc. | RUSSELL | RGEAZR036AJT061NA | Federally-Regulated Consumer Product | Weatherized Non-Condensing Gas | 1259 | 254 |  | 11/21/2023 | 58986 | 208676420 | 11/21/2023
Rheem Sales Company, Inc. | RUSSELL | S801V0504A17UHNBAP | Federally-Regulated Consumer Product | Non-Weatherized, Non-Condensin | 1682 | 256 |  | 11/21/2023 | 50501 | 211774696 | 11/21/2023
Rheem Sales Company, Inc. | RUSSELL | S801V0754A17UH | Federally-Regulated Consumer Product | Non-Weatherized, Non-Condensin | 1830 | 223 |  | 11/21/2023 | 75693 | 208665959 | 11/21/2023
Rheem Sales Company, Inc. | RUSSELL | RGEAZR024AJT06UNA | Federally-Regulated Consumer Product | Weatherized Non-Condensing Gas | 1236 | 253 |  | 11/21/2023 | 61566 | 208676475 | 11/21/2023
Rheem Sales Company, Inc. | RUSSELL | S801V1005A21UH | Federally-Regulated Consumer Product | Non-Weatherized, Non-Condensin | 2027 | 188 |  | 11/21/2023 | 100725 | 208665967 | 11/21/2023
Rheem Sales Company, Inc. | RUSSELL | RGEA14030AJT04UAA | Federally-Regulated Consumer Product | Weatherized Non-Condensing Gas | 1189 | 251 |  | 11/21/2023 | 39887 | 205965553 | 11/21/2023
Rheem Sales Company, Inc. | RUSSELL | RGEAZR036AJT08UNA | Federally-Regulated Consumer Product | Weatherized Non-Condensing Gas | 1382 | 260 |  | 11/21/2023 | 80891 | 208676525 | 11/21/2023
Rheem Sales Company, Inc. | RUSSELL | RGEAZR024AJT04XNA | Federally-Regulated Consumer Product | Weatherized Non-Condensing Gas | 1205 | 252 |  | 11/21/2023 | 40798 | 208676470 | 11/21/2023
Rheem Sales Company, Inc. | RUSSELL | S951V0705A21M4 | Federally-Regulated Consumer Product | Non-Weatherized, Condensing Ga | 1835 | 248 |  | 11/21/2023 | 69808 | 208676316 | 11/21/2023
Rheem Sales Company, Inc. | RUSSELL | RGEAZR024AJT08XNA | Federally-Regulated Consumer Product | Weatherized Non-Condensing Gas | 1202 | 252 |  | 11/21/2023 | 79659 | 208676485 | 11/21/2023
Rheem Sales Company, Inc. | RUSSELL | S802V1005A21DZNBAP | Federally-Regulated Consumer Product | Non-Weatherized, Non-Condensin | 2120 | 275 |  | 11/21/2023 | 69817 | 211806609 | 11/21/2023
Rheem Sales Company, Inc. | RUSSELL | RGEAZR036AJT08XNA | Federally-Regulated Consumer Product | Weatherized Non-Condensing Gas | 1387 | 260 |  | 11/21/2023 | 80632 | 208676530 | 11/21/2023
Rheem Sales Company, Inc. | RUSSELL | S921T0705A21M4 | Federally-Regulated Consumer Product | Non-Weatherized, Condensing Ga | 1983 | 282 |  | 11/21/2023 | 70360 | 208663443 | 11/21/2023
Rheem Sales Company, Inc. | RUSSELL | S801T1255A24UHN | Federally-Regulated Consumer Product | Non-Weatherized, Non-Condensin | 1991 | 270 |  | 11/21/2023 | 123598 | 208242431 | 11/21/2023
Rheem Sales Company, Inc. | RUSSELL | S802V0755A21DZSBAP | Federally-Regulated Consumer Product | Non-Weatherized, Non-Condensin | 2041 | 272 |  | 11/21/2023 | 52592 | 211774726 | 11/21/2023
Rheem Sales Company, Inc. | RUSSELL | S802V0754A17DZSBAP | Federally-Regulated Consumer Product | Non-Weatherized, Non-Condensin | 1628 | 254 |  | 11/21/2023 | 52707 | 211774717 | 11/21/2023
Rheem Sales Company, Inc. | RUSSELL | S802V0755A21DZNBAP | Federally-Regulated Consumer Product | Non-Weatherized, Non-Condensin | 2041 | 272 |  | 11/21/2023 | 52592 | 211774720 | 11/21/2023
Rheem Sales Company, Inc. | RUSSELL | RGEAZR036AJT06XNA | Federally-Regulated Consumer Product | Weatherized Non-Condensing Gas | 1259 | 254 |  | 11/21/2023 | 58986 | 208676520 | 11/21/2023
Rheem Sales Company, Inc. | RUSSELL | RGEAZR048AJT081NA | Federally-Regulated Consumer Product | Weatherized Non-Condensing Gas | 1847 | 280 |  | 11/21/2023 | 80515 | 208676445 | 11/21/2023
Rheem Sales Company, Inc. | RUSSELL | RGEA14042AJT101AC | Federally-Regulated Consumer Product | Weatherized Non-Condensing Gas | 1494 | 265 |  | 11/21/2023 | 99609 | 206606650 | 11/21/2023
Rheem Sales Company, Inc. | RUSSELL | RGEAZR036AJT10XNA | Federally-Regulated Consumer Product | Weatherized Non-Condensing Gas | 1380 | 260 |  | 11/21/2023 | 100130 | 208676535 | 11/21/2023
Rheem Sales Company, Inc. | RUSSELL | RGEAZR048AJT08XNA | Federally-Regulated Consumer Product | Weatherized Non-Condensing Gas | 1847 | 280 |  | 11/21/2023 | 80515 | 208676560 | 11/21/2023
Rheem Sales Company, Inc. | RUSSELL | S98MV0855A21UPS | Federally-Regulated Consumer Product | Non-Weatherized, Condensing Ga | 2209 | 292 |  | 11/21/2023 | 33631 | 208157058 | 11/21/2023
Rheem Sales Company, Inc. | RUSSELL | RGEAZR042AJT10XNA | Federally-Regulated Consumer Product | Weatherized Non-Condensing Gas | 1774 | 277 |  | 11/21/2023 | 100987 | 208676550 | 11/21/2023
Rheem Sales Company, Inc. | RUSSELL | RGEAZR024AJT081NA | Federally-Regulated Consumer Product | Weatherized Non-Condensing Gas | 1202 | 252 |  | 11/21/2023 | 79659 | 208676400 | 11/21/2023
Rheem Sales Company, Inc. | RUSSELL | S801T1255A24UHS | Federally-Regulated Consumer Product | Non-Weatherized, Non-Condensin | 1991 | 270 |  | 11/21/2023 | 123598 | 208242426 | 11/21/2023
Rheem Sales Company, Inc. | RUSSELL | RGEAZR036AJT081NA | Federally-Regulated Consumer Product | Weatherized Non-Condensing Gas | 1387 | 260 |  | 11/21/2023 | 80632 | 208676425 | 11/21/2023
Rheem Sales Company, Inc. | RUSSELL | RGEAZR048AJT10UNA | Federally-Regulated Consumer Product | Weatherized Non-Condensing Gas | 1832 | 280 |  | 11/21/2023 | 100370 | 208676565 | 11/21/2023
Rheem Sales Company, Inc. | RUSSELL | RGEAZR036AJT06UNA | Federally-Regulated Consumer Product | Weatherized Non-Condensing Gas | 1434 | 262 |  | 11/21/2023 | 60723 | 208676515 | 11/21/2023
Rheem Sales Company, Inc. | RUSSELL | S802V1255A24DZSBAP | Federally-Regulated Consumer Product | Non-Weatherized, Non-Condensin | 2179 | 278 |  | 11/21/2023 | 86625 | 211774735 | 11/21/2023
Rheem Sales Company, Inc. | RUSSELL | RGEAZR030AJT081NA | Federally-Regulated Consumer Product | Weatherized Non-Condensing Gas | 1216 | 253 |  | 11/21/2023 | 80365 | 208676415 | 11/21/2023
Rheem Sales Company, Inc. | RUSSELL | RGEAZR048AJT08UNA | Federally-Regulated Consumer Product | Weatherized Non-Condensing Gas | 2026 | 288 |  | 11/21/2023 | 80021 | 208676555 | 11/21/2023
Rheem Sales Company, Inc. | RUSSELL | RGEAZR024AJT041NA | Federally-Regulated Consumer Product | Weatherized Non-Condensing Gas | 1205 | 252 |  | 11/21/2023 | 40798 | 208676390 | 11/21/2023
Rheem Sales Company, Inc. | RUSSELL | S802V1005A21DZSBAP | Federally-Regulated Consumer Product | Non-Weatherized, Non-Condensin | 2120 | 275 |  | 11/21/2023 | 69817 | 211806613 | 11/21/2023
Rheem Sales Company, Inc. | RUSSELL | S802V0754A17DZNBAP | Federally-Regulated Consumer Product | Non-Weatherized, Non-Condensin | 1628 | 254 |  | 11/21/2023 | 52707 | 211774711 | 11/21/2023
Rheem Sales Company, Inc. | RUSSELL | RGEAZR042AJT101NA | Federally-Regulated Consumer Product | Weatherized Non-Condensing Gas | 1774 | 277 |  | 11/21/2023 | 100987 | 208676440 | 11/21/2023
Rheem Sales Company, Inc. | RUSSELL | S801V0504A17UHSBAP | Federally-Regulated Consumer Product | Non-Weatherized, Non-Condensin | 1682 | 256 |  | 11/21/2023 | 50501 | 211774701 | 11/21/2023
Rheem Sales Company, Inc. | RUSSELL | RGEAZR030AJT08XNA | Federally-Regulated Consumer Product | Weatherized Non-Condensing Gas | 1216 | 253 |  | 11/21/2023 | 80365 | 208676510 | 11/21/2023
Rheem Sales Company, Inc. | RUSSELL | RGECZR048AJT07**C | Federally-Regulated Consumer Product | Weatherized Non-Condensing Gas | 1873 | 167 |  | 11/21/2023 | 52596 | 210279538 | 11/21/2023
Rheem Sales Company, Inc. | RUSSELL | RGEAZR060AJT081NA | Federally-Regulated Consumer Product | Weatherized Non-Condensing Gas | 2041 | 289 |  | 11/21/2023 | 79422 | 208676455 | 11/21/2023
Rheem Sales Company, Inc. | RUSSELL | RGEAZR060AJT08XNA | Federally-Regulated Consumer Product | Weatherized Non-Condensing Gas | 2041 | 289 |  | 11/21/2023 | 79422 | 208676575 | 11/21/2023
Rheem Sales Company, Inc. | RUSSELL | RGEAZR024AJT04UNA | Federally-Regulated Consumer Product | Weatherized Non-Condensing Gas | 1181 | 251 |  | 11/21/2023 | 40068 | 208676465 | 11/21/2023
Rheem Sales Company, Inc. | RUSSELL | RGECZR048AJT12**C | Federally-Regulated Consumer Product | Weatherized Non-Condensing Gas | 1902 | 259 |  | 11/21/2023 | 84032 | 210279542 | 11/21/2023
Rheem Sales Company, Inc. | RUSSELL | RGEAZR030AJT041NA | Federally-Regulated Consumer Product | Weatherized Non-Condensing Gas | 1342 | 258 |  | 11/21/2023 | 39842 | 208676405 | 11/21/2023
Rheem Sales Company, Inc. | RUSSELL | S801V0755A21UH | Federally-Regulated Consumer Product | Non-Weatherized, Non-Condensin | 1813 | 235 |  | 11/21/2023 | 75573 | 208665963 | 11/21/2023
Rheem Sales Company, Inc. | RUSSELL | S801T0704A17UHU | Federally-Regulated Consumer Product | Non-Weatherized, Non-Condensin | 1823 | 262 |  | 11/21/2023 | 70109 | 208430288 | 11/21/2023
Rheem Sales Company, Inc. | RUSSELL | RGEAZR042AJT08XNA | Federally-Regulated Consumer Product | Weatherized Non-Condensing Gas | 1820 | 279 |  | 11/21/2023 | 81578 | 208676545 | 11/21/2023
Rheem Sales Company, Inc. | RUSSELL | RGEA14036AJT06UAA | Federally-Regulated Consumer Product | Weatherized Non-Condensing Gas | 1434 | 262 |  | 11/21/2023 | 60723 | 205965555 | 11/21/2023
Rheem Sales Company, Inc. | RUSSELL | RGEAZR030AJT06XNA | Federally-Regulated Consumer Product | Weatherized Non-Condensing Gas | 1342 | 258 |  | 11/21/2023 | 61240 | 208676505 | 11/21/2023
Rheem Sales Company, Inc. | RUSSELL | RGEAZR042AJT08UNA | Federally-Regulated Consumer Product | Weatherized Non-Condensing Gas | 1635 | 271 |  | 11/21/2023 | 80943 | 208676540 | 11/21/2023
Rheem Sales Company, Inc. | RUSSELL | RGEAZR060AJT10UNA | Federally-Regulated Consumer Product | Weatherized Non-Condensing Gas | 1911 | 283 |  | 11/21/2023 | 99261 | 208676580 | 11/21/2023
Rheem Sales Company, Inc. | RUSSELL | RGEAZR036AJT101NA | Federally-Regulated Consumer Product | Weatherized Non-Condensing Gas | 1380 | 260 |  | 11/21/2023 | 100130 | 208676430 | 11/21/2023
Rheem Sales Company, Inc. | RUSSELL | S921V0705A21M4 | Federally-Regulated Consumer Product | Non-Weatherized, Condensing Ga | 1835 | 248 |  | 11/21/2023 | 69808 | 208676282 | 11/21/2023
Rheem Sales Company, Inc. | RUSSELL | RGEAZR024AJT061NA | Federally-Regulated Consumer Product | Weatherized Non-Condensing Gas | 1270 | 255 |  | 11/21/2023 | 61123 | 208676395 | 11/21/2023
Rheem Sales Company, Inc. | RUSSELL | RGEAZR060AJT10XNA | Federally-Regulated Consumer Product | Weatherized Non-Condensing Gas | 2131 | 293 |  | 11/21/2023 | 101980 | 208676585 | 11/21/2023
Rheem Sales Company, Inc. | RUSSELL | RGEA14030AJT081AC | Federally-Regulated Consumer Product | Weatherized Non-Condensing Gas | 1147 | 249 |  | 11/21/2023 | 79965 | 206606605 | 11/21/2023
Rheem Sales Company, Inc. | RUSSELL | S951T0705A21M4 | Federally-Regulated Consumer Product | Non-Weatherized, Condensing Ga | 1983 | 282 |  | 11/21/2023 | 70360 | 208663412 | 11/21/2023
Rheem Sales Company, Inc. | RUSSELL | RGEAZR048AJT101NA | Federally-Regulated Consumer Product | Weatherized Non-Condensing Gas | 2001 | 287 |  | 11/21/2023 | 101705 | 208676450 | 11/21/2023
Rheem Sales Company, Inc. | RUSSELL | RGECZR060AJT07**C | Federally-Regulated Consumer Product | Weatherized Non-Condensing Gas | 2336 | 182 |  | 11/21/2023 | 52310 | 210279546 | 11/21/2023
Rheem Sales Company, Inc. | RUSSELL | S801V0704A17UHUBAP | Federally-Regulated Consumer Product | Non-Weatherized, Non-Condensin | 1723 | 258 |  | 11/21/2023 | 70568 | 211774705 | 11/21/2023
Rheem Sales Company, Inc. | RUSSELL | RGEAZR030AJT04UNA | Federally-Regulated Consumer Product | Weatherized Non-Condensing Gas | 1189 | 251 |  | 11/21/2023 | 39887 | 208676490 | 11/21/2023
Rheem Sales Company, Inc. | RUSSELL | RGEAZR048AJT10XNA | Federally-Regulated Consumer Product | Weatherized Non-Condensing Gas | 2001 | 287 |  | 11/21/2023 | 101705 | 208676570 | 11/21/2023
Rheem Sales Company, Inc. | RUSSELL | RGEAZR030AJT06UNA | Federally-Regulated Consumer Product | Weatherized Non-Condensing Gas | 1125 | 248 |  | 11/21/2023 | 60094 | 208676500 | 11/21/2023
Rheem Sales Company, Inc. | RUSSELL | S802V1255A24DZNBAP | Federally-Regulated Consumer Product | Non-Weatherized, Non-Condensin | 2179 | 278 |  | 11/21/2023 | 86625 | 211774729 | 11/21/2023
Rheem Sales Company, Inc. | RUSSELL | RGEAZR042AJT081NA | Federally-Regulated Consumer Product | Weatherized Non-Condensing Gas | 1820 | 279 |  | 11/21/2023 | 81578 | 208676435 | 11/21/2023
Rheem Sales Company, Inc. | RUSSELL | RGEAZR024AJT06XNA | Federally-Regulated Consumer Product | Weatherized Non-Condensing Gas | 1270 | 255 |  | 11/21/2023 | 61123 | 208676480 | 11/21/2023
Rheem Sales Company, Inc. | RUSSELL | S801V1255A24UH | Federally-Regulated Consumer Product | Non-Weatherized, Non-Condensin | 2076 | 258 |  | 11/21/2023 | 124802 | 208665971 | 11/21/2023
Rheem Sales Company, Inc. | RUSSELL | RGEAZR030AJT061NA | Federally-Regulated Consumer Product | Weatherized Non-Condensing Gas | 1342 | 258 |  | 11/21/2023 | 61240 | 208676410 | 11/21/2023
Rheem Sales Company, Inc. | RUSSELL | RGEAZR060AJT101NA | Federally-Regulated Consumer Product | Weatherized Non-Condensing Gas | 2131 | 293 |  | 11/21/2023 | 101980 | 208676460 | 11/21/2023
Rheem Sales Company, Inc. | RUSSELL | RGECZR036AJT07**C | Federally-Regulated Consumer Product | Weatherized Non-Condensing Gas | 1475 | 165 |  | 11/21/2023 | 53157 | 208503162 | 11/21/2023
Rheem Sales Company, Inc. | RUSSELL | S801V0503A14UH | Federally-Regulated Consumer Product | Non-Weatherized, Non-Condensin | 1308 | 184 |  | 11/21/2023 | 50472 | 208665955 | 11/21/2023
Rheem Sales Company, Inc. | RUSSELL | RGECZR036AJT10**C | Federally-Regulated Consumer Product | Weatherized Non-Condensing Gas | 1576 | 218 |  | 11/21/2023 | 100764 | 210279534 | 11/21/2023
Rheem Sales Company, Inc. | Rheem | RGECZT048AJT07**C | Federally-Regulated Consumer Product | Weatherized Non-Condensing Gas | 1873 | 167 |  | 11/21/2023 | 52596 | 212604399 | 11/21/2023
Rheem Sales Company, Inc. | Rheem | R802V0754A17DZNCAP | Federally-Regulated Consumer Product | Non-Weatherized, Non-Condensin | 1628 | 254 |  | 11/21/2023 | 52707 | 211774714 | 11/21/2023
Rheem Sales Company, Inc. | Rheem | R801V0755A21DZNCAP | Federally-Regulated Consumer Product | Non-Weatherized, Non-Condensin | 2163 | 277 |  | 11/21/2023 | 75029 | 210646673 | 11/21/2023
Rheem Sales Company, Inc. | Rheem | R801V0504A17UHUCAP | Federally-Regulated Consumer Product | Non-Weatherized, Non-Condensin | 1376 | 243 |  | 11/21/2023 | 50203 | 211806380 | 11/21/2023
Rheem Sales Company, Inc. | Rheem | R802V0755A21DZNCAP | Federally-Regulated Consumer Product | Non-Weatherized, Non-Condensin | 2041 | 272 |  | 11/21/2023 | 52592 | 211774723 | 11/21/2023
Rheem Sales Company, Inc. | Rheem | R801T1505A24UHSNAS | Federally-Regulated Consumer Product | Non-Weatherized, Non-Condensin | 1910 | 233 |  | 11/21/2023 | 150068 | 213351281 | 11/21/2023
Rheem Sales Company, Inc. | Rheem | RGEXZS048AJV08T | Federally-Regulated Consumer Product | Weatherized Non-Condensing Gas | 1734 | 168 |  | 11/21/2023 | 57017 | 213352232 | 11/21/2023
Rheem Sales Company, Inc. | Rheem | R802V0504A17UHNCAP | Federally-Regulated Consumer Product | Non-Weatherized, Non-Condensin | 1712 | 257 |  | 11/21/2023 | 34534 | 211806603 | 11/21/2023
Rheem Sales Company, Inc. | Rheem | RGECZT048AJT12**C | Federally-Regulated Consumer Product | Weatherized Non-Condensing Gas | 1902 | 259 |  | 11/21/2023 | 84032 | 212604405 | 11/21/2023
Rheem Sales Company, Inc. | Rheem | R802V1005A21DZSCAP | Federally-Regulated Consumer Product | Non-Weatherized, Non-Condensin | 2120 | 275 |  | 11/21/2023 | 69817 | 211806384 | 11/21/2023
Rheem Sales Company, Inc. | Rheem | R801V1004A17UHSCAP | Federally-Regulated Consumer Product | Non-Weatherized, Non-Condensin | 1896 | 204 |  | 11/21/2023 | 99142 | 213351282 | 11/21/2023
Rheem Sales Company, Inc. | Rheem | RGEXZS048AJV10T | Federally-Regulated Consumer Product | Weatherized Non-Condensing Gas | 1797 | 277 |  | 11/21/2023 | 70225 | 213352242 | 11/21/2023
Rheem Sales Company, Inc. | Rheem | R802V0504A17UHSCAP | Federally-Regulated Consumer Product | Non-Weatherized, Non-Condensin | 1712 | 257 |  | 11/21/2023 | 34534 | 211806383 | 11/21/2023
Rheem Sales Company, Inc. | Rheem | R801T0504A17UHNNAS | Federally-Regulated Consumer Product | Non-Weatherized, Non-Condensin | 1517 | 249 |  | 11/21/2023 | 50545 | 211806579 | 11/21/2023
Rheem Sales Company, Inc. | Rheem | R802V0503A14DZNCAP | Federally-Regulated Consumer Product | Non-Weatherized, Non-Condensin | 1250 | 237 |  | 11/21/2023 | 34844 | 211806596 | 11/21/2023
Rheem Sales Company, Inc. | Rheem | R801V1004A17UHNCAP | Federally-Regulated Consumer Product | Non-Weatherized, Non-Condensin | 1896 | 204 |  | 11/21/2023 | 99142 | 213351291 | 11/21/2023
Rheem Sales Company, Inc. | Rheem | R801V1505A24UHNCAP | Federally-Regulated Consumer Product | Non-Weatherized, Non-Condensin | 2440 | 249 |  | 11/21/2023 | 150642 | 213351294 | 11/21/2023
Rheem Sales Company, Inc. | Rheem | RGEAZS024AJV06XCA | Federally-Regulated Consumer Product | Weatherized Non-Condensing Gas | 1089 | 247 |  | 11/21/2023 | 60430 | 212675804 | 11/21/2023
Rheem Sales Company, Inc. | Rheem | RGECZT036AJT07**C | Federally-Regulated Consumer Product | Weatherized Non-Condensing Gas | 1475 | 165 |  | 11/21/2023 | 53157 | 212604387 | 11/21/2023
Rheem Sales Company, Inc. | Rheem | R801V1505A24UHSCAP | Federally-Regulated Consumer Product | Non-Weatherized, Non-Condensin | 2440 | 249 |  | 11/21/2023 | 150642 | 213351283 | 11/21/2023
Rheem Sales Company, Inc. | Rheem | R802V0503A14DZSCAP | Federally-Regulated Consumer Product | Non-Weatherized, Non-Condensin | 1250 | 237 |  | 11/21/2023 | 34844 | 211806382 | 11/21/2023
Rheem Sales Company, Inc. | Rheem | R802V1255A24DZSCAP | Federally-Regulated Consumer Product | Non-Weatherized, Non-Condensin | 2179 | 278 |  | 11/21/2023 | 86625 | 211774239 | 11/21/2023
Rheem Sales Company, Inc. | Rheem | R801V1005A21UHUCAP | Federally-Regulated Consumer Product | Non-Weatherized, Non-Condensin | 1966 | 269 |  | 11/21/2023 | 97612 | 211806381 | 11/21/2023
Rheem Sales Company, Inc. | Rheem | R802V0755A21DZSCAP | Federally-Regulated Consumer Product | Non-Weatherized, Non-Condensin | 2041 | 272 |  | 11/21/2023 | 52592 | 211774237 | 11/21/2023
Rheem Sales Company, Inc. | Rheem | RGEXZS060AJV10T | Federally-Regulated Consumer Product | Weatherized Non-Condensing Gas | 2129 | 188 |  | 11/21/2023 | 70580 | 213352249 | 11/21/2023
Rheem Sales Company, Inc. | Rheem | R801V0755A21DZSCAP | Federally-Regulated Consumer Product | Non-Weatherized, Non-Condensin | 2163 | 277 |  | 11/21/2023 | 75029 | 210646672 | 11/21/2023
Rheem Sales Company, Inc. | Rheem | R951V0603A17UHUCAP | Federally-Regulated Consumer Product | Non-Weatherized, Condensing Ga | 1246 | 250 |  | 11/21/2023 | 56140 | 212921444 | 11/21/2023
Rheem Sales Company, Inc. | Rheem | R951V0403A17UHUCAP | Federally-Regulated Consumer Product | Non-Weatherized, Condensing Ga | 1335 | 254 |  | 11/21/2023 | 42103 | 212921443 | 11/21/2023
Rheem Sales Company, Inc. | Rheem | RGEXZS060AJV082 | Federally-Regulated Consumer Product | Weatherized Non-Condensing Gas | 1950 | 177 |  | 11/21/2023 | 56366 | 213352258 | 11/21/2023
Rheem Sales Company, Inc. | Rheem | RGECZT036AJT10**C | Federally-Regulated Consumer Product | Weatherized Non-Condensing Gas | 1576 | 218 |  | 11/21/2023 | 100764 | 212604393 | 11/21/2023
Rheem Sales Company, Inc. | Rheem | RGECZT060AJT07**C | Federally-Regulated Consumer Product | Weatherized Non-Condensing Gas | 2336 | 182 |  | 11/21/2023 | 52310 | 212604411 | 11/21/2023
Rheem Sales Company, Inc. | Rheem | RGEXZS048AJV082 | Federally-Regulated Consumer Product | Weatherized Non-Condensing Gas | 1734 | 168 |  | 11/21/2023 | 57017 | 213352227 | 11/21/2023
Rheem Sales Company, Inc. | Rheem | R801T1505A24UHNNAS | Federally-Regulated Consumer Product | Non-Weatherized, Non-Condensin | 1910 | 233 |  | 11/21/2023 | 150068 | 213351288 | 11/21/2023
Rheem Sales Company, Inc. | Rheem | RGEXZS048AJV102 | Federally-Regulated Consumer Product | Weatherized Non-Condensing Gas | 1797 | 277 |  | 11/21/2023 | 70225 | 213352237 | 11/21/2023
Rheem Sales Company, Inc. | Rheem | R801V0504A17UHNCAP | Federally-Regulated Consumer Product | Non-Weatherized, Non-Condensin | 1682 | 256 |  | 11/21/2023 | 50501 | 211774698 | 11/21/2023
Rheem Sales Company, Inc. | Rheem | R802V1255A24DZNCAP | Federally-Regulated Consumer Product | Non-Weatherized, Non-Condensin | 2179 | 278 |  | 11/21/2023 | 86625 | 211774732 | 11/21/2023
Rheem Sales Company, Inc. | Rheem | R801T1004A17UHNNAS | Federally-Regulated Consumer Product | Non-Weatherized, Non-Condensin | 1448 | 212 |  | 11/21/2023 | 98573 | 213351285 | 11/21/2023
Rheem Sales Company, Inc. | Rheem | R951V1005A21UHUCAP | Federally-Regulated Consumer Product | Non-Weatherized, Condensing Ga | 2062 | 286 |  | 11/21/2023 | 94650 | 212921445 | 11/21/2023
Rheem Sales Company, Inc. | Rheem | R802V1005A21DZNCAP | Federally-Regulated Consumer Product | Non-Weatherized, Non-Condensin | 2120 | 275 |  | 11/21/2023 | 69817 | 211806611 | 11/21/2023
Rheem Sales Company, Inc. | Rheem | RGECZT060AJT12**C | Federally-Regulated Consumer Product | Weatherized Non-Condensing Gas | 2183 | 266 |  | 11/21/2023 | 83968 | 212604417 | 11/21/2023
Rheem Sales Company, Inc. | Rheem | R801T0504A17UHSNAS | Federally-Regulated Consumer Product | Non-Weatherized, Non-Condensin | 1517 | 249 |  | 11/21/2023 | 50545 | 211806379 | 11/21/2023
Rheem Sales Company, Inc. | Rheem | R802V0754A17DZSCAP | Federally-Regulated Consumer Product | Non-Weatherized, Non-Condensin | 1628 | 254 |  | 11/21/2023 | 52707 | 211774236 | 11/21/2023
Rheem Sales Company, Inc. | Rheem | R801T1004A17UHSNAS | Federally-Regulated Consumer Product | Non-Weatherized, Non-Condensin | 1448 | 212 |  | 11/21/2023 | 98573 | 213351280 | 11/21/2023
Rheem Sales Company, Inc. | Rheem | RGEXZS060AJV08T | Federally-Regulated Consumer Product | Weatherized Non-Condensing Gas | 1950 | 177 |  | 11/21/2023 | 56366 | 213352257 | 11/21/2023
Rheem Sales Company, Inc. | Rheem | RGEAZS024AJV061CA | Federally-Regulated Consumer Product | Weatherized Non-Condensing Gas | 1089 | 247 |  | 11/21/2023 | 60430 | 212675803 | 11/21/2023
Rheem Sales Company, Inc. | Rheem | RGEXZS060AJV102 | Federally-Regulated Consumer Product | Weatherized Non-Condensing Gas | 2129 | 188 |  | 11/21/2023 | 70580 | 213352247 | 11/21/2023
Rheem Sales Company, Inc. | DURASTAR | DR80UHAW0501314S | Federally-Regulated Consumer Product | Non-Weatherized, Non-Condensin | 1308 | 184 |  | 11/21/2023 | 50472 | 208676602 | 11/21/2023
Rheem Sales Company, Inc. | DURASTAR | DR80DZAW0502314NAB | Federally-Regulated Consumer Product | Non-Weatherized, Non-Condensin | 1250 | 237 |  | 11/21/2023 | 34844 | 211873040 | 11/21/2023
Rheem Sales Company, Inc. | DURASTAR | DR80UHAT0701417U | Federally-Regulated Consumer Product | Non-Weatherized, Non-Condensin | 1823 | 262 |  | 11/21/2023 | 70109 | 208486664 | 11/21/2023
Rheem Sales Company, Inc. | DURASTAR | DR80UHAT1251524S | Federally-Regulated Consumer Product | Non-Weatherized, Non-Condensin | 1991 | 270 |  | 11/21/2023 | 123598 | 208430113 | 11/21/2023
Rheem Sales Company, Inc. | DURASTAR | DR80DZAW0752521NAB | Federally-Regulated Consumer Product | Non-Weatherized, Non-Condensin | 2041 | 272 |  | 11/21/2023 | 52592 | 211873047 | 11/21/2023
Rheem Sales Company, Inc. | DURASTAR | DR80DZAW0501314SAB | Federally-Regulated Consumer Product | Non-Weatherized, Non-Condensin | 2163 | 277 |  | 11/21/2023 | 51119 | 210727807 | 11/21/2023
Rheem Sales Company, Inc. | DURASTAR | DR80UHAW0751521S | Federally-Regulated Consumer Product | Non-Weatherized, Non-Condensin | 1813 | 235 |  | 11/21/2023 | 75573 | 208676604 | 11/21/2023
Rheem Sales Company, Inc. | DURASTAR | DR80DZAW1251524SAB | Federally-Regulated Consumer Product | Non-Weatherized, Non-Condensin | 2075 | 273 |  | 11/21/2023 | 124289 | 210727813 | 11/21/2023
Rheem Sales Company, Inc. | DURASTAR | DR96M4AW0402317S | Federally-Regulated Consumer Product | Non-Weatherized, Condensing Ga | 1248 | 250 |  | 11/21/2023 | 29623 | 208430141 | 11/21/2023
Rheem Sales Company, Inc. | DURASTAR | DR80UHAW1001521S | Federally-Regulated Consumer Product | Non-Weatherized, Non-Condensin | 2027 | 188 |  | 11/21/2023 | 100725 | 208676605 | 11/21/2023
Rheem Sales Company, Inc. | DURASTAR | DR95UHAW0601317UAB | Federally-Regulated Consumer Product | Non-Weatherized, Condensing Ga | 1246 | 250 |  | 11/21/2023 | 56140 | 212922388 | 11/21/2023
Rheem Sales Company, Inc. | DURASTAR | DR80DZAW1252524NAB | Federally-Regulated Consumer Product | Non-Weatherized, Non-Condensin | 2179 | 278 |  | 11/21/2023 | 86625 | 211873051 | 11/21/2023
Rheem Sales Company, Inc. | DURASTAR | DR95UHAW1001521UAB | Federally-Regulated Consumer Product | Non-Weatherized, Condensing Ga | 2062 | 286 |  | 11/21/2023 | 94650 | 212922389 | 11/21/2023
Rheem Sales Company, Inc. | DURASTAR | DR80UHAW1001521NAB | Federally-Regulated Consumer Product | Non-Weatherized, Non-Condensin | 2027 | 188 |  | 11/21/2023 | 100725 | 210802626 | 11/21/2023
Rheem Sales Company, Inc. | DURASTAR | DR80UHAW0751417NAB | Federally-Regulated Consumer Product | Non-Weatherized, Non-Condensin | 1830 | 223 |  | 11/21/2023 | 75693 | 210802624 | 11/21/2023
Rheem Sales Company, Inc. | DURASTAR | DR80DZAW0751417SAB | Federally-Regulated Consumer Product | Non-Weatherized, Non-Condensin | 1680 | 255 |  | 11/21/2023 | 76001 | 210802619 | 11/21/2023
Rheem Sales Company, Inc. | DURASTAR | DR95M4AW0701521S | Federally-Regulated Consumer Product | Non-Weatherized, Condensing Ga | 1835 | 248 |  | 11/21/2023 | 69808 | 208676598 | 11/21/2023
Rheem Sales Company, Inc. | DURASTAR | DR80DZAW0501314NAB | Federally-Regulated Consumer Product | Non-Weatherized, Non-Condensin | 2163 | 277 |  | 11/21/2023 | 51119 | 210727806 | 11/21/2023
Rheem Sales Company, Inc. | DURASTAR | DR80UHAT0501417SAN | Federally-Regulated Consumer Product | Non-Weatherized, Non-Condensin | 1517 | 249 |  | 11/21/2023 | 50545 | 211873037 | 11/21/2023
Rheem Sales Company, Inc. | DURASTAR | DR80UHAW0501417NAB | Federally-Regulated Consumer Product | Non-Weatherized, Non-Condensin | 1682 | 256 |  | 11/21/2023 | 50501 | 211873038 | 11/21/2023
Rheem Sales Company, Inc. | DURASTAR | DR80UHAT1001417NAN | Federally-Regulated Consumer Product | Non-Weatherized, Non-Condensin | 1448 | 212 |  | 11/21/2023 | 98573 | 213351378 | 11/21/2023
Rheem Sales Company, Inc. | DURASTAR | DR80UHAW0502314S | Federally-Regulated Consumer Product | Non-Weatherized, Non-Condensin | 1318 | 240 |  | 11/21/2023 | 35484 | 208430129 | 11/21/2023
Rheem Sales Company, Inc. | DURASTAR | DR80DZAW1252524SAB | Federally-Regulated Consumer Product | Non-Weatherized, Non-Condensin | 2179 | 278 |  | 11/21/2023 | 86625 | 211873447 | 11/21/2023
Rheem Sales Company, Inc. | DURASTAR | DR80UHAT1501524NAN | Federally-Regulated Consumer Product | Non-Weatherized, Non-Condensin | 1910 | 233 |  | 11/21/2023 | 150068 | 213351380 | 11/21/2023
Rheem Sales Company, Inc. | DURASTAR | DR80UHAW0751417S | Federally-Regulated Consumer Product | Non-Weatherized, Non-Condensin | 1830 | 223 |  | 11/21/2023 | 75693 | 208676603 | 11/21/2023
Rheem Sales Company, Inc. | DURASTAR | DR80UHAT1501524SAN | Federally-Regulated Consumer Product | Non-Weatherized, Non-Condensin | 1910 | 233 |  | 11/21/2023 | 150068 | 213351379 | 11/21/2023
Rheem Sales Company, Inc. | DURASTAR | DR80UHAW0751521NAB | Federally-Regulated Consumer Product | Non-Weatherized, Non-Condensin | 1813 | 235 |  | 11/21/2023 | 75573 | 210802625 | 11/21/2023
Rheem Sales Company, Inc. | DURASTAR | DR80UHAW1001417SAB | Federally-Regulated Consumer Product | Non-Weatherized, Non-Condensin | 1896 | 204 |  | 11/21/2023 | 99142 | 213351381 | 11/21/2023
Rheem Sales Company, Inc. | DURASTAR | DR80DZAW0751417NAB | Federally-Regulated Consumer Product | Non-Weatherized, Non-Condensin | 1680 | 255 |  | 11/21/2023 | 76001 | 210802618 | 11/21/2023
Rheem Sales Company, Inc. | DURASTAR | DR80DZAW1001521SAB | Federally-Regulated Consumer Product | Non-Weatherized, Non-Condensin | 2095 | 257 |  | 11/21/2023 | 100302 | 210727811 | 11/21/2023
Rheem Sales Company, Inc. | DURASTAR | DR80DZAT0751521S | Federally-Regulated Consumer Product | Non-Weatherized, Non-Condensin | 1883 | 265 |  | 11/21/2023 | 75029 | 208430121 | 11/21/2023
Rheem Sales Company, Inc. | DURASTAR | DR80UHAW0501417SAB | Federally-Regulated Consumer Product | Non-Weatherized, Non-Condensin | 1682 | 256 |  | 11/21/2023 | 50501 | 211873039 | 11/21/2023
Rheem Sales Company, Inc. | DURASTAR | DR80DZAW0752521SAB | Federally-Regulated Consumer Product | Non-Weatherized, Non-Condensin | 2041 | 272 |  | 11/21/2023 | 52592 | 211873048 | 11/21/2023
Rheem Sales Company, Inc. | DURASTAR | DR80DZAW0751521NAB | Federally-Regulated Consumer Product | Non-Weatherized, Non-Condensin | 2163 | 277 |  | 11/21/2023 | 75029 | 210727808 | 11/21/2023
Rheem Sales Company, Inc. | DURASTAR | DR80UHAT0501417NAN | Federally-Regulated Consumer Product | Non-Weatherized, Non-Condensin | 1517 | 249 |  | 11/21/2023 | 50545 | 211873036 | 11/21/2023
Rheem Sales Company, Inc. | DURASTAR | DR80UHAT1001417SAN | Federally-Regulated Consumer Product | Non-Weatherized, Non-Condensin | 1448 | 212 |  | 11/21/2023 | 98573 | 213351377 | 11/21/2023
Rheem Sales Company, Inc. | DURASTAR | DR80UHAW0701417UAB | Federally-Regulated Consumer Product | Non-Weatherized, Non-Condensin | 1723 | 258 |  | 11/21/2023 | 70568 | 212675824 | 11/21/2023
Rheem Sales Company, Inc. | DURASTAR | DR80DZAW1002521SAB | Federally-Regulated Consumer Product | Non-Weatherized, Non-Condensin | 2120 | 275 |  | 11/21/2023 | 69817 | 211873050 | 11/21/2023
Rheem Sales Company, Inc. | DURASTAR | DR80DZAW0751521SAB | Federally-Regulated Consumer Product | Non-Weatherized, Non-Condensin | 2163 | 277 |  | 11/21/2023 | 75029 | 210727809 | 11/21/2023
Rheem Sales Company, Inc. | DURASTAR | DR95UHAW0401317UAB | Federally-Regulated Consumer Product | Non-Weatherized, Condensing Ga | 1335 | 254 |  | 11/21/2023 | 42103 | 212922387 | 11/21/2023
Rheem Sales Company, Inc. | DURASTAR | DR80UHAW0501417UAB | Federally-Regulated Consumer Product | Non-Weatherized, Non-Condensin | 1376 | 243 |  | 11/21/2023 | 50203 | 212675823 | 11/21/2023
Rheem Sales Company, Inc. | DURASTAR | DR80UHAW0502417NAB | Federally-Regulated Consumer Product | Non-Weatherized, Non-Condensin | 1712 | 257 |  | 11/21/2023 | 34534 | 211873042 | 11/21/2023
Rheem Sales Company, Inc. | DURASTAR | DR80DZAW0502314SAB | Federally-Regulated Consumer Product | Non-Weatherized, Non-Condensin | 1250 | 237 |  | 11/21/2023 | 34844 | 211873041 | 11/21/2023
Rheem Sales Company, Inc. | DURASTAR | DR80UHAW1001417NAB | Federally-Regulated Consumer Product | Non-Weatherized, Non-Condensin | 1896 | 204 |  | 11/21/2023 | 99142 | 213351382 | 11/21/2023
Rheem Sales Company, Inc. | DURASTAR | DR80DZAW1002521NAB | Federally-Regulated Consumer Product | Non-Weatherized, Non-Condensin | 2120 | 275 |  | 11/21/2023 | 69817 | 211873049 | 11/21/2023
Rheem Sales Company, Inc. | DURASTAR | DR80UHAW1251524S | Federally-Regulated Consumer Product | Non-Weatherized, Non-Condensin | 2076 | 258 |  | 11/21/2023 | 124802 | 208676606 | 11/21/2023
Rheem Sales Company, Inc. | DURASTAR | DR80DZAW0752417SAB | Federally-Regulated Consumer Product | Non-Weatherized, Non-Condensin | 1628 | 254 |  | 11/21/2023 | 52707 | 211873046 | 11/21/2023
Rheem Sales Company, Inc. | DURASTAR | DR80UHAW1001521UAB | Federally-Regulated Consumer Product | Non-Weatherized, Non-Condensin | 1966 | 269 |  | 11/21/2023 | 97612 | 212675825 | 11/21/2023
Rheem Sales Company, Inc. | DURASTAR | DR80UHAW1251524NAB | Federally-Regulated Consumer Product | Non-Weatherized, Non-Condensin | 2076 | 258 |  | 11/21/2023 | 124802 | 210802628 | 11/21/2023
Rheem Sales Company, Inc. | DURASTAR | DR80DZAW0752417NAB | Federally-Regulated Consumer Product | Non-Weatherized, Non-Condensin | 1628 | 254 |  | 11/21/2023 | 52707 | 211873045 | 11/21/2023
Rheem Sales Company, Inc. | DURASTAR | DR80UHAW1501524SAB | Federally-Regulated Consumer Product | Non-Weatherized, Non-Condensin | 2440 | 249 |  | 11/21/2023 | 150642 | 213351383 | 11/21/2023
Rheem Sales Company, Inc. | DURASTAR | DR80UHAW0501314NAB | Federally-Regulated Consumer Product | Non-Weatherized, Non-Condensin | 1308 | 184 |  | 11/21/2023 | 50472 | 210802622 | 11/21/2023
Rheem Sales Company, Inc. | DURASTAR | DR80UHAW0502417SAB | Federally-Regulated Consumer Product | Non-Weatherized, Non-Condensin | 1712 | 257 |  | 11/21/2023 | 34534 | 211873044 | 11/21/2023
Rheem Sales Company, Inc. | DURASTAR | DR95M4AT0701521S | Federally-Regulated Consumer Product | Non-Weatherized, Condensing Ga | 1983 | 282 |  | 11/21/2023 | 70360 | 208676591 | 11/21/2023
Rheem Sales Company, Inc. | DURASTAR | DR95M4AT0701317S | Federally-Regulated Consumer Product | Non-Weatherized, Condensing Ga | 1362 | 255 |  | 11/21/2023 | 69960 | 208676590 | 11/21/2023
Rheem Sales Company, Inc. | DURASTAR | DR80UHAT1251524N | Federally-Regulated Consumer Product | Non-Weatherized, Non-Condensin | 1991 | 270 |  | 11/21/2023 | 123598 | 208430118 | 11/21/2023
Rheem Sales Company, Inc. | DURASTAR | DR80UHAW1501524NAB | Federally-Regulated Consumer Product | Non-Weatherized, Non-Condensin | 2440 | 249 |  | 11/21/2023 | 150642 | 213351384 | 11/21/2023
Rheem Sales Company, Inc. | DURASTAR | DR80DZAW1251524NAB | Federally-Regulated Consumer Product | Non-Weatherized, Non-Condensin | 2075 | 273 |  | 11/21/2023 | 124289 | 210727812 | 11/21/2023
Rheem Sales Company, Inc. | DURASTAR | DR80DZAW1001521NAB | Federally-Regulated Consumer Product | Non-Weatherized, Non-Condensin | 2095 | 257 |  | 11/21/2023 | 100302 | 210727810 | 11/21/2023
Rheem Sales Company, Inc. | Rheem | R98MV0603A17UPS | Federally-Regulated Consumer Product | Non-Weatherized, Condensing Ga | 1110 | 244 |  | 10/17/2023 | 22600 | 208157026 | 11/30/2023
Rheem Sales Company, Inc. | Rheem | R801T0503A14DZS | Federally-Regulated Consumer Product | Non-Weatherized, Non-Condensin | 1223 | 236 | 236 | 05/25/2023 | 51119 | 208242366 | 11/30/2023
Rheem Sales Company, Inc. | Rheem | R801T0754A21UHS | Federally-Regulated Consumer Product | Non-Weatherized, Non-Condensin | 1634 | 254 | 254 | 05/25/2023 | 75736 | 208242358 | 11/30/2023
Rheem Sales Company, Inc. | Rheem | R98MV1155A24UPS | Federally-Regulated Consumer Product | Non-Weatherized, Condensing Ga | 1971 | 282 |  | 10/17/2023 | 44499 | 208157030 | 11/30/2023
Rheem Sales Company, Inc. | Rheem | R801T1005A21UHU | Federally-Regulated Consumer Product | Non-Weatherized, Non-Condensin | 2096 | 274 |  | 05/25/2022 | 100583 | 208430272 | 11/30/2023
Rheem Sales Company, Inc. | Rheem | R962V0705A21M4S | Federally-Regulated Consumer Product | Non-Weatherized, Condensing Ga | 1923 | 280 | 280 | 05/25/2023 | 49235 | 208243261 | 11/30/2023
Rheem Sales Company, Inc. | Rheem | R802V1255A24UHS | Federally-Regulated Consumer Product | Non-Weatherized, Non-Condensin | 2073 | 273 | 273 | 05/25/2023 | 87500 | 208243243 | 11/30/2023
Rheem Sales Company, Inc. | Rheem | R951T1005A21M4 | Federally-Regulated Consumer Product | Non-Weatherized, Condensing Ga | 2066 | 286 |  | 10/17/2023 | 98023 | 208663408 | 11/30/2023
Rheem Sales Company, Inc. | Rheem | R802V1505A24UHS | Federally-Regulated Consumer Product | Non-Weatherized, Non-Condensin | 2092 | 274 | 274 | 05/18/2022 | 104565 | 208243574 | 11/30/2023
Rheem Sales Company, Inc. | Rheem | R801T0503A14UHS | Federally-Regulated Consumer Product | Non-Weatherized, Non-Condensin | 1388 | 243 | 243 | 05/25/2023 | 49660 | 208242356 | 11/30/2023
Rheem Sales Company, Inc. | Rheem | R98MV1005A21UPS | Federally-Regulated Consumer Product | Non-Weatherized, Condensing Ga | 2084 | 287 |  | 10/17/2023 | 39023 | 208157029 | 11/30/2023
Rheem Sales Company, Inc. | Rheem | R951T0855A21M4 | Federally-Regulated Consumer Product | Non-Weatherized, Condensing Ga | 1929 | 280 |  | 10/17/2023 | 84515 | 208663407 | 11/30/2023
Rheem Sales Company, Inc. | Rheem | R802V1005A21UHS | Federally-Regulated Consumer Product | Non-Weatherized, Non-Condensin | 1905 | 266 | 266 | 05/18/2022 | 70000 | 208243241 | 11/30/2023
Rheem Sales Company, Inc. | Rheem | R801T0704A17UHU | Federally-Regulated Consumer Product | Non-Weatherized, Non-Condensin | 1823 | 262 |  | 11/21/2023 | 70109 | 208430270 | 11/30/2023
Rheem Sales Company, Inc. | Rheem | R801T0504A17UHU | Federally-Regulated Consumer Product | Non-Weatherized, Non-Condensin | 1502 | 248 | 248 | 05/25/2023 | 50342 | 208430268 | 11/30/2023
Rheem Sales Company, Inc. | Rheem | R801T1005A21DZS | Federally-Regulated Consumer Product | Non-Weatherized, Non-Condensin | 1895 | 265 | 265 | 05/18/2022 | 100302 | 208242369 | 11/30/2023
Rheem Sales Company, Inc. | Rheem | R98MV0703A17UPS | Federally-Regulated Consumer Product | Non-Weatherized, Condensing Ga | 1162 | 246 |  | 10/17/2023 | 28246 | 208157027 | 11/30/2023
Rheem Sales Company, Inc. | Rheem | R801T1255A24DZS | Federally-Regulated Consumer Product | Non-Weatherized, Non-Condensin | 1835 | 263 | 263 | 05/25/2023 | 124389 | 208242370 | 11/30/2023
Rheem Sales Company, Inc. | Rheem | R801T0754A17UHS | Federally-Regulated Consumer Product | Non-Weatherized, Non-Condensin | 1496 | 248 | 248 | 05/25/2023 | 75177 | 208242357 | 11/30/2023
Rheem Sales Company, Inc. | Rheem | R97MV1005A21DHS | Federally-Regulated Consumer Product | Non-Weatherized, Condensing Ga | 1990 | 282 |  | 10/17/2023 | 39222 | 208157024 | 11/30/2023
Rheem Sales Company, Inc. | Rheem | R801T1005A21UHS | Federally-Regulated Consumer Product | Non-Weatherized, Non-Condensin | 1812 | 262 | 262 | 05/25/2023 | 99863 | 208242359 | 11/30/2023
Rheem Sales Company, Inc. | Rheem | R951T0603A17M4 | Federally-Regulated Consumer Product | Non-Weatherized, Condensing Ga | 1156 | 246 |  | 10/17/2023 | 55624 | 208663404 | 11/30/2023
Rheem Sales Company, Inc. | Rheem | R801T0753A17DZS | Federally-Regulated Consumer Product | Non-Weatherized, Non-Condensin | 1253 | 237 | 237 | 05/25/2023 | 74903 | 208429529 | 11/30/2023
Rheem Sales Company, Inc. | Rheem | R802V1004A17UHS | Federally-Regulated Consumer Product | Non-Weatherized, Non-Condensin | 1730 | 258 | 258 | 05/25/2023 | 70020 | 208243240 | 11/30/2023
Rheem Sales Company, Inc. | Rheem | R802V0755A21UHS | Federally-Regulated Consumer Product | Non-Weatherized, Non-Condensin | 1718 | 258 | 258 | 05/25/2023 | 52500 | 208243239 | 11/30/2023
Rheem Sales Company, Inc. | Rheem | R802V0754A17UHS | Federally-Regulated Consumer Product | Non-Weatherized, Non-Condensin | 1458 | 246 | 246 | 05/25/2023 | 52564 | 208243237 | 11/30/2023
Rheem Sales Company, Inc. | Rheem | R951T1155A24M4 | Federally-Regulated Consumer Product | Non-Weatherized, Condensing Ga | 2041 | 285 |  | 10/17/2023 | 111488 | 208663350 | 11/30/2023
Rheem Sales Company, Inc. | Rheem | R97MV1155A24DHS | Federally-Regulated Consumer Product | Non-Weatherized, Condensing Ga | 1959 | 281 |  | 10/17/2023 | 44459 | 208157025 | 11/30/2023
Rheem Sales Company, Inc. | Rheem | R98MV0603A17UPS | Federally-Regulated Consumer Product | Non-Weatherized, Condensing Ga | 1110 | 244 |  | 11/30/2023 | 22600 | 208157026 | 11/30/2023
Rheem Sales Company, Inc. | Rheem | R801T0503A14DZS | Federally-Regulated Consumer Product | Non-Weatherized, Non-Condensin | 1223 | 236 |  | 11/30/2023 | 51119 | 208242366 | 11/30/2023
Rheem Sales Company, Inc. | Rheem | R801T0754A21UHS | Federally-Regulated Consumer Product | Non-Weatherized, Non-Condensin | 1634 | 254 |  | 11/30/2023 | 75736 | 208242358 | 11/30/2023
Rheem Sales Company, Inc. | Rheem | R98MV1155A24UPS | Federally-Regulated Consumer Product | Non-Weatherized, Condensing Ga | 1971 | 282 |  | 11/30/2023 | 44499 | 208157030 | 11/30/2023
Rheem Sales Company, Inc. | Rheem | R801T1005A21UHU | Federally-Regulated Consumer Product | Non-Weatherized, Non-Condensin | 2096 | 274 |  | 11/30/2023 | 100583 | 208430272 | 11/30/2023
Rheem Sales Company, Inc. | Rheem | R962V0705A21M4S | Federally-Regulated Consumer Product | Non-Weatherized, Condensing Ga | 1923 | 280 |  | 11/30/2023 | 49235 | 208243261 | 11/30/2023
Rheem Sales Company, Inc. | Rheem | R802V1255A24UHS | Federally-Regulated Consumer Product | Non-Weatherized, Non-Condensin | 2073 | 273 |  | 11/30/2023 | 87500 | 208243243 | 11/30/2023
Rheem Sales Company, Inc. | Rheem | R951T1005A21M4 | Federally-Regulated Consumer Product | Non-Weatherized, Condensing Ga | 2066 | 286 |  | 11/30/2023 | 98023 | 208663408 | 11/30/2023
Rheem Sales Company, Inc. | Rheem | R802V1505A24UHS | Federally-Regulated Consumer Product | Non-Weatherized, Non-Condensin | 2092 | 274 |  | 11/30/2023 | 104565 | 208243574 | 11/30/2023
Rheem Sales Company, Inc. | Rheem | R801T0503A14UHS | Federally-Regulated Consumer Product | Non-Weatherized, Non-Condensin | 1388 | 243 |  | 11/30/2023 | 49660 | 208242356 | 11/30/2023
Rheem Sales Company, Inc. | Rheem | R98MV1005A21UPS | Federally-Regulated Consumer Product | Non-Weatherized, Condensing Ga | 2084 | 287 |  | 11/30/2023 | 39023 | 208157029 | 11/30/2023
Rheem Sales Company, Inc. | Rheem | R951T0855A21M4 | Federally-Regulated Consumer Product | Non-Weatherized, Condensing Ga | 1929 | 280 |  | 11/30/2023 | 84515 | 208663407 | 11/30/2023
Rheem Sales Company, Inc. | Rheem | R802V1005A21UHS | Federally-Regulated Consumer Product | Non-Weatherized, Non-Condensin | 1905 | 266 |  | 11/30/2023 | 70000 | 208243241 | 11/30/2023
Rheem Sales Company, Inc. | Rheem | R801T0704A17UHU | Federally-Regulated Consumer Product | Non-Weatherized, Non-Condensin | 1823 | 262 |  | 11/30/2023 | 70109 | 208430270 | 11/30/2023
Rheem Sales Company, Inc. | Rheem | R801T0504A17UHU | Federally-Regulated Consumer Product | Non-Weatherized, Non-Condensin | 1502 | 248 |  | 11/30/2023 | 50342 | 208430268 | 11/30/2023
Rheem Sales Company, Inc. | Rheem | R801T1005A21DZS | Federally-Regulated Consumer Product | Non-Weatherized, Non-Condensin | 1895 | 265 |  | 11/30/2023 | 100302 | 208242369 | 11/30/2023
Rheem Sales Company, Inc. | Rheem | R98MV0703A17UPS | Federally-Regulated Consumer Product | Non-Weatherized, Condensing Ga | 1162 | 246 |  | 11/30/2023 | 28246 | 208157027 | 11/30/2023
Rheem Sales Company, Inc. | Rheem | R801T1255A24DZS | Federally-Regulated Consumer Product | Non-Weatherized, Non-Condensin | 1835 | 263 |  | 11/30/2023 | 124389 | 208242370 | 11/30/2023
Rheem Sales Company, Inc. | Rheem | R801T0754A17UHS | Federally-Regulated Consumer Product | Non-Weatherized, Non-Condensin | 1496 | 248 |  | 11/30/2023 | 75177 | 208242357 | 11/30/2023
Rheem Sales Company, Inc. | Rheem | R97MV1005A21DHS | Federally-Regulated Consumer Product | Non-Weatherized, Condensing Ga | 1990 | 282 |  | 11/30/2023 | 39222 | 208157024 | 11/30/2023
Rheem Sales Company, Inc. | Rheem | R801T1005A21UHS | Federally-Regulated Consumer Product | Non-Weatherized, Non-Condensin | 1812 | 262 |  | 11/30/2023 | 99863 | 208242359 | 11/30/2023
Rheem Sales Company, Inc. | Rheem | R951T0603A17M4 | Federally-Regulated Consumer Product | Non-Weatherized, Condensing Ga | 1156 | 246 |  | 11/30/2023 | 55624 | 208663404 | 11/30/2023
Rheem Sales Company, Inc. | Rheem | R801T0753A17DZS | Federally-Regulated Consumer Product | Non-Weatherized, Non-Condensin | 1253 | 237 |  | 11/30/2023 | 74903 | 208429529 | 11/30/2023
Rheem Sales Company, Inc. | Rheem | R802V1004A17UHS | Federally-Regulated Consumer Product | Non-Weatherized, Non-Condensin | 1730 | 258 |  | 11/30/2023 | 70020 | 208243240 | 11/30/2023
Rheem Sales Company, Inc. | Rheem | R802V0755A21UHS | Federally-Regulated Consumer Product | Non-Weatherized, Non-Condensin | 1718 | 258 |  | 11/30/2023 | 52500 | 208243239 | 11/30/2023
Rheem Sales Company, Inc. | Rheem | R802V0754A17UHS | Federally-Regulated Consumer Product | Non-Weatherized, Non-Condensin | 1458 | 246 |  | 11/30/2023 | 52564 | 208243237 | 11/30/2023
Rheem Sales Company, Inc. | Rheem | R951T1155A24M4 | Federally-Regulated Consumer Product | Non-Weatherized, Condensing Ga | 2041 | 285 |  | 11/30/2023 | 111488 | 208663350 | 11/30/2023
Rheem Sales Company, Inc. | Rheem | R97MV1155A24DHS | Federally-Regulated Consumer Product | Non-Weatherized, Condensing Ga | 1959 | 281 |  | 11/30/2023 | 44459 | 208157025 | 11/30/2023
Rheem Sales Company, Inc. | Thermal Zone | TZ80DZ1T125D5SA | Federally-Regulated Consumer Product | Non-Weatherized, Non-Condensin | 1835 | 263 | 263 | 05/25/2023 | 124389 | 208430225 | 11/30/2023
Rheem Sales Company, Inc. | Thermal Zone | TZ80UH2V100B4SA | Federally-Regulated Consumer Product | Non-Weatherized, Non-Condensin | 1730 | 258 | 258 | 05/25/2023 | 70020 | 208430234 | 11/30/2023
Rheem Sales Company, Inc. | Thermal Zone | TZ95M41T085C5S | Federally-Regulated Consumer Product | Non-Weatherized, Condensing Ga | 1929 | 280 |  | 09/26/2023 | 84515 | 208676717 | 11/30/2023
Rheem Sales Company, Inc. | Thermal Zone | TZ95M41T115D5S | Federally-Regulated Consumer Product | Non-Weatherized, Condensing Ga | 2041 | 285 |  | 09/26/2023 | 111488 | 208676719 | 11/30/2023
Rheem Sales Company, Inc. | Thermal Zone | TZ80UH1T075C4SA | Federally-Regulated Consumer Product | Non-Weatherized, Non-Condensin | 1634 | 254 | 254 | 05/25/2023 | 75736 | 208430213 | 11/30/2023
Rheem Sales Company, Inc. | Thermal Zone | TZ95M41T100C5S | Federally-Regulated Consumer Product | Non-Weatherized, Condensing Ga | 2066 | 286 |  | 09/26/2023 | 98023 | 208676718 | 11/30/2023
Rheem Sales Company, Inc. | Thermal Zone | TZ80UH1T050B4UA | Federally-Regulated Consumer Product | Non-Weatherized, Non-Condensin | 1502 | 248 | 248 | 05/25/2023 | 50342 | 208486686 | 11/30/2023
Rheem Sales Company, Inc. | Thermal Zone | TZ80DZ1T100C5SA | Federally-Regulated Consumer Product | Non-Weatherized, Non-Condensin | 1895 | 265 | 265 | 05/25/2023 | 100302 | 208430224 | 11/30/2023
Rheem Sales Company, Inc. | Thermal Zone | TZ80UH1T100C5UA | Federally-Regulated Consumer Product | Non-Weatherized, Non-Condensin | 2096 | 274 |  | 05/25/2023 | 100583 | 208486690 | 11/30/2023
Rheem Sales Company, Inc. | Thermal Zone | TZ80UH2V075B4SA | Federally-Regulated Consumer Product | Non-Weatherized, Non-Condensin | 1458 | 246 | 246 | 05/25/2023 | 52564 | 208430232 | 11/30/2023
Rheem Sales Company, Inc. | Thermal Zone | TZ80DZ1T050A3SA | Federally-Regulated Consumer Product | Non-Weatherized, Non-Condensin | 1223 | 236 | 236 | 05/25/2023 | 51119 | 208430221 | 11/30/2023
Rheem Sales Company, Inc. | Thermal Zone | TZ80UH2V075C5SA | Federally-Regulated Consumer Product | Non-Weatherized, Non-Condensin | 1718 | 258 | 258 | 05/25/2023 | 52500 | 208430233 | 11/30/2023
Rheem Sales Company, Inc. | Thermal Zone | TZ80UH1T075B4SA | Federally-Regulated Consumer Product | Non-Weatherized, Non-Condensin | 1496 | 248 | 248 | 05/25/2023 | 75177 | 208430212 | 11/30/2023
Rheem Sales Company, Inc. | Thermal Zone | TZ80UH1T100C5SA | Federally-Regulated Consumer Product | Non-Weatherized, Non-Condensin | 1812 | 262 | 262 | 05/25/2023 | 99863 | 208430214 | 11/30/2023
Rheem Sales Company, Inc. | Thermal Zone | TZ95M41T060B3S | Federally-Regulated Consumer Product | Non-Weatherized, Condensing Ga | 1156 | 246 |  | 09/26/2023 | 55624 | 208676714 | 11/30/2023
Rheem Sales Company, Inc. | Thermal Zone | TZ80UH2V075C5SABAP | Federally-Regulated Consumer Product | Non-Weatherized, Non-Condensin | 1718 | 258 | 258 | 05/25/2023 | 52500 | 210728268 | 11/30/2023
Rheem Sales Company, Inc. | Thermal Zone | TZ80UH2V100C5SA | Federally-Regulated Consumer Product | Non-Weatherized, Non-Condensin | 1905 | 266 |  | 05/25/2023 | 70000 | 208430235 | 11/30/2023
Rheem Sales Company, Inc. | Thermal Zone | TZ80UH1T070B4UA | Federally-Regulated Consumer Product | Non-Weatherized, Non-Condensin | 1823 | 262 |  | 11/21/2023 | 70109 | 208486688 | 11/30/2023
Rheem Sales Company, Inc. | Thermal Zone | TZ80UH2V125D5SA | Federally-Regulated Consumer Product | Non-Weatherized, Non-Condensin | 2073 | 273 | 273 | 05/25/2023 | 87500 | 208430236 | 11/30/2023
Rheem Sales Company, Inc. | Thermal Zone | TZ80UH2V100B4SABAP | Federally-Regulated Consumer Product | Non-Weatherized, Non-Condensin | 1730 | 258 | 258 | 05/25/2023 | 70020 | 210728269 | 11/30/2023
Rheem Sales Company, Inc. | Thermal Zone | TZ80UH2V100C5SABAP | Federally-Regulated Consumer Product | Non-Weatherized, Non-Condensin | 1905 | 266 |  | 05/25/2023 | 70000 | 210728270 | 11/30/2023
Rheem Sales Company, Inc. | Thermal Zone | TZ80DZ1T075B3SA | Federally-Regulated Consumer Product | Non-Weatherized, Non-Condensin | 1253 | 237 | 237 | 05/25/2023 | 74903 | 208430222 | 11/30/2023
Rheem Sales Company, Inc. | Thermal Zone | TZ96M42V070C5SA | Federally-Regulated Consumer Product | Non-Weatherized, Condensing Ga | 1923 | 280 |  | 05/25/2023 | 49235 | 208430246 | 11/30/2023
Rheem Sales Company, Inc. | Thermal Zone | TZ80UH1T050A3SA | Federally-Regulated Consumer Product | Non-Weatherized, Non-Condensin | 1388 | 243 | 243 | 05/25/2023 | 49660 | 208430211 | 11/30/2023
Rheem Sales Company, Inc. | Thermal Zone | TZ80UH2V150D5SABAP | Federally-Regulated Consumer Product | Non-Weatherized, Non-Condensin | 2092 | 274 |  | 05/25/2023 | 104565 | 210728272 | 11/30/2023
Rheem Sales Company, Inc. | Thermal Zone | TZ80UH2V150D5SA | Federally-Regulated Consumer Product | Non-Weatherized, Non-Condensin | 2092 | 274 |  | 05/25/2023 | 104565 | 208430250 | 11/30/2023
Rheem Sales Company, Inc. | Thermal Zone | TZ80DZ1T125D5SA | Federally-Regulated Consumer Product | Non-Weatherized, Non-Condensin | 1835 | 263 |  | 11/30/2023 | 124389 | 208430225 | 11/30/2023
Rheem Sales Company, Inc. | Thermal Zone | TZ80UH2V100B4SA | Federally-Regulated Consumer Product | Non-Weatherized, Non-Condensin | 1730 | 258 |  | 11/30/2023 | 70020 | 208430234 | 11/30/2023
Rheem Sales Company, Inc. | Thermal Zone | TZ95M41T085C5S | Federally-Regulated Consumer Product | Non-Weatherized, Condensing Ga | 1929 | 280 |  | 11/30/2023 | 84515 | 208676717 | 11/30/2023
Rheem Sales Company, Inc. | Thermal Zone | TZ95M41T115D5S | Federally-Regulated Consumer Product | Non-Weatherized, Condensing Ga | 2041 | 285 |  | 11/30/2023 | 111488 | 208676719 | 11/30/2023
Rheem Sales Company, Inc. | Thermal Zone | TZ80UH1T075C4SA | Federally-Regulated Consumer Product | Non-Weatherized, Non-Condensin | 1634 | 254 |  | 11/30/2023 | 75736 | 208430213 | 11/30/2023
Rheem Sales Company, Inc. | Thermal Zone | TZ95M41T100C5S | Federally-Regulated Consumer Product | Non-Weatherized, Condensing Ga | 2066 | 286 |  | 11/30/2023 | 98023 | 208676718 | 11/30/2023
Rheem Sales Company, Inc. | Thermal Zone | TZ80UH1T050B4UA | Federally-Regulated Consumer Product | Non-Weatherized, Non-Condensin | 1502 | 248 |  | 11/30/2023 | 50342 | 208486686 | 11/30/2023
Rheem Sales Company, Inc. | Thermal Zone | TZ80DZ1T100C5SA | Federally-Regulated Consumer Product | Non-Weatherized, Non-Condensin | 1895 | 265 |  | 11/30/2023 | 100302 | 208430224 | 11/30/2023
Rheem Sales Company, Inc. | Thermal Zone | TZ80UH1T100C5UA | Federally-Regulated Consumer Product | Non-Weatherized, Non-Condensin | 2096 | 274 |  | 11/30/2023 | 100583 | 208486690 | 11/30/2023
Rheem Sales Company, Inc. | Thermal Zone | TZ80UH2V075B4SA | Federally-Regulated Consumer Product | Non-Weatherized, Non-Condensin | 1458 | 246 |  | 11/30/2023 | 52564 | 208430232 | 11/30/2023
Rheem Sales Company, Inc. | Thermal Zone | TZ80DZ1T050A3SA | Federally-Regulated Consumer Product | Non-Weatherized, Non-Condensin | 1223 | 236 |  | 11/30/2023 | 51119 | 208430221 | 11/30/2023
Rheem Sales Company, Inc. | Thermal Zone | TZ80UH2V075C5SA | Federally-Regulated Consumer Product | Non-Weatherized, Non-Condensin | 1718 | 258 |  | 11/30/2023 | 52500 | 208430233 | 11/30/2023
Rheem Sales Company, Inc. | Thermal Zone | TZ80UH1T075B4SA | Federally-Regulated Consumer Product | Non-Weatherized, Non-Condensin | 1496 | 248 |  | 11/30/2023 | 75177 | 208430212 | 11/30/2023
Rheem Sales Company, Inc. | Thermal Zone | TZ80UH1T100C5SA | Federally-Regulated Consumer Product | Non-Weatherized, Non-Condensin | 1812 | 262 |  | 11/30/2023 | 99863 | 208430214 | 11/30/2023
Rheem Sales Company, Inc. | Thermal Zone | TZ95M41T060B3S | Federally-Regulated Consumer Product | Non-Weatherized, Condensing Ga | 1156 | 246 |  | 11/30/2023 | 55624 | 208676714 | 11/30/2023
Rheem Sales Company, Inc. | Thermal Zone | TZ80UH2V075C5SABAP | Federally-Regulated Consumer Product | Non-Weatherized, Non-Condensin | 1718 | 258 |  | 11/30/2023 | 52500 | 210728268 | 11/30/2023
Rheem Sales Company, Inc. | Thermal Zone | TZ80UH2V100C5SA | Federally-Regulated Consumer Product | Non-Weatherized, Non-Condensin | 1905 | 266 |  | 11/30/2023 | 70000 | 208430235 | 11/30/2023
Rheem Sales Company, Inc. | Thermal Zone | TZ80UH1T070B4UA | Federally-Regulated Consumer Product | Non-Weatherized, Non-Condensin | 1823 | 262 |  | 11/30/2023 | 70109 | 208486688 | 11/30/2023
Rheem Sales Company, Inc. | Thermal Zone | TZ80UH2V125D5SA | Federally-Regulated Consumer Product | Non-Weatherized, Non-Condensin | 2073 | 273 |  | 11/30/2023 | 87500 | 208430236 | 11/30/2023
Rheem Sales Company, Inc. | Thermal Zone | TZ80UH2V100B4SABAP | Federally-Regulated Consumer Product | Non-Weatherized, Non-Condensin | 1730 | 258 |  | 11/30/2023 | 70020 | 210728269 | 11/30/2023
Rheem Sales Company, Inc. | Thermal Zone | TZ80UH2V100C5SABAP | Federally-Regulated Consumer Product | Non-Weatherized, Non-Condensin | 1905 | 266 |  | 11/30/2023 | 70000 | 210728270 | 11/30/2023
Rheem Sales Company, Inc. | Thermal Zone | TZ80DZ1T075B3SA | Federally-Regulated Consumer Product | Non-Weatherized, Non-Condensin | 1253 | 237 |  | 11/30/2023 | 74903 | 208430222 | 11/30/2023
Rheem Sales Company, Inc. | Thermal Zone | TZ96M42V070C5SA | Federally-Regulated Consumer Product | Non-Weatherized, Condensing Ga | 1923 | 280 |  | 11/30/2023 | 49235 | 208430246 | 11/30/2023
Rheem Sales Company, Inc. | Thermal Zone | TZ80UH1T050A3SA | Federally-Regulated Consumer Product | Non-Weatherized, Non-Condensin | 1388 | 243 |  | 11/30/2023 | 49660 | 208430211 | 11/30/2023
Rheem Sales Company, Inc. | Thermal Zone | TZ80UH2V150D5SABAP | Federally-Regulated Consumer Product | Non-Weatherized, Non-Condensin | 2092 | 274 |  | 11/30/2023 | 104565 | 210728272 | 11/30/2023
Rheem Sales Company, Inc. | Thermal Zone | TZ80UH2V150D5SA | Federally-Regulated Consumer Product | Non-Weatherized, Non-Condensin | 2092 | 274 |  | 11/30/2023 | 104565 | 208430250 | 11/30/2023
Rheem Sales Company, Inc. | Mainline | MP801T0503A14DZS | Federally-Regulated Consumer Product | Non-Weatherized, Non-Condensin | 1223 | 236 |  | 05/25/2023 | 51119 | 208430171 | 11/30/2023
Rheem Sales Company, Inc. | Mainline | ML98MV0703A17UPS | Federally-Regulated Consumer Product | Non-Weatherized, Condensing Ga | 1162 | 246 |  | 09/26/2023 | 28246 | 208157098 | 11/30/2023
Rheem Sales Company, Inc. | Mainline | MP801T0503A14UHS | Federally-Regulated Consumer Product | Non-Weatherized, Non-Condensin | 1388 | 243 | 243 | 05/25/2023 | 49660 | 208430151 | 11/30/2023
Rheem Sales Company, Inc. | Mainline | ML97MV1005A21DHS | Federally-Regulated Consumer Product | Non-Weatherized, Condensing Ga | 1990 | 282 |  | 09/26/2023 | 39222 | 208157095 | 11/30/2023
Rheem Sales Company, Inc. | Mainline | ML802V1004A17UHS | Federally-Regulated Consumer Product | Non-Weatherized, Non-Condensin | 1730 | 258 |  | 05/25/2023 | 70020 | 208430193 | 11/30/2023
Rheem Sales Company, Inc. | Mainline | MP951T1155A24M4 | Federally-Regulated Consumer Product | Non-Weatherized, Condensing Ga | 2041 | 285 |  | 09/26/2023 | 111488 | 208676667 | 11/30/2023
Rheem Sales Company, Inc. | Mainline | ML801T1255A24DZS | Federally-Regulated Consumer Product | Non-Weatherized, Non-Condensin | 1835 | 263 | 263 | 05/25/2023 | 124389 | 208430178 | 11/30/2023
Rheem Sales Company, Inc. | Mainline | ML98MV1005A21UPS | Federally-Regulated Consumer Product | Non-Weatherized, Condensing Ga | 2084 | 287 |  | 09/26/2023 | 39023 | 208157100 | 11/30/2023
Rheem Sales Company, Inc. | Mainline | MP801T1005A21UHS | Federally-Regulated Consumer Product | Non-Weatherized, Non-Condensin | 1812 | 262 | 262 | 05/25/2023 | 99863 | 208430157 | 11/30/2023
Rheem Sales Company, Inc. | Mainline | MP951T1005A21M4 | Federally-Regulated Consumer Product | Non-Weatherized, Condensing Ga | 2066 | 286 |  | 09/26/2023 | 98023 | 208676666 | 11/30/2023
Rheem Sales Company, Inc. | Mainline | ML801T1005A21UHS | Federally-Regulated Consumer Product | Non-Weatherized, Non-Condensin | 1812 | 262 | 262 | 05/25/2023 | 99863 | 208430156 | 11/30/2023
Rheem Sales Company, Inc. | Mainline | MP801T1005A21DZS | Federally-Regulated Consumer Product | Non-Weatherized, Non-Condensin | 1895 | 265 |  | 05/25/2023 | 100302 | 208430177 | 11/30/2023
Rheem Sales Company, Inc. | Mainline | MP801T0753A17DZS | Federally-Regulated Consumer Product | Non-Weatherized, Non-Condensin | 1253 | 237 | 237 | 05/25/2023 | 74903 | 208430173 | 11/30/2023
Rheem Sales Company, Inc. | Mainline | ML802V0755A21UHS | Federally-Regulated Consumer Product | Non-Weatherized, Non-Condensin | 1718 | 258 | 258 | 05/25/2023 | 52500 | 208430192 | 11/30/2023
Rheem Sales Company, Inc. | Mainline | MP801T0754A21UHS | Federally-Regulated Consumer Product | Non-Weatherized, Non-Condensin | 1634 | 254 | 254 | 05/25/2023 | 75736 | 208430155 | 11/30/2023
Rheem Sales Company, Inc. | Mainline | ML802V1005A21UHS | Federally-Regulated Consumer Product | Non-Weatherized, Non-Condensin | 1905 | 266 |  | 05/25/2023 | 70000 | 208430194 | 11/30/2023
Rheem Sales Company, Inc. | Mainline | ML951T1005A21M4 | Federally-Regulated Consumer Product | Non-Weatherized, Condensing Ga | 2066 | 286 |  | 09/26/2023 | 98023 | 208676659 | 11/30/2023
Rheem Sales Company, Inc. | Mainline | ML801T0503A14UHS | Federally-Regulated Consumer Product | Non-Weatherized, Non-Condensin | 1388 | 243 | 243 | 05/25/2023 | 49660 | 208430150 | 11/30/2023
Rheem Sales Company, Inc. | Mainline | MP951T0855A21M4 | Federally-Regulated Consumer Product | Non-Weatherized, Condensing Ga | 1929 | 280 |  | 09/26/2023 | 84515 | 208676665 | 11/30/2023
Rheem Sales Company, Inc. | Mainline | ML801T1005A21UHU | Federally-Regulated Consumer Product | Non-Weatherized, Non-Condensin | 2096 | 274 |  | 05/25/2023 | 100583 | 208486678 | 11/30/2023
Rheem Sales Company, Inc. | Mainline | ML801T0753A17DZS | Federally-Regulated Consumer Product | Non-Weatherized, Non-Condensin | 1253 | 237 | 237 | 05/25/2023 | 74903 | 208430172 | 11/30/2023
Rheem Sales Company, Inc. | Mainline | MP801T1255A24DZS | Federally-Regulated Consumer Product | Non-Weatherized, Non-Condensin | 1835 | 263 | 263 | 05/25/2023 | 124389 | 208430179 | 11/30/2023
Rheem Sales Company, Inc. | Mainline | ML98MV0603A17UPS | Federally-Regulated Consumer Product | Non-Weatherized, Condensing Ga | 1110 | 244 |  | 09/26/2023 | 22600 | 208157097 | 11/30/2023
Rheem Sales Company, Inc. | Mainline | ML802V1255A24UHS | Federally-Regulated Consumer Product | Non-Weatherized, Non-Condensin | 2073 | 273 | 273 | 05/25/2023 | 87500 | 208430195 | 11/30/2023
Rheem Sales Company, Inc. | Mainline | ML801T0754A21UHS | Federally-Regulated Consumer Product | Non-Weatherized, Non-Condensin | 1634 | 254 | 254 | 05/25/2023 | 75736 | 208430154 | 11/30/2023
Rheem Sales Company, Inc. | Mainline | ML801T0504A17UHU | Federally-Regulated Consumer Product | Non-Weatherized, Non-Condensin | 1502 | 248 |  | 05/25/2023 | 50342 | 208486674 | 11/30/2023
Rheem Sales Company, Inc. | Mainline | ML801T0704A17UHU | Federally-Regulated Consumer Product | Non-Weatherized, Non-Condensin | 1823 | 262 |  | 11/21/2023 | 70109 | 208486676 | 11/30/2023
Rheem Sales Company, Inc. | Mainline | ML802V1505A24UHS | Federally-Regulated Consumer Product | Non-Weatherized, Non-Condensin | 2092 | 274 |  | 05/25/2023 | 104565 | 208430209 | 11/30/2023
Rheem Sales Company, Inc. | Mainline | ML801T1005A21DZS | Federally-Regulated Consumer Product | Non-Weatherized, Non-Condensin | 1895 | 265 |  | 05/25/2023 | 100302 | 208430176 | 11/30/2023
Rheem Sales Company, Inc. | Mainline | ML801T0503A14DZS | Federally-Regulated Consumer Product | Non-Weatherized, Non-Condensin | 1223 | 236 | 236 | 05/25/2023 | 51119 | 208430170 | 11/30/2023
Rheem Sales Company, Inc. | Mainline | MP962W0705A21M4S | Federally-Regulated Consumer Product | Non-Weatherized, Condensing Ga | 1923 | 280 |  | 05/25/2023 | 49235 | 209214529 | 11/30/2023
Rheem Sales Company, Inc. | Mainline | ML98MV1155A24UPS | Federally-Regulated Consumer Product | Non-Weatherized, Condensing Ga | 1971 | 282 |  | 09/26/2023 | 44499 | 208157101 | 11/30/2023
Rheem Sales Company, Inc. | Mainline | MP951T0603A17M4 | Federally-Regulated Consumer Product | Non-Weatherized, Condensing Ga | 1156 | 246 |  | 09/26/2023 | 55624 | 208676662 | 11/30/2023
Rheem Sales Company, Inc. | Mainline | ML801T0754A17UHS | Federally-Regulated Consumer Product | Non-Weatherized, Non-Condensin | 1496 | 248 | 248 | 05/25/2023 | 75177 | 208430152 | 11/30/2023
Rheem Sales Company, Inc. | Mainline | ML962V0705A21M4S | Federally-Regulated Consumer Product | Non-Weatherized, Condensing Ga | 1923 | 280 |  | 05/25/2023 | 49235 | 208430205 | 11/30/2023
Rheem Sales Company, Inc. | Mainline | MP801T0704A17UHU | Federally-Regulated Consumer Product | Non-Weatherized, Non-Condensin | 1823 | 262 |  | 11/21/2023 | 70109 | 208486682 | 11/30/2023
Rheem Sales Company, Inc. | Mainline | ML951T0855A21M4 | Federally-Regulated Consumer Product | Non-Weatherized, Condensing Ga | 1929 | 280 |  | 09/26/2023 | 84515 | 208676658 | 11/30/2023
Rheem Sales Company, Inc. | Mainline | ML802V0754A17UHS | Federally-Regulated Consumer Product | Non-Weatherized, Non-Condensin | 1458 | 246 | 246 | 05/25/2023 | 52564 | 208430191 | 11/30/2023
Rheem Sales Company, Inc. | Mainline | MP801T1005A21UHU | Federally-Regulated Consumer Product | Non-Weatherized, Non-Condensin | 2096 | 274 |  | 05/25/2023 | 100583 | 208486684 | 11/30/2023
Rheem Sales Company, Inc. | Mainline | ML97MV1155A24DHS | Federally-Regulated Consumer Product | Non-Weatherized, Condensing Ga | 1959 | 281 |  | 09/26/2023 | 44459 | 208157096 | 11/30/2023
Rheem Sales Company, Inc. | Mainline | ML951T0603A17M4 | Federally-Regulated Consumer Product | Non-Weatherized, Condensing Ga | 1156 | 246 |  | 09/26/2023 | 55624 | 208676655 | 11/30/2023
Rheem Sales Company, Inc. | Mainline | MP801T0754A17UHS | Federally-Regulated Consumer Product | Non-Weatherized, Non-Condensin | 1496 | 248 | 248 | 05/25/2023 | 75177 | 208430153 | 11/30/2023
Rheem Sales Company, Inc. | Mainline | ML951T1155A24M4 | Federally-Regulated Consumer Product | Non-Weatherized, Condensing Ga | 2041 | 285 |  | 09/26/2023 | 111488 | 208676660 | 11/30/2023
Rheem Sales Company, Inc. | Mainline | MP801T0504A17UHU | Federally-Regulated Consumer Product | Non-Weatherized, Non-Condensin | 1502 | 248 |  | 05/25/2023 | 50342 | 208486680 | 11/30/2023
Rheem Sales Company, Inc. | Fujitsu | FF80ST407517UHSNA*S | Federally-Regulated Consumer Product | Non-Weatherized, Non-Condensin | 1496 | 248 | 248 | 05/25/2022 | 75177 | 208430067 | 11/30/2023
Rheem Sales Company, Inc. | Fujitsu | FF80TV515024UHSCAAP | Federally-Regulated Consumer Product | Non-Weatherized, Non-Condensin | 2092 | 274 |  | 05/25/2023 | 104565 | 210727900 | 11/30/2023
Rheem Sales Company, Inc. | Fujitsu | FF95ST508521M4S | Federally-Regulated Consumer Product | Non-Weatherized, Condensing Ga | 1929 | 280 |  | 09/26/2023 | 84515 | 208676618 | 11/30/2023
Rheem Sales Company, Inc. | Fujitsu | FF80TV510021UHSCA*P | Federally-Regulated Consumer Product | Non-Weatherized, Non-Condensin | 1905 | 266 |  | 05/25/2023 | 70000 | 208430090 | 11/30/2023
Rheem Sales Company, Inc. | Fujitsu | FF80TV515024UHSCA*P | Federally-Regulated Consumer Product | Non-Weatherized, Non-Condensin | 2092 | 274 |  | 05/25/2023 | 104565 | 208430105 | 11/30/2023
Rheem Sales Company, Inc. | Fujitsu | FF98MV510021UPS*A | Federally-Regulated Consumer Product | Non-Weatherized, Condensing Ga | 2084 | 287 |  | 09/26/2023 | 39023 | 208157110 | 11/30/2023
Rheem Sales Company, Inc. | Fujitsu | FF80TV410017UHSCAAP | Federally-Regulated Consumer Product | Non-Weatherized, Non-Condensin | 1730 | 258 |  | 01/17/2023 | 70020 | 210727897 | 11/30/2023
Rheem Sales Company, Inc. | Fujitsu | FF80ST512524DZSNA*S | Federally-Regulated Consumer Product | Non-Weatherized, Non-Condensin | 1835 | 263 | 263 | 05/25/2022 | 124389 | 208430080 | 11/30/2023
Rheem Sales Company, Inc. | Fujitsu | FF98MV511524UPS*A | Federally-Regulated Consumer Product | Non-Weatherized, Condensing Ga | 1971 | 282 |  | 09/26/2023 | 44499 | 208157111 | 11/30/2023
Rheem Sales Company, Inc. | Fujitsu | FF80TV507521UHSCAAP | Federally-Regulated Consumer Product | Non-Weatherized, Non-Condensin | 1718 | 258 |  | 01/17/2023 | 52500 | 210727895 | 11/30/2023
Rheem Sales Company, Inc. | Fujitsu | FF80ST407521UHSNA*S | Federally-Regulated Consumer Product | Non-Weatherized, Non-Condensin | 1634 | 254 | 254 | 05/25/2022 | 75736 | 208430068 | 11/30/2023
Rheem Sales Company, Inc. | Fujitsu | FF80ST510021UHSNA*S | Federally-Regulated Consumer Product | Non-Weatherized, Non-Condensin | 1812 | 262 | 262 | 05/25/2022 | 99863 | 208430069 | 11/30/2023
Rheem Sales Company, Inc. | Fujitsu | FF80TV512524UHSCA*P | Federally-Regulated Consumer Product | Non-Weatherized, Non-Condensin | 2073 | 273 | 273 | 05/25/2022 | 87500 | 208430091 | 11/30/2023
Rheem Sales Company, Inc. | Fujitsu | FF98MV307017UPS*A | Federally-Regulated Consumer Product | Non-Weatherized, Condensing Ga | 1162 | 246 |  | 09/26/2023 | 28246 | 208157108 | 11/30/2023
Rheem Sales Company, Inc. | Fujitsu | FF98MV306017UPS*A | Federally-Regulated Consumer Product | Non-Weatherized, Condensing Ga | 1110 | 244 |  | 09/26/2023 | 22600 | 208157107 | 11/30/2023
Rheem Sales Company, Inc. | Fujitsu | FF80ST405017UHUNA | Federally-Regulated Consumer Product | Non-Weatherized, Non-Condensin | 1502 | 248 |  | 06/15/2022 | 50342 | 208486668 | 11/30/2023
Rheem Sales Company, Inc. | Fujitsu | FF95ST306017M4S | Federally-Regulated Consumer Product | Non-Weatherized, Condensing Ga | 1156 | 246 |  | 09/26/2023 | 55624 | 208676615 | 11/30/2023
Rheem Sales Company, Inc. | Fujitsu | FF97MV511524DHS*A | Federally-Regulated Consumer Product | Non-Weatherized, Condensing Ga | 1959 | 281 |  | 09/26/2023 | 44459 | 208157106 | 11/30/2023
Rheem Sales Company, Inc. | Fujitsu | FF80ST407017UHUNA | Federally-Regulated Consumer Product | Non-Weatherized, Non-Condensin | 1823 | 262 |  | 11/21/2023 | 70109 | 208486670 | 11/30/2023
Rheem Sales Company, Inc. | Fujitsu | FF80TV410017UHSCA*P | Federally-Regulated Consumer Product | Non-Weatherized, Non-Condensin | 1730 | 258 | 258 | 05/25/2022 | 70020 | 208430089 | 11/30/2023
Rheem Sales Company, Inc. | Fujitsu | FF97MV510021DHS*A | Federally-Regulated Consumer Product | Non-Weatherized, Condensing Ga | 1990 | 282 |  | 09/26/2023 | 39222 | 208157105 | 11/30/2023
Rheem Sales Company, Inc. | Fujitsu | FF80ST305014DZSNA*S | Federally-Regulated Consumer Product | Non-Weatherized, Non-Condensin | 1223 | 236 | 236 | 05/25/2022 | 51119 | 208430076 | 11/30/2023
Rheem Sales Company, Inc. | Fujitsu | FF95ST510021M4S | Federally-Regulated Consumer Product | Non-Weatherized, Condensing Ga | 2066 | 286 |  | 09/26/2023 | 98023 | 208676619 | 11/30/2023
Rheem Sales Company, Inc. | Fujitsu | FF80ST510021DZSNA*S | Federally-Regulated Consumer Product | Non-Weatherized, Non-Condensin | 1895 | 265 |  | 05/25/2023 | 100302 | 208430079 | 11/30/2023
Rheem Sales Company, Inc. | Fujitsu | FF95ST511524M4S | Federally-Regulated Consumer Product | Non-Weatherized, Condensing Ga | 2041 | 285 |  | 09/26/2023 | 111488 | 208676620 | 11/30/2023
Rheem Sales Company, Inc. | Fujitsu | FF80TV507521UHSCA*P | Federally-Regulated Consumer Product | Non-Weatherized, Non-Condensin | 1718 | 258 | 258 | 05/25/2022 | 52500 | 208430088 | 11/30/2023
Rheem Sales Company, Inc. | Fujitsu | FF80TV510021UHSCAAP | Federally-Regulated Consumer Product | Non-Weatherized, Non-Condensin | 1905 | 266 |  | 05/25/2023 | 70000 | 210727898 | 11/30/2023
Rheem Sales Company, Inc. | Fujitsu | FF80ST307517DZSNA*S | Federally-Regulated Consumer Product | Non-Weatherized, Non-Condensin | 1253 | 237 | 237 | 05/25/2022 | 74903 | 208430077 | 11/30/2023
Rheem Sales Company, Inc. | Fujitsu | FF80ST510021UHUNA | Federally-Regulated Consumer Product | Non-Weatherized, Non-Condensin | 2096 | 274 |  | 05/25/2023 | 100583 | 208486672 | 11/30/2023
Rheem Sales Company, Inc. | Fujitsu | FF96TV507021M4SCA*P | Federally-Regulated Consumer Product | Non-Weatherized, Condensing Ga | 1923 | 280 | 280 | 05/25/2022 | 49235 | 208430101 | 11/30/2023
Rheem Sales Company, Inc. | Fujitsu | FF80ST305014UHSNA*S | Federally-Regulated Consumer Product | Non-Weatherized, Non-Condensin | 1388 | 243 | 243 | 05/25/2022 | 49660 | 208430066 | 11/30/2023
Rheem Sales Company, Inc. | Fujitsu | FF80TV407517UHSCA*P | Federally-Regulated Consumer Product | Non-Weatherized, Non-Condensin | 1458 | 246 | 246 | 05/25/2022 | 52564 | 208430087 | 11/30/2023
Rheem Sales Company, Inc. | Mainline | MP801T0503A14DZS | Federally-Regulated Consumer Product | Non-Weatherized, Non-Condensin | 1223 | 236 |  | 11/30/2023 | 51119 | 208430171 | 11/30/2023
Rheem Sales Company, Inc. | Mainline | ML98MV0703A17UPS | Federally-Regulated Consumer Product | Non-Weatherized, Condensing Ga | 1162 | 246 |  | 11/30/2023 | 28246 | 208157098 | 11/30/2023
Rheem Sales Company, Inc. | Mainline | MP801T0503A14UHS | Federally-Regulated Consumer Product | Non-Weatherized, Non-Condensin | 1388 | 243 |  | 11/30/2023 | 49660 | 208430151 | 11/30/2023
Rheem Sales Company, Inc. | Mainline | ML97MV1005A21DHS | Federally-Regulated Consumer Product | Non-Weatherized, Condensing Ga | 1990 | 282 |  | 11/30/2023 | 39222 | 208157095 | 11/30/2023
Rheem Sales Company, Inc. | Mainline | ML802V1004A17UHS | Federally-Regulated Consumer Product | Non-Weatherized, Non-Condensin | 1730 | 258 |  | 11/30/2023 | 70020 | 208430193 | 11/30/2023
Rheem Sales Company, Inc. | Mainline | MP951T1155A24M4 | Federally-Regulated Consumer Product | Non-Weatherized, Condensing Ga | 2041 | 285 |  | 11/30/2023 | 111488 | 208676667 | 11/30/2023
Rheem Sales Company, Inc. | Mainline | ML801T1255A24DZS | Federally-Regulated Consumer Product | Non-Weatherized, Non-Condensin | 1835 | 263 |  | 11/30/2023 | 124389 | 208430178 | 11/30/2023
Rheem Sales Company, Inc. | Mainline | ML98MV1005A21UPS | Federally-Regulated Consumer Product | Non-Weatherized, Condensing Ga | 2084 | 287 |  | 11/30/2023 | 39023 | 208157100 | 11/30/2023
Rheem Sales Company, Inc. | Mainline | MP801T1005A21UHS | Federally-Regulated Consumer Product | Non-Weatherized, Non-Condensin | 1812 | 262 |  | 11/30/2023 | 99863 | 208430157 | 11/30/2023
Rheem Sales Company, Inc. | Mainline | MP951T1005A21M4 | Federally-Regulated Consumer Product | Non-Weatherized, Condensing Ga | 2066 | 286 |  | 11/30/2023 | 98023 | 208676666 | 11/30/2023
Rheem Sales Company, Inc. | Mainline | ML801T1005A21UHS | Federally-Regulated Consumer Product | Non-Weatherized, Non-Condensin | 1812 | 262 |  | 11/30/2023 | 99863 | 208430156 | 11/30/2023
Rheem Sales Company, Inc. | Mainline | MP801T1005A21DZS | Federally-Regulated Consumer Product | Non-Weatherized, Non-Condensin | 1895 | 265 |  | 11/30/2023 | 100302 | 208430177 | 11/30/2023
Rheem Sales Company, Inc. | Mainline | MP801T0753A17DZS | Federally-Regulated Consumer Product | Non-Weatherized, Non-Condensin | 1253 | 237 |  | 11/30/2023 | 74903 | 208430173 | 11/30/2023
Rheem Sales Company, Inc. | Mainline | ML802V0755A21UHS | Federally-Regulated Consumer Product | Non-Weatherized, Non-Condensin | 1718 | 258 |  | 11/30/2023 | 52500 | 208430192 | 11/30/2023
Rheem Sales Company, Inc. | Mainline | MP801T0754A21UHS | Federally-Regulated Consumer Product | Non-Weatherized, Non-Condensin | 1634 | 254 |  | 11/30/2023 | 75736 | 208430155 | 11/30/2023
Rheem Sales Company, Inc. | Mainline | ML802V1005A21UHS | Federally-Regulated Consumer Product | Non-Weatherized, Non-Condensin | 1905 | 266 |  | 11/30/2023 | 70000 | 208430194 | 11/30/2023
Rheem Sales Company, Inc. | Mainline | ML951T1005A21M4 | Federally-Regulated Consumer Product | Non-Weatherized, Condensing Ga | 2066 | 286 |  | 11/30/2023 | 98023 | 208676659 | 11/30/2023
Rheem Sales Company, Inc. | Mainline | ML801T0503A14UHS | Federally-Regulated Consumer Product | Non-Weatherized, Non-Condensin | 1388 | 243 |  | 11/30/2023 | 49660 | 208430150 | 11/30/2023
Rheem Sales Company, Inc. | Mainline | MP951T0855A21M4 | Federally-Regulated Consumer Product | Non-Weatherized, Condensing Ga | 1929 | 280 |  | 11/30/2023 | 84515 | 208676665 | 11/30/2023
Rheem Sales Company, Inc. | Mainline | ML801T1005A21UHU | Federally-Regulated Consumer Product | Non-Weatherized, Non-Condensin | 2096 | 274 |  | 11/30/2023 | 100583 | 208486678 | 11/30/2023
Rheem Sales Company, Inc. | Mainline | ML801T0753A17DZS | Federally-Regulated Consumer Product | Non-Weatherized, Non-Condensin | 1253 | 237 |  | 11/30/2023 | 74903 | 208430172 | 11/30/2023
Rheem Sales Company, Inc. | Mainline | MP801T1255A24DZS | Federally-Regulated Consumer Product | Non-Weatherized, Non-Condensin | 1835 | 263 |  | 11/30/2023 | 124389 | 208430179 | 11/30/2023
Rheem Sales Company, Inc. | Mainline | ML98MV0603A17UPS | Federally-Regulated Consumer Product | Non-Weatherized, Condensing Ga | 1110 | 244 |  | 11/30/2023 | 22600 | 208157097 | 11/30/2023
Rheem Sales Company, Inc. | Mainline | ML802V1255A24UHS | Federally-Regulated Consumer Product | Non-Weatherized, Non-Condensin | 2073 | 273 |  | 11/30/2023 | 87500 | 208430195 | 11/30/2023
Rheem Sales Company, Inc. | Mainline | ML801T0754A21UHS | Federally-Regulated Consumer Product | Non-Weatherized, Non-Condensin | 1634 | 254 |  | 11/30/2023 | 75736 | 208430154 | 11/30/2023
Rheem Sales Company, Inc. | Mainline | ML801T0504A17UHU | Federally-Regulated Consumer Product | Non-Weatherized, Non-Condensin | 1502 | 248 |  | 11/30/2023 | 50342 | 208486674 | 11/30/2023
Rheem Sales Company, Inc. | Mainline | ML801T0704A17UHU | Federally-Regulated Consumer Product | Non-Weatherized, Non-Condensin | 1823 | 262 |  | 11/30/2023 | 70109 | 208486676 | 11/30/2023
Rheem Sales Company, Inc. | Mainline | ML802V1505A24UHS | Federally-Regulated Consumer Product | Non-Weatherized, Non-Condensin | 2092 | 274 |  | 11/30/2023 | 104565 | 208430209 | 11/30/2023
Rheem Sales Company, Inc. | Mainline | ML801T1005A21DZS | Federally-Regulated Consumer Product | Non-Weatherized, Non-Condensin | 1895 | 265 |  | 11/30/2023 | 100302 | 208430176 | 11/30/2023
Rheem Sales Company, Inc. | Mainline | ML801T0503A14DZS | Federally-Regulated Consumer Product | Non-Weatherized, Non-Condensin | 1223 | 236 |  | 11/30/2023 | 51119 | 208430170 | 11/30/2023
Rheem Sales Company, Inc. | Mainline | MP962W0705A21M4S | Federally-Regulated Consumer Product | Non-Weatherized, Condensing Ga | 1923 | 280 |  | 11/30/2023 | 49235 | 209214529 | 11/30/2023
Rheem Sales Company, Inc. | Mainline | ML98MV1155A24UPS | Federally-Regulated Consumer Product | Non-Weatherized, Condensing Ga | 1971 | 282 |  | 11/30/2023 | 44499 | 208157101 | 11/30/2023
Rheem Sales Company, Inc. | Mainline | MP951T0603A17M4 | Federally-Regulated Consumer Product | Non-Weatherized, Condensing Ga | 1156 | 246 |  | 11/30/2023 | 55624 | 208676662 | 11/30/2023
Rheem Sales Company, Inc. | Mainline | ML801T0754A17UHS | Federally-Regulated Consumer Product | Non-Weatherized, Non-Condensin | 1496 | 248 |  | 11/30/2023 | 75177 | 208430152 | 11/30/2023
Rheem Sales Company, Inc. | Mainline | ML962V0705A21M4S | Federally-Regulated Consumer Product | Non-Weatherized, Condensing Ga | 1923 | 280 |  | 11/30/2023 | 49235 | 208430205 | 11/30/2023
Rheem Sales Company, Inc. | Mainline | MP801T0704A17UHU | Federally-Regulated Consumer Product | Non-Weatherized, Non-Condensin | 1823 | 262 |  | 11/30/2023 | 70109 | 208486682 | 11/30/2023
Rheem Sales Company, Inc. | Mainline | ML951T0855A21M4 | Federally-Regulated Consumer Product | Non-Weatherized, Condensing Ga | 1929 | 280 |  | 11/30/2023 | 84515 | 208676658 | 11/30/2023
Rheem Sales Company, Inc. | Mainline | ML802V0754A17UHS | Federally-Regulated Consumer Product | Non-Weatherized, Non-Condensin | 1458 | 246 |  | 11/30/2023 | 52564 | 208430191 | 11/30/2023
Rheem Sales Company, Inc. | Mainline | MP801T1005A21UHU | Federally-Regulated Consumer Product | Non-Weatherized, Non-Condensin | 2096 | 274 |  | 11/30/2023 | 100583 | 208486684 | 11/30/2023
Rheem Sales Company, Inc. | Mainline | ML97MV1155A24DHS | Federally-Regulated Consumer Product | Non-Weatherized, Condensing Ga | 1959 | 281 |  | 11/30/2023 | 44459 | 208157096 | 11/30/2023
Rheem Sales Company, Inc. | Mainline | ML951T0603A17M4 | Federally-Regulated Consumer Product | Non-Weatherized, Condensing Ga | 1156 | 246 |  | 11/30/2023 | 55624 | 208676655 | 11/30/2023
Rheem Sales Company, Inc. | Mainline | MP801T0754A17UHS | Federally-Regulated Consumer Product | Non-Weatherized, Non-Condensin | 1496 | 248 |  | 11/30/2023 | 75177 | 208430153 | 11/30/2023
Rheem Sales Company, Inc. | Mainline | ML951T1155A24M4 | Federally-Regulated Consumer Product | Non-Weatherized, Condensing Ga | 2041 | 285 |  | 11/30/2023 | 111488 | 208676660 | 11/30/2023
Rheem Sales Company, Inc. | Mainline | MP801T0504A17UHU | Federally-Regulated Consumer Product | Non-Weatherized, Non-Condensin | 1502 | 248 |  | 11/30/2023 | 50342 | 208486680 | 11/30/2023
Rheem Sales Company, Inc. | DURASTAR | DR80UHAT0751421S | Federally-Regulated Consumer Product | Non-Weatherized, Non-Condensin | 1634 | 254 |  | 05/25/2023 | 75736 | 208430111 | 11/30/2023
Rheem Sales Company, Inc. | DURASTAR | DR80UHAT1001521S | Federally-Regulated Consumer Product | Non-Weatherized, Non-Condensin | 1812 | 262 |  | 05/25/2023 | 99863 | 208430112 | 11/30/2023
Rheem Sales Company, Inc. | DURASTAR | DR96M4AW0702521S | Federally-Regulated Consumer Product | Non-Weatherized, Condensing Ga | 1923 | 280 |  | 05/25/2023 | 49235 | 208430144 | 11/30/2023
Rheem Sales Company, Inc. | DURASTAR | DR80UHAT1001521U | Federally-Regulated Consumer Product | Non-Weatherized, Non-Condensin | 2096 | 274 |  | 05/25/2023 | 100583 | 208486666 | 11/30/2023
Rheem Sales Company, Inc. | DURASTAR | DR95M4AW0401317S | Federally-Regulated Consumer Product | Non-Weatherized, Condensing Ga | 1156 | 246 |  | 09/26/2023 | 55624 | 208676595 | 11/30/2023
Rheem Sales Company, Inc. | DURASTAR | DR80UHAW0752417S | Federally-Regulated Consumer Product | Non-Weatherized, Non-Condensin | 1458 | 246 |  | 05/25/2023 | 52564 | 208430130 | 11/30/2023
Rheem Sales Company, Inc. | DURASTAR | DR80DZAT0501314S | Federally-Regulated Consumer Product | Non-Weatherized, Non-Condensin | 1223 | 236 |  | 05/25/2023 | 51119 | 208430119 | 11/30/2023
Rheem Sales Company, Inc. | DURASTAR | DR95M4AT1001521S | Federally-Regulated Consumer Product | Non-Weatherized, Condensing Ga | 2066 | 286 |  | 09/26/2023 | 98023 | 208676593 | 11/30/2023
Rheem Sales Company, Inc. | DURASTAR | DR80DZAT1251524S | Federally-Regulated Consumer Product | Non-Weatherized, Non-Condensin | 1835 | 263 |  | 05/25/2023 | 124389 | 208430123 | 11/30/2023
Rheem Sales Company, Inc. | DURASTAR | DR80UHAT0751417S | Federally-Regulated Consumer Product | Non-Weatherized, Non-Condensin | 1496 | 248 |  | 05/25/2023 | 75177 | 208430110 | 11/30/2023
Rheem Sales Company, Inc. | DURASTAR | DR80UHAW0752521S | Federally-Regulated Consumer Product | Non-Weatherized, Non-Condensin | 1718 | 258 |  | 05/25/2023 | 52500 | 208430131 | 11/30/2023
Rheem Sales Company, Inc. | DURASTAR | DR80DZAT0751317S | Federally-Regulated Consumer Product | Non-Weatherized, Non-Condensin | 1253 | 237 |  | 05/25/2023 | 74903 | 208430120 | 11/30/2023
Rheem Sales Company, Inc. | DURASTAR | DR80DZAT1001521S | Federally-Regulated Consumer Product | Non-Weatherized, Non-Condensin | 1895 | 265 |  | 05/25/2023 | 100302 | 208430122 | 11/30/2023
Rheem Sales Company, Inc. | DURASTAR | DR80UHAT0701417U | Federally-Regulated Consumer Product | Non-Weatherized, Non-Condensin | 1823 | 262 |  | 11/21/2023 | 70109 | 208486664 | 11/30/2023
Rheem Sales Company, Inc. | DURASTAR | DR80UHAW1002521S | Federally-Regulated Consumer Product | Non-Weatherized, Non-Condensin | 1905 | 266 |  | 05/25/2023 | 70000 | 208430133 | 11/30/2023
Rheem Sales Company, Inc. | DURASTAR | DR80UHAT0501417U | Federally-Regulated Consumer Product | Non-Weatherized, Non-Condensin | 1502 | 248 |  | 05/25/2023 | 50342 | 208486662 | 11/30/2023
Rheem Sales Company, Inc. | DURASTAR | DR80UHAW1002417S | Federally-Regulated Consumer Product | Non-Weatherized, Non-Condensin | 1730 | 258 |  | 05/25/2023 | 70020 | 208430132 | 11/30/2023
Rheem Sales Company, Inc. | DURASTAR | DR95M4AT0851521S | Federally-Regulated Consumer Product | Non-Weatherized, Condensing Ga | 1929 | 280 |  | 09/26/2023 | 84515 | 208676592 | 11/30/2023
Rheem Sales Company, Inc. | DURASTAR | DR95M4AT1151524S | Federally-Regulated Consumer Product | Non-Weatherized, Condensing Ga | 2041 | 285 |  | 09/26/2023 | 111488 | 208676594 | 11/30/2023
Rheem Sales Company, Inc. | DURASTAR | DR95M4AT0601317S | Federally-Regulated Consumer Product | Non-Weatherized, Condensing Ga | 1156 | 246 |  | 09/26/2023 | 55624 | 208676589 | 11/30/2023
Rheem Sales Company, Inc. | DURASTAR | DR80UHAW1502524S | Federally-Regulated Consumer Product | Non-Weatherized, Non-Condensin | 2092 | 274 |  | 05/25/2023 | 104565 | 208430148 | 11/30/2023
Rheem Sales Company, Inc. | DURASTAR | DR80UHAT0501314S | Federally-Regulated Consumer Product | Non-Weatherized, Non-Condensin | 1388 | 243 |  | 05/25/2023 | 49660 | 208430109 | 11/30/2023
Rheem Sales Company, Inc. | DURASTAR | DR80UHAW1252524S | Federally-Regulated Consumer Product | Non-Weatherized, Non-Condensin | 2073 | 273 |  | 05/25/2023 | 87500 | 208430134 | 11/30/2023
Rheem Sales Company, Inc. | Fujitsu | FF80ST407517UHSNA*S | Federally-Regulated Consumer Product | Non-Weatherized, Non-Condensin | 1496 | 248 |  | 11/30/2023 | 75177 | 208430067 | 11/30/2023
Rheem Sales Company, Inc. | Fujitsu | FF80TV515024UHSCAAP | Federally-Regulated Consumer Product | Non-Weatherized, Non-Condensin | 2092 | 274 |  | 11/30/2023 | 104565 | 210727900 | 11/30/2023
Rheem Sales Company, Inc. | Fujitsu | FF95ST508521M4S | Federally-Regulated Consumer Product | Non-Weatherized, Condensing Ga | 1929 | 280 |  | 11/30/2023 | 84515 | 208676618 | 11/30/2023
Rheem Sales Company, Inc. | Fujitsu | FF80TV510021UHSCA*P | Federally-Regulated Consumer Product | Non-Weatherized, Non-Condensin | 1905 | 266 |  | 11/30/2023 | 70000 | 208430090 | 11/30/2023
Rheem Sales Company, Inc. | Fujitsu | FF80TV515024UHSCA*P | Federally-Regulated Consumer Product | Non-Weatherized, Non-Condensin | 2092 | 274 |  | 11/30/2023 | 104565 | 208430105 | 11/30/2023
Rheem Sales Company, Inc. | Fujitsu | FF98MV510021UPS*A | Federally-Regulated Consumer Product | Non-Weatherized, Condensing Ga | 2084 | 287 |  | 11/30/2023 | 39023 | 208157110 | 11/30/2023
Rheem Sales Company, Inc. | Fujitsu | FF80TV410017UHSCAAP | Federally-Regulated Consumer Product | Non-Weatherized, Non-Condensin | 1730 | 258 |  | 11/30/2023 | 70020 | 210727897 | 11/30/2023
Rheem Sales Company, Inc. | Fujitsu | FF80ST512524DZSNA*S | Federally-Regulated Consumer Product | Non-Weatherized, Non-Condensin | 1835 | 263 |  | 11/30/2023 | 124389 | 208430080 | 11/30/2023
Rheem Sales Company, Inc. | Fujitsu | FF98MV511524UPS*A | Federally-Regulated Consumer Product | Non-Weatherized, Condensing Ga | 1971 | 282 |  | 11/30/2023 | 44499 | 208157111 | 11/30/2023
Rheem Sales Company, Inc. | Fujitsu | FF80TV507521UHSCAAP | Federally-Regulated Consumer Product | Non-Weatherized, Non-Condensin | 1718 | 258 |  | 11/30/2023 | 52500 | 210727895 | 11/30/2023
Rheem Sales Company, Inc. | Fujitsu | FF80ST407521UHSNA*S | Federally-Regulated Consumer Product | Non-Weatherized, Non-Condensin | 1634 | 254 |  | 11/30/2023 | 75736 | 208430068 | 11/30/2023
Rheem Sales Company, Inc. | Fujitsu | FF80ST510021UHSNA*S | Federally-Regulated Consumer Product | Non-Weatherized, Non-Condensin | 1812 | 262 |  | 11/30/2023 | 99863 | 208430069 | 11/30/2023
Rheem Sales Company, Inc. | Fujitsu | FF80TV512524UHSCA*P | Federally-Regulated Consumer Product | Non-Weatherized, Non-Condensin | 2073 | 273 |  | 11/30/2023 | 87500 | 208430091 | 11/30/2023
Rheem Sales Company, Inc. | Fujitsu | FF98MV307017UPS*A | Federally-Regulated Consumer Product | Non-Weatherized, Condensing Ga | 1162 | 246 |  | 11/30/2023 | 28246 | 208157108 | 11/30/2023
Rheem Sales Company, Inc. | Fujitsu | FF98MV306017UPS*A | Federally-Regulated Consumer Product | Non-Weatherized, Condensing Ga | 1110 | 244 |  | 11/30/2023 | 22600 | 208157107 | 11/30/2023
Rheem Sales Company, Inc. | Fujitsu | FF80ST405017UHUNA | Federally-Regulated Consumer Product | Non-Weatherized, Non-Condensin | 1502 | 248 |  | 11/30/2023 | 50342 | 208486668 | 11/30/2023
Rheem Sales Company, Inc. | Fujitsu | FF95ST306017M4S | Federally-Regulated Consumer Product | Non-Weatherized, Condensing Ga | 1156 | 246 |  | 11/30/2023 | 55624 | 208676615 | 11/30/2023
Rheem Sales Company, Inc. | Fujitsu | FF97MV511524DHS*A | Federally-Regulated Consumer Product | Non-Weatherized, Condensing Ga | 1959 | 281 |  | 11/30/2023 | 44459 | 208157106 | 11/30/2023
Rheem Sales Company, Inc. | Fujitsu | FF80ST407017UHUNA | Federally-Regulated Consumer Product | Non-Weatherized, Non-Condensin | 1823 | 262 |  | 11/30/2023 | 70109 | 208486670 | 11/30/2023
Rheem Sales Company, Inc. | Fujitsu | FF80TV410017UHSCA*P | Federally-Regulated Consumer Product | Non-Weatherized, Non-Condensin | 1730 | 258 |  | 11/30/2023 | 70020 | 208430089 | 11/30/2023
Rheem Sales Company, Inc. | Fujitsu | FF97MV510021DHS*A | Federally-Regulated Consumer Product | Non-Weatherized, Condensing Ga | 1990 | 282 |  | 11/30/2023 | 39222 | 208157105 | 11/30/2023
Rheem Sales Company, Inc. | Fujitsu | FF80ST305014DZSNA*S | Federally-Regulated Consumer Product | Non-Weatherized, Non-Condensin | 1223 | 236 |  | 11/30/2023 | 51119 | 208430076 | 11/30/2023
Rheem Sales Company, Inc. | Fujitsu | FF95ST510021M4S | Federally-Regulated Consumer Product | Non-Weatherized, Condensing Ga | 2066 | 286 |  | 11/30/2023 | 98023 | 208676619 | 11/30/2023
Rheem Sales Company, Inc. | Fujitsu | FF80ST510021DZSNA*S | Federally-Regulated Consumer Product | Non-Weatherized, Non-Condensin | 1895 | 265 |  | 11/30/2023 | 100302 | 208430079 | 11/30/2023
Rheem Sales Company, Inc. | Fujitsu | FF95ST511524M4S | Federally-Regulated Consumer Product | Non-Weatherized, Condensing Ga | 2041 | 285 |  | 11/30/2023 | 111488 | 208676620 | 11/30/2023
Rheem Sales Company, Inc. | Fujitsu | FF80TV507521UHSCA*P | Federally-Regulated Consumer Product | Non-Weatherized, Non-Condensin | 1718 | 258 |  | 11/30/2023 | 52500 | 208430088 | 11/30/2023
Rheem Sales Company, Inc. | Fujitsu | FF80TV510021UHSCAAP | Federally-Regulated Consumer Product | Non-Weatherized, Non-Condensin | 1905 | 266 |  | 11/30/2023 | 70000 | 210727898 | 11/30/2023
Rheem Sales Company, Inc. | Fujitsu | FF80ST307517DZSNA*S | Federally-Regulated Consumer Product | Non-Weatherized, Non-Condensin | 1253 | 237 |  | 11/30/2023 | 74903 | 208430077 | 11/30/2023
Rheem Sales Company, Inc. | Fujitsu | FF80ST510021UHUNA | Federally-Regulated Consumer Product | Non-Weatherized, Non-Condensin | 2096 | 274 |  | 11/30/2023 | 100583 | 208486672 | 11/30/2023
Rheem Sales Company, Inc. | Fujitsu | FF96TV507021M4SCA*P | Federally-Regulated Consumer Product | Non-Weatherized, Condensing Ga | 1923 | 280 |  | 11/30/2023 | 49235 | 208430101 | 11/30/2023
Rheem Sales Company, Inc. | Fujitsu | FF80ST305014UHSNA*S | Federally-Regulated Consumer Product | Non-Weatherized, Non-Condensin | 1388 | 243 |  | 11/30/2023 | 49660 | 208430066 | 11/30/2023
Rheem Sales Company, Inc. | Fujitsu | FF80TV407517UHSCA*P | Federally-Regulated Consumer Product | Non-Weatherized, Non-Condensin | 1458 | 246 |  | 11/30/2023 | 52564 | 208430087 | 11/30/2023
Rheem Sales Company, Inc. | DURASTAR | DR80UHAT0751421S | Federally-Regulated Consumer Product | Non-Weatherized, Non-Condensin | 1634 | 254 |  | 11/30/2023 | 75736 | 208430111 | 11/30/2023
Rheem Sales Company, Inc. | DURASTAR | DR80UHAT1001521S | Federally-Regulated Consumer Product | Non-Weatherized, Non-Condensin | 1812 | 262 |  | 11/30/2023 | 99863 | 208430112 | 11/30/2023
Rheem Sales Company, Inc. | DURASTAR | DR96M4AW0702521S | Federally-Regulated Consumer Product | Non-Weatherized, Condensing Ga | 1923 | 280 |  | 11/30/2023 | 49235 | 208430144 | 11/30/2023
Rheem Sales Company, Inc. | DURASTAR | DR80UHAT1001521U | Federally-Regulated Consumer Product | Non-Weatherized, Non-Condensin | 2096 | 274 |  | 11/30/2023 | 100583 | 208486666 | 11/30/2023
Rheem Sales Company, Inc. | DURASTAR | DR95M4AW0401317S | Federally-Regulated Consumer Product | Non-Weatherized, Condensing Ga | 1156 | 246 |  | 11/30/2023 | 55624 | 208676595 | 11/30/2023
Rheem Sales Company, Inc. | DURASTAR | DR80UHAW0752417S | Federally-Regulated Consumer Product | Non-Weatherized, Non-Condensin | 1458 | 246 |  | 11/30/2023 | 52564 | 208430130 | 11/30/2023
Rheem Sales Company, Inc. | DURASTAR | DR80DZAT0501314S | Federally-Regulated Consumer Product | Non-Weatherized, Non-Condensin | 1223 | 236 |  | 11/30/2023 | 51119 | 208430119 | 11/30/2023
Rheem Sales Company, Inc. | DURASTAR | DR95M4AT1001521S | Federally-Regulated Consumer Product | Non-Weatherized, Condensing Ga | 2066 | 286 |  | 11/30/2023 | 98023 | 208676593 | 11/30/2023
Rheem Sales Company, Inc. | DURASTAR | DR80DZAT1251524S | Federally-Regulated Consumer Product | Non-Weatherized, Non-Condensin | 1835 | 263 |  | 11/30/2023 | 124389 | 208430123 | 11/30/2023
Rheem Sales Company, Inc. | DURASTAR | DR80UHAT0751417S | Federally-Regulated Consumer Product | Non-Weatherized, Non-Condensin | 1496 | 248 |  | 11/30/2023 | 75177 | 208430110 | 11/30/2023
Rheem Sales Company, Inc. | DURASTAR | DR80UHAW0752521S | Federally-Regulated Consumer Product | Non-Weatherized, Non-Condensin | 1718 | 258 |  | 11/30/2023 | 52500 | 208430131 | 11/30/2023
Rheem Sales Company, Inc. | DURASTAR | DR80DZAT0751317S | Federally-Regulated Consumer Product | Non-Weatherized, Non-Condensin | 1253 | 237 |  | 11/30/2023 | 74903 | 208430120 | 11/30/2023
Rheem Sales Company, Inc. | DURASTAR | DR80DZAT1001521S | Federally-Regulated Consumer Product | Non-Weatherized, Non-Condensin | 1895 | 265 |  | 11/30/2023 | 100302 | 208430122 | 11/30/2023
Rheem Sales Company, Inc. | DURASTAR | DR80UHAT0701417U | Federally-Regulated Consumer Product | Non-Weatherized, Non-Condensin | 1823 | 262 |  | 11/30/2023 | 70109 | 208486664 | 11/30/2023
Rheem Sales Company, Inc. | DURASTAR | DR80UHAW1002521S | Federally-Regulated Consumer Product | Non-Weatherized, Non-Condensin | 1905 | 266 |  | 11/30/2023 | 70000 | 208430133 | 11/30/2023
Rheem Sales Company, Inc. | DURASTAR | DR80UHAT0501417U | Federally-Regulated Consumer Product | Non-Weatherized, Non-Condensin | 1502 | 248 |  | 11/30/2023 | 50342 | 208486662 | 11/30/2023
Rheem Sales Company, Inc. | DURASTAR | DR80UHAW1002417S | Federally-Regulated Consumer Product | Non-Weatherized, Non-Condensin | 1730 | 258 |  | 11/30/2023 | 70020 | 208430132 | 11/30/2023
Rheem Sales Company, Inc. | DURASTAR | DR95M4AT0851521S | Federally-Regulated Consumer Product | Non-Weatherized, Condensing Ga | 1929 | 280 |  | 11/30/2023 | 84515 | 208676592 | 11/30/2023
Rheem Sales Company, Inc. | DURASTAR | DR95M4AT1151524S | Federally-Regulated Consumer Product | Non-Weatherized, Condensing Ga | 2041 | 285 |  | 11/30/2023 | 111488 | 208676594 | 11/30/2023
Rheem Sales Company, Inc. | DURASTAR | DR95M4AT0601317S | Federally-Regulated Consumer Product | Non-Weatherized, Condensing Ga | 1156 | 246 |  | 11/30/2023 | 55624 | 208676589 | 11/30/2023
Rheem Sales Company, Inc. | DURASTAR | DR80UHAW1502524S | Federally-Regulated Consumer Product | Non-Weatherized, Non-Condensin | 2092 | 274 |  | 11/30/2023 | 104565 | 208430148 | 11/30/2023
Rheem Sales Company, Inc. | DURASTAR | DR80UHAT0501314S | Federally-Regulated Consumer Product | Non-Weatherized, Non-Condensin | 1388 | 243 |  | 11/30/2023 | 49660 | 208430109 | 11/30/2023
Rheem Sales Company, Inc. | DURASTAR | DR80UHAW1252524S | Federally-Regulated Consumer Product | Non-Weatherized, Non-Condensin | 2073 | 273 |  | 11/30/2023 | 87500 | 208430134 | 11/30/2023
Rheem Sales Company, Inc. | Fujitsu | FF80ST407517UHSNA*S | Federally-Regulated Consumer Product | Non-Weatherized, Non-Condensin | 1496 | 248 |  | 11/30/2023 | 75177 | 208430067 | 11/30/2023
Rheem Sales Company, Inc. | Fujitsu | FF80TV515024UHSCAAP | Federally-Regulated Consumer Product | Non-Weatherized, Non-Condensin | 2092 | 274 |  | 11/30/2023 | 104565 | 210727900 | 11/30/2023
Rheem Sales Company, Inc. | Fujitsu | FF95ST508521M4S | Federally-Regulated Consumer Product | Non-Weatherized, Condensing Ga | 1929 | 280 |  | 11/30/2023 | 84515 | 208676618 | 11/30/2023
Rheem Sales Company, Inc. | Fujitsu | FF80TV510021UHSCA*P | Federally-Regulated Consumer Product | Non-Weatherized, Non-Condensin | 1905 | 266 |  | 11/30/2023 | 70000 | 208430090 | 11/30/2023
Rheem Sales Company, Inc. | Fujitsu | FF80TV515024UHSCA*P | Federally-Regulated Consumer Product | Non-Weatherized, Non-Condensin | 2092 | 274 |  | 11/30/2023 | 104565 | 208430105 | 11/30/2023
Rheem Sales Company, Inc. | Fujitsu | FF98MV510021UPS*A | Federally-Regulated Consumer Product | Non-Weatherized, Condensing Ga | 2084 | 287 |  | 11/30/2023 | 39023 | 208157110 | 11/30/2023
Rheem Sales Company, Inc. | Fujitsu | FF80TV410017UHSCAAP | Federally-Regulated Consumer Product | Non-Weatherized, Non-Condensin | 1730 | 258 |  | 11/30/2023 | 70020 | 210727897 | 11/30/2023
Rheem Sales Company, Inc. | Fujitsu | FF80ST512524DZSNA*S | Federally-Regulated Consumer Product | Non-Weatherized, Non-Condensin | 1835 | 263 |  | 11/30/2023 | 124389 | 208430080 | 11/30/2023
Rheem Sales Company, Inc. | Fujitsu | FF98MV511524UPS*A | Federally-Regulated Consumer Product | Non-Weatherized, Condensing Ga | 1971 | 282 |  | 11/30/2023 | 44499 | 208157111 | 11/30/2023
Rheem Sales Company, Inc. | Fujitsu | FF80TV507521UHSCAAP | Federally-Regulated Consumer Product | Non-Weatherized, Non-Condensin | 1718 | 258 |  | 11/30/2023 | 52500 | 210727895 | 11/30/2023
Rheem Sales Company, Inc. | Fujitsu | FF80ST407521UHSNA*S | Federally-Regulated Consumer Product | Non-Weatherized, Non-Condensin | 1634 | 254 |  | 11/30/2023 | 75736 | 208430068 | 11/30/2023
Rheem Sales Company, Inc. | Fujitsu | FF80ST510021UHSNA*S | Federally-Regulated Consumer Product | Non-Weatherized, Non-Condensin | 1812 | 262 |  | 11/30/2023 | 99863 | 208430069 | 11/30/2023
Rheem Sales Company, Inc. | Fujitsu | FF80TV512524UHSCA*P | Federally-Regulated Consumer Product | Non-Weatherized, Non-Condensin | 2073 | 273 |  | 11/30/2023 | 87500 | 208430091 | 11/30/2023
Rheem Sales Company, Inc. | Fujitsu | FF98MV307017UPS*A | Federally-Regulated Consumer Product | Non-Weatherized, Condensing Ga | 1162 | 246 |  | 11/30/2023 | 28246 | 208157108 | 11/30/2023
Rheem Sales Company, Inc. | Fujitsu | FF98MV306017UPS*A | Federally-Regulated Consumer Product | Non-Weatherized, Condensing Ga | 1110 | 244 |  | 11/30/2023 | 22600 | 208157107 | 11/30/2023
Rheem Sales Company, Inc. | Fujitsu | FF80ST405017UHUNA | Federally-Regulated Consumer Product | Non-Weatherized, Non-Condensin | 1502 | 248 |  | 11/30/2023 | 50342 | 208486668 | 11/30/2023
Rheem Sales Company, Inc. | Fujitsu | FF95ST306017M4S | Federally-Regulated Consumer Product | Non-Weatherized, Condensing Ga | 1156 | 246 |  | 11/30/2023 | 55624 | 208676615 | 11/30/2023
Rheem Sales Company, Inc. | Fujitsu | FF97MV511524DHS*A | Federally-Regulated Consumer Product | Non-Weatherized, Condensing Ga | 1959 | 281 |  | 11/30/2023 | 44459 | 208157106 | 11/30/2023
Rheem Sales Company, Inc. | Fujitsu | FF80ST407017UHUNA | Federally-Regulated Consumer Product | Non-Weatherized, Non-Condensin | 1823 | 262 |  | 11/30/2023 | 70109 | 208486670 | 11/30/2023
Rheem Sales Company, Inc. | Fujitsu | FF80TV410017UHSCA*P | Federally-Regulated Consumer Product | Non-Weatherized, Non-Condensin | 1730 | 258 |  | 11/30/2023 | 70020 | 208430089 | 11/30/2023
Rheem Sales Company, Inc. | Fujitsu | FF97MV510021DHS*A | Federally-Regulated Consumer Product | Non-Weatherized, Condensing Ga | 1990 | 282 |  | 11/30/2023 | 39222 | 208157105 | 11/30/2023
Rheem Sales Company, Inc. | Fujitsu | FF80ST305014DZSNA*S | Federally-Regulated Consumer Product | Non-Weatherized, Non-Condensin | 1223 | 236 |  | 11/30/2023 | 51119 | 208430076 | 11/30/2023
Rheem Sales Company, Inc. | Fujitsu | FF95ST510021M4S | Federally-Regulated Consumer Product | Non-Weatherized, Condensing Ga | 2066 | 286 |  | 11/30/2023 | 98023 | 208676619 | 11/30/2023
Rheem Sales Company, Inc. | Fujitsu | FF80ST510021DZSNA*S | Federally-Regulated Consumer Product | Non-Weatherized, Non-Condensin | 1895 | 265 |  | 11/30/2023 | 100302 | 208430079 | 11/30/2023
Rheem Sales Company, Inc. | Fujitsu | FF95ST511524M4S | Federally-Regulated Consumer Product | Non-Weatherized, Condensing Ga | 2041 | 285 |  | 11/30/2023 | 111488 | 208676620 | 11/30/2023
Rheem Sales Company, Inc. | Fujitsu | FF80TV507521UHSCA*P | Federally-Regulated Consumer Product | Non-Weatherized, Non-Condensin | 1718 | 258 |  | 11/30/2023 | 52500 | 208430088 | 11/30/2023
Rheem Sales Company, Inc. | Fujitsu | FF80TV510021UHSCAAP | Federally-Regulated Consumer Product | Non-Weatherized, Non-Condensin | 1905 | 266 |  | 11/30/2023 | 70000 | 210727898 | 11/30/2023
Rheem Sales Company, Inc. | Fujitsu | FF80ST307517DZSNA*S | Federally-Regulated Consumer Product | Non-Weatherized, Non-Condensin | 1253 | 237 |  | 11/30/2023 | 74903 | 208430077 | 11/30/2023
Rheem Sales Company, Inc. | Fujitsu | FF80ST510021UHUNA | Federally-Regulated Consumer Product | Non-Weatherized, Non-Condensin | 2096 | 274 |  | 11/30/2023 | 100583 | 208486672 | 11/30/2023
Rheem Sales Company, Inc. | Fujitsu | FF96TV507021M4SCA*P | Federally-Regulated Consumer Product | Non-Weatherized, Condensing Ga | 1923 | 280 |  | 11/30/2023 | 49235 | 208430101 | 11/30/2023
Rheem Sales Company, Inc. | Fujitsu | FF80ST305014UHSNA*S | Federally-Regulated Consumer Product | Non-Weatherized, Non-Condensin | 1388 | 243 |  | 11/30/2023 | 49660 | 208430066 | 11/30/2023
Rheem Sales Company, Inc. | Fujitsu | FF80TV407517UHSCA*P | Federally-Regulated Consumer Product | Non-Weatherized, Non-Condensin | 1458 | 246 |  | 11/30/2023 | 52564 | 208430087 | 11/30/2023
Rheem Sales Company, Inc. | Rheem | R98MV0603A17UPS | Federally-Regulated Consumer Product | Non-Weatherized, Condensing Ga | 1110 | 244 |  | 11/30/2023 | 22600 | 208157026 | 11/30/2023
Rheem Sales Company, Inc. | Rheem | R801T0503A14DZS | Federally-Regulated Consumer Product | Non-Weatherized, Non-Condensin | 1223 | 236 |  | 11/30/2023 | 51119 | 208242366 | 11/30/2023
Rheem Sales Company, Inc. | Rheem | R801T0754A21UHS | Federally-Regulated Consumer Product | Non-Weatherized, Non-Condensin | 1634 | 254 |  | 11/30/2023 | 75736 | 208242358 | 11/30/2023
Rheem Sales Company, Inc. | Rheem | R98MV1155A24UPS | Federally-Regulated Consumer Product | Non-Weatherized, Condensing Ga | 1971 | 282 |  | 11/30/2023 | 44499 | 208157030 | 11/30/2023
Rheem Sales Company, Inc. | Rheem | R801T1005A21UHU | Federally-Regulated Consumer Product | Non-Weatherized, Non-Condensin | 2096 | 274 |  | 11/30/2023 | 100583 | 208430272 | 11/30/2023
Rheem Sales Company, Inc. | Rheem | R962V0705A21M4S | Federally-Regulated Consumer Product | Non-Weatherized, Condensing Ga | 1923 | 280 |  | 11/30/2023 | 49235 | 208243261 | 11/30/2023
Rheem Sales Company, Inc. | Rheem | R802V1255A24UHS | Federally-Regulated Consumer Product | Non-Weatherized, Non-Condensin | 2073 | 273 |  | 11/30/2023 | 87500 | 208243243 | 11/30/2023
Rheem Sales Company, Inc. | Rheem | R951T1005A21M4 | Federally-Regulated Consumer Product | Non-Weatherized, Condensing Ga | 2066 | 286 |  | 11/30/2023 | 98023 | 208663408 | 11/30/2023
Rheem Sales Company, Inc. | Rheem | R802V1505A24UHS | Federally-Regulated Consumer Product | Non-Weatherized, Non-Condensin | 2092 | 274 |  | 11/30/2023 | 104565 | 208243574 | 11/30/2023
Rheem Sales Company, Inc. | Rheem | R801T0503A14UHS | Federally-Regulated Consumer Product | Non-Weatherized, Non-Condensin | 1388 | 243 |  | 11/30/2023 | 49660 | 208242356 | 11/30/2023
Rheem Sales Company, Inc. | Rheem | R98MV1005A21UPS | Federally-Regulated Consumer Product | Non-Weatherized, Condensing Ga | 2084 | 287 |  | 11/30/2023 | 39023 | 208157029 | 11/30/2023
Rheem Sales Company, Inc. | Rheem | R951T0855A21M4 | Federally-Regulated Consumer Product | Non-Weatherized, Condensing Ga | 1929 | 280 |  | 11/30/2023 | 84515 | 208663407 | 11/30/2023
Rheem Sales Company, Inc. | Rheem | R802V1005A21UHS | Federally-Regulated Consumer Product | Non-Weatherized, Non-Condensin | 1905 | 266 |  | 11/30/2023 | 70000 | 208243241 | 11/30/2023
Rheem Sales Company, Inc. | Rheem | R801T0704A17UHU | Federally-Regulated Consumer Product | Non-Weatherized, Non-Condensin | 1823 | 262 |  | 11/30/2023 | 70109 | 208430270 | 11/30/2023
Rheem Sales Company, Inc. | Rheem | R801T0504A17UHU | Federally-Regulated Consumer Product | Non-Weatherized, Non-Condensin | 1502 | 248 |  | 11/30/2023 | 50342 | 208430268 | 11/30/2023
Rheem Sales Company, Inc. | Rheem | R801T1005A21DZS | Federally-Regulated Consumer Product | Non-Weatherized, Non-Condensin | 1895 | 265 |  | 11/30/2023 | 100302 | 208242369 | 11/30/2023
Rheem Sales Company, Inc. | Rheem | R98MV0703A17UPS | Federally-Regulated Consumer Product | Non-Weatherized, Condensing Ga | 1162 | 246 |  | 11/30/2023 | 28246 | 208157027 | 11/30/2023
Rheem Sales Company, Inc. | Rheem | R801T1255A24DZS | Federally-Regulated Consumer Product | Non-Weatherized, Non-Condensin | 1835 | 263 |  | 11/30/2023 | 124389 | 208242370 | 11/30/2023
Rheem Sales Company, Inc. | Rheem | R801T0754A17UHS | Federally-Regulated Consumer Product | Non-Weatherized, Non-Condensin | 1496 | 248 |  | 11/30/2023 | 75177 | 208242357 | 11/30/2023
Rheem Sales Company, Inc. | Rheem | R97MV1005A21DHS | Federally-Regulated Consumer Product | Non-Weatherized, Condensing Ga | 1990 | 282 |  | 11/30/2023 | 39222 | 208157024 | 11/30/2023
Rheem Sales Company, Inc. | Rheem | R801T1005A21UHS | Federally-Regulated Consumer Product | Non-Weatherized, Non-Condensin | 1812 | 262 |  | 11/30/2023 | 99863 | 208242359 | 11/30/2023
Rheem Sales Company, Inc. | Rheem | R951T0603A17M4 | Federally-Regulated Consumer Product | Non-Weatherized, Condensing Ga | 1156 | 246 |  | 11/30/2023 | 55624 | 208663404 | 11/30/2023
Rheem Sales Company, Inc. | Rheem | R801T0753A17DZS | Federally-Regulated Consumer Product | Non-Weatherized, Non-Condensin | 1253 | 237 |  | 11/30/2023 | 74903 | 208429529 | 11/30/2023
Rheem Sales Company, Inc. | Rheem | R802V1004A17UHS | Federally-Regulated Consumer Product | Non-Weatherized, Non-Condensin | 1730 | 258 |  | 11/30/2023 | 70020 | 208243240 | 11/30/2023
Rheem Sales Company, Inc. | Rheem | R802V0755A21UHS | Federally-Regulated Consumer Product | Non-Weatherized, Non-Condensin | 1718 | 258 |  | 11/30/2023 | 52500 | 208243239 | 11/30/2023
Rheem Sales Company, Inc. | Rheem | R802V0754A17UHS | Federally-Regulated Consumer Product | Non-Weatherized, Non-Condensin | 1458 | 246 |  | 11/30/2023 | 52564 | 208243237 | 11/30/2023
Rheem Sales Company, Inc. | Rheem | R951T1155A24M4 | Federally-Regulated Consumer Product | Non-Weatherized, Condensing Ga | 2041 | 285 |  | 11/30/2023 | 111488 | 208663350 | 11/30/2023
Rheem Sales Company, Inc. | Rheem | R97MV1155A24DHS | Federally-Regulated Consumer Product | Non-Weatherized, Condensing Ga | 1959 | 281 |  | 11/30/2023 | 44459 | 208157025 | 11/30/2023
Rheem Sales Company, Inc. | Thermal Zone | TZ80DZ1T125D5SA | Federally-Regulated Consumer Product | Non-Weatherized, Non-Condensin | 1835 | 263 |  | 11/30/2023 | 124389 | 208430225 | 11/30/2023
Rheem Sales Company, Inc. | Thermal Zone | TZ80UH2V100B4SA | Federally-Regulated Consumer Product | Non-Weatherized, Non-Condensin | 1730 | 258 |  | 11/30/2023 | 70020 | 208430234 | 11/30/2023
Rheem Sales Company, Inc. | Thermal Zone | TZ95M41T085C5S | Federally-Regulated Consumer Product | Non-Weatherized, Condensing Ga | 1929 | 280 |  | 11/30/2023 | 84515 | 208676717 | 11/30/2023
Rheem Sales Company, Inc. | Thermal Zone | TZ95M41T115D5S | Federally-Regulated Consumer Product | Non-Weatherized, Condensing Ga | 2041 | 285 |  | 11/30/2023 | 111488 | 208676719 | 11/30/2023
Rheem Sales Company, Inc. | Thermal Zone | TZ80UH1T075C4SA | Federally-Regulated Consumer Product | Non-Weatherized, Non-Condensin | 1634 | 254 |  | 11/30/2023 | 75736 | 208430213 | 11/30/2023
Rheem Sales Company, Inc. | Thermal Zone | TZ95M41T100C5S | Federally-Regulated Consumer Product | Non-Weatherized, Condensing Ga | 2066 | 286 |  | 11/30/2023 | 98023 | 208676718 | 11/30/2023
Rheem Sales Company, Inc. | Thermal Zone | TZ80UH1T050B4UA | Federally-Regulated Consumer Product | Non-Weatherized, Non-Condensin | 1502 | 248 |  | 11/30/2023 | 50342 | 208486686 | 11/30/2023
Rheem Sales Company, Inc. | Thermal Zone | TZ80DZ1T100C5SA | Federally-Regulated Consumer Product | Non-Weatherized, Non-Condensin | 1895 | 265 |  | 11/30/2023 | 100302 | 208430224 | 11/30/2023
Rheem Sales Company, Inc. | Thermal Zone | TZ80UH1T100C5UA | Federally-Regulated Consumer Product | Non-Weatherized, Non-Condensin | 2096 | 274 |  | 11/30/2023 | 100583 | 208486690 | 11/30/2023
Rheem Sales Company, Inc. | Thermal Zone | TZ80UH2V075B4SA | Federally-Regulated Consumer Product | Non-Weatherized, Non-Condensin | 1458 | 246 |  | 11/30/2023 | 52564 | 208430232 | 11/30/2023
Rheem Sales Company, Inc. | Thermal Zone | TZ80DZ1T050A3SA | Federally-Regulated Consumer Product | Non-Weatherized, Non-Condensin | 1223 | 236 |  | 11/30/2023 | 51119 | 208430221 | 11/30/2023
Rheem Sales Company, Inc. | Thermal Zone | TZ80UH2V075C5SA | Federally-Regulated Consumer Product | Non-Weatherized, Non-Condensin | 1718 | 258 |  | 11/30/2023 | 52500 | 208430233 | 11/30/2023
Rheem Sales Company, Inc. | Thermal Zone | TZ80UH1T075B4SA | Federally-Regulated Consumer Product | Non-Weatherized, Non-Condensin | 1496 | 248 |  | 11/30/2023 | 75177 | 208430212 | 11/30/2023
Rheem Sales Company, Inc. | Thermal Zone | TZ80UH1T100C5SA | Federally-Regulated Consumer Product | Non-Weatherized, Non-Condensin | 1812 | 262 |  | 11/30/2023 | 99863 | 208430214 | 11/30/2023
Rheem Sales Company, Inc. | Thermal Zone | TZ95M41T060B3S | Federally-Regulated Consumer Product | Non-Weatherized, Condensing Ga | 1156 | 246 |  | 11/30/2023 | 55624 | 208676714 | 11/30/2023
Rheem Sales Company, Inc. | Thermal Zone | TZ80UH2V075C5SABAP | Federally-Regulated Consumer Product | Non-Weatherized, Non-Condensin | 1718 | 258 |  | 11/30/2023 | 52500 | 210728268 | 11/30/2023
Rheem Sales Company, Inc. | Thermal Zone | TZ80UH2V100C5SA | Federally-Regulated Consumer Product | Non-Weatherized, Non-Condensin | 1905 | 266 |  | 11/30/2023 | 70000 | 208430235 | 11/30/2023
Rheem Sales Company, Inc. | Thermal Zone | TZ80UH1T070B4UA | Federally-Regulated Consumer Product | Non-Weatherized, Non-Condensin | 1823 | 262 |  | 11/30/2023 | 70109 | 208486688 | 11/30/2023
Rheem Sales Company, Inc. | Thermal Zone | TZ80UH2V125D5SA | Federally-Regulated Consumer Product | Non-Weatherized, Non-Condensin | 2073 | 273 |  | 11/30/2023 | 87500 | 208430236 | 11/30/2023
Rheem Sales Company, Inc. | Thermal Zone | TZ80UH2V100B4SABAP | Federally-Regulated Consumer Product | Non-Weatherized, Non-Condensin | 1730 | 258 |  | 11/30/2023 | 70020 | 210728269 | 11/30/2023
Rheem Sales Company, Inc. | Thermal Zone | TZ80UH2V100C5SABAP | Federally-Regulated Consumer Product | Non-Weatherized, Non-Condensin | 1905 | 266 |  | 11/30/2023 | 70000 | 210728270 | 11/30/2023
Rheem Sales Company, Inc. | Thermal Zone | TZ80DZ1T075B3SA | Federally-Regulated Consumer Product | Non-Weatherized, Non-Condensin | 1253 | 237 |  | 11/30/2023 | 74903 | 208430222 | 11/30/2023
Rheem Sales Company, Inc. | Thermal Zone | TZ96M42V070C5SA | Federally-Regulated Consumer Product | Non-Weatherized, Condensing Ga | 1923 | 280 |  | 11/30/2023 | 49235 | 208430246 | 11/30/2023
Rheem Sales Company, Inc. | Thermal Zone | TZ80UH1T050A3SA | Federally-Regulated Consumer Product | Non-Weatherized, Non-Condensin | 1388 | 243 |  | 11/30/2023 | 49660 | 208430211 | 11/30/2023
Rheem Sales Company, Inc. | Thermal Zone | TZ80UH2V150D5SABAP | Federally-Regulated Consumer Product | Non-Weatherized, Non-Condensin | 2092 | 274 |  | 11/30/2023 | 104565 | 210728272 | 11/30/2023
Rheem Sales Company, Inc. | Thermal Zone | TZ80UH2V150D5SA | Federally-Regulated Consumer Product | Non-Weatherized, Non-Condensin | 2092 | 274 |  | 11/30/2023 | 104565 | 208430250 | 11/30/2023
Rheem Sales Company, Inc. | DURASTAR | DR80UHAT0751421S | Federally-Regulated Consumer Product | Non-Weatherized, Non-Condensin | 1634 | 254 |  | 11/30/2023 | 75736 | 208430111 | 11/30/2023
Rheem Sales Company, Inc. | DURASTAR | DR80UHAT1001521S | Federally-Regulated Consumer Product | Non-Weatherized, Non-Condensin | 1812 | 262 |  | 11/30/2023 | 99863 | 208430112 | 11/30/2023
Rheem Sales Company, Inc. | DURASTAR | DR96M4AW0702521S | Federally-Regulated Consumer Product | Non-Weatherized, Condensing Ga | 1923 | 280 |  | 11/30/2023 | 49235 | 208430144 | 11/30/2023
Rheem Sales Company, Inc. | DURASTAR | DR80UHAT1001521U | Federally-Regulated Consumer Product | Non-Weatherized, Non-Condensin | 2096 | 274 |  | 11/30/2023 | 100583 | 208486666 | 11/30/2023
Rheem Sales Company, Inc. | DURASTAR | DR95M4AW0401317S | Federally-Regulated Consumer Product | Non-Weatherized, Condensing Ga | 1156 | 246 |  | 11/30/2023 | 55624 | 208676595 | 11/30/2023
Rheem Sales Company, Inc. | DURASTAR | DR80UHAW0752417S | Federally-Regulated Consumer Product | Non-Weatherized, Non-Condensin | 1458 | 246 |  | 11/30/2023 | 52564 | 208430130 | 11/30/2023
Rheem Sales Company, Inc. | DURASTAR | DR80DZAT0501314S | Federally-Regulated Consumer Product | Non-Weatherized, Non-Condensin | 1223 | 236 |  | 11/30/2023 | 51119 | 208430119 | 11/30/2023
Rheem Sales Company, Inc. | DURASTAR | DR95M4AT1001521S | Federally-Regulated Consumer Product | Non-Weatherized, Condensing Ga | 2066 | 286 |  | 11/30/2023 | 98023 | 208676593 | 11/30/2023
Rheem Sales Company, Inc. | DURASTAR | DR80DZAT1251524S | Federally-Regulated Consumer Product | Non-Weatherized, Non-Condensin | 1835 | 263 |  | 11/30/2023 | 124389 | 208430123 | 11/30/2023
Rheem Sales Company, Inc. | DURASTAR | DR80UHAT0751417S | Federally-Regulated Consumer Product | Non-Weatherized, Non-Condensin | 1496 | 248 |  | 11/30/2023 | 75177 | 208430110 | 11/30/2023
Rheem Sales Company, Inc. | DURASTAR | DR80UHAW0752521S | Federally-Regulated Consumer Product | Non-Weatherized, Non-Condensin | 1718 | 258 |  | 11/30/2023 | 52500 | 208430131 | 11/30/2023
Rheem Sales Company, Inc. | DURASTAR | DR80DZAT0751317S | Federally-Regulated Consumer Product | Non-Weatherized, Non-Condensin | 1253 | 237 |  | 11/30/2023 | 74903 | 208430120 | 11/30/2023
Rheem Sales Company, Inc. | DURASTAR | DR80DZAT1001521S | Federally-Regulated Consumer Product | Non-Weatherized, Non-Condensin | 1895 | 265 |  | 11/30/2023 | 100302 | 208430122 | 11/30/2023
Rheem Sales Company, Inc. | DURASTAR | DR80UHAT0701417U | Federally-Regulated Consumer Product | Non-Weatherized, Non-Condensin | 1823 | 262 |  | 11/30/2023 | 70109 | 208486664 | 11/30/2023
Rheem Sales Company, Inc. | DURASTAR | DR80UHAW1002521S | Federally-Regulated Consumer Product | Non-Weatherized, Non-Condensin | 1905 | 266 |  | 11/30/2023 | 70000 | 208430133 | 11/30/2023
Rheem Sales Company, Inc. | DURASTAR | DR80UHAT0501417U | Federally-Regulated Consumer Product | Non-Weatherized, Non-Condensin | 1502 | 248 |  | 11/30/2023 | 50342 | 208486662 | 11/30/2023
Rheem Sales Company, Inc. | DURASTAR | DR80UHAW1002417S | Federally-Regulated Consumer Product | Non-Weatherized, Non-Condensin | 1730 | 258 |  | 11/30/2023 | 70020 | 208430132 | 11/30/2023
Rheem Sales Company, Inc. | DURASTAR | DR95M4AT0851521S | Federally-Regulated Consumer Product | Non-Weatherized, Condensing Ga | 1929 | 280 |  | 11/30/2023 | 84515 | 208676592 | 11/30/2023
Rheem Sales Company, Inc. | DURASTAR | DR95M4AT1151524S | Federally-Regulated Consumer Product | Non-Weatherized, Condensing Ga | 2041 | 285 |  | 11/30/2023 | 111488 | 208676594 | 11/30/2023
Rheem Sales Company, Inc. | DURASTAR | DR95M4AT0601317S | Federally-Regulated Consumer Product | Non-Weatherized, Condensing Ga | 1156 | 246 |  | 11/30/2023 | 55624 | 208676589 | 11/30/2023
Rheem Sales Company, Inc. | DURASTAR | DR80UHAW1502524S | Federally-Regulated Consumer Product | Non-Weatherized, Non-Condensin | 2092 | 274 |  | 11/30/2023 | 104565 | 208430148 | 11/30/2023
Rheem Sales Company, Inc. | DURASTAR | DR80UHAT0501314S | Federally-Regulated Consumer Product | Non-Weatherized, Non-Condensin | 1388 | 243 |  | 11/30/2023 | 49660 | 208430109 | 11/30/2023
Rheem Sales Company, Inc. | DURASTAR | DR80UHAW1252524S | Federally-Regulated Consumer Product | Non-Weatherized, Non-Condensin | 2073 | 273 |  | 11/30/2023 | 87500 | 208430134 | 11/30/2023
Rheem Sales Company, Inc. | Mainline | MP801T0503A14DZS | Federally-Regulated Consumer Product | Non-Weatherized, Non-Condensin | 1223 | 236 |  | 11/30/2023 | 51119 | 208430171 | 11/30/2023
Rheem Sales Company, Inc. | Mainline | ML98MV0703A17UPS | Federally-Regulated Consumer Product | Non-Weatherized, Condensing Ga | 1162 | 246 |  | 11/30/2023 | 28246 | 208157098 | 11/30/2023
Rheem Sales Company, Inc. | Mainline | MP801T0503A14UHS | Federally-Regulated Consumer Product | Non-Weatherized, Non-Condensin | 1388 | 243 |  | 11/30/2023 | 49660 | 208430151 | 11/30/2023
Rheem Sales Company, Inc. | Mainline | ML97MV1005A21DHS | Federally-Regulated Consumer Product | Non-Weatherized, Condensing Ga | 1990 | 282 |  | 11/30/2023 | 39222 | 208157095 | 11/30/2023
Rheem Sales Company, Inc. | Mainline | ML802V1004A17UHS | Federally-Regulated Consumer Product | Non-Weatherized, Non-Condensin | 1730 | 258 |  | 11/30/2023 | 70020 | 208430193 | 11/30/2023
Rheem Sales Company, Inc. | Mainline | MP951T1155A24M4 | Federally-Regulated Consumer Product | Non-Weatherized, Condensing Ga | 2041 | 285 |  | 11/30/2023 | 111488 | 208676667 | 11/30/2023
Rheem Sales Company, Inc. | Mainline | ML801T1255A24DZS | Federally-Regulated Consumer Product | Non-Weatherized, Non-Condensin | 1835 | 263 |  | 11/30/2023 | 124389 | 208430178 | 11/30/2023
Rheem Sales Company, Inc. | Mainline | ML98MV1005A21UPS | Federally-Regulated Consumer Product | Non-Weatherized, Condensing Ga | 2084 | 287 |  | 11/30/2023 | 39023 | 208157100 | 11/30/2023
Rheem Sales Company, Inc. | Mainline | MP801T1005A21UHS | Federally-Regulated Consumer Product | Non-Weatherized, Non-Condensin | 1812 | 262 |  | 11/30/2023 | 99863 | 208430157 | 11/30/2023
Rheem Sales Company, Inc. | Mainline | MP951T1005A21M4 | Federally-Regulated Consumer Product | Non-Weatherized, Condensing Ga | 2066 | 286 |  | 11/30/2023 | 98023 | 208676666 | 11/30/2023
Rheem Sales Company, Inc. | Mainline | ML801T1005A21UHS | Federally-Regulated Consumer Product | Non-Weatherized, Non-Condensin | 1812 | 262 |  | 11/30/2023 | 99863 | 208430156 | 11/30/2023
Rheem Sales Company, Inc. | Mainline | MP801T1005A21DZS | Federally-Regulated Consumer Product | Non-Weatherized, Non-Condensin | 1895 | 265 |  | 11/30/2023 | 100302 | 208430177 | 11/30/2023
Rheem Sales Company, Inc. | Mainline | MP801T0753A17DZS | Federally-Regulated Consumer Product | Non-Weatherized, Non-Condensin | 1253 | 237 |  | 11/30/2023 | 74903 | 208430173 | 11/30/2023
Rheem Sales Company, Inc. | Mainline | ML802V0755A21UHS | Federally-Regulated Consumer Product | Non-Weatherized, Non-Condensin | 1718 | 258 |  | 11/30/2023 | 52500 | 208430192 | 11/30/2023
Rheem Sales Company, Inc. | Mainline | MP801T0754A21UHS | Federally-Regulated Consumer Product | Non-Weatherized, Non-Condensin | 1634 | 254 |  | 11/30/2023 | 75736 | 208430155 | 11/30/2023
Rheem Sales Company, Inc. | Mainline | ML802V1005A21UHS | Federally-Regulated Consumer Product | Non-Weatherized, Non-Condensin | 1905 | 266 |  | 11/30/2023 | 70000 | 208430194 | 11/30/2023
Rheem Sales Company, Inc. | Mainline | ML951T1005A21M4 | Federally-Regulated Consumer Product | Non-Weatherized, Condensing Ga | 2066 | 286 |  | 11/30/2023 | 98023 | 208676659 | 11/30/2023
Rheem Sales Company, Inc. | Mainline | ML801T0503A14UHS | Federally-Regulated Consumer Product | Non-Weatherized, Non-Condensin | 1388 | 243 |  | 11/30/2023 | 49660 | 208430150 | 11/30/2023
Rheem Sales Company, Inc. | Mainline | MP951T0855A21M4 | Federally-Regulated Consumer Product | Non-Weatherized, Condensing Ga | 1929 | 280 |  | 11/30/2023 | 84515 | 208676665 | 11/30/2023
Rheem Sales Company, Inc. | Mainline | ML801T1005A21UHU | Federally-Regulated Consumer Product | Non-Weatherized, Non-Condensin | 2096 | 274 |  | 11/30/2023 | 100583 | 208486678 | 11/30/2023
Rheem Sales Company, Inc. | Mainline | ML801T0753A17DZS | Federally-Regulated Consumer Product | Non-Weatherized, Non-Condensin | 1253 | 237 |  | 11/30/2023 | 74903 | 208430172 | 11/30/2023
Rheem Sales Company, Inc. | Mainline | MP801T1255A24DZS | Federally-Regulated Consumer Product | Non-Weatherized, Non-Condensin | 1835 | 263 |  | 11/30/2023 | 124389 | 208430179 | 11/30/2023
Rheem Sales Company, Inc. | Mainline | ML98MV0603A17UPS | Federally-Regulated Consumer Product | Non-Weatherized, Condensing Ga | 1110 | 244 |  | 11/30/2023 | 22600 | 208157097 | 11/30/2023
Rheem Sales Company, Inc. | Mainline | ML802V1255A24UHS | Federally-Regulated Consumer Product | Non-Weatherized, Non-Condensin | 2073 | 273 |  | 11/30/2023 | 87500 | 208430195 | 11/30/2023
Rheem Sales Company, Inc. | Mainline | ML801T0754A21UHS | Federally-Regulated Consumer Product | Non-Weatherized, Non-Condensin | 1634 | 254 |  | 11/30/2023 | 75736 | 208430154 | 11/30/2023
Rheem Sales Company, Inc. | Mainline | ML801T0504A17UHU | Federally-Regulated Consumer Product | Non-Weatherized, Non-Condensin | 1502 | 248 |  | 11/30/2023 | 50342 | 208486674 | 11/30/2023
Rheem Sales Company, Inc. | Mainline | ML801T0704A17UHU | Federally-Regulated Consumer Product | Non-Weatherized, Non-Condensin | 1823 | 262 |  | 11/30/2023 | 70109 | 208486676 | 11/30/2023
Rheem Sales Company, Inc. | Mainline | ML802V1505A24UHS | Federally-Regulated Consumer Product | Non-Weatherized, Non-Condensin | 2092 | 274 |  | 11/30/2023 | 104565 | 208430209 | 11/30/2023
Rheem Sales Company, Inc. | Mainline | ML801T1005A21DZS | Federally-Regulated Consumer Product | Non-Weatherized, Non-Condensin | 1895 | 265 |  | 11/30/2023 | 100302 | 208430176 | 11/30/2023
Rheem Sales Company, Inc. | Mainline | ML801T0503A14DZS | Federally-Regulated Consumer Product | Non-Weatherized, Non-Condensin | 1223 | 236 |  | 11/30/2023 | 51119 | 208430170 | 11/30/2023
Rheem Sales Company, Inc. | Mainline | MP962W0705A21M4S | Federally-Regulated Consumer Product | Non-Weatherized, Condensing Ga | 1923 | 280 |  | 11/30/2023 | 49235 | 209214529 | 11/30/2023
Rheem Sales Company, Inc. | Mainline | ML98MV1155A24UPS | Federally-Regulated Consumer Product | Non-Weatherized, Condensing Ga | 1971 | 282 |  | 11/30/2023 | 44499 | 208157101 | 11/30/2023
Rheem Sales Company, Inc. | Mainline | MP951T0603A17M4 | Federally-Regulated Consumer Product | Non-Weatherized, Condensing Ga | 1156 | 246 |  | 11/30/2023 | 55624 | 208676662 | 11/30/2023
Rheem Sales Company, Inc. | Mainline | ML801T0754A17UHS | Federally-Regulated Consumer Product | Non-Weatherized, Non-Condensin | 1496 | 248 |  | 11/30/2023 | 75177 | 208430152 | 11/30/2023
Rheem Sales Company, Inc. | Mainline | ML962V0705A21M4S | Federally-Regulated Consumer Product | Non-Weatherized, Condensing Ga | 1923 | 280 |  | 11/30/2023 | 49235 | 208430205 | 11/30/2023
Rheem Sales Company, Inc. | Mainline | MP801T0704A17UHU | Federally-Regulated Consumer Product | Non-Weatherized, Non-Condensin | 1823 | 262 |  | 11/30/2023 | 70109 | 208486682 | 11/30/2023
Rheem Sales Company, Inc. | Mainline | ML951T0855A21M4 | Federally-Regulated Consumer Product | Non-Weatherized, Condensing Ga | 1929 | 280 |  | 11/30/2023 | 84515 | 208676658 | 11/30/2023
Rheem Sales Company, Inc. | Mainline | ML802V0754A17UHS | Federally-Regulated Consumer Product | Non-Weatherized, Non-Condensin | 1458 | 246 |  | 11/30/2023 | 52564 | 208430191 | 11/30/2023
Rheem Sales Company, Inc. | Mainline | MP801T1005A21UHU | Federally-Regulated Consumer Product | Non-Weatherized, Non-Condensin | 2096 | 274 |  | 11/30/2023 | 100583 | 208486684 | 11/30/2023
Rheem Sales Company, Inc. | Mainline | ML97MV1155A24DHS | Federally-Regulated Consumer Product | Non-Weatherized, Condensing Ga | 1959 | 281 |  | 11/30/2023 | 44459 | 208157096 | 11/30/2023
Rheem Sales Company, Inc. | Mainline | ML951T0603A17M4 | Federally-Regulated Consumer Product | Non-Weatherized, Condensing Ga | 1156 | 246 |  | 11/30/2023 | 55624 | 208676655 | 11/30/2023
Rheem Sales Company, Inc. | Mainline | MP801T0754A17UHS | Federally-Regulated Consumer Product | Non-Weatherized, Non-Condensin | 1496 | 248 |  | 11/30/2023 | 75177 | 208430153 | 11/30/2023
Rheem Sales Company, Inc. | Mainline | ML951T1155A24M4 | Federally-Regulated Consumer Product | Non-Weatherized, Condensing Ga | 2041 | 285 |  | 11/30/2023 | 111488 | 208676660 | 11/30/2023
Rheem Sales Company, Inc. | Mainline | MP801T0504A17UHU | Federally-Regulated Consumer Product | Non-Weatherized, Non-Condensin | 1502 | 248 |  | 11/30/2023 | 50342 | 208486680 | 11/30/2023
Nordyne, LLC | RunTru | 4YCL4048A1100A | Federally-Regulated Consumer Product | Weatherized Non-Condensing Gas | 1913 | 275 |  | 05/25/2023 | 100561 | 209938356 | 12/05/2023
Nordyne, LLC | RunTru | 4YCL4024A1055A | Federally-Regulated Consumer Product | Weatherized Non-Condensing Gas | 1304 | 240 |  | 05/25/2023 | 55721 | 209938352 | 12/05/2023
Nordyne, LLC | RunTru | 4YCL4060A1100A | Federally-Regulated Consumer Product | Weatherized Non-Condensing Gas | 2041 | 289 |  | 05/25/2023 | 101000 | 209938357 | 12/05/2023
Nordyne, LLC | RunTru | 4YCL4036A1070A | Federally-Regulated Consumer Product | Weatherized Non-Condensing Gas | 1655 | 264 |  | 05/25/2023 | 69854 | 209938354 | 12/05/2023
Nordyne, LLC | RunTru | 4YCL4030A1070A | Federally-Regulated Consumer Product | Weatherized Non-Condensing Gas | 1655 | 264 |  | 05/25/2023 | 69854 | 209938353 | 12/05/2023
Nordyne, LLC | RunTru | 4YCL4042A1100A | Federally-Regulated Consumer Product | Weatherized Non-Condensing Gas | 1913 | 275 |  | 05/25/2023 | 100561 | 209938355 | 12/05/2023
Nordyne, LLC | RunTru | 4YCL4048A1100A | Federally-Regulated Consumer Product | Weatherized Non-Condensing Gas | 1913 | 275 |  | 12/05/2023 | 100561 | 209938356 | 12/05/2023
Nordyne, LLC | RunTru | 4YCL4024A1055A | Federally-Regulated Consumer Product | Weatherized Non-Condensing Gas | 1304 | 240 |  | 12/05/2023 | 55721 | 209938352 | 12/05/2023
Nordyne, LLC | RunTru | 4YCL4060A1100A | Federally-Regulated Consumer Product | Weatherized Non-Condensing Gas | 2041 | 289 |  | 12/05/2023 | 101000 | 209938357 | 12/05/2023
Nordyne, LLC | RunTru | 4YCL4036A1070A | Federally-Regulated Consumer Product | Weatherized Non-Condensing Gas | 1655 | 264 |  | 12/05/2023 | 69854 | 209938354 | 12/05/2023
Nordyne, LLC | RunTru | 4YCL4030A1070A | Federally-Regulated Consumer Product | Weatherized Non-Condensing Gas | 1655 | 264 |  | 12/05/2023 | 69854 | 209938353 | 12/05/2023
Nordyne, LLC | RunTru | 4YCL4042A1100A | Federally-Regulated Consumer Product | Weatherized Non-Condensing Gas | 1913 | 275 |  | 12/05/2023 | 100561 | 209938355 | 12/05/2023
Nordyne, LLC | Moss Mechanical | R8GE-048K100U1 | Federally-Regulated Consumer Product | Weatherized Non-Condensing Gas | 1913 | 275 |  | 05/25/2023 | 100561 | 208105431 | 12/05/2023
Nordyne, LLC | Moss Mechanical | R8GE-036K070U1 | Federally-Regulated Consumer Product | Weatherized Non-Condensing Gas | 1655 | 264 |  | 05/25/2023 | 69854 | 208105429 | 12/05/2023
Nordyne, LLC | Moss Mechanical | R8GE-X60K120C1 | Federally-Regulated Consumer Product | Weatherized Non-Condensing Gas | 2073 | 290 |  | 05/25/2023 | 119379 | 208105404 | 12/05/2023
Nordyne, LLC | Moss Mechanical | R8GE-036K096C1 | Federally-Regulated Consumer Product | Weatherized Non-Condensing Gas | 1704 | 274 |  | 05/25/2023 | 97452 | 208105406 | 12/05/2023
Nordyne, LLC | Moss Mechanical | R8GE-036K072C1 | Federally-Regulated Consumer Product | Weatherized Non-Condensing Gas | 1349 | 258 |  | 05/25/2023 | 72437 | 208105408 | 12/05/2023
Nordyne, LLC | Moss Mechanical | R8GE-X60K100U1 | Federally-Regulated Consumer Product | Weatherized Non-Condensing Gas | 2041 | 289 |  | 05/25/2023 | 101000 | 208105432 | 12/05/2023
Nordyne, LLC | Moss Mechanical | R8GE-048K096C1 | Federally-Regulated Consumer Product | Weatherized Non-Condensing Gas | 1818 | 279 |  | 05/25/2023 | 95561 | 208105411 | 12/05/2023
Nordyne, LLC | Moss Mechanical | R8GE-X60K096C1 | Federally-Regulated Consumer Product | Weatherized Non-Condensing Gas | 2028 | 288 |  | 05/25/2023 | 94398 | 208105409 | 12/05/2023
Nordyne, LLC | Moss Mechanical | R8GE-042K072C1 | Federally-Regulated Consumer Product | Weatherized Non-Condensing Gas | 1817 | 279 |  | 05/25/2023 | 72195 | 208105407 | 12/05/2023
Nordyne, LLC | Moss Mechanical | R8GE-030K070U1 | Federally-Regulated Consumer Product | Weatherized Non-Condensing Gas | 1655 | 264 |  | 05/25/2023 | 69854 | 208105428 | 12/05/2023
Nordyne, LLC | Moss Mechanical | R8GE-048K120C1 | Federally-Regulated Consumer Product | Weatherized Non-Condensing Gas | 1991 | 287 |  | 05/25/2023 | 121831 | 208105405 | 12/05/2023
Nordyne, LLC | Moss Mechanical | R8GE-042K100U1 | Federally-Regulated Consumer Product | Weatherized Non-Condensing Gas | 1913 | 275 |  | 05/25/2023 | 100561 | 208105430 | 12/05/2023
Nordyne, LLC | Moss Mechanical | R8GE-024K055U1 | Federally-Regulated Consumer Product | Weatherized Non-Condensing Gas | 1304 | 240 |  | 05/25/2023 | 55721 | 208105427 | 12/05/2023
Nordyne, LLC | Moss Mechanical | R8GE-024K072C1 | Federally-Regulated Consumer Product | Weatherized Non-Condensing Gas | 1280 | 255 |  | 05/25/2023 | 71272 | 208105402 | 12/05/2023
Nordyne, LLC | Moss Mechanical | R8GE-042K096C1 | Federally-Regulated Consumer Product | Weatherized Non-Condensing Gas | 1540 | 267 |  | 05/25/2023 | 97780 | 208105410 | 12/05/2023
Nordyne, LLC | Moss Mechanical | R8GE-030K072C1 | Federally-Regulated Consumer Product | Weatherized Non-Condensing Gas | 1280 | 255 |  | 05/25/2023 | 71272 | 208105403 | 12/05/2023
Nordyne, LLC | Moss Mechanical | DF6SF-X36K100CB | Federally-Regulated Consumer Product | Weatherized Non-Condensing Gas | 1575 | 268 |  | 05/25/2023 | 65500 | 208105401 | 12/05/2023
Nordyne, LLC | Moss Mechanical | R8GE-048K100U1 | Federally-Regulated Consumer Product | Weatherized Non-Condensing Gas | 1913 | 275 |  | 12/05/2023 | 100561 | 208105431 | 12/05/2023
Nordyne, LLC | Moss Mechanical | R8GE-036K070U1 | Federally-Regulated Consumer Product | Weatherized Non-Condensing Gas | 1655 | 264 |  | 12/05/2023 | 69854 | 208105429 | 12/05/2023
Nordyne, LLC | Moss Mechanical | R8GE-X60K120C1 | Federally-Regulated Consumer Product | Weatherized Non-Condensing Gas | 2073 | 290 |  | 12/05/2023 | 119379 | 208105404 | 12/05/2023
Nordyne, LLC | Moss Mechanical | R8GE-036K096C1 | Federally-Regulated Consumer Product | Weatherized Non-Condensing Gas | 1704 | 274 |  | 12/05/2023 | 97452 | 208105406 | 12/05/2023
Nordyne, LLC | Moss Mechanical | R8GE-036K072C1 | Federally-Regulated Consumer Product | Weatherized Non-Condensing Gas | 1349 | 258 |  | 12/05/2023 | 72437 | 208105408 | 12/05/2023
Nordyne, LLC | Moss Mechanical | R8GE-X60K100U1 | Federally-Regulated Consumer Product | Weatherized Non-Condensing Gas | 2041 | 289 |  | 12/05/2023 | 101000 | 208105432 | 12/05/2023
Nordyne, LLC | Moss Mechanical | R8GE-048K096C1 | Federally-Regulated Consumer Product | Weatherized Non-Condensing Gas | 1818 | 279 |  | 12/05/2023 | 95561 | 208105411 | 12/05/2023
Nordyne, LLC | Moss Mechanical | R8GE-X60K096C1 | Federally-Regulated Consumer Product | Weatherized Non-Condensing Gas | 2028 | 288 |  | 12/05/2023 | 94398 | 208105409 | 12/05/2023
Nordyne, LLC | Moss Mechanical | R8GE-042K072C1 | Federally-Regulated Consumer Product | Weatherized Non-Condensing Gas | 1817 | 279 |  | 12/05/2023 | 72195 | 208105407 | 12/05/2023
Nordyne, LLC | Moss Mechanical | R8GE-030K070U1 | Federally-Regulated Consumer Product | Weatherized Non-Condensing Gas | 1655 | 264 |  | 12/05/2023 | 69854 | 208105428 | 12/05/2023
Nordyne, LLC | Moss Mechanical | R8GE-048K120C1 | Federally-Regulated Consumer Product | Weatherized Non-Condensing Gas | 1991 | 287 |  | 12/05/2023 | 121831 | 208105405 | 12/05/2023
Nordyne, LLC | Moss Mechanical | R8GE-042K100U1 | Federally-Regulated Consumer Product | Weatherized Non-Condensing Gas | 1913 | 275 |  | 12/05/2023 | 100561 | 208105430 | 12/05/2023
Nordyne, LLC | Moss Mechanical | R8GE-024K055U1 | Federally-Regulated Consumer Product | Weatherized Non-Condensing Gas | 1304 | 240 |  | 12/05/2023 | 55721 | 208105427 | 12/05/2023
Nordyne, LLC | Moss Mechanical | R8GE-024K072C1 | Federally-Regulated Consumer Product | Weatherized Non-Condensing Gas | 1280 | 255 |  | 12/05/2023 | 71272 | 208105402 | 12/05/2023
Nordyne, LLC | Moss Mechanical | R8GE-042K096C1 | Federally-Regulated Consumer Product | Weatherized Non-Condensing Gas | 1540 | 267 |  | 12/05/2023 | 97780 | 208105410 | 12/05/2023
Nordyne, LLC | Moss Mechanical | R8GE-030K072C1 | Federally-Regulated Consumer Product | Weatherized Non-Condensing Gas | 1280 | 255 |  | 12/05/2023 | 71272 | 208105403 | 12/05/2023
Nordyne, LLC | Moss Mechanical | DF6SF-X36K100CB | Federally-Regulated Consumer Product | Weatherized Non-Condensing Gas | 1575 | 268 |  | 12/05/2023 | 65500 | 208105401 | 12/05/2023
Nordyne, LLC | Gibson | R8GE-030K070U1 | Federally-Regulated Consumer Product | Weatherized Non-Condensing Gas | 1655 | 264 |  | 05/25/2023 | 69854 | 207338289 | 12/05/2023
Nordyne, LLC | Gibson | R8GE-X60K120C1 | Federally-Regulated Consumer Product | Weatherized Non-Condensing Gas | 2073 | 290 |  | 05/25/2023 | 119379 | 204040794 | 12/05/2023
Nordyne, LLC | Gibson | R8GE-X60K100U1 | Federally-Regulated Consumer Product | Weatherized Non-Condensing Gas | 2041 | 289 |  | 05/25/2023 | 101000 | 207338293 | 12/05/2023
Nordyne, LLC | Gibson | R8GE-048K100U1 | Federally-Regulated Consumer Product | Weatherized Non-Condensing Gas | 1913 | 275 |  | 05/25/2023 | 100561 | 207338292 | 12/05/2023
Nordyne, LLC | Gibson | R8GE-024K055U1 | Federally-Regulated Consumer Product | Weatherized Non-Condensing Gas | 1304 | 240 |  | 05/25/2023 | 55721 | 207338288 | 12/05/2023
Nordyne, LLC | Gibson | R8GE-030K072C1 | Federally-Regulated Consumer Product | Weatherized Non-Condensing Gas | 1280 | 255 |  | 05/25/2023 | 71272 | 204040782 | 12/05/2023
Nordyne, LLC | Gibson | R8GE-X60K096C1 | Federally-Regulated Consumer Product | Weatherized Non-Condensing Gas | 2028 | 288 |  | 05/25/2023 | 94398 | 204093436 | 12/05/2023
Nordyne, LLC | Gibson | R8GE-042K100U1 | Federally-Regulated Consumer Product | Weatherized Non-Condensing Gas | 1913 | 275 |  | 05/25/2023 | 100561 | 207338291 | 12/05/2023
Nordyne, LLC | Gibson | R8GE-024K072C1 | Federally-Regulated Consumer Product | Weatherized Non-Condensing Gas | 1280 | 255 |  | 05/25/2023 | 71272 | 204040770 | 12/05/2023
Nordyne, LLC | Gibson | R8GE-036K072C1 | Federally-Regulated Consumer Product | Weatherized Non-Condensing Gas | 1349 | 258 |  | 05/25/2023 | 72437 | 204093427 | 12/05/2023
Nordyne, LLC | Gibson | R8GE-036K070U1 | Federally-Regulated Consumer Product | Weatherized Non-Condensing Gas | 1655 | 264 |  | 05/25/2023 | 69854 | 207338290 | 12/05/2023
Nordyne, LLC | Gibson | R8GE-030K070U1 | Federally-Regulated Consumer Product | Weatherized Non-Condensing Gas | 1655 | 264 |  | 12/05/2023 | 69854 | 207338289 | 12/05/2023
Nordyne, LLC | Gibson | R8GE-X60K120C1 | Federally-Regulated Consumer Product | Weatherized Non-Condensing Gas | 2073 | 290 |  | 12/05/2023 | 119379 | 204040794 | 12/05/2023
Nordyne, LLC | Gibson | R8GE-X60K100U1 | Federally-Regulated Consumer Product | Weatherized Non-Condensing Gas | 2041 | 289 |  | 12/05/2023 | 101000 | 207338293 | 12/05/2023
Nordyne, LLC | Gibson | R8GE-048K100U1 | Federally-Regulated Consumer Product | Weatherized Non-Condensing Gas | 1913 | 275 |  | 12/05/2023 | 100561 | 207338292 | 12/05/2023
Nordyne, LLC | Gibson | R8GE-024K055U1 | Federally-Regulated Consumer Product | Weatherized Non-Condensing Gas | 1304 | 240 |  | 12/05/2023 | 55721 | 207338288 | 12/05/2023
Nordyne, LLC | Gibson | R8GE-030K072C1 | Federally-Regulated Consumer Product | Weatherized Non-Condensing Gas | 1280 | 255 |  | 12/05/2023 | 71272 | 204040782 | 12/05/2023
Nordyne, LLC | Gibson | R8GE-X60K096C1 | Federally-Regulated Consumer Product | Weatherized Non-Condensing Gas | 2028 | 288 |  | 12/05/2023 | 94398 | 204093436 | 12/05/2023
Nordyne, LLC | Gibson | R8GE-042K100U1 | Federally-Regulated Consumer Product | Weatherized Non-Condensing Gas | 1913 | 275 |  | 12/05/2023 | 100561 | 207338291 | 12/05/2023
Nordyne, LLC | Gibson | R8GE-024K072C1 | Federally-Regulated Consumer Product | Weatherized Non-Condensing Gas | 1280 | 255 |  | 12/05/2023 | 71272 | 204040770 | 12/05/2023
Nordyne, LLC | Gibson | R8GE-036K072C1 | Federally-Regulated Consumer Product | Weatherized Non-Condensing Gas | 1349 | 258 |  | 12/05/2023 | 72437 | 204093427 | 12/05/2023
Nordyne, LLC | Gibson | R8GE-036K070U1 | Federally-Regulated Consumer Product | Weatherized Non-Condensing Gas | 1655 | 264 |  | 12/05/2023 | 69854 | 207338290 | 12/05/2023
Nordyne, LLC | All Pro | VR8GE-042K100U1 | Federally-Regulated Consumer Product | Weatherized Non-Condensing Gas | 1913 | 275 |  | 05/25/2023 | 100561 | 207629136 | 12/05/2023
Nordyne, LLC | All Pro | VR8GE-030K072C1 | Federally-Regulated Consumer Product | Weatherized Non-Condensing Gas | 1280 | 255 |  | 05/25/2023 | 71272 | 207192224 | 12/05/2023
Nordyne, LLC | All Pro | VR8GE-042K072C1 | Federally-Regulated Consumer Product | Weatherized Non-Condensing Gas | 1817 | 279 |  | 05/25/2023 | 72195 | 207192232 | 12/05/2023
Nordyne, LLC | All Pro | VR8GE-048K096C1 | Federally-Regulated Consumer Product | Weatherized Non-Condensing Gas | 1818 | 279 |  | 05/25/2023 | 95561 | 207192231 | 12/05/2023
Nordyne, LLC | All Pro | VR8GE-024K055U1 | Federally-Regulated Consumer Product | Weatherized Non-Condensing Gas | 1304 | 240 |  | 05/25/2023 | 55721 | 207629133 | 12/05/2023
Nordyne, LLC | All Pro | VR8GE-042K096C1 | Federally-Regulated Consumer Product | Weatherized Non-Condensing Gas | 1540 | 267 |  | 05/25/2023 | 97780 | 207192230 | 12/05/2023
Nordyne, LLC | All Pro | VR8GE-X60K096C1 | Federally-Regulated Consumer Product | Weatherized Non-Condensing Gas | 2028 | 288 |  | 05/25/2023 | 94398 | 207192227 | 12/05/2023
Nordyne, LLC | All Pro | VR8GE-036K096C1 | Federally-Regulated Consumer Product | Weatherized Non-Condensing Gas | 1704 | 274 |  | 05/25/2023 | 97452 | 207192229 | 12/05/2023
Nordyne, LLC | All Pro | VR8GE-X60K120C1 | Federally-Regulated Consumer Product | Weatherized Non-Condensing Gas | 2073 | 290 |  | 05/25/2023 | 119379 | 207192225 | 12/05/2023
Nordyne, LLC | All Pro | VR8GE-048K120C1 | Federally-Regulated Consumer Product | Weatherized Non-Condensing Gas | 1991 | 287 |  | 05/25/2023 | 121831 | 207192228 | 12/05/2023
Nordyne, LLC | All Pro | VR8GE-X60K100U1 | Federally-Regulated Consumer Product | Weatherized Non-Condensing Gas | 2041 | 289 |  | 05/25/2023 | 101000 | 207629138 | 12/05/2023
Nordyne, LLC | All Pro | VR8GE-024K072C1 | Federally-Regulated Consumer Product | Weatherized Non-Condensing Gas | 1280 | 255 |  | 05/25/2023 | 71272 | 207192223 | 12/05/2023
Nordyne, LLC | All Pro | VR8GE-030K070U1 | Federally-Regulated Consumer Product | Weatherized Non-Condensing Gas | 1655 | 264 |  | 05/25/2023 | 69854 | 207629134 | 12/05/2023
Nordyne, LLC | All Pro | VR8GE-024K045C1 | Federally-Regulated Consumer Product | Weatherized Non-Condensing Gas | 1024 | 244 |  | 05/25/2023 | 45216 | 207192233 | 12/05/2023
Nordyne, LLC | All Pro | VR8GE-048K100U1 | Federally-Regulated Consumer Product | Weatherized Non-Condensing Gas | 1913 | 275 |  | 05/25/2023 | 100561 | 207629137 | 12/05/2023
Nordyne, LLC | All Pro | VR8GE-036K070U1 | Federally-Regulated Consumer Product | Weatherized Non-Condensing Gas | 1655 | 264 |  | 05/25/2023 | 69854 | 207629135 | 12/05/2023
Nordyne, LLC | All Pro | VR8GE-036K072C1 | Federally-Regulated Consumer Product | Weatherized Non-Condensing Gas | 1349 | 258 |  | 05/25/2023 | 72437 | 207192226 | 12/05/2023
Nordyne, LLC | All Pro | VR8GE-042K100U1 | Federally-Regulated Consumer Product | Weatherized Non-Condensing Gas | 1913 | 275 |  | 12/05/2023 | 100561 | 207629136 | 12/05/2023
Nordyne, LLC | All Pro | VR8GE-030K072C1 | Federally-Regulated Consumer Product | Weatherized Non-Condensing Gas | 1280 | 255 |  | 12/05/2023 | 71272 | 207192224 | 12/05/2023
Nordyne, LLC | All Pro | VR8GE-042K072C1 | Federally-Regulated Consumer Product | Weatherized Non-Condensing Gas | 1817 | 279 |  | 12/05/2023 | 72195 | 207192232 | 12/05/2023
Nordyne, LLC | All Pro | VR8GE-048K096C1 | Federally-Regulated Consumer Product | Weatherized Non-Condensing Gas | 1818 | 279 |  | 12/05/2023 | 95561 | 207192231 | 12/05/2023
Nordyne, LLC | All Pro | VR8GE-024K055U1 | Federally-Regulated Consumer Product | Weatherized Non-Condensing Gas | 1304 | 240 |  | 12/05/2023 | 55721 | 207629133 | 12/05/2023
Nordyne, LLC | All Pro | VR8GE-042K096C1 | Federally-Regulated Consumer Product | Weatherized Non-Condensing Gas | 1540 | 267 |  | 12/05/2023 | 97780 | 207192230 | 12/05/2023
Nordyne, LLC | All Pro | VR8GE-X60K096C1 | Federally-Regulated Consumer Product | Weatherized Non-Condensing Gas | 2028 | 288 |  | 12/05/2023 | 94398 | 207192227 | 12/05/2023
Nordyne, LLC | All Pro | VR8GE-036K096C1 | Federally-Regulated Consumer Product | Weatherized Non-Condensing Gas | 1704 | 274 |  | 12/05/2023 | 97452 | 207192229 | 12/05/2023
Nordyne, LLC | All Pro | VR8GE-X60K120C1 | Federally-Regulated Consumer Product | Weatherized Non-Condensing Gas | 2073 | 290 |  | 12/05/2023 | 119379 | 207192225 | 12/05/2023
Nordyne, LLC | All Pro | VR8GE-048K120C1 | Federally-Regulated Consumer Product | Weatherized Non-Condensing Gas | 1991 | 287 |  | 12/05/2023 | 121831 | 207192228 | 12/05/2023
Nordyne, LLC | All Pro | VR8GE-X60K100U1 | Federally-Regulated Consumer Product | Weatherized Non-Condensing Gas | 2041 | 289 |  | 12/05/2023 | 101000 | 207629138 | 12/05/2023
Nordyne, LLC | All Pro | VR8GE-024K072C1 | Federally-Regulated Consumer Product | Weatherized Non-Condensing Gas | 1280 | 255 |  | 12/05/2023 | 71272 | 207192223 | 12/05/2023
Nordyne, LLC | All Pro | VR8GE-030K070U1 | Federally-Regulated Consumer Product | Weatherized Non-Condensing Gas | 1655 | 264 |  | 12/05/2023 | 69854 | 207629134 | 12/05/2023
Nordyne, LLC | All Pro | VR8GE-024K045C1 | Federally-Regulated Consumer Product | Weatherized Non-Condensing Gas | 1024 | 244 |  | 12/05/2023 | 45216 | 207192233 | 12/05/2023
Nordyne, LLC | All Pro | VR8GE-048K100U1 | Federally-Regulated Consumer Product | Weatherized Non-Condensing Gas | 1913 | 275 |  | 12/05/2023 | 100561 | 207629137 | 12/05/2023
Nordyne, LLC | All Pro | VR8GE-036K070U1 | Federally-Regulated Consumer Product | Weatherized Non-Condensing Gas | 1655 | 264 |  | 12/05/2023 | 69854 | 207629135 | 12/05/2023
Nordyne, LLC | All Pro | VR8GE-036K072C1 | Federally-Regulated Consumer Product | Weatherized Non-Condensing Gas | 1349 | 258 |  | 12/05/2023 | 72437 | 207192226 | 12/05/2023
Nordyne, LLC | All Pro | VR8GE-042K100U1 | Federally-Regulated Consumer Product | Weatherized Non-Condensing Gas | 1913 | 275 |  | 12/05/2023 | 100561 | 207629136 | 12/05/2023
Nordyne, LLC | All Pro | VR8GE-030K072C1 | Federally-Regulated Consumer Product | Weatherized Non-Condensing Gas | 1280 | 255 |  | 12/05/2023 | 71272 | 207192224 | 12/05/2023
Nordyne, LLC | All Pro | VR8GE-042K072C1 | Federally-Regulated Consumer Product | Weatherized Non-Condensing Gas | 1817 | 279 |  | 12/05/2023 | 72195 | 207192232 | 12/05/2023
Nordyne, LLC | All Pro | VR8GE-048K096C1 | Federally-Regulated Consumer Product | Weatherized Non-Condensing Gas | 1818 | 279 |  | 12/05/2023 | 95561 | 207192231 | 12/05/2023
Nordyne, LLC | All Pro | VR8GE-024K055U1 | Federally-Regulated Consumer Product | Weatherized Non-Condensing Gas | 1304 | 240 |  | 12/05/2023 | 55721 | 207629133 | 12/05/2023
Nordyne, LLC | All Pro | VR8GE-042K096C1 | Federally-Regulated Consumer Product | Weatherized Non-Condensing Gas | 1540 | 267 |  | 12/05/2023 | 97780 | 207192230 | 12/05/2023
Nordyne, LLC | All Pro | VR8GE-X60K096C1 | Federally-Regulated Consumer Product | Weatherized Non-Condensing Gas | 2028 | 288 |  | 12/05/2023 | 94398 | 207192227 | 12/05/2023
Nordyne, LLC | All Pro | VR8GE-036K096C1 | Federally-Regulated Consumer Product | Weatherized Non-Condensing Gas | 1704 | 274 |  | 12/05/2023 | 97452 | 207192229 | 12/05/2023
Nordyne, LLC | All Pro | VR8GE-X60K120C1 | Federally-Regulated Consumer Product | Weatherized Non-Condensing Gas | 2073 | 290 |  | 12/05/2023 | 119379 | 207192225 | 12/05/2023
Nordyne, LLC | All Pro | VR8GE-048K120C1 | Federally-Regulated Consumer Product | Weatherized Non-Condensing Gas | 1991 | 287 |  | 12/05/2023 | 121831 | 207192228 | 12/05/2023
Nordyne, LLC | All Pro | VR8GE-X60K100U1 | Federally-Regulated Consumer Product | Weatherized Non-Condensing Gas | 2041 | 289 |  | 12/05/2023 | 101000 | 207629138 | 12/05/2023
Nordyne, LLC | All Pro | VR8GE-024K072C1 | Federally-Regulated Consumer Product | Weatherized Non-Condensing Gas | 1280 | 255 |  | 12/05/2023 | 71272 | 207192223 | 12/05/2023
Nordyne, LLC | All Pro | VR8GE-030K070U1 | Federally-Regulated Consumer Product | Weatherized Non-Condensing Gas | 1655 | 264 |  | 12/05/2023 | 69854 | 207629134 | 12/05/2023
Nordyne, LLC | All Pro | VR8GE-024K045C1 | Federally-Regulated Consumer Product | Weatherized Non-Condensing Gas | 1024 | 244 |  | 12/05/2023 | 45216 | 207192233 | 12/05/2023
Nordyne, LLC | All Pro | VR8GE-048K100U1 | Federally-Regulated Consumer Product | Weatherized Non-Condensing Gas | 1913 | 275 |  | 12/05/2023 | 100561 | 207629137 | 12/05/2023
Nordyne, LLC | All Pro | VR8GE-036K070U1 | Federally-Regulated Consumer Product | Weatherized Non-Condensing Gas | 1655 | 264 |  | 12/05/2023 | 69854 | 207629135 | 12/05/2023
Nordyne, LLC | All Pro | VR8GE-036K072C1 | Federally-Regulated Consumer Product | Weatherized Non-Condensing Gas | 1349 | 258 |  | 12/05/2023 | 72437 | 207192226 | 12/05/2023
Nordyne, LLC | Moss Mechanical | R8GE-048K100U1 | Federally-Regulated Consumer Product | Weatherized Non-Condensing Gas | 1913 | 275 |  | 12/05/2023 | 100561 | 208105431 | 12/05/2023
Nordyne, LLC | Moss Mechanical | R8GE-036K070U1 | Federally-Regulated Consumer Product | Weatherized Non-Condensing Gas | 1655 | 264 |  | 12/05/2023 | 69854 | 208105429 | 12/05/2023
Nordyne, LLC | Moss Mechanical | R8GE-X60K120C1 | Federally-Regulated Consumer Product | Weatherized Non-Condensing Gas | 2073 | 290 |  | 12/05/2023 | 119379 | 208105404 | 12/05/2023
Nordyne, LLC | Moss Mechanical | R8GE-036K096C1 | Federally-Regulated Consumer Product | Weatherized Non-Condensing Gas | 1704 | 274 |  | 12/05/2023 | 97452 | 208105406 | 12/05/2023
Nordyne, LLC | Moss Mechanical | R8GE-036K072C1 | Federally-Regulated Consumer Product | Weatherized Non-Condensing Gas | 1349 | 258 |  | 12/05/2023 | 72437 | 208105408 | 12/05/2023
Nordyne, LLC | Moss Mechanical | R8GE-X60K100U1 | Federally-Regulated Consumer Product | Weatherized Non-Condensing Gas | 2041 | 289 |  | 12/05/2023 | 101000 | 208105432 | 12/05/2023
Nordyne, LLC | Moss Mechanical | R8GE-048K096C1 | Federally-Regulated Consumer Product | Weatherized Non-Condensing Gas | 1818 | 279 |  | 12/05/2023 | 95561 | 208105411 | 12/05/2023
Nordyne, LLC | Moss Mechanical | R8GE-X60K096C1 | Federally-Regulated Consumer Product | Weatherized Non-Condensing Gas | 2028 | 288 |  | 12/05/2023 | 94398 | 208105409 | 12/05/2023
Nordyne, LLC | Moss Mechanical | R8GE-042K072C1 | Federally-Regulated Consumer Product | Weatherized Non-Condensing Gas | 1817 | 279 |  | 12/05/2023 | 72195 | 208105407 | 12/05/2023
Nordyne, LLC | Moss Mechanical | R8GE-030K070U1 | Federally-Regulated Consumer Product | Weatherized Non-Condensing Gas | 1655 | 264 |  | 12/05/2023 | 69854 | 208105428 | 12/05/2023
Nordyne, LLC | Moss Mechanical | R8GE-048K120C1 | Federally-Regulated Consumer Product | Weatherized Non-Condensing Gas | 1991 | 287 |  | 12/05/2023 | 121831 | 208105405 | 12/05/2023
Nordyne, LLC | Moss Mechanical | R8GE-042K100U1 | Federally-Regulated Consumer Product | Weatherized Non-Condensing Gas | 1913 | 275 |  | 12/05/2023 | 100561 | 208105430 | 12/05/2023
Nordyne, LLC | Moss Mechanical | R8GE-024K055U1 | Federally-Regulated Consumer Product | Weatherized Non-Condensing Gas | 1304 | 240 |  | 12/05/2023 | 55721 | 208105427 | 12/05/2023
Nordyne, LLC | Moss Mechanical | R8GE-024K072C1 | Federally-Regulated Consumer Product | Weatherized Non-Condensing Gas | 1280 | 255 |  | 12/05/2023 | 71272 | 208105402 | 12/05/2023
Nordyne, LLC | Moss Mechanical | R8GE-042K096C1 | Federally-Regulated Consumer Product | Weatherized Non-Condensing Gas | 1540 | 267 |  | 12/05/2023 | 97780 | 208105410 | 12/05/2023
Nordyne, LLC | Moss Mechanical | R8GE-030K072C1 | Federally-Regulated Consumer Product | Weatherized Non-Condensing Gas | 1280 | 255 |  | 12/05/2023 | 71272 | 208105403 | 12/05/2023
Nordyne, LLC | Moss Mechanical | DF6SF-X36K100CB | Federally-Regulated Consumer Product | Weatherized Non-Condensing Gas | 1575 | 268 |  | 12/05/2023 | 65500 | 208105401 | 12/05/2023
Nordyne, LLC | Gibson | R8GE-030K070U1 | Federally-Regulated Consumer Product | Weatherized Non-Condensing Gas | 1655 | 264 |  | 12/05/2023 | 69854 | 207338289 | 12/05/2023
Nordyne, LLC | Gibson | R8GE-X60K120C1 | Federally-Regulated Consumer Product | Weatherized Non-Condensing Gas | 2073 | 290 |  | 12/05/2023 | 119379 | 204040794 | 12/05/2023
Nordyne, LLC | Gibson | R8GE-X60K100U1 | Federally-Regulated Consumer Product | Weatherized Non-Condensing Gas | 2041 | 289 |  | 12/05/2023 | 101000 | 207338293 | 12/05/2023
Nordyne, LLC | Gibson | R8GE-048K100U1 | Federally-Regulated Consumer Product | Weatherized Non-Condensing Gas | 1913 | 275 |  | 12/05/2023 | 100561 | 207338292 | 12/05/2023
Nordyne, LLC | Gibson | R8GE-024K055U1 | Federally-Regulated Consumer Product | Weatherized Non-Condensing Gas | 1304 | 240 |  | 12/05/2023 | 55721 | 207338288 | 12/05/2023
Nordyne, LLC | Gibson | R8GE-030K072C1 | Federally-Regulated Consumer Product | Weatherized Non-Condensing Gas | 1280 | 255 |  | 12/05/2023 | 71272 | 204040782 | 12/05/2023
Nordyne, LLC | Gibson | R8GE-X60K096C1 | Federally-Regulated Consumer Product | Weatherized Non-Condensing Gas | 2028 | 288 |  | 12/05/2023 | 94398 | 204093436 | 12/05/2023
Nordyne, LLC | Gibson | R8GE-042K100U1 | Federally-Regulated Consumer Product | Weatherized Non-Condensing Gas | 1913 | 275 |  | 12/05/2023 | 100561 | 207338291 | 12/05/2023
Nordyne, LLC | Gibson | R8GE-024K072C1 | Federally-Regulated Consumer Product | Weatherized Non-Condensing Gas | 1280 | 255 |  | 12/05/2023 | 71272 | 204040770 | 12/05/2023
Nordyne, LLC | Gibson | R8GE-036K072C1 | Federally-Regulated Consumer Product | Weatherized Non-Condensing Gas | 1349 | 258 |  | 12/05/2023 | 72437 | 204093427 | 12/05/2023
Nordyne, LLC | Gibson | R8GE-036K070U1 | Federally-Regulated Consumer Product | Weatherized Non-Condensing Gas | 1655 | 264 |  | 12/05/2023 | 69854 | 207338290 | 12/05/2023
Nordyne, LLC | RunTru | 4YCL4048A1100A | Federally-Regulated Consumer Product | Weatherized Non-Condensing Gas | 1913 | 275 |  | 12/05/2023 | 100561 | 209938356 | 12/05/2023
Nordyne, LLC | RunTru | 4YCL4024A1055A | Federally-Regulated Consumer Product | Weatherized Non-Condensing Gas | 1304 | 240 |  | 12/05/2023 | 55721 | 209938352 | 12/05/2023
Nordyne, LLC | RunTru | 4YCL4060A1100A | Federally-Regulated Consumer Product | Weatherized Non-Condensing Gas | 2041 | 289 |  | 12/05/2023 | 101000 | 209938357 | 12/05/2023
Nordyne, LLC | RunTru | 4YCL4036A1070A | Federally-Regulated Consumer Product | Weatherized Non-Condensing Gas | 1655 | 264 |  | 12/05/2023 | 69854 | 209938354 | 12/05/2023
Nordyne, LLC | RunTru | 4YCL4030A1070A | Federally-Regulated Consumer Product | Weatherized Non-Condensing Gas | 1655 | 264 |  | 12/05/2023 | 69854 | 209938353 | 12/05/2023
Nordyne, LLC | RunTru | 4YCL4042A1100A | Federally-Regulated Consumer Product | Weatherized Non-Condensing Gas | 1913 | 275 |  | 12/05/2023 | 100561 | 209938355 | 12/05/2023
Nordyne, LLC | AMERICAN STANDARD | 4YCL4042A1100A | Federally-Regulated Consumer Product | Weatherized Non-Condensing Gas | 1913 | 275 |  | 05/25/2023 | 100561 | 207341410 | 12/05/2023
Nordyne, LLC | AMERICAN STANDARD | 4YCL4048A1100A | Federally-Regulated Consumer Product | Weatherized Non-Condensing Gas | 1913 | 275 |  | 05/25/2023 | 100561 | 207341411 | 12/05/2023
Nordyne, LLC | AMERICAN STANDARD | 4YCL4030A1070A | Federally-Regulated Consumer Product | Weatherized Non-Condensing Gas | 1655 | 264 |  | 05/25/2023 | 69854 | 207341408 | 12/05/2023
Nordyne, LLC | AMERICAN STANDARD | 4YCL4024A1055A | Federally-Regulated Consumer Product | Weatherized Non-Condensing Gas | 1304 | 240 |  | 05/25/2023 | 55721 | 207341407 | 12/05/2023
Nordyne, LLC | AMERICAN STANDARD | 4YCL4036A1070A | Federally-Regulated Consumer Product | Weatherized Non-Condensing Gas | 1655 | 264 |  | 05/25/2023 | 69854 | 207341409 | 12/05/2023
Nordyne, LLC | AMERICAN STANDARD | 4YCL4060A1100A | Federally-Regulated Consumer Product | Weatherized Non-Condensing Gas | 2041 | 289 |  | 05/25/2023 | 101000 | 207341412 | 12/05/2023
Nordyne, LLC | AMERICAN STANDARD | 4YCL4042A1100A | Federally-Regulated Consumer Product | Weatherized Non-Condensing Gas | 1913 | 275 |  | 12/05/2023 | 100561 | 207341410 | 12/05/2023
Nordyne, LLC | AMERICAN STANDARD | 4YCL4048A1100A | Federally-Regulated Consumer Product | Weatherized Non-Condensing Gas | 1913 | 275 |  | 12/05/2023 | 100561 | 207341411 | 12/05/2023
Nordyne, LLC | AMERICAN STANDARD | 4YCL4030A1070A | Federally-Regulated Consumer Product | Weatherized Non-Condensing Gas | 1655 | 264 |  | 12/05/2023 | 69854 | 207341408 | 12/05/2023
Nordyne, LLC | AMERICAN STANDARD | 4YCL4024A1055A | Federally-Regulated Consumer Product | Weatherized Non-Condensing Gas | 1304 | 240 |  | 12/05/2023 | 55721 | 207341407 | 12/05/2023
Nordyne, LLC | AMERICAN STANDARD | 4YCL4036A1070A | Federally-Regulated Consumer Product | Weatherized Non-Condensing Gas | 1655 | 264 |  | 12/05/2023 | 69854 | 207341409 | 12/05/2023
Nordyne, LLC | AMERICAN STANDARD | 4YCL4060A1100A | Federally-Regulated Consumer Product | Weatherized Non-Condensing Gas | 2041 | 289 |  | 12/05/2023 | 101000 | 207341412 | 12/05/2023
Nordyne, LLC | OXBOX | J4PG4L42A1100A | Federally-Regulated Consumer Product | Weatherized Non-Condensing Gas | 1913 | 275 | 283 | 05/25/2023 | 100561 | 207338321 | 12/05/2023
Nordyne, LLC | OXBOX | J4PG4L36A1070A | Federally-Regulated Consumer Product | Weatherized Non-Condensing Gas | 1655 | 264 | 272 | 05/25/2023 | 69854 | 207338320 | 12/05/2023
Nordyne, LLC | OXBOX | J4PG4L30A1070A | Federally-Regulated Consumer Product | Weatherized Non-Condensing Gas | 1655 | 264 | 272 | 05/25/2023 | 69854 | 207338319 | 12/05/2023
Nordyne, LLC | OXBOX | J4PG4L60A1100A | Federally-Regulated Consumer Product | Weatherized Non-Condensing Gas | 2041 | 289 | 289 | 05/25/2023 | 101000 | 207338323 | 12/05/2023
Nordyne, LLC | OXBOX | J4PG4L24A1055A | Federally-Regulated Consumer Product | Weatherized Non-Condensing Gas | 1304 | 240 | 256 | 05/25/2023 | 55721 | 207338318 | 12/05/2023
Nordyne, LLC | OXBOX | J4PG4L48A1100A | Federally-Regulated Consumer Product | Weatherized Non-Condensing Gas | 1913 | 275 | 283 | 05/25/2023 | 100561 | 207338322 | 12/05/2023
Nordyne, LLC | Intertherm | R8GE-036K072C1 | Federally-Regulated Consumer Product | Weatherized Non-Condensing Gas | 1349 | 258 |  | 05/25/2023 | 72437 | 204093428 | 12/05/2023
Nordyne, LLC | Intertherm | R8GE-X60K096C1 | Federally-Regulated Consumer Product | Weatherized Non-Condensing Gas | 2028 | 288 |  | 05/25/2023 | 94398 | 204093437 | 12/05/2023
Nordyne, LLC | Intertherm | R8GE-X60K100U1 | Federally-Regulated Consumer Product | Weatherized Non-Condensing Gas | 2041 | 289 |  | 05/25/2023 | 101000 | 207338299 | 12/05/2023
Nordyne, LLC | Intertherm | R8GE-048K100U1 | Federally-Regulated Consumer Product | Weatherized Non-Condensing Gas | 1913 | 275 |  | 05/25/2023 | 100561 | 207338298 | 12/05/2023
Nordyne, LLC | Intertherm | R8GE-042K100U1 | Federally-Regulated Consumer Product | Weatherized Non-Condensing Gas | 1913 | 275 |  | 05/25/2023 | 100561 | 207338297 | 12/05/2023
Nordyne, LLC | Intertherm | DF6SF-X36K100CB | Federally-Regulated Consumer Product | Weatherized Non-Condensing Gas | 1575 | 268 |  | 05/25/2023 | 65500 | 201710119 | 12/05/2023
Nordyne, LLC | Intertherm | R8GE-030K072C1 | Federally-Regulated Consumer Product | Weatherized Non-Condensing Gas | 1280 | 255 |  | 05/25/2023 | 71272 | 204040783 | 12/05/2023
Nordyne, LLC | Intertherm | R8GE-024K072C1 | Federally-Regulated Consumer Product | Weatherized Non-Condensing Gas | 1280 | 255 |  | 05/25/2023 | 71272 | 204040771 | 12/05/2023
Nordyne, LLC | Intertherm | R8GE-030K070U1 | Federally-Regulated Consumer Product | Weatherized Non-Condensing Gas | 1655 | 264 |  | 05/25/2023 | 69854 | 207338295 | 12/05/2023
Nordyne, LLC | Intertherm | R8GE-X60K120C1 | Federally-Regulated Consumer Product | Weatherized Non-Condensing Gas | 2073 | 290 |  | 05/25/2023 | 119379 | 204040795 | 12/05/2023
Nordyne, LLC | Intertherm | R8GE-024K055U1 | Federally-Regulated Consumer Product | Weatherized Non-Condensing Gas | 1304 | 240 |  | 05/25/2023 | 55721 | 207338294 | 12/05/2023
Nordyne, LLC | Intertherm | R8GE-036K070U1 | Federally-Regulated Consumer Product | Weatherized Non-Condensing Gas | 1655 | 264 |  | 05/25/2023 | 69854 | 207338296 | 12/05/2023
Nordyne, LLC | OXBOX | J4PG4L42A1100A | Federally-Regulated Consumer Product | Weatherized Non-Condensing Gas | 1913 | 275 | 283 | 05/25/2023 | 100561 | 207338321 | 12/05/2023
Nordyne, LLC | OXBOX | J4PG4L36A1070A | Federally-Regulated Consumer Product | Weatherized Non-Condensing Gas | 1655 | 264 | 272 | 05/25/2023 | 69854 | 207338320 | 12/05/2023
Nordyne, LLC | OXBOX | J4PG4L30A1070A | Federally-Regulated Consumer Product | Weatherized Non-Condensing Gas | 1655 | 264 | 272 | 05/25/2023 | 69854 | 207338319 | 12/05/2023
Nordyne, LLC | OXBOX | J4PG4L60A1100A | Federally-Regulated Consumer Product | Weatherized Non-Condensing Gas | 2041 | 289 | 289 | 05/25/2023 | 101000 | 207338323 | 12/05/2023
Nordyne, LLC | OXBOX | J4PG4L24A1055A | Federally-Regulated Consumer Product | Weatherized Non-Condensing Gas | 1304 | 240 |  | 12/05/2023 | 55721 | 207338318 | 12/05/2023
Nordyne, LLC | OXBOX | J4PG4L48A1100A | Federally-Regulated Consumer Product | Weatherized Non-Condensing Gas | 1913 | 275 | 283 | 05/25/2023 | 100561 | 207338322 | 12/05/2023
Nordyne, LLC | Intertherm | R8GE-036K072C1 | Federally-Regulated Consumer Product | Weatherized Non-Condensing Gas | 1349 | 258 |  | 12/05/2023 | 72437 | 204093428 | 12/05/2023
Nordyne, LLC | Intertherm | R8GE-X60K096C1 | Federally-Regulated Consumer Product | Weatherized Non-Condensing Gas | 2028 | 288 |  | 12/05/2023 | 94398 | 204093437 | 12/05/2023
Nordyne, LLC | Intertherm | R8GE-X60K100U1 | Federally-Regulated Consumer Product | Weatherized Non-Condensing Gas | 2041 | 289 |  | 12/05/2023 | 101000 | 207338299 | 12/05/2023
Nordyne, LLC | Intertherm | R8GE-048K100U1 | Federally-Regulated Consumer Product | Weatherized Non-Condensing Gas | 1913 | 275 |  | 12/05/2023 | 100561 | 207338298 | 12/05/2023
Nordyne, LLC | Intertherm | R8GE-042K100U1 | Federally-Regulated Consumer Product | Weatherized Non-Condensing Gas | 1913 | 275 |  | 12/05/2023 | 100561 | 207338297 | 12/05/2023
Nordyne, LLC | Intertherm | DF6SF-X36K100CB | Federally-Regulated Consumer Product | Weatherized Non-Condensing Gas | 1575 | 268 |  | 12/05/2023 | 65500 | 201710119 | 12/05/2023
Nordyne, LLC | Intertherm | R8GE-030K072C1 | Federally-Regulated Consumer Product | Weatherized Non-Condensing Gas | 1280 | 255 |  | 12/05/2023 | 71272 | 204040783 | 12/05/2023
Nordyne, LLC | Intertherm | R8GE-024K072C1 | Federally-Regulated Consumer Product | Weatherized Non-Condensing Gas | 1280 | 255 |  | 12/05/2023 | 71272 | 204040771 | 12/05/2023
Nordyne, LLC | Intertherm | R8GE-030K070U1 | Federally-Regulated Consumer Product | Weatherized Non-Condensing Gas | 1655 | 264 |  | 12/05/2023 | 69854 | 207338295 | 12/05/2023
Nordyne, LLC | Intertherm | R8GE-X60K120C1 | Federally-Regulated Consumer Product | Weatherized Non-Condensing Gas | 2073 | 290 |  | 12/05/2023 | 119379 | 204040795 | 12/05/2023
Nordyne, LLC | Intertherm | R8GE-024K055U1 | Federally-Regulated Consumer Product | Weatherized Non-Condensing Gas | 1304 | 240 |  | 12/05/2023 | 55721 | 207338294 | 12/05/2023
Nordyne, LLC | Intertherm | R8GE-036K070U1 | Federally-Regulated Consumer Product | Weatherized Non-Condensing Gas | 1655 | 264 |  | 12/05/2023 | 69854 | 207338296 | 12/05/2023
Nordyne, LLC | Frigidaire | R8GE-036K096C1 | Federally-Regulated Consumer Product | Weatherized Non-Condensing Gas | 1704 | 274 |  | 05/25/2023 | 97452 | 204040819 | 12/05/2023
Nordyne, LLC | Frigidaire | R8GE-048K100U1 | Federally-Regulated Consumer Product | Weatherized Non-Condensing Gas | 1913 | 275 |  | 05/25/2023 | 100561 | 207338286 | 12/05/2023
Nordyne, LLC | Frigidaire | R8GE-042K096C1 | Federally-Regulated Consumer Product | Weatherized Non-Condensing Gas | 1540 | 267 |  | 05/25/2023 | 97780 | 204093444 | 12/05/2023
Nordyne, LLC | Frigidaire | R8GE-024K072C1 | Federally-Regulated Consumer Product | Weatherized Non-Condensing Gas | 1280 | 255 |  | 05/25/2023 | 71272 | 204040769 | 12/05/2023
Nordyne, LLC | Frigidaire | R8GE-036K070U1 | Federally-Regulated Consumer Product | Weatherized Non-Condensing Gas | 1655 | 264 |  | 05/25/2023 | 69854 | 207338284 | 12/05/2023
Nordyne, LLC | Frigidaire | R8GE-042K100U1 | Federally-Regulated Consumer Product | Weatherized Non-Condensing Gas | 1913 | 275 |  | 05/25/2023 | 100561 | 207338285 | 12/05/2023
Nordyne, LLC | Frigidaire | R8GE-030K072C1 | Federally-Regulated Consumer Product | Weatherized Non-Condensing Gas | 1280 | 255 |  | 05/25/2023 | 71272 | 204040780 | 12/05/2023
Nordyne, LLC | Frigidaire | R8GE-048K096C1 | Federally-Regulated Consumer Product | Weatherized Non-Condensing Gas | 1818 | 279 |  | 05/25/2023 | 95561 | 204093453 | 12/05/2023
Nordyne, LLC | Frigidaire | R8GE-030K070U1 | Federally-Regulated Consumer Product | Weatherized Non-Condensing Gas | 1655 | 264 |  | 05/25/2023 | 69854 | 207338283 | 12/05/2023
Nordyne, LLC | Frigidaire | DF6SF-X36K100CB | Federally-Regulated Consumer Product | Weatherized Non-Condensing Gas | 1575 | 268 |  | 05/25/2023 | 65500 | 201710118 | 12/05/2023
Nordyne, LLC | Frigidaire | R8GE-048K120C1 | Federally-Regulated Consumer Product | Weatherized Non-Condensing Gas | 1991 | 287 |  | 05/25/2023 | 121831 | 204040807 | 12/05/2023
Nordyne, LLC | Frigidaire | R8GE-X60K100U1 | Federally-Regulated Consumer Product | Weatherized Non-Condensing Gas | 2041 | 289 |  | 05/25/2023 | 101000 | 207338287 | 12/05/2023
Nordyne, LLC | Frigidaire | R8GE-042K072C1 | Federally-Regulated Consumer Product | Weatherized Non-Condensing Gas | 1817 | 279 |  | 05/25/2023 | 72195 | 204040833 | 12/05/2023
Nordyne, LLC | Frigidaire | R8GE-036K072C1 | Federally-Regulated Consumer Product | Weatherized Non-Condensing Gas | 1349 | 258 |  | 05/25/2023 | 72437 | 204093426 | 12/05/2023
Nordyne, LLC | Frigidaire | R8GE-X60K120C1 | Federally-Regulated Consumer Product | Weatherized Non-Condensing Gas | 2073 | 290 |  | 05/25/2023 | 119379 | 204040792 | 12/05/2023
Nordyne, LLC | Frigidaire | R8GE-X60K096C1 | Federally-Regulated Consumer Product | Weatherized Non-Condensing Gas | 2028 | 288 |  | 05/25/2023 | 94398 | 204093435 | 12/05/2023
Nordyne, LLC | Frigidaire | R8GE-024K055U1 | Federally-Regulated Consumer Product | Weatherized Non-Condensing Gas | 1304 | 240 |  | 05/25/2023 | 55721 | 207338282 | 12/05/2023
Nordyne, LLC | Frigidaire | R8GE-036K096C1 | Federally-Regulated Consumer Product | Weatherized Non-Condensing Gas | 1704 | 274 |  | 12/05/2023 | 97452 | 204040819 | 12/05/2023
Nordyne, LLC | Frigidaire | R8GE-048K100U1 | Federally-Regulated Consumer Product | Weatherized Non-Condensing Gas | 1913 | 275 |  | 05/25/2023 | 100561 | 207338286 | 12/05/2023
Nordyne, LLC | Frigidaire | R8GE-042K096C1 | Federally-Regulated Consumer Product | Weatherized Non-Condensing Gas | 1540 | 267 |  | 12/05/2023 | 97780 | 204093444 | 12/05/2023
Nordyne, LLC | Frigidaire | R8GE-024K072C1 | Federally-Regulated Consumer Product | Weatherized Non-Condensing Gas | 1280 | 255 |  | 12/05/2023 | 71272 | 204040769 | 12/05/2023
Nordyne, LLC | Frigidaire | R8GE-036K070U1 | Federally-Regulated Consumer Product | Weatherized Non-Condensing Gas | 1655 | 264 |  | 12/05/2023 | 69854 | 207338284 | 12/05/2023
Nordyne, LLC | Frigidaire | R8GE-042K100U1 | Federally-Regulated Consumer Product | Weatherized Non-Condensing Gas | 1913 | 275 |  | 05/25/2023 | 100561 | 207338285 | 12/05/2023
Nordyne, LLC | Frigidaire | R8GE-030K072C1 | Federally-Regulated Consumer Product | Weatherized Non-Condensing Gas | 1280 | 255 |  | 12/05/2023 | 71272 | 204040780 | 12/05/2023
Nordyne, LLC | Frigidaire | R8GE-048K096C1 | Federally-Regulated Consumer Product | Weatherized Non-Condensing Gas | 1818 | 279 |  | 12/05/2023 | 95561 | 204093453 | 12/05/2023
Nordyne, LLC | Frigidaire | R8GE-030K070U1 | Federally-Regulated Consumer Product | Weatherized Non-Condensing Gas | 1655 | 264 |  | 12/05/2023 | 69854 | 207338283 | 12/05/2023
Nordyne, LLC | Frigidaire | DF6SF-X36K100CB | Federally-Regulated Consumer Product | Weatherized Non-Condensing Gas | 1575 | 268 |  | 12/05/2023 | 65500 | 201710118 | 12/05/2023
Nordyne, LLC | Frigidaire | R8GE-048K120C1 | Federally-Regulated Consumer Product | Weatherized Non-Condensing Gas | 1991 | 287 |  | 12/05/2023 | 121831 | 204040807 | 12/05/2023
Nordyne, LLC | Frigidaire | R8GE-X60K100U1 | Federally-Regulated Consumer Product | Weatherized Non-Condensing Gas | 2041 | 289 |  | 12/05/2023 | 101000 | 207338287 | 12/05/2023
Nordyne, LLC | Frigidaire | R8GE-042K072C1 | Federally-Regulated Consumer Product | Weatherized Non-Condensing Gas | 1817 | 279 |  | 12/05/2023 | 72195 | 204040833 | 12/05/2023
Nordyne, LLC | Frigidaire | R8GE-036K072C1 | Federally-Regulated Consumer Product | Weatherized Non-Condensing Gas | 1349 | 258 |  | 12/05/2023 | 72437 | 204093426 | 12/05/2023
Nordyne, LLC | Frigidaire | R8GE-X60K120C1 | Federally-Regulated Consumer Product | Weatherized Non-Condensing Gas | 2073 | 290 |  | 12/05/2023 | 119379 | 204040792 | 12/05/2023
Nordyne, LLC | Frigidaire | R8GE-X60K096C1 | Federally-Regulated Consumer Product | Weatherized Non-Condensing Gas | 2028 | 288 |  | 12/05/2023 | 94398 | 204093435 | 12/05/2023
Nordyne, LLC | Frigidaire | R8GE-024K055U1 | Federally-Regulated Consumer Product | Weatherized Non-Condensing Gas | 1304 | 240 |  | 12/05/2023 | 55721 | 207338282 | 12/05/2023
Nordyne, LLC | Nordyne | R8GE-X60K096C1 | Federally-Regulated Consumer Product | Weatherized Non-Condensing Gas | 2028 | 288 |  | 12/01/2021 | 94398 | 204093441 | 12/05/2023
Nordyne, LLC | Nordyne | R8GE-X60K120C1 | Federally-Regulated Consumer Product | Weatherized Non-Condensing Gas | 2073 | 290 |  | 12/01/2021 | 119379 | 204040799 | 12/05/2023
Nordyne, LLC | Nordyne | R8GE-036K072C1 | Federally-Regulated Consumer Product | Weatherized Non-Condensing Gas | 1349 | 258 |  | 12/01/2021 | 72437 | 204093432 | 12/05/2023
Nordyne, LLC | Nordyne | R8GE-030K072C1 | Federally-Regulated Consumer Product | Weatherized Non-Condensing Gas | 1280 | 255 |  | 12/01/2021 | 71272 | 204040788 | 12/05/2023
Nordyne, LLC | Nordyne | R8GE-024K072C1 | Federally-Regulated Consumer Product | Weatherized Non-Condensing Gas | 1280 | 255 |  | 12/01/2021 | 71272 | 204040776 | 12/05/2023
Nordyne, LLC | Maytag | DF6SF-X36K100CB | Federally-Regulated Consumer Product | Weatherized Non-Condensing Gas | 1575 | 268 |  | 05/25/2023 | 65500 | 201710120 | 12/05/2023
Nordyne, LLC | Maytag | R8GE-X60K096C1 | Federally-Regulated Consumer Product | Weatherized Non-Condensing Gas | 2028 | 288 |  | 05/25/2023 | 94398 | 204093439 | 12/05/2023
Nordyne, LLC | Maytag | R8GE-X60K100U1 | Federally-Regulated Consumer Product | Weatherized Non-Condensing Gas | 2041 | 289 |  | 05/25/2023 | 101000 | 207338317 | 12/05/2023
Nordyne, LLC | Maytag | R8GE-030K070U1 | Federally-Regulated Consumer Product | Weatherized Non-Condensing Gas | 1655 | 264 |  | 05/25/2023 | 69854 | 207338313 | 12/05/2023
Nordyne, LLC | Maytag | R8GE-X60K120C1 | Federally-Regulated Consumer Product | Weatherized Non-Condensing Gas | 2073 | 290 |  | 05/25/2023 | 119379 | 204040797 | 12/05/2023
Nordyne, LLC | Maytag | R8GE-024K072C1 | Federally-Regulated Consumer Product | Weatherized Non-Condensing Gas | 1280 | 255 |  | 05/25/2023 | 71272 | 204040773 | 12/05/2023
Nordyne, LLC | Maytag | R8GE-048K100U1 | Federally-Regulated Consumer Product | Weatherized Non-Condensing Gas | 1913 | 275 |  | 05/25/2023 | 100561 | 207338316 | 12/05/2023
Nordyne, LLC | Maytag | R8GE-024K055U1 | Federally-Regulated Consumer Product | Weatherized Non-Condensing Gas | 1304 | 240 |  | 05/25/2023 | 55721 | 207338312 | 12/05/2023
Nordyne, LLC | Maytag | R8GE-036K072C1 | Federally-Regulated Consumer Product | Weatherized Non-Condensing Gas | 1349 | 258 |  | 05/25/2023 | 72437 | 204093430 | 12/05/2023
Nordyne, LLC | Maytag | R8GE-036K070U1 | Federally-Regulated Consumer Product | Weatherized Non-Condensing Gas | 1655 | 264 |  | 05/25/2023 | 69854 | 207338314 | 12/05/2023
Nordyne, LLC | Maytag | PPG2GFX48K120XB | Federally-Regulated Consumer Product | Weatherized Non-Condensing Gas | 2121 | 292 |  | 05/25/2023 | 80078 | 8015398 | 12/05/2023
Nordyne, LLC | Maytag | PPG3GE024K045C1 | Federally-Regulated Consumer Product | Weatherized Non-Condensing Gas | 1024 | 244 |  | 05/25/2023 | 45216 | 204040759 | 12/05/2023
Nordyne, LLC | Maytag | PPG2GFX60K120XB | Federally-Regulated Consumer Product | Weatherized Non-Condensing Gas | 2121 | 292 |  | 05/25/2023 | 80078 | 8016126 | 12/05/2023
Nordyne, LLC | Maytag | PPG3GE024K072C1 | Federally-Regulated Consumer Product | Weatherized Non-Condensing Gas | 1280 | 255 |  | 05/25/2023 | 71272 | 204040756 | 12/05/2023
Nordyne, LLC | Maytag | PPG3GEX60K120C1 | Federally-Regulated Consumer Product | Weatherized Non-Condensing Gas | 2073 | 290 |  | 05/25/2023 | 119379 | 204040758 | 12/05/2023
Nordyne, LLC | Maytag | PPG3GEX60K096C1 | Federally-Regulated Consumer Product | Weatherized Non-Condensing Gas | 2028 | 288 |  | 05/25/2023 | 94398 | 204040761 | 12/05/2023
Nordyne, LLC | Maytag | R8GE-042K100U1 | Federally-Regulated Consumer Product | Weatherized Non-Condensing Gas | 1913 | 275 |  | 05/25/2023 | 100561 | 207338315 | 12/05/2023
Nordyne, LLC | Maytag | PPG3GE030K072C1 | Federally-Regulated Consumer Product | Weatherized Non-Condensing Gas | 1280 | 255 |  | 05/25/2023 | 71272 | 204040757 | 12/05/2023
Nordyne, LLC | Maytag | R8GE-030K072C1 | Federally-Regulated Consumer Product | Weatherized Non-Condensing Gas | 1280 | 255 |  | 05/25/2023 | 71272 | 204040785 | 12/05/2023
Nordyne, LLC | Maytag | PPG3GE036K072C1 | Federally-Regulated Consumer Product | Weatherized Non-Condensing Gas | 1349 | 258 |  | 05/25/2023 | 72437 | 204040760 | 12/05/2023
Nordyne, LLC | Nordyne | R8GE-X60K096C1 | Federally-Regulated Consumer Product | Weatherized Non-Condensing Gas | 2028 | 288 |  | 12/05/2023 | 94398 | 204093441 | 12/05/2023
Nordyne, LLC | Nordyne | R8GE-X60K120C1 | Federally-Regulated Consumer Product | Weatherized Non-Condensing Gas | 2073 | 290 |  | 12/05/2023 | 119379 | 204040799 | 12/05/2023
Nordyne, LLC | Nordyne | R8GE-036K072C1 | Federally-Regulated Consumer Product | Weatherized Non-Condensing Gas | 1349 | 258 |  | 12/05/2023 | 72437 | 204093432 | 12/05/2023
Nordyne, LLC | Nordyne | R8GE-030K072C1 | Federally-Regulated Consumer Product | Weatherized Non-Condensing Gas | 1280 | 255 |  | 12/05/2023 | 71272 | 204040788 | 12/05/2023
Nordyne, LLC | Nordyne | R8GE-024K072C1 | Federally-Regulated Consumer Product | Weatherized Non-Condensing Gas | 1280 | 255 |  | 12/05/2023 | 71272 | 204040776 | 12/05/2023
Nordyne, LLC | Maytag | DF6SF-X36K100CB | Federally-Regulated Consumer Product | Weatherized Non-Condensing Gas | 1575 | 268 |  | 12/05/2023 | 65500 | 201710120 | 12/05/2023
Nordyne, LLC | Maytag | R8GE-X60K096C1 | Federally-Regulated Consumer Product | Weatherized Non-Condensing Gas | 2028 | 288 |  | 12/05/2023 | 94398 | 204093439 | 12/05/2023
Nordyne, LLC | Maytag | R8GE-X60K100U1 | Federally-Regulated Consumer Product | Weatherized Non-Condensing Gas | 2041 | 289 |  | 12/05/2023 | 101000 | 207338317 | 12/05/2023
Nordyne, LLC | Maytag | R8GE-030K070U1 | Federally-Regulated Consumer Product | Weatherized Non-Condensing Gas | 1655 | 264 |  | 12/05/2023 | 69854 | 207338313 | 12/05/2023
Nordyne, LLC | Maytag | R8GE-X60K120C1 | Federally-Regulated Consumer Product | Weatherized Non-Condensing Gas | 2073 | 290 |  | 12/05/2023 | 119379 | 204040797 | 12/05/2023
Nordyne, LLC | Maytag | R8GE-024K072C1 | Federally-Regulated Consumer Product | Weatherized Non-Condensing Gas | 1280 | 255 |  | 12/05/2023 | 71272 | 204040773 | 12/05/2023
Nordyne, LLC | Maytag | R8GE-048K100U1 | Federally-Regulated Consumer Product | Weatherized Non-Condensing Gas | 1913 | 275 |  | 12/05/2023 | 100561 | 207338316 | 12/05/2023
Nordyne, LLC | Maytag | R8GE-024K055U1 | Federally-Regulated Consumer Product | Weatherized Non-Condensing Gas | 1304 | 240 |  | 12/05/2023 | 55721 | 207338312 | 12/05/2023
Nordyne, LLC | Maytag | R8GE-036K072C1 | Federally-Regulated Consumer Product | Weatherized Non-Condensing Gas | 1349 | 258 |  | 12/05/2023 | 72437 | 204093430 | 12/05/2023
Nordyne, LLC | Maytag | R8GE-036K070U1 | Federally-Regulated Consumer Product | Weatherized Non-Condensing Gas | 1655 | 264 |  | 12/05/2023 | 69854 | 207338314 | 12/05/2023
Nordyne, LLC | Maytag | PPG2GFX48K120XB | Federally-Regulated Consumer Product | Weatherized Non-Condensing Gas | 2121 | 292 |  | 12/05/2023 | 80078 | 8015398 | 12/05/2023
Nordyne, LLC | Maytag | PPG3GE024K045C1 | Federally-Regulated Consumer Product | Weatherized Non-Condensing Gas | 1024 | 244 |  | 12/05/2023 | 45216 | 204040759 | 12/05/2023
Nordyne, LLC | Maytag | PPG2GFX60K120XB | Federally-Regulated Consumer Product | Weatherized Non-Condensing Gas | 2121 | 292 |  | 12/05/2023 | 80078 | 8016126 | 12/05/2023
Nordyne, LLC | Maytag | PPG3GE024K072C1 | Federally-Regulated Consumer Product | Weatherized Non-Condensing Gas | 1280 | 255 |  | 12/05/2023 | 71272 | 204040756 | 12/05/2023
Nordyne, LLC | Maytag | PPG3GEX60K120C1 | Federally-Regulated Consumer Product | Weatherized Non-Condensing Gas | 2073 | 290 |  | 12/05/2023 | 119379 | 204040758 | 12/05/2023
Nordyne, LLC | Maytag | PPG3GEX60K096C1 | Federally-Regulated Consumer Product | Weatherized Non-Condensing Gas | 2028 | 288 |  | 12/05/2023 | 94398 | 204040761 | 12/05/2023
Nordyne, LLC | Maytag | R8GE-042K100U1 | Federally-Regulated Consumer Product | Weatherized Non-Condensing Gas | 1913 | 275 |  | 05/25/2023 | 100561 | 207338315 | 12/05/2023
Nordyne, LLC | Maytag | PPG3GE030K072C1 | Federally-Regulated Consumer Product | Weatherized Non-Condensing Gas | 1280 | 255 |  | 12/05/2023 | 71272 | 204040757 | 12/05/2023
Nordyne, LLC | Maytag | R8GE-030K072C1 | Federally-Regulated Consumer Product | Weatherized Non-Condensing Gas | 1280 | 255 |  | 12/05/2023 | 71272 | 204040785 | 12/05/2023
Nordyne, LLC | Maytag | PPG3GE036K072C1 | Federally-Regulated Consumer Product | Weatherized Non-Condensing Gas | 1349 | 258 |  | 12/05/2023 | 72437 | 204040760 | 12/05/2023
Nordyne, LLC | Airtemp | VR8GE-030K072C1 | Federally-Regulated Consumer Product | Weatherized Non-Condensing Gas | 1280 | 255 |  | 05/25/2023 | 71272 | 204093463 | 12/05/2023
Nordyne, LLC | Airtemp | VR8GE-036K070U1 | Federally-Regulated Consumer Product | Weatherized Non-Condensing Gas | 1655 | 264 |  | 05/25/2023 | 69854 | 207338326 | 12/05/2023
Nordyne, LLC | Airtemp | VR8GE-042K100U1 | Federally-Regulated Consumer Product | Weatherized Non-Condensing Gas | 1913 | 275 |  | 05/25/2023 | 100561 | 207338327 | 12/05/2023
Nordyne, LLC | Airtemp | VR8GE-024K045C1 | Federally-Regulated Consumer Product | Weatherized Non-Condensing Gas | 1024 | 244 |  | 05/25/2023 | 45216 | 204093465 | 12/05/2023
Nordyne, LLC | Airtemp | VR8GE-036K072C1 | Federally-Regulated Consumer Product | Weatherized Non-Condensing Gas | 1349 | 258 |  | 05/25/2023 | 72437 | 204093466 | 12/05/2023
Nordyne, LLC | Airtemp | VR8GE-X60K096C1 | Federally-Regulated Consumer Product | Weatherized Non-Condensing Gas | 2028 | 288 |  | 05/25/2023 | 94398 | 204093467 | 12/05/2023
Nordyne, LLC | Airtemp | VR8GE-024K072C1 | Federally-Regulated Consumer Product | Weatherized Non-Condensing Gas | 1280 | 255 |  | 05/25/2023 | 71272 | 204093462 | 12/05/2023
Nordyne, LLC | Airtemp | VR8GE-030K070U1 | Federally-Regulated Consumer Product | Weatherized Non-Condensing Gas | 1655 | 264 |  | 05/25/2023 | 69854 | 207338325 | 12/05/2023
Nordyne, LLC | Airtemp | VR8GE-048K100U1 | Federally-Regulated Consumer Product | Weatherized Non-Condensing Gas | 1913 | 275 |  | 05/25/2023 | 100561 | 207338328 | 12/05/2023
Nordyne, LLC | Airtemp | VR8GE-X60K100U1 | Federally-Regulated Consumer Product | Weatherized Non-Condensing Gas | 2041 | 289 |  | 05/25/2023 | 101000 | 207338329 | 12/05/2023
Nordyne, LLC | Airtemp | VR8GE-024K055U1 | Federally-Regulated Consumer Product | Weatherized Non-Condensing Gas | 1304 | 240 |  | 05/25/2023 | 55721 | 207338324 | 12/05/2023
Nordyne, LLC | Airtemp | VR8GE-X60K120C1 | Federally-Regulated Consumer Product | Weatherized Non-Condensing Gas | 2073 | 290 |  | 05/25/2023 | 119379 | 204093464 | 12/05/2023
Nordyne, LLC | Airtemp | VR8GE-030K072C1 | Federally-Regulated Consumer Product | Weatherized Non-Condensing Gas | 1280 | 255 |  | 12/05/2023 | 71272 | 204093463 | 12/05/2023
Nordyne, LLC | Airtemp | VR8GE-036K070U1 | Federally-Regulated Consumer Product | Weatherized Non-Condensing Gas | 1655 | 264 |  | 12/05/2023 | 69854 | 207338326 | 12/05/2023
Nordyne, LLC | Airtemp | VR8GE-042K100U1 | Federally-Regulated Consumer Product | Weatherized Non-Condensing Gas | 1913 | 275 |  | 12/05/2023 | 100561 | 207338327 | 12/05/2023
Nordyne, LLC | Airtemp | VR8GE-024K045C1 | Federally-Regulated Consumer Product | Weatherized Non-Condensing Gas | 1024 | 244 |  | 12/05/2023 | 45216 | 204093465 | 12/05/2023
Nordyne, LLC | Airtemp | VR8GE-036K072C1 | Federally-Regulated Consumer Product | Weatherized Non-Condensing Gas | 1349 | 258 |  | 12/05/2023 | 72437 | 204093466 | 12/05/2023
Nordyne, LLC | Airtemp | VR8GE-X60K096C1 | Federally-Regulated Consumer Product | Weatherized Non-Condensing Gas | 2028 | 288 |  | 12/05/2023 | 94398 | 204093467 | 12/05/2023
Nordyne, LLC | Airtemp | VR8GE-024K072C1 | Federally-Regulated Consumer Product | Weatherized Non-Condensing Gas | 1280 | 255 |  | 12/05/2023 | 71272 | 204093462 | 12/05/2023
Nordyne, LLC | Airtemp | VR8GE-030K070U1 | Federally-Regulated Consumer Product | Weatherized Non-Condensing Gas | 1655 | 264 |  | 12/05/2023 | 69854 | 207338325 | 12/05/2023
Nordyne, LLC | Airtemp | VR8GE-048K100U1 | Federally-Regulated Consumer Product | Weatherized Non-Condensing Gas | 1913 | 275 |  | 12/05/2023 | 100561 | 207338328 | 12/05/2023
Nordyne, LLC | Airtemp | VR8GE-X60K100U1 | Federally-Regulated Consumer Product | Weatherized Non-Condensing Gas | 2041 | 289 |  | 12/05/2023 | 101000 | 207338329 | 12/05/2023
Nordyne, LLC | Airtemp | VR8GE-024K055U1 | Federally-Regulated Consumer Product | Weatherized Non-Condensing Gas | 1304 | 240 |  | 12/05/2023 | 55721 | 207338324 | 12/05/2023
Nordyne, LLC | Airtemp | VR8GE-X60K120C1 | Federally-Regulated Consumer Product | Weatherized Non-Condensing Gas | 2073 | 290 |  | 12/05/2023 | 119379 | 204093464 | 12/05/2023
Nordyne, LLC | NORTEK GLOBAL HVAC LLC | R8GE-036K070U1 | Federally-Regulated Consumer Product | Weatherized Non-Condensing Gas | 1655 | 264 |  | 05/25/2023 | 69854 | 207338272 | 12/05/2023
Nordyne, LLC | NORTEK GLOBAL HVAC LLC | R8GE-042K100U1 | Federally-Regulated Consumer Product | Weatherized Non-Condensing Gas | 1913 | 275 |  | 05/25/2023 | 100561 | 207338273 | 12/05/2023
Nordyne, LLC | NORTEK GLOBAL HVAC LLC | R8GE-030K070U1 | Federally-Regulated Consumer Product | Weatherized Non-Condensing Gas | 1655 | 264 |  | 05/25/2023 | 69854 | 207338271 | 12/05/2023
Nordyne, LLC | NORTEK GLOBAL HVAC LLC | R8GE-024K055U1 | Federally-Regulated Consumer Product | Weatherized Non-Condensing Gas | 1304 | 240 |  | 05/25/2023 | 55721 | 207338270 | 12/05/2023
Nordyne, LLC | NORTEK GLOBAL HVAC LLC | R8GE-048K100U1 | Federally-Regulated Consumer Product | Weatherized Non-Condensing Gas | 1913 | 275 |  | 05/25/2023 | 100561 | 207338274 | 12/05/2023
Nordyne, LLC | NORTEK GLOBAL HVAC LLC | R8GE-024K045C1 | Federally-Regulated Consumer Product | Weatherized Non-Condensing Gas | 1024 | 244 |  | 12/01/2021 | 45216 | 204040843 | 12/05/2023
Nordyne, LLC | NORTEK GLOBAL HVAC LLC | R8GE-X60K100U1 | Federally-Regulated Consumer Product | Weatherized Non-Condensing Gas | 2041 | 289 |  | 05/25/2023 | 101000 | 207338275 | 12/05/2023
Nordyne, LLC | NORTEK GLOBAL HVAC LLC | R8GE-036K070U1 | Federally-Regulated Consumer Product | Weatherized Non-Condensing Gas | 1655 | 264 |  | 12/05/2023 | 69854 | 207338272 | 12/05/2023
Nordyne, LLC | NORTEK GLOBAL HVAC LLC | R8GE-042K100U1 | Federally-Regulated Consumer Product | Weatherized Non-Condensing Gas | 1913 | 275 |  | 12/05/2023 | 100561 | 207338273 | 12/05/2023
Nordyne, LLC | NORTEK GLOBAL HVAC LLC | R8GE-030K070U1 | Federally-Regulated Consumer Product | Weatherized Non-Condensing Gas | 1655 | 264 |  | 12/05/2023 | 69854 | 207338271 | 12/05/2023
Nordyne, LLC | NORTEK GLOBAL HVAC LLC | R8GE-024K055U1 | Federally-Regulated Consumer Product | Weatherized Non-Condensing Gas | 1304 | 240 |  | 12/05/2023 | 55721 | 207338270 | 12/05/2023
Nordyne, LLC | NORTEK GLOBAL HVAC LLC | R8GE-048K100U1 | Federally-Regulated Consumer Product | Weatherized Non-Condensing Gas | 1913 | 275 |  | 12/05/2023 | 100561 | 207338274 | 12/05/2023
Nordyne, LLC | NORTEK GLOBAL HVAC LLC | R8GE-024K045C1 | Federally-Regulated Consumer Product | Weatherized Non-Condensing Gas | 1024 | 244 |  | 12/05/2023 | 45216 | 204040843 | 12/05/2023
Nordyne, LLC | NORTEK GLOBAL HVAC LLC | R8GE-X60K100U1 | Federally-Regulated Consumer Product | Weatherized Non-Condensing Gas | 2041 | 289 |  | 12/05/2023 | 101000 | 207338275 | 12/05/2023
Rheem Sales Company, Inc. | Ruud | RGEAZR048AJT08UNA | Federally-Regulated Consumer Product | Weatherized Non-Condensing Gas | 2026 | 288 |  | 11/21/2023 | 80020 | 208676554 | 12/05/2023
Rheem Sales Company, Inc. | Ruud | R801V0504A17UHNCAP | Federally-Regulated Consumer Product | Non-Weatherized, Non-Condensin | 1682 | 256 |  | 11/21/2023 | 50501 | 211774700 | 12/05/2023
Rheem Sales Company, Inc. | Ruud | RGEAZR042AJT08UNA | Federally-Regulated Consumer Product | Weatherized Non-Condensing Gas | 1635 | 271 |  | 11/21/2023 | 80943 | 208676539 | 12/05/2023
Rheem Sales Company, Inc. | Ruud | RGEAZR036AJT06UNA | Federally-Regulated Consumer Product | Weatherized Non-Condensing Gas | 1434 | 262 |  | 11/21/2023 | 60723 | 208676514 | 12/05/2023
Rheem Sales Company, Inc. | Ruud | R802V0504A17UHNCAP | Federally-Regulated Consumer Product | Non-Weatherized, Non-Condensin | 1712 | 257 |  | 11/21/2023 | 34534 | 211806605 | 12/05/2023
Rheem Sales Company, Inc. | Ruud | RGEAZR030AJT04UNA | Federally-Regulated Consumer Product | Weatherized Non-Condensing Gas | 1189 | 251 |  | 11/21/2023 | 39887 | 208676489 | 12/05/2023
Rheem Sales Company, Inc. | Ruud | RGEAZR048AJT10UNA | Federally-Regulated Consumer Product | Weatherized Non-Condensing Gas | 1832 | 280 |  | 11/21/2023 | 100370 | 208676564 | 12/05/2023
Rheem Sales Company, Inc. | Ruud | R801T0504A17UHNNAS | Federally-Regulated Consumer Product | Non-Weatherized, Non-Condensin | 1517 | 249 |  | 11/21/2023 | 50545 | 211806581 | 12/05/2023
Rheem Sales Company, Inc. | Ruud | RGEA14030AJT04UAA | Federally-Regulated Consumer Product | Weatherized Non-Condensing Gas | 1189 | 251 |  | 11/21/2023 | 39887 | 205965532 | 12/05/2023
Rheem Sales Company, Inc. | Ruud | RGEAZR024AJT06UNA | Federally-Regulated Consumer Product | Weatherized Non-Condensing Gas | 1236 | 253 |  | 11/21/2023 | 61566 | 208676474 | 12/05/2023
Rheem Sales Company, Inc. | Ruud | RGEAZR030AJT06UNA | Federally-Regulated Consumer Product | Weatherized Non-Condensing Gas | 1125 | 248 |  | 11/21/2023 | 60094 | 208676499 | 12/05/2023
Rheem Sales Company, Inc. | Ruud | RGEAZR060AJT10UNA | Federally-Regulated Consumer Product | Weatherized Non-Condensing Gas | 1911 | 283 |  | 11/21/2023 | 99261 | 208676579 | 12/05/2023
Rheem Sales Company, Inc. | Ruud | R801T0704A17UHU | Federally-Regulated Consumer Product | Non-Weatherized, Non-Condensin | 1823 | 262 |  | 11/21/2023 | 70109 | 208430276 | 12/05/2023
Rheem Sales Company, Inc. | Ruud | RGEAZR036AJT08UNA | Federally-Regulated Consumer Product | Weatherized Non-Condensing Gas | 1382 | 260 |  | 11/21/2023 | 80891 | 208676524 | 12/05/2023
Rheem Sales Company, Inc. | Ruud | RGEA14036AJT06UAA | Federally-Regulated Consumer Product | Weatherized Non-Condensing Gas | 1434 | 262 |  | 11/21/2023 | 60723 | 205965534 | 12/05/2023
Rheem Sales Company, Inc. | Ruud | R802V0503A14DZNCAP | Federally-Regulated Consumer Product | Non-Weatherized, Non-Condensin | 1250 | 237 |  | 11/21/2023 | 34844 | 211806597 | 12/05/2023
Rheem Sales Company, Inc. | Ruud | R802V1255A24DZNCAP | Federally-Regulated Consumer Product | Non-Weatherized, Non-Condensin | 2179 | 278 |  | 11/21/2023 | 86625 | 211774733 | 12/05/2023
Rheem Sales Company, Inc. | Ruud | R802V0755A21DZNCAP | Federally-Regulated Consumer Product | Non-Weatherized, Non-Condensin | 2041 | 272 |  | 11/21/2023 | 52592 | 211774724 | 12/05/2023
Rheem Sales Company, Inc. | Ruud | R802V0754A17DZNCAP | Federally-Regulated Consumer Product | Non-Weatherized, Non-Condensin | 1628 | 254 |  | 11/21/2023 | 52707 | 211774715 | 12/05/2023
Rheem Sales Company, Inc. | Ruud | R802V1005A21DZNCAP | Federally-Regulated Consumer Product | Non-Weatherized, Non-Condensin | 2120 | 275 |  | 11/21/2023 | 69817 | 211806612 | 12/05/2023
Rheem Sales Company, Inc. | Ruud | RGEAZR024AJT04UNA | Federally-Regulated Consumer Product | Weatherized Non-Condensing Gas | 1181 | 251 |  | 11/21/2023 | 40068 | 208676464 | 12/05/2023
Rheem Sales Company, Inc. | Ruud | RGEAZR048AJT08UNA | Federally-Regulated Consumer Product | Weatherized Non-Condensing Gas | 2026 | 288 |  | 12/05/2023 | 80020 | 208676554 | 12/05/2023
Rheem Sales Company, Inc. | Ruud | R801V0504A17UHNCAP | Federally-Regulated Consumer Product | Non-Weatherized, Non-Condensin | 1682 | 256 |  | 12/05/2023 | 50501 | 211774700 | 12/05/2023
Rheem Sales Company, Inc. | Ruud | RGEAZR042AJT08UNA | Federally-Regulated Consumer Product | Weatherized Non-Condensing Gas | 1635 | 271 |  | 12/05/2023 | 80943 | 208676539 | 12/05/2023
Rheem Sales Company, Inc. | Ruud | RGEAZR036AJT06UNA | Federally-Regulated Consumer Product | Weatherized Non-Condensing Gas | 1434 | 262 |  | 12/05/2023 | 60723 | 208676514 | 12/05/2023
Rheem Sales Company, Inc. | Ruud | R802V0504A17UHNCAP | Federally-Regulated Consumer Product | Non-Weatherized, Non-Condensin | 1712 | 257 |  | 12/05/2023 | 34534 | 211806605 | 12/05/2023
Rheem Sales Company, Inc. | Ruud | RGEAZR030AJT04UNA | Federally-Regulated Consumer Product | Weatherized Non-Condensing Gas | 1189 | 251 |  | 12/05/2023 | 39887 | 208676489 | 12/05/2023
Rheem Sales Company, Inc. | Ruud | RGEAZR048AJT10UNA | Federally-Regulated Consumer Product | Weatherized Non-Condensing Gas | 1832 | 280 |  | 12/05/2023 | 100370 | 208676564 | 12/05/2023
Rheem Sales Company, Inc. | Ruud | R801T0504A17UHNNAS | Federally-Regulated Consumer Product | Non-Weatherized, Non-Condensin | 1517 | 249 |  | 12/05/2023 | 50545 | 211806581 | 12/05/2023
Rheem Sales Company, Inc. | Ruud | RGEA14030AJT04UAA | Federally-Regulated Consumer Product | Weatherized Non-Condensing Gas | 1189 | 251 |  | 12/05/2023 | 39887 | 205965532 | 12/05/2023
Rheem Sales Company, Inc. | Ruud | RGEAZR024AJT06UNA | Federally-Regulated Consumer Product | Weatherized Non-Condensing Gas | 1236 | 253 |  | 12/05/2023 | 61566 | 208676474 | 12/05/2023
Rheem Sales Company, Inc. | Ruud | RGEAZR030AJT06UNA | Federally-Regulated Consumer Product | Weatherized Non-Condensing Gas | 1125 | 248 |  | 12/05/2023 | 60094 | 208676499 | 12/05/2023
Rheem Sales Company, Inc. | Ruud | RGEAZR060AJT10UNA | Federally-Regulated Consumer Product | Weatherized Non-Condensing Gas | 1911 | 283 |  | 11/21/2023 | 99261 | 208676579 | 12/05/2023
Rheem Sales Company, Inc. | Ruud | R801T0704A17UHU | Federally-Regulated Consumer Product | Non-Weatherized, Non-Condensin | 1823 | 262 |  | 12/05/2023 | 70109 | 208430276 | 12/05/2023
Rheem Sales Company, Inc. | Ruud | RGEAZR036AJT08UNA | Federally-Regulated Consumer Product | Weatherized Non-Condensing Gas | 1382 | 260 |  | 12/05/2023 | 80891 | 208676524 | 12/05/2023
Rheem Sales Company, Inc. | Ruud | RGEA14036AJT06UAA | Federally-Regulated Consumer Product | Weatherized Non-Condensing Gas | 1434 | 262 |  | 12/05/2023 | 60723 | 205965534 | 12/05/2023
Rheem Sales Company, Inc. | Ruud | R802V0503A14DZNCAP | Federally-Regulated Consumer Product | Non-Weatherized, Non-Condensin | 1250 | 237 |  | 12/05/2023 | 34844 | 211806597 | 12/05/2023
Rheem Sales Company, Inc. | Ruud | R802V1255A24DZNCAP | Federally-Regulated Consumer Product | Non-Weatherized, Non-Condensin | 2179 | 278 |  | 12/05/2023 | 86625 | 211774733 | 12/05/2023
Rheem Sales Company, Inc. | Ruud | R802V0755A21DZNCAP | Federally-Regulated Consumer Product | Non-Weatherized, Non-Condensin | 2041 | 272 |  | 12/05/2023 | 52592 | 211774724 | 12/05/2023
Rheem Sales Company, Inc. | Ruud | R802V0754A17DZNCAP | Federally-Regulated Consumer Product | Non-Weatherized, Non-Condensin | 1628 | 254 |  | 12/05/2023 | 52707 | 211774715 | 12/05/2023
Rheem Sales Company, Inc. | Ruud | R802V1005A21DZNCAP | Federally-Regulated Consumer Product | Non-Weatherized, Non-Condensin | 2120 | 275 |  | 12/05/2023 | 69817 | 211806612 | 12/05/2023
Rheem Sales Company, Inc. | Ruud | RGEAZR024AJT04UNA | Federally-Regulated Consumer Product | Weatherized Non-Condensing Gas | 1181 | 251 |  | 12/05/2023 | 40068 | 208676464 | 12/05/2023
Rheem Sales Company, Inc. | Thermal Zone | RGEAZR036AJT08UNA | Federally-Regulated Consumer Product | Weatherized Non-Condensing Gas | 1382 | 260 |  | 11/21/2023 | 80891 | 208698832 | 12/05/2023
Rheem Sales Company, Inc. | Thermal Zone | TZ80UH1T050B4UA | Federally-Regulated Consumer Product | Non-Weatherized, Non-Condensin | 1502 | 248 |  | 11/30/2023 | 50342 | 208486686 | 12/05/2023
Rheem Sales Company, Inc. | Thermal Zone | RGEAZR060AJT10UNA | Federally-Regulated Consumer Product | Weatherized Non-Condensing Gas | 1911 | 283 |  | 11/21/2023 | 99261 | 208698845 | 12/05/2023
Rheem Sales Company, Inc. | Thermal Zone | RGEAZR042AJT08UNA | Federally-Regulated Consumer Product | Weatherized Non-Condensing Gas | 1635 | 271 |  | 11/21/2023 | 80943 | 208698836 | 12/05/2023
Rheem Sales Company, Inc. | Thermal Zone | TZ80DZ1V100C5NABAP | Federally-Regulated Consumer Product | Non-Weatherized, Non-Condensin | 2095 | 257 |  | 11/21/2023 | 100302 | 210728260 | 12/05/2023
Rheem Sales Company, Inc. | Thermal Zone | RGEAZR024AJT06UNA | Federally-Regulated Consumer Product | Weatherized Non-Condensing Gas | 1236 | 253 |  | 11/21/2023 | 61566 | 208698821 | 12/05/2023
Rheem Sales Company, Inc. | Thermal Zone | TZ80UH1T100C5UA | Federally-Regulated Consumer Product | Non-Weatherized, Non-Condensin | 2096 | 274 |  | 11/30/2023 | 100583 | 208486690 | 12/05/2023
Rheem Sales Company, Inc. | Thermal Zone | TZ80DZ2V100C5NABAP | Federally-Regulated Consumer Product | Non-Weatherized, Non-Condensin | 2120 | 275 |  | 11/21/2023 | 69817 | 211873435 | 12/05/2023
Rheem Sales Company, Inc. | Thermal Zone | RGEAZR048AJT10UNA | Federally-Regulated Consumer Product | Weatherized Non-Condensing Gas | 1832 | 280 |  | 11/21/2023 | 100370 | 208698841 | 12/05/2023
Rheem Sales Company, Inc. | Thermal Zone | TZ80DZ1V125D5NABAP | Federally-Regulated Consumer Product | Non-Weatherized, Non-Condensin | 2075 | 273 |  | 11/21/2023 | 124289 | 210728263 | 12/05/2023
Rheem Sales Company, Inc. | Thermal Zone | TZ80UH1V050B4NABAP | Federally-Regulated Consumer Product | Non-Weatherized, Non-Condensin | 1682 | 256 |  | 11/21/2023 | 50501 | 211873421 | 12/05/2023
Rheem Sales Company, Inc. | Thermal Zone | TZ80UH1T070B4UA | Federally-Regulated Consumer Product | Non-Weatherized, Non-Condensin | 1823 | 262 |  | 11/30/2023 | 70109 | 208486688 | 12/05/2023
Rheem Sales Company, Inc. | Thermal Zone | RGEAZR036AJT06UNA | Federally-Regulated Consumer Product | Weatherized Non-Condensing Gas | 1434 | 262 |  | 11/21/2023 | 60723 | 208698830 | 12/05/2023
Rheem Sales Company, Inc. | Thermal Zone | RGEA14036AJT06UAA | Federally-Regulated Consumer Product | Weatherized Non-Condensing Gas | 1434 | 262 |  | 11/21/2023 | 60723 | 205965599 | 12/05/2023
Rheem Sales Company, Inc. | Thermal Zone | TZ80UH2V050B4NABAP | Federally-Regulated Consumer Product | Non-Weatherized, Non-Condensin | 1712 | 257 |  | 11/21/2023 | 34534 | 211873429 | 12/05/2023
Rheem Sales Company, Inc. | Thermal Zone | TZ80DZ2V125D5NABAP | Federally-Regulated Consumer Product | Non-Weatherized, Non-Condensin | 2179 | 278 |  | 11/21/2023 | 86625 | 211873437 | 12/05/2023
Rheem Sales Company, Inc. | Thermal Zone | TZ80DZ1V050A3NABAP | Federally-Regulated Consumer Product | Non-Weatherized, Non-Condensin | 2163 | 277 |  | 11/21/2023 | 51119 | 210728250 | 12/05/2023
Rheem Sales Company, Inc. | Thermal Zone | TZ80DZ2V075C5NABAP | Federally-Regulated Consumer Product | Non-Weatherized, Non-Condensin | 2041 | 272 |  | 11/21/2023 | 52592 | 211873433 | 12/05/2023
Rheem Sales Company, Inc. | Thermal Zone | TZ80DZ2V050A3NABAP | Federally-Regulated Consumer Product | Non-Weatherized, Non-Condensin | 1250 | 237 |  | 11/21/2023 | 34844 | 211873426 | 12/05/2023
Rheem Sales Company, Inc. | Thermal Zone | TZ80DZ1V075B4NABAP | Federally-Regulated Consumer Product | Non-Weatherized, Non-Condensin | 1680 | 255 |  | 11/21/2023 | 76001 | 210728254 | 12/05/2023
Rheem Sales Company, Inc. | Thermal Zone | TZ80UH1T050B4NANAS | Federally-Regulated Consumer Product | Non-Weatherized, Non-Condensin | 1517 | 249 |  | 11/21/2023 | 50545 | 211873419 | 12/05/2023
Rheem Sales Company, Inc. | Thermal Zone | RGEAZR030AJT06UNA | Federally-Regulated Consumer Product | Weatherized Non-Condensing Gas | 1125 | 248 |  | 11/21/2023 | 60094 | 208698827 | 12/05/2023
Rheem Sales Company, Inc. | Thermal Zone | RGEA14030AJT04UAA | Federally-Regulated Consumer Product | Weatherized Non-Condensing Gas | 1189 | 251 |  | 11/21/2023 | 39887 | 205965597 | 12/05/2023
Rheem Sales Company, Inc. | Thermal Zone | TZ80DZ2V075B4NABAP | Federally-Regulated Consumer Product | Non-Weatherized, Non-Condensin | 1628 | 254 |  | 11/21/2023 | 52707 | 211873431 | 12/05/2023
Rheem Sales Company, Inc. | Thermal Zone | RGEAZR024AJT04UNA | Federally-Regulated Consumer Product | Weatherized Non-Condensing Gas | 1181 | 251 |  | 11/21/2023 | 40068 | 208698819 | 12/05/2023
Rheem Sales Company, Inc. | Thermal Zone | TZ80DZ1V075C5NABAP | Federally-Regulated Consumer Product | Non-Weatherized, Non-Condensin | 2163 | 277 |  | 11/21/2023 | 75029 | 210728257 | 12/05/2023
Rheem Sales Company, Inc. | Thermal Zone | RGEAZR030AJT04UNA | Federally-Regulated Consumer Product | Weatherized Non-Condensing Gas | 1189 | 251 |  | 11/21/2023 | 39887 | 208698824 | 12/05/2023
Rheem Sales Company, Inc. | Thermal Zone | RGEAZR048AJT08UNA | Federally-Regulated Consumer Product | Weatherized Non-Condensing Gas | 2026 | 288 |  | 11/21/2023 | 80019 | 208698839 | 12/05/2023
Rheem Sales Company, Inc. | Thermal Zone | RGEAZR036AJT08UNA | Federally-Regulated Consumer Product | Weatherized Non-Condensing Gas | 1382 | 260 |  | 12/05/2023 | 80891 | 208698832 | 12/05/2023
Rheem Sales Company, Inc. | Thermal Zone | TZ80UH1T050B4UA | Federally-Regulated Consumer Product | Non-Weatherized, Non-Condensin | 1502 | 248 |  | 12/05/2023 | 50342 | 208486686 | 12/05/2023
Rheem Sales Company, Inc. | Thermal Zone | RGEAZR060AJT10UNA | Federally-Regulated Consumer Product | Weatherized Non-Condensing Gas | 1911 | 283 |  | 12/05/2023 | 99261 | 208698845 | 12/05/2023
Rheem Sales Company, Inc. | Thermal Zone | RGEAZR042AJT08UNA | Federally-Regulated Consumer Product | Weatherized Non-Condensing Gas | 1635 | 271 |  | 12/05/2023 | 80943 | 208698836 | 12/05/2023
Rheem Sales Company, Inc. | Thermal Zone | TZ80DZ1V100C5NABAP | Federally-Regulated Consumer Product | Non-Weatherized, Non-Condensin | 2095 | 257 |  | 12/05/2023 | 100302 | 210728260 | 12/05/2023
Rheem Sales Company, Inc. | Thermal Zone | RGEAZR024AJT06UNA | Federally-Regulated Consumer Product | Weatherized Non-Condensing Gas | 1236 | 253 |  | 12/05/2023 | 61566 | 208698821 | 12/05/2023
Rheem Sales Company, Inc. | Thermal Zone | TZ80UH1T100C5UA | Federally-Regulated Consumer Product | Non-Weatherized, Non-Condensin | 2096 | 274 |  | 12/05/2023 | 100583 | 208486690 | 12/05/2023
Rheem Sales Company, Inc. | Thermal Zone | TZ80DZ2V100C5NABAP | Federally-Regulated Consumer Product | Non-Weatherized, Non-Condensin | 2120 | 275 |  | 12/05/2023 | 69817 | 211873435 | 12/05/2023
Rheem Sales Company, Inc. | Thermal Zone | RGEAZR048AJT10UNA | Federally-Regulated Consumer Product | Weatherized Non-Condensing Gas | 1832 | 280 |  | 12/05/2023 | 100370 | 208698841 | 12/05/2023
Rheem Sales Company, Inc. | Thermal Zone | TZ80DZ1V125D5NABAP | Federally-Regulated Consumer Product | Non-Weatherized, Non-Condensin | 2075 | 273 |  | 12/05/2023 | 124289 | 210728263 | 12/05/2023
Rheem Sales Company, Inc. | Thermal Zone | TZ80UH1V050B4NABAP | Federally-Regulated Consumer Product | Non-Weatherized, Non-Condensin | 1682 | 256 |  | 12/05/2023 | 50501 | 211873421 | 12/05/2023
Rheem Sales Company, Inc. | Thermal Zone | TZ80UH1T070B4UA | Federally-Regulated Consumer Product | Non-Weatherized, Non-Condensin | 1823 | 262 |  | 12/05/2023 | 70109 | 208486688 | 12/05/2023
Rheem Sales Company, Inc. | Thermal Zone | RGEAZR036AJT06UNA | Federally-Regulated Consumer Product | Weatherized Non-Condensing Gas | 1434 | 262 |  | 12/05/2023 | 60723 | 208698830 | 12/05/2023
Rheem Sales Company, Inc. | Thermal Zone | RGEA14036AJT06UAA | Federally-Regulated Consumer Product | Weatherized Non-Condensing Gas | 1434 | 262 |  | 12/05/2023 | 60723 | 205965599 | 12/05/2023
Rheem Sales Company, Inc. | Thermal Zone | TZ80UH2V050B4NABAP | Federally-Regulated Consumer Product | Non-Weatherized, Non-Condensin | 1712 | 257 |  | 12/05/2023 | 34534 | 211873429 | 12/05/2023
Rheem Sales Company, Inc. | Thermal Zone | TZ80DZ2V125D5NABAP | Federally-Regulated Consumer Product | Non-Weatherized, Non-Condensin | 2179 | 278 |  | 11/21/2023 | 86625 | 211873437 | 12/05/2023
Rheem Sales Company, Inc. | Thermal Zone | TZ80DZ1V050A3NABAP | Federally-Regulated Consumer Product | Non-Weatherized, Non-Condensin | 2163 | 277 |  | 12/05/2023 | 51119 | 210728250 | 12/05/2023
Rheem Sales Company, Inc. | Thermal Zone | TZ80DZ2V075C5NABAP | Federally-Regulated Consumer Product | Non-Weatherized, Non-Condensin | 2041 | 272 |  | 12/05/2023 | 52592 | 211873433 | 12/05/2023
Rheem Sales Company, Inc. | Thermal Zone | TZ80DZ2V050A3NABAP | Federally-Regulated Consumer Product | Non-Weatherized, Non-Condensin | 1250 | 237 |  | 12/05/2023 | 34844 | 211873426 | 12/05/2023
Rheem Sales Company, Inc. | Thermal Zone | TZ80DZ1V075B4NABAP | Federally-Regulated Consumer Product | Non-Weatherized, Non-Condensin | 1680 | 255 |  | 12/05/2023 | 76001 | 210728254 | 12/05/2023
Rheem Sales Company, Inc. | Thermal Zone | TZ80UH1T050B4NANAS | Federally-Regulated Consumer Product | Non-Weatherized, Non-Condensin | 1517 | 249 |  | 11/21/2023 | 50545 | 211873419 | 12/05/2023
Rheem Sales Company, Inc. | Thermal Zone | RGEAZR030AJT06UNA | Federally-Regulated Consumer Product | Weatherized Non-Condensing Gas | 1125 | 248 |  | 12/05/2023 | 60094 | 208698827 | 12/05/2023
Rheem Sales Company, Inc. | Thermal Zone | RGEA14030AJT04UAA | Federally-Regulated Consumer Product | Weatherized Non-Condensing Gas | 1189 | 251 |  | 12/05/2023 | 39887 | 205965597 | 12/05/2023
Rheem Sales Company, Inc. | Thermal Zone | TZ80DZ2V075B4NABAP | Federally-Regulated Consumer Product | Non-Weatherized, Non-Condensin | 1628 | 254 |  | 11/21/2023 | 52707 | 211873431 | 12/05/2023
Rheem Sales Company, Inc. | Thermal Zone | RGEAZR024AJT04UNA | Federally-Regulated Consumer Product | Weatherized Non-Condensing Gas | 1181 | 251 |  | 12/05/2023 | 40068 | 208698819 | 12/05/2023
Rheem Sales Company, Inc. | Thermal Zone | TZ80DZ1V075C5NABAP | Federally-Regulated Consumer Product | Non-Weatherized, Non-Condensin | 2163 | 277 |  | 12/05/2023 | 75029 | 210728257 | 12/05/2023
Rheem Sales Company, Inc. | Thermal Zone | RGEAZR030AJT04UNA | Federally-Regulated Consumer Product | Weatherized Non-Condensing Gas | 1189 | 251 |  | 12/05/2023 | 39887 | 208698824 | 12/05/2023
Rheem Sales Company, Inc. | Thermal Zone | RGEAZR048AJT08UNA | Federally-Regulated Consumer Product | Weatherized Non-Condensing Gas | 2026 | 288 |  | 12/05/2023 | 80019 | 208698839 | 12/05/2023
Rheem Sales Company, Inc. | Weatherking | RGEAZR024AJT06UNA | Federally-Regulated Consumer Product | Weatherized Non-Condensing Gas | 1236 | 253 |  | 11/21/2023 | 61566 | 208676477 | 12/05/2023
Rheem Sales Company, Inc. | Weatherking | RGEAZR048AJT08UNA | Federally-Regulated Consumer Product | Weatherized Non-Condensing Gas | 2026 | 288 |  | 11/21/2023 | 80023 | 208676557 | 12/05/2023
Rheem Sales Company, Inc. | Weatherking | RGEAZR060AJT10UNA | Federally-Regulated Consumer Product | Weatherized Non-Condensing Gas | 1911 | 283 |  | 11/21/2023 | 99261 | 208676582 | 12/05/2023
Rheem Sales Company, Inc. | Weatherking | RGEAZR036AJT08UNA | Federally-Regulated Consumer Product | Weatherized Non-Condensing Gas | 1382 | 260 |  | 11/21/2023 | 80891 | 208676527 | 12/05/2023
Rheem Sales Company, Inc. | Weatherking | W802W0755A21DZNBAS | Federally-Regulated Consumer Product | Non-Weatherized, Non-Condensin | 2041 | 272 |  | 11/21/2023 | 52592 | 211774740 | 12/05/2023
Rheem Sales Company, Inc. | Weatherking | W802W0503A14DZNBAS | Federally-Regulated Consumer Product | Non-Weatherized, Non-Condensin | 1250 | 237 |  | 11/21/2023 | 34844 | 211871335 | 12/05/2023
Rheem Sales Company, Inc. | Weatherking | RGEAZR048AJT10UNA | Federally-Regulated Consumer Product | Weatherized Non-Condensing Gas | 1832 | 280 |  | 11/21/2023 | 100370 | 208676567 | 12/05/2023
Rheem Sales Company, Inc. | Weatherking | RGEAZR024AJT04UNA | Federally-Regulated Consumer Product | Weatherized Non-Condensing Gas | 1181 | 251 |  | 11/21/2023 | 40068 | 208676467 | 12/05/2023
Rheem Sales Company, Inc. | Weatherking | W801T0704A17UHU | Federally-Regulated Consumer Product | Non-Weatherized, Non-Condensin | 1823 | 262 |  | 11/21/2023 | 70109 | 208430294 | 12/05/2023
Rheem Sales Company, Inc. | Weatherking | RGEAZR030AJT06UNA | Federally-Regulated Consumer Product | Weatherized Non-Condensing Gas | 1125 | 248 |  | 11/21/2023 | 60094 | 208676502 | 12/05/2023
Rheem Sales Company, Inc. | Weatherking | RGEAZR042AJT08UNA | Federally-Regulated Consumer Product | Weatherized Non-Condensing Gas | 1635 | 271 |  | 11/21/2023 | 80943 | 208676542 | 12/05/2023
Rheem Sales Company, Inc. | Weatherking | RGEAZR030AJT04UNA | Federally-Regulated Consumer Product | Weatherized Non-Condensing Gas | 1189 | 251 |  | 11/21/2023 | 39887 | 208676492 | 12/05/2023
Rheem Sales Company, Inc. | Weatherking | W801W0504A17UHNBAS | Federally-Regulated Consumer Product | Non-Weatherized, Non-Condensin | 1682 | 256 |  | 11/21/2023 | 50501 | 211774709 | 12/05/2023
Rheem Sales Company, Inc. | Weatherking | W802W0754A17DZNBAS | Federally-Regulated Consumer Product | Non-Weatherized, Non-Condensin | 1628 | 254 |  | 11/21/2023 | 52707 | 211774738 | 12/05/2023
Rheem Sales Company, Inc. | Weatherking | W802W0504A17UHNBAS | Federally-Regulated Consumer Product | Non-Weatherized, Non-Condensin | 1712 | 257 |  | 11/21/2023 | 34534 | 211871337 | 12/05/2023
Rheem Sales Company, Inc. | Weatherking | W801T0504A17UHNNAS | Federally-Regulated Consumer Product | Non-Weatherized, Non-Condensin | 1517 | 249 |  | 11/21/2023 | 50545 | 211806583 | 12/05/2023
Rheem Sales Company, Inc. | Weatherking | W802W1255A24DZNBAS | Federally-Regulated Consumer Product | Non-Weatherized, Non-Condensin | 2179 | 278 |  | 11/21/2023 | 86625 | 211806385 | 12/05/2023
Rheem Sales Company, Inc. | Weatherking | RGEAZR036AJT06UNA | Federally-Regulated Consumer Product | Weatherized Non-Condensing Gas | 1434 | 262 |  | 11/21/2023 | 60723 | 208676517 | 12/05/2023
Rheem Sales Company, Inc. | Weatherking | W802W1005A21DZNBAS | Federally-Regulated Consumer Product | Non-Weatherized, Non-Condensin | 2120 | 275 |  | 11/21/2023 | 69817 | 211871339 | 12/05/2023
Rheem Sales Company, Inc. | Sure | S802V0503A14DZNBAP | Federally-Regulated Consumer Product | Non-Weatherized, Non-Condensin | 1250 | 237 |  | 11/21/2023 | 34844 | 211806595 | 12/05/2023
Rheem Sales Company, Inc. | Sure | S801V1255A24DZNBAP | Federally-Regulated Consumer Product | Non-Weatherized, Non-Condensin | 2075 | 273 |  | 11/21/2023 | 124289 | 210646665 | 12/05/2023
Rheem Sales Company, Inc. | Sure | RGEAZR030AJT06UNA | Federally-Regulated Consumer Product | Weatherized Non-Condensing Gas | 1125 | 248 |  | 11/21/2023 | 60094 | 208676501 | 12/05/2023
Rheem Sales Company, Inc. | Sure | S801T0504A17UHNNAS | Federally-Regulated Consumer Product | Non-Weatherized, Non-Condensin | 1517 | 249 |  | 11/21/2023 | 50545 | 211806582 | 12/05/2023
Rheem Sales Company, Inc. | Sure | S801V0504A17UHNBAP | Federally-Regulated Consumer Product | Non-Weatherized, Non-Condensin | 1682 | 256 |  | 11/21/2023 | 50501 | 211774697 | 12/05/2023
Rheem Sales Company, Inc. | Sure | S802V1005A21DZNBAP | Federally-Regulated Consumer Product | Non-Weatherized, Non-Condensin | 2120 | 275 |  | 11/21/2023 | 69817 | 211806610 | 12/05/2023
Rheem Sales Company, Inc. | Sure | RGEAZR036AJT06UNA | Federally-Regulated Consumer Product | Weatherized Non-Condensing Gas | 1434 | 262 |  | 11/21/2023 | 60723 | 208676516 | 12/05/2023
Rheem Sales Company, Inc. | Sure | RGEAZR048AJT08UNA | Federally-Regulated Consumer Product | Weatherized Non-Condensing Gas | 2026 | 288 |  | 11/21/2023 | 80022 | 208676556 | 12/05/2023
Rheem Sales Company, Inc. | Sure | RGEAZR030AJT04UNA | Federally-Regulated Consumer Product | Weatherized Non-Condensing Gas | 1189 | 251 |  | 11/21/2023 | 39887 | 208676491 | 12/05/2023
Rheem Sales Company, Inc. | Sure | RGEAZR024AJT06UNA | Federally-Regulated Consumer Product | Weatherized Non-Condensing Gas | 1236 | 253 |  | 11/21/2023 | 61566 | 208676476 | 12/05/2023
Rheem Sales Company, Inc. | Sure | S801T0704A17UHU | Federally-Regulated Consumer Product | Non-Weatherized, Non-Condensin | 1823 | 262 |  | 11/21/2023 | 70109 | 208430282 | 12/05/2023
Rheem Sales Company, Inc. | Sure | S802V0755A21DZNBAP | Federally-Regulated Consumer Product | Non-Weatherized, Non-Condensin | 2041 | 272 |  | 11/21/2023 | 52592 | 211774722 | 12/05/2023
Rheem Sales Company, Inc. | Sure | S801V0503A14DZNBAP | Federally-Regulated Consumer Product | Non-Weatherized, Non-Condensin | 2163 | 277 |  | 11/21/2023 | 51119 | 210641916 | 12/05/2023
Rheem Sales Company, Inc. | Sure | S802V0504A17UHNBAP | Federally-Regulated Consumer Product | Non-Weatherized, Non-Condensin | 1712 | 257 |  | 11/21/2023 | 34534 | 211806602 | 12/05/2023
Rheem Sales Company, Inc. | Sure | S802V1255A24DZNBAP | Federally-Regulated Consumer Product | Non-Weatherized, Non-Condensin | 2179 | 278 |  | 11/21/2023 | 86625 | 211774731 | 12/05/2023
Rheem Sales Company, Inc. | Sure | RGEAZR048AJT10UNA | Federally-Regulated Consumer Product | Weatherized Non-Condensing Gas | 1832 | 280 |  | 11/21/2023 | 100370 | 208676566 | 12/05/2023
Rheem Sales Company, Inc. | Sure | RGEAZR024AJT04UNA | Federally-Regulated Consumer Product | Weatherized Non-Condensing Gas | 1181 | 251 |  | 11/21/2023 | 40068 | 208676466 | 12/05/2023
Rheem Sales Company, Inc. | Sure | S801V0755A21DZNBAP | Federally-Regulated Consumer Product | Non-Weatherized, Non-Condensin | 2163 | 277 |  | 11/21/2023 | 75029 | 210646675 | 12/05/2023
Rheem Sales Company, Inc. | Sure | S801V0754A17DZNBAP | Federally-Regulated Consumer Product | Non-Weatherized, Non-Condensin | 1680 | 255 |  | 11/21/2023 | 76001 | 210646684 | 12/05/2023
Rheem Sales Company, Inc. | Sure | S801V1005A21DZNBAP | Federally-Regulated Consumer Product | Non-Weatherized, Non-Condensin | 2095 | 257 |  | 11/21/2023 | 100302 | 210646660 | 12/05/2023
Rheem Sales Company, Inc. | Sure | S802V0754A17DZNBAP | Federally-Regulated Consumer Product | Non-Weatherized, Non-Condensin | 1628 | 254 |  | 11/21/2023 | 52707 | 211774713 | 12/05/2023
Rheem Sales Company, Inc. | Sure | RGEA14030AJT04UAA | Federally-Regulated Consumer Product | Weatherized Non-Condensing Gas | 1189 | 251 |  | 11/21/2023 | 39887 | 205965542 | 12/05/2023
Rheem Sales Company, Inc. | Sure | RGEAZR036AJT08UNA | Federally-Regulated Consumer Product | Weatherized Non-Condensing Gas | 1382 | 260 |  | 11/21/2023 | 80891 | 208676526 | 12/05/2023
Rheem Sales Company, Inc. | Sure | RGEAZR060AJT10UNA | Federally-Regulated Consumer Product | Weatherized Non-Condensing Gas | 1911 | 283 |  | 11/21/2023 | 99261 | 208676581 | 12/05/2023
Rheem Sales Company, Inc. | Sure | RGEAZR042AJT08UNA | Federally-Regulated Consumer Product | Weatherized Non-Condensing Gas | 1635 | 271 |  | 11/21/2023 | 80943 | 208676541 | 12/05/2023
Rheem Sales Company, Inc. | Fujitsu | FF80TV512524DZNCAAP | Federally-Regulated Consumer Product | Non-Weatherized, Non-Condensin | 2179 | 278 |  | 11/21/2023 | 86625 | 211873320 | 12/05/2023
Rheem Sales Company, Inc. | Fujitsu | FF80SV407517DZNCAAP | Federally-Regulated Consumer Product | Non-Weatherized, Non-Condensin | 1680 | 255 |  | 11/21/2023 | 76001 | 210727882 | 12/05/2023
Rheem Sales Company, Inc. | Fujitsu | FF80ST407017UHUNA | Federally-Regulated Consumer Product | Non-Weatherized, Non-Condensin | 1823 | 262 |  | 11/30/2023 | 70109 | 208486670 | 12/05/2023
Rheem Sales Company, Inc. | Fujitsu | FF80ST405017UHNNAAS | Federally-Regulated Consumer Product | Non-Weatherized, Non-Condensin | 1517 | 249 |  | 11/21/2023 | 50545 | 211873303 | 12/05/2023
Rheem Sales Company, Inc. | Fujitsu | FF80SV512524DZNCAAP | Federally-Regulated Consumer Product | Non-Weatherized, Non-Condensin | 2075 | 273 |  | 11/21/2023 | 124289 | 210727892 | 12/05/2023
Rheem Sales Company, Inc. | Fujitsu | FF80TV407517DZNCAAP | Federally-Regulated Consumer Product | Non-Weatherized, Non-Condensin | 1628 | 254 |  | 11/21/2023 | 52707 | 211873314 | 12/05/2023
Rheem Sales Company, Inc. | Fujitsu | RGEAZR036AJT08UNA | Federally-Regulated Consumer Product | Weatherized Non-Condensing Gas | 1382 | 260 |  | 11/21/2023 | 80891 | 208699012 | 12/05/2023
Rheem Sales Company, Inc. | Fujitsu | FF80TV507521DZNCAAP | Federally-Regulated Consumer Product | Non-Weatherized, Non-Condensin | 2041 | 272 |  | 11/21/2023 | 52592 | 211873316 | 12/05/2023
Rheem Sales Company, Inc. | Fujitsu | RGEAZR042AJT08UNA | Federally-Regulated Consumer Product | Weatherized Non-Condensing Gas | 1635 | 271 |  | 11/21/2023 | 80943 | 208699015 | 12/05/2023
Rheem Sales Company, Inc. | Fujitsu | RGEAZR030AJT04UNA | Federally-Regulated Consumer Product | Weatherized Non-Condensing Gas | 1189 | 251 |  | 11/21/2023 | 39887 | 208699005 | 12/05/2023
Rheem Sales Company, Inc. | Fujitsu | RGEAZR060AJT10UNA | Federally-Regulated Consumer Product | Weatherized Non-Condensing Gas | 1911 | 283 |  | 11/21/2023 | 99261 | 208699023 | 12/05/2023
Rheem Sales Company, Inc. | Fujitsu | RGEAZR048AJT08UNA | Federally-Regulated Consumer Product | Weatherized Non-Condensing Gas | 2026 | 288 |  | 11/21/2023 | 80019 | 208699018 | 12/05/2023
Rheem Sales Company, Inc. | Fujitsu | FF80ST510021UHUNA | Federally-Regulated Consumer Product | Non-Weatherized, Non-Condensin | 2096 | 274 |  | 11/30/2023 | 100583 | 208486672 | 12/05/2023
Rheem Sales Company, Inc. | Fujitsu | FF80SV510021DZNCAAP | Federally-Regulated Consumer Product | Non-Weatherized, Non-Condensin | 2095 | 257 |  | 11/21/2023 | 100302 | 210727889 | 12/05/2023
Rheem Sales Company, Inc. | Fujitsu | FF80TV305014DZNCAAP | Federally-Regulated Consumer Product | Non-Weatherized, Non-Condensin | 1250 | 237 |  | 11/21/2023 | 34844 | 211873310 | 12/05/2023
Rheem Sales Company, Inc. | Fujitsu | RGEAZR024AJT06UNA | Federally-Regulated Consumer Product | Weatherized Non-Condensing Gas | 1236 | 253 |  | 11/21/2023 | 61566 | 208699002 | 12/05/2023
Rheem Sales Company, Inc. | Fujitsu | FF80ST405017UHUNA | Federally-Regulated Consumer Product | Non-Weatherized, Non-Condensin | 1502 | 248 |  | 11/30/2023 | 50342 | 208486668 | 12/05/2023
Rheem Sales Company, Inc. | Fujitsu | RGEA14036AJT06UAA | Federally-Regulated Consumer Product | Weatherized Non-Condensing Gas | 1434 | 262 |  | 11/21/2023 | 60723 | 205965579 | 12/05/2023
Rheem Sales Company, Inc. | Fujitsu | FF80SV305014DZNCAAP | Federally-Regulated Consumer Product | Non-Weatherized, Non-Condensin | 2163 | 277 |  | 11/21/2023 | 51119 | 210727879 | 12/05/2023
Rheem Sales Company, Inc. | Fujitsu | FF80TV405017UHNCAAP | Federally-Regulated Consumer Product | Non-Weatherized, Non-Condensin | 1712 | 257 |  | 11/21/2023 | 34534 | 211873312 | 12/05/2023
Rheem Sales Company, Inc. | Fujitsu | FF80TV510021DZNCAAP | Federally-Regulated Consumer Product | Non-Weatherized, Non-Condensin | 2120 | 275 |  | 11/21/2023 | 69817 | 211873318 | 12/05/2023
Rheem Sales Company, Inc. | Fujitsu | RGEAZR036AJT06UNA | Federally-Regulated Consumer Product | Weatherized Non-Condensing Gas | 1434 | 262 |  | 11/21/2023 | 60723 | 208699010 | 12/05/2023
Rheem Sales Company, Inc. | Fujitsu | FF80SV507521DZNCAAP | Federally-Regulated Consumer Product | Non-Weatherized, Non-Condensin | 2163 | 277 |  | 11/21/2023 | 75029 | 210727885 | 12/05/2023
Rheem Sales Company, Inc. | Fujitsu | RGEAZR030AJT06UNA | Federally-Regulated Consumer Product | Weatherized Non-Condensing Gas | 1125 | 248 |  | 11/21/2023 | 60094 | 208699007 | 12/05/2023
Rheem Sales Company, Inc. | Fujitsu | RGEA14030AJT04UAA | Federally-Regulated Consumer Product | Weatherized Non-Condensing Gas | 1189 | 251 |  | 11/21/2023 | 39887 | 205965577 | 12/05/2023
Rheem Sales Company, Inc. | Fujitsu | RGEAZR048AJT10UNA | Federally-Regulated Consumer Product | Weatherized Non-Condensing Gas | 1832 | 280 |  | 11/21/2023 | 100370 | 208699020 | 12/05/2023
Rheem Sales Company, Inc. | Fujitsu | RGEAZR024AJT04UNA | Federally-Regulated Consumer Product | Weatherized Non-Condensing Gas | 1181 | 251 |  | 11/21/2023 | 40068 | 208699000 | 12/05/2023
Rheem Sales Company, Inc. | Fujitsu | FF80SV405017UHNCAAP | Federally-Regulated Consumer Product | Non-Weatherized, Non-Condensin | 1682 | 256 |  | 11/21/2023 | 50501 | 211873305 | 12/05/2023
Rheem Sales Company, Inc. | DURASTAR | DR80DZAW0501314NAB | Federally-Regulated Consumer Product | Non-Weatherized, Non-Condensin | 2163 | 277 |  | 11/21/2023 | 51119 | 210727806 | 12/05/2023
Rheem Sales Company, Inc. | DURASTAR | DR80DZAW1001521NAB | Federally-Regulated Consumer Product | Non-Weatherized, Non-Condensin | 2095 | 257 |  | 11/21/2023 | 100302 | 210727810 | 12/05/2023
Rheem Sales Company, Inc. | DURASTAR | DR80UHAT0501417U | Federally-Regulated Consumer Product | Non-Weatherized, Non-Condensin | 1502 | 248 |  | 11/30/2023 | 50342 | 208486662 | 12/05/2023
Rheem Sales Company, Inc. | DURASTAR | DR80UHAW0501417NAB | Federally-Regulated Consumer Product | Non-Weatherized, Non-Condensin | 1682 | 256 |  | 11/21/2023 | 50501 | 211873038 | 12/05/2023
Rheem Sales Company, Inc. | DURASTAR | DR80UHAT0701417U | Federally-Regulated Consumer Product | Non-Weatherized, Non-Condensin | 1823 | 262 |  | 11/30/2023 | 70109 | 208486664 | 12/05/2023
Rheem Sales Company, Inc. | DURASTAR | DR80DZAW0751417NAB | Federally-Regulated Consumer Product | Non-Weatherized, Non-Condensin | 1680 | 255 |  | 11/21/2023 | 76001 | 210802618 | 12/05/2023
Rheem Sales Company, Inc. | DURASTAR | DR80DZAW0751521NAB | Federally-Regulated Consumer Product | Non-Weatherized, Non-Condensin | 2163 | 277 |  | 11/21/2023 | 75029 | 210727808 | 12/05/2023
Rheem Sales Company, Inc. | DURASTAR | DR80DZAW1002521NAB | Federally-Regulated Consumer Product | Non-Weatherized, Non-Condensin | 2120 | 275 |  | 11/21/2023 | 69817 | 211873049 | 12/05/2023
Rheem Sales Company, Inc. | DURASTAR | DR80UHAT1001521U | Federally-Regulated Consumer Product | Non-Weatherized, Non-Condensin | 2096 | 274 |  | 11/30/2023 | 100583 | 208486666 | 12/05/2023
Rheem Sales Company, Inc. | DURASTAR | DR80DZAW0502314NAB | Federally-Regulated Consumer Product | Non-Weatherized, Non-Condensin | 1250 | 237 |  | 11/21/2023 | 34844 | 211873040 | 12/05/2023
Rheem Sales Company, Inc. | DURASTAR | DR80DZAW0752417NAB | Federally-Regulated Consumer Product | Non-Weatherized, Non-Condensin | 1628 | 254 |  | 11/21/2023 | 52707 | 211873045 | 12/05/2023
Rheem Sales Company, Inc. | DURASTAR | DR80DZAW0752521NAB | Federally-Regulated Consumer Product | Non-Weatherized, Non-Condensin | 2041 | 272 |  | 11/21/2023 | 52592 | 211873047 | 12/05/2023
Rheem Sales Company, Inc. | DURASTAR | DR80UHAW0502417NAB | Federally-Regulated Consumer Product | Non-Weatherized, Non-Condensin | 1712 | 257 |  | 11/21/2023 | 34534 | 211873042 | 12/05/2023
Rheem Sales Company, Inc. | DURASTAR | DR80DZAW1252524NAB | Federally-Regulated Consumer Product | Non-Weatherized, Non-Condensin | 2179 | 278 |  | 11/21/2023 | 86625 | 211873051 | 12/05/2023
Rheem Sales Company, Inc. | DURASTAR | DR80DZAW1251524NAB | Federally-Regulated Consumer Product | Non-Weatherized, Non-Condensin | 2075 | 273 |  | 11/21/2023 | 124289 | 210727812 | 12/05/2023
Rheem Sales Company, Inc. | DURASTAR | DR80UHAT0501417NAN | Federally-Regulated Consumer Product | Non-Weatherized, Non-Condensin | 1517 | 249 |  | 11/21/2023 | 50545 | 211873036 | 12/05/2023
Rheem Sales Company, Inc. | Rheem | RGEAZR048AJT08UNA | Federally-Regulated Consumer Product | Weatherized Non-Condensing Gas | 2026 | 288 |  | 11/21/2023 | 80019 | 208676553 | 12/05/2023
Rheem Sales Company, Inc. | Rheem | R801T1005A21UHU | Federally-Regulated Consumer Product | Non-Weatherized, Non-Condensin | 2096 | 274 |  | 11/30/2023 | 100583 | 208430272 | 12/05/2023
Rheem Sales Company, Inc. | Rheem | R801V0504A17UHNCAP | Federally-Regulated Consumer Product | Non-Weatherized, Non-Condensin | 1682 | 256 |  | 11/21/2023 | 50501 | 211774698 | 12/05/2023
Rheem Sales Company, Inc. | Rheem | RGEAZR036AJT06UNA | Federally-Regulated Consumer Product | Weatherized Non-Condensing Gas | 1434 | 262 |  | 11/21/2023 | 60723 | 208676513 | 12/05/2023
Rheem Sales Company, Inc. | Rheem | RGEAZR036AJT08UNA | Federally-Regulated Consumer Product | Weatherized Non-Condensing Gas | 1382 | 260 |  | 11/21/2023 | 80891 | 208676523 | 12/05/2023
Rheem Sales Company, Inc. | Rheem | R801T0504A17UHU | Federally-Regulated Consumer Product | Non-Weatherized, Non-Condensin | 1502 | 248 |  | 11/30/2023 | 50342 | 208430268 | 12/05/2023
Rheem Sales Company, Inc. | Rheem | R801V0754A17DZNCAP | Federally-Regulated Consumer Product | Non-Weatherized, Non-Condensin | 1680 | 255 |  | 11/21/2023 | 76001 | 210646680 | 12/05/2023
Rheem Sales Company, Inc. | Rheem | RGEA14030AJT04UAA | Federally-Regulated Consumer Product | Weatherized Non-Condensing Gas | 1189 | 251 |  | 11/21/2023 | 39887 | 205963370 | 12/05/2023
Rheem Sales Company, Inc. | Rheem | RGEAZR048AJT10UNA | Federally-Regulated Consumer Product | Weatherized Non-Condensing Gas | 1832 | 280 |  | 11/21/2023 | 100370 | 208676563 | 12/05/2023
Rheem Sales Company, Inc. | Rheem | RGEAZR024AJT04UNA | Federally-Regulated Consumer Product | Weatherized Non-Condensing Gas | 1181 | 251 |  | 11/21/2023 | 40068 | 208676463 | 12/05/2023
Rheem Sales Company, Inc. | Rheem | R801V0503A14DZNCAP | Federally-Regulated Consumer Product | Non-Weatherized, Non-Condensin | 2163 | 277 |  | 11/21/2023 | 51119 | 210641913 | 12/05/2023
Rheem Sales Company, Inc. | Rheem | RGEAZR024AJT06UNA | Federally-Regulated Consumer Product | Weatherized Non-Condensing Gas | 1236 | 253 |  | 11/21/2023 | 61566 | 208676473 | 12/05/2023
Rheem Sales Company, Inc. | Rheem | R802V0504A17UHNCAP | Federally-Regulated Consumer Product | Non-Weatherized, Non-Condensin | 1712 | 257 |  | 11/21/2023 | 34534 | 211806603 | 12/05/2023
Rheem Sales Company, Inc. | Rheem | R802V0503A14DZNCAP | Federally-Regulated Consumer Product | Non-Weatherized, Non-Condensin | 1250 | 237 |  | 11/21/2023 | 34844 | 211806596 | 12/05/2023
Rheem Sales Company, Inc. | Rheem | RGEAZR060AJT10UNA | Federally-Regulated Consumer Product | Weatherized Non-Condensing Gas | 1911 | 283 |  | 11/21/2023 | 99261 | 208676578 | 12/05/2023
Rheem Sales Company, Inc. | Rheem | R801T0504A17UHNNAS | Federally-Regulated Consumer Product | Non-Weatherized, Non-Condensin | 1517 | 249 |  | 11/21/2023 | 50545 | 211806579 | 12/05/2023
Rheem Sales Company, Inc. | Rheem | R801T0704A17UHU | Federally-Regulated Consumer Product | Non-Weatherized, Non-Condensin | 1823 | 262 |  | 11/30/2023 | 70109 | 208430270 | 12/05/2023
Rheem Sales Company, Inc. | Rheem | R801V0755A21DZNCAP | Federally-Regulated Consumer Product | Non-Weatherized, Non-Condensin | 2163 | 277 |  | 11/21/2023 | 75029 | 210646673 | 12/05/2023
Rheem Sales Company, Inc. | Rheem | R801V1255A24DZNCAP | Federally-Regulated Consumer Product | Non-Weatherized, Non-Condensin | 2075 | 273 |  | 11/21/2023 | 124289 | 210646663 | 12/05/2023
Rheem Sales Company, Inc. | Rheem | R802V0755A21DZNCAP | Federally-Regulated Consumer Product | Non-Weatherized, Non-Condensin | 2041 | 272 |  | 11/21/2023 | 52592 | 211774723 | 12/05/2023
Rheem Sales Company, Inc. | Rheem | R801V1005A21DZNCAP | Federally-Regulated Consumer Product | Non-Weatherized, Non-Condensin | 2095 | 257 |  | 11/21/2023 | 100302 | 210646658 | 12/05/2023
Rheem Sales Company, Inc. | Rheem | RGEAZR030AJT06UNA | Federally-Regulated Consumer Product | Weatherized Non-Condensing Gas | 1125 | 248 |  | 11/21/2023 | 60094 | 208676498 | 12/05/2023
Rheem Sales Company, Inc. | Rheem | R802V1005A21DZNCAP | Federally-Regulated Consumer Product | Non-Weatherized, Non-Condensin | 2120 | 275 |  | 11/21/2023 | 69817 | 211806611 | 12/05/2023
Rheem Sales Company, Inc. | Rheem | RGEAZR030AJT04UNA | Federally-Regulated Consumer Product | Weatherized Non-Condensing Gas | 1189 | 251 |  | 11/21/2023 | 39887 | 208676488 | 12/05/2023
Rheem Sales Company, Inc. | Rheem | R802V1255A24DZNCAP | Federally-Regulated Consumer Product | Non-Weatherized, Non-Condensin | 2179 | 278 |  | 11/21/2023 | 86625 | 211774732 | 12/05/2023
Rheem Sales Company, Inc. | Rheem | RGEAZR042AJT08UNA | Federally-Regulated Consumer Product | Weatherized Non-Condensing Gas | 1635 | 271 |  | 11/21/2023 | 80943 | 208676538 | 12/05/2023
Rheem Sales Company, Inc. | Rheem | RGEA14036AJT06UAA | Federally-Regulated Consumer Product | Weatherized Non-Condensing Gas | 1434 | 262 |  | 11/21/2023 | 60723 | 205962901 | 12/05/2023
Rheem Sales Company, Inc. | Rheem | R802V0754A17DZNCAP | Federally-Regulated Consumer Product | Non-Weatherized, Non-Condensin | 1628 | 254 |  | 11/21/2023 | 52707 | 211774714 | 12/05/2023
Rheem Sales Company, Inc. | Weatherking | RGEAZR024AJT06UNA | Federally-Regulated Consumer Product | Weatherized Non-Condensing Gas | 1236 | 253 |  | 12/05/2023 | 61566 | 208676477 | 12/05/2023
Rheem Sales Company, Inc. | Weatherking | RGEAZR048AJT08UNA | Federally-Regulated Consumer Product | Weatherized Non-Condensing Gas | 2026 | 288 |  | 12/05/2023 | 80023 | 208676557 | 12/05/2023
Rheem Sales Company, Inc. | Weatherking | RGEAZR060AJT10UNA | Federally-Regulated Consumer Product | Weatherized Non-Condensing Gas | 1911 | 283 |  | 12/05/2023 | 99261 | 208676582 | 12/05/2023
Rheem Sales Company, Inc. | Weatherking | RGEAZR036AJT08UNA | Federally-Regulated Consumer Product | Weatherized Non-Condensing Gas | 1382 | 260 |  | 12/05/2023 | 80891 | 208676527 | 12/05/2023
Rheem Sales Company, Inc. | Weatherking | W802W0755A21DZNBAS | Federally-Regulated Consumer Product | Non-Weatherized, Non-Condensin | 2041 | 272 |  | 12/05/2023 | 52592 | 211774740 | 12/05/2023
Rheem Sales Company, Inc. | Weatherking | W802W0503A14DZNBAS | Federally-Regulated Consumer Product | Non-Weatherized, Non-Condensin | 1250 | 237 |  | 12/05/2023 | 34844 | 211871335 | 12/05/2023
Rheem Sales Company, Inc. | Weatherking | RGEAZR048AJT10UNA | Federally-Regulated Consumer Product | Weatherized Non-Condensing Gas | 1832 | 280 |  | 12/05/2023 | 100370 | 208676567 | 12/05/2023
Rheem Sales Company, Inc. | Weatherking | RGEAZR024AJT04UNA | Federally-Regulated Consumer Product | Weatherized Non-Condensing Gas | 1181 | 251 |  | 12/05/2023 | 40068 | 208676467 | 12/05/2023
Rheem Sales Company, Inc. | Weatherking | W801T0704A17UHU | Federally-Regulated Consumer Product | Non-Weatherized, Non-Condensin | 1823 | 262 |  | 12/05/2023 | 70109 | 208430294 | 12/05/2023
Rheem Sales Company, Inc. | Weatherking | RGEAZR030AJT06UNA | Federally-Regulated Consumer Product | Weatherized Non-Condensing Gas | 1125 | 248 |  | 12/05/2023 | 60094 | 208676502 | 12/05/2023
Rheem Sales Company, Inc. | Weatherking | RGEAZR042AJT08UNA | Federally-Regulated Consumer Product | Weatherized Non-Condensing Gas | 1635 | 271 |  | 12/05/2023 | 80943 | 208676542 | 12/05/2023
Rheem Sales Company, Inc. | Weatherking | RGEAZR030AJT04UNA | Federally-Regulated Consumer Product | Weatherized Non-Condensing Gas | 1189 | 251 |  | 12/05/2023 | 39887 | 208676492 | 12/05/2023
Rheem Sales Company, Inc. | Weatherking | W801W0504A17UHNBAS | Federally-Regulated Consumer Product | Non-Weatherized, Non-Condensin | 1682 | 256 |  | 12/05/2023 | 50501 | 211774709 | 12/05/2023
Rheem Sales Company, Inc. | Weatherking | W802W0754A17DZNBAS | Federally-Regulated Consumer Product | Non-Weatherized, Non-Condensin | 1628 | 254 |  | 12/05/2023 | 52707 | 211774738 | 12/05/2023
Rheem Sales Company, Inc. | Weatherking | W802W0504A17UHNBAS | Federally-Regulated Consumer Product | Non-Weatherized, Non-Condensin | 1712 | 257 |  | 12/05/2023 | 34534 | 211871337 | 12/05/2023
Rheem Sales Company, Inc. | Weatherking | W801T0504A17UHNNAS | Federally-Regulated Consumer Product | Non-Weatherized, Non-Condensin | 1517 | 249 |  | 12/05/2023 | 50545 | 211806583 | 12/05/2023
Rheem Sales Company, Inc. | Weatherking | W802W1255A24DZNBAS | Federally-Regulated Consumer Product | Non-Weatherized, Non-Condensin | 2179 | 278 |  | 12/05/2023 | 86625 | 211806385 | 12/05/2023
Rheem Sales Company, Inc. | Weatherking | RGEAZR036AJT06UNA | Federally-Regulated Consumer Product | Weatherized Non-Condensing Gas | 1434 | 262 |  | 12/05/2023 | 60723 | 208676517 | 12/05/2023
Rheem Sales Company, Inc. | Weatherking | W802W1005A21DZNBAS | Federally-Regulated Consumer Product | Non-Weatherized, Non-Condensin | 2120 | 275 |  | 12/05/2023 | 69817 | 211871339 | 12/05/2023
Rheem Sales Company, Inc. | Friedrich | FR802V0754A17DZNCAP | Federally-Regulated Consumer Product | Non-Weatherized, Non-Condensin | 1628 | 254 |  | 11/21/2023 | 52707 | 213112785 | 12/05/2023
Rheem Sales Company, Inc. | Friedrich | FR801V0504A17UHNCAP | Federally-Regulated Consumer Product | Non-Weatherized, Non-Condensin | 1682 | 256 |  | 11/21/2023 | 50501 | 213112784 | 12/05/2023
Rheem Sales Company, Inc. | Friedrich | FR802V0504A17UHNCAP | Federally-Regulated Consumer Product | Non-Weatherized, Non-Condensin | 1712 | 257 |  | 11/21/2023 | 34534 | 213112796 | 12/05/2023
Rheem Sales Company, Inc. | Friedrich | FR802V0755A21DZNCAP | Federally-Regulated Consumer Product | Non-Weatherized, Non-Condensin | 2041 | 272 |  | 11/21/2023 | 52592 | 213112786 | 12/05/2023
Rheem Sales Company, Inc. | Friedrich | FR801T0504A17UHNNAP | Federally-Regulated Consumer Product | Non-Weatherized, Non-Condensin | 1517 | 249 |  | 11/21/2023 | 50545 | 213112793 | 12/05/2023
Rheem Sales Company, Inc. | Friedrich | FR801T0704A17UHU | Federally-Regulated Consumer Product | Non-Weatherized, Non-Condensin | 1823 | 262 |  | 11/21/2023 | 70109 | 213112732 | 12/05/2023
Rheem Sales Company, Inc. | Friedrich | FR802V0503A14DZNCAP | Federally-Regulated Consumer Product | Non-Weatherized, Non-Condensin | 1250 | 237 |  | 11/21/2023 | 34844 | 213112795 | 12/05/2023
Rheem Sales Company, Inc. | Friedrich | FR802V1255A24DZNCAP | Federally-Regulated Consumer Product | Non-Weatherized, Non-Condensin | 2179 | 278 |  | 11/21/2023 | 86625 | 213112787 | 12/05/2023
Rheem Sales Company, Inc. | Friedrich | FR802V1005A21DZNCAP | Federally-Regulated Consumer Product | Non-Weatherized, Non-Condensin | 2120 | 275 |  | 11/21/2023 | 69817 | 213112797 | 12/05/2023
Rheem Sales Company, Inc. | Sure | S802V0503A14DZNBAP | Federally-Regulated Consumer Product | Non-Weatherized, Non-Condensin | 1250 | 237 |  | 12/05/2023 | 34844 | 211806595 | 12/05/2023
Rheem Sales Company, Inc. | Sure | S801V1255A24DZNBAP | Federally-Regulated Consumer Product | Non-Weatherized, Non-Condensin | 2075 | 273 |  | 12/05/2023 | 124289 | 210646665 | 12/05/2023
Rheem Sales Company, Inc. | Sure | RGEAZR030AJT06UNA | Federally-Regulated Consumer Product | Weatherized Non-Condensing Gas | 1125 | 248 |  | 11/21/2023 | 60094 | 208676501 | 12/05/2023
Rheem Sales Company, Inc. | Sure | S801T0504A17UHNNAS | Federally-Regulated Consumer Product | Non-Weatherized, Non-Condensin | 1517 | 249 |  | 12/05/2023 | 50545 | 211806582 | 12/05/2023
Rheem Sales Company, Inc. | Sure | S801V0504A17UHNBAP | Federally-Regulated Consumer Product | Non-Weatherized, Non-Condensin | 1682 | 256 |  | 12/05/2023 | 50501 | 211774697 | 12/05/2023
Rheem Sales Company, Inc. | Sure | S802V1005A21DZNBAP | Federally-Regulated Consumer Product | Non-Weatherized, Non-Condensin | 2120 | 275 |  | 11/21/2023 | 69817 | 211806610 | 12/05/2023
Rheem Sales Company, Inc. | Sure | RGEAZR036AJT06UNA | Federally-Regulated Consumer Product | Weatherized Non-Condensing Gas | 1434 | 262 |  | 12/05/2023 | 60723 | 208676516 | 12/05/2023
Rheem Sales Company, Inc. | Sure | RGEAZR048AJT08UNA | Federally-Regulated Consumer Product | Weatherized Non-Condensing Gas | 2026 | 288 |  | 12/05/2023 | 80022 | 208676556 | 12/05/2023
Rheem Sales Company, Inc. | Sure | RGEAZR030AJT04UNA | Federally-Regulated Consumer Product | Weatherized Non-Condensing Gas | 1189 | 251 |  | 12/05/2023 | 39887 | 208676491 | 12/05/2023
Rheem Sales Company, Inc. | Sure | RGEAZR024AJT06UNA | Federally-Regulated Consumer Product | Weatherized Non-Condensing Gas | 1236 | 253 |  | 12/05/2023 | 61566 | 208676476 | 12/05/2023
Rheem Sales Company, Inc. | Sure | S801T0704A17UHU | Federally-Regulated Consumer Product | Non-Weatherized, Non-Condensin | 1823 | 262 |  | 11/21/2023 | 70109 | 208430282 | 12/05/2023
Rheem Sales Company, Inc. | Sure | S802V0755A21DZNBAP | Federally-Regulated Consumer Product | Non-Weatherized, Non-Condensin | 2041 | 272 |  | 11/21/2023 | 52592 | 211774722 | 12/05/2023
Rheem Sales Company, Inc. | Sure | S801V0503A14DZNBAP | Federally-Regulated Consumer Product | Non-Weatherized, Non-Condensin | 2163 | 277 |  | 12/05/2023 | 51119 | 210641916 | 12/05/2023
Rheem Sales Company, Inc. | Sure | S802V0504A17UHNBAP | Federally-Regulated Consumer Product | Non-Weatherized, Non-Condensin | 1712 | 257 |  | 12/05/2023 | 34534 | 211806602 | 12/05/2023
Rheem Sales Company, Inc. | Sure | S802V1255A24DZNBAP | Federally-Regulated Consumer Product | Non-Weatherized, Non-Condensin | 2179 | 278 |  | 12/05/2023 | 86625 | 211774731 | 12/05/2023
Rheem Sales Company, Inc. | Sure | RGEAZR048AJT10UNA | Federally-Regulated Consumer Product | Weatherized Non-Condensing Gas | 1832 | 280 |  | 12/05/2023 | 100370 | 208676566 | 12/05/2023
Rheem Sales Company, Inc. | Sure | RGEAZR024AJT04UNA | Federally-Regulated Consumer Product | Weatherized Non-Condensing Gas | 1181 | 251 |  | 12/05/2023 | 40068 | 208676466 | 12/05/2023
Rheem Sales Company, Inc. | Sure | S801V0755A21DZNBAP | Federally-Regulated Consumer Product | Non-Weatherized, Non-Condensin | 2163 | 277 |  | 12/05/2023 | 75029 | 210646675 | 12/05/2023
Rheem Sales Company, Inc. | Sure | S801V0754A17DZNBAP | Federally-Regulated Consumer Product | Non-Weatherized, Non-Condensin | 1680 | 255 |  | 12/05/2023 | 76001 | 210646684 | 12/05/2023
Rheem Sales Company, Inc. | Sure | S801V1005A21DZNBAP | Federally-Regulated Consumer Product | Non-Weatherized, Non-Condensin | 2095 | 257 |  | 12/05/2023 | 100302 | 210646660 | 12/05/2023
Rheem Sales Company, Inc. | Sure | S802V0754A17DZNBAP | Federally-Regulated Consumer Product | Non-Weatherized, Non-Condensin | 1628 | 254 |  | 12/05/2023 | 52707 | 211774713 | 12/05/2023
Rheem Sales Company, Inc. | Sure | RGEA14030AJT04UAA | Federally-Regulated Consumer Product | Weatherized Non-Condensing Gas | 1189 | 251 |  | 12/05/2023 | 39887 | 205965542 | 12/05/2023
Rheem Sales Company, Inc. | Sure | RGEAZR036AJT08UNA | Federally-Regulated Consumer Product | Weatherized Non-Condensing Gas | 1382 | 260 |  | 11/21/2023 | 80891 | 208676526 | 12/05/2023
Rheem Sales Company, Inc. | Sure | RGEAZR060AJT10UNA | Federally-Regulated Consumer Product | Weatherized Non-Condensing Gas | 1911 | 283 |  | 11/21/2023 | 99261 | 208676581 | 12/05/2023
Rheem Sales Company, Inc. | Sure | RGEAZR042AJT08UNA | Federally-Regulated Consumer Product | Weatherized Non-Condensing Gas | 1635 | 271 |  | 12/05/2023 | 80943 | 208676541 | 12/05/2023
Rheem Sales Company, Inc. | Fujitsu | FF80TV512524DZNCAAP | Federally-Regulated Consumer Product | Non-Weatherized, Non-Condensin | 2179 | 278 |  | 12/05/2023 | 86625 | 211873320 | 12/05/2023
Rheem Sales Company, Inc. | Fujitsu | FF80SV407517DZNCAAP | Federally-Regulated Consumer Product | Non-Weatherized, Non-Condensin | 1680 | 255 |  | 12/05/2023 | 76001 | 210727882 | 12/05/2023
Rheem Sales Company, Inc. | Fujitsu | FF80ST407017UHUNA | Federally-Regulated Consumer Product | Non-Weatherized, Non-Condensin | 1823 | 262 |  | 12/05/2023 | 70109 | 208486670 | 12/05/2023
Rheem Sales Company, Inc. | Fujitsu | FF80ST405017UHNNAAS | Federally-Regulated Consumer Product | Non-Weatherized, Non-Condensin | 1517 | 249 |  | 12/05/2023 | 50545 | 211873303 | 12/05/2023
Rheem Sales Company, Inc. | Fujitsu | FF80SV512524DZNCAAP | Federally-Regulated Consumer Product | Non-Weatherized, Non-Condensin | 2075 | 273 |  | 12/05/2023 | 124289 | 210727892 | 12/05/2023
Rheem Sales Company, Inc. | Fujitsu | FF80TV407517DZNCAAP | Federally-Regulated Consumer Product | Non-Weatherized, Non-Condensin | 1628 | 254 |  | 12/05/2023 | 52707 | 211873314 | 12/05/2023
Rheem Sales Company, Inc. | Fujitsu | RGEAZR036AJT08UNA | Federally-Regulated Consumer Product | Weatherized Non-Condensing Gas | 1382 | 260 |  | 12/05/2023 | 80891 | 208699012 | 12/05/2023
Rheem Sales Company, Inc. | Fujitsu | FF80TV507521DZNCAAP | Federally-Regulated Consumer Product | Non-Weatherized, Non-Condensin | 2041 | 272 |  | 12/05/2023 | 52592 | 211873316 | 12/05/2023
Rheem Sales Company, Inc. | Fujitsu | RGEAZR042AJT08UNA | Federally-Regulated Consumer Product | Weatherized Non-Condensing Gas | 1635 | 271 |  | 12/05/2023 | 80943 | 208699015 | 12/05/2023
Rheem Sales Company, Inc. | Fujitsu | RGEAZR030AJT04UNA | Federally-Regulated Consumer Product | Weatherized Non-Condensing Gas | 1189 | 251 |  | 12/05/2023 | 39887 | 208699005 | 12/05/2023
Rheem Sales Company, Inc. | Fujitsu | RGEAZR060AJT10UNA | Federally-Regulated Consumer Product | Weatherized Non-Condensing Gas | 1911 | 283 |  | 12/05/2023 | 99261 | 208699023 | 12/05/2023
Rheem Sales Company, Inc. | Fujitsu | RGEAZR048AJT08UNA | Federally-Regulated Consumer Product | Weatherized Non-Condensing Gas | 2026 | 288 |  | 12/05/2023 | 80019 | 208699018 | 12/05/2023
Rheem Sales Company, Inc. | Fujitsu | FF80ST510021UHUNA | Federally-Regulated Consumer Product | Non-Weatherized, Non-Condensin | 2096 | 274 |  | 12/05/2023 | 100583 | 208486672 | 12/05/2023
Rheem Sales Company, Inc. | Fujitsu | FF80SV510021DZNCAAP | Federally-Regulated Consumer Product | Non-Weatherized, Non-Condensin | 2095 | 257 |  | 12/05/2023 | 100302 | 210727889 | 12/05/2023
Rheem Sales Company, Inc. | Fujitsu | FF80TV305014DZNCAAP | Federally-Regulated Consumer Product | Non-Weatherized, Non-Condensin | 1250 | 237 |  | 12/05/2023 | 34844 | 211873310 | 12/05/2023
Rheem Sales Company, Inc. | Fujitsu | RGEAZR024AJT06UNA | Federally-Regulated Consumer Product | Weatherized Non-Condensing Gas | 1236 | 253 |  | 12/05/2023 | 61566 | 208699002 | 12/05/2023
Rheem Sales Company, Inc. | Fujitsu | FF80ST405017UHUNA | Federally-Regulated Consumer Product | Non-Weatherized, Non-Condensin | 1502 | 248 |  | 12/05/2023 | 50342 | 208486668 | 12/05/2023
Rheem Sales Company, Inc. | Fujitsu | RGEA14036AJT06UAA | Federally-Regulated Consumer Product | Weatherized Non-Condensing Gas | 1434 | 262 |  | 12/05/2023 | 60723 | 205965579 | 12/05/2023
Rheem Sales Company, Inc. | Fujitsu | FF80SV305014DZNCAAP | Federally-Regulated Consumer Product | Non-Weatherized, Non-Condensin | 2163 | 277 |  | 12/05/2023 | 51119 | 210727879 | 12/05/2023
Rheem Sales Company, Inc. | Fujitsu | FF80TV405017UHNCAAP | Federally-Regulated Consumer Product | Non-Weatherized, Non-Condensin | 1712 | 257 |  | 12/05/2023 | 34534 | 211873312 | 12/05/2023
Rheem Sales Company, Inc. | Fujitsu | FF80TV510021DZNCAAP | Federally-Regulated Consumer Product | Non-Weatherized, Non-Condensin | 2120 | 275 |  | 12/05/2023 | 69817 | 211873318 | 12/05/2023
Rheem Sales Company, Inc. | Fujitsu | RGEAZR036AJT06UNA | Federally-Regulated Consumer Product | Weatherized Non-Condensing Gas | 1434 | 262 |  | 12/05/2023 | 60723 | 208699010 | 12/05/2023
Rheem Sales Company, Inc. | Fujitsu | FF80SV507521DZNCAAP | Federally-Regulated Consumer Product | Non-Weatherized, Non-Condensin | 2163 | 277 |  | 12/05/2023 | 75029 | 210727885 | 12/05/2023
Rheem Sales Company, Inc. | Fujitsu | RGEAZR030AJT06UNA | Federally-Regulated Consumer Product | Weatherized Non-Condensing Gas | 1125 | 248 |  | 12/05/2023 | 60094 | 208699007 | 12/05/2023
Rheem Sales Company, Inc. | Fujitsu | RGEA14030AJT04UAA | Federally-Regulated Consumer Product | Weatherized Non-Condensing Gas | 1189 | 251 |  | 11/21/2023 | 39887 | 205965577 | 12/05/2023
Rheem Sales Company, Inc. | Fujitsu | RGEAZR048AJT10UNA | Federally-Regulated Consumer Product | Weatherized Non-Condensing Gas | 1832 | 280 |  | 12/05/2023 | 100370 | 208699020 | 12/05/2023
Rheem Sales Company, Inc. | Fujitsu | RGEAZR024AJT04UNA | Federally-Regulated Consumer Product | Weatherized Non-Condensing Gas | 1181 | 251 |  | 12/05/2023 | 40068 | 208699000 | 12/05/2023
Rheem Sales Company, Inc. | Fujitsu | FF80SV405017UHNCAAP | Federally-Regulated Consumer Product | Non-Weatherized, Non-Condensin | 1682 | 256 |  | 12/05/2023 | 50501 | 211873305 | 12/05/2023
Rheem Sales Company, Inc. | DURASTAR | DR80DZAW0501314NAB | Federally-Regulated Consumer Product | Non-Weatherized, Non-Condensin | 2163 | 277 |  | 12/05/2023 | 51119 | 210727806 | 12/05/2023
Rheem Sales Company, Inc. | DURASTAR | DR80DZAW1001521NAB | Federally-Regulated Consumer Product | Non-Weatherized, Non-Condensin | 2095 | 257 |  | 12/05/2023 | 100302 | 210727810 | 12/05/2023
Rheem Sales Company, Inc. | DURASTAR | DR80UHAT0501417U | Federally-Regulated Consumer Product | Non-Weatherized, Non-Condensin | 1502 | 248 |  | 12/05/2023 | 50342 | 208486662 | 12/05/2023
Rheem Sales Company, Inc. | DURASTAR | DR80UHAW0501417NAB | Federally-Regulated Consumer Product | Non-Weatherized, Non-Condensin | 1682 | 256 |  | 12/05/2023 | 50501 | 211873038 | 12/05/2023
Rheem Sales Company, Inc. | DURASTAR | DR80UHAT0701417U | Federally-Regulated Consumer Product | Non-Weatherized, Non-Condensin | 1823 | 262 |  | 12/05/2023 | 70109 | 208486664 | 12/05/2023
Rheem Sales Company, Inc. | DURASTAR | DR80DZAW0751417NAB | Federally-Regulated Consumer Product | Non-Weatherized, Non-Condensin | 1680 | 255 |  | 12/05/2023 | 76001 | 210802618 | 12/05/2023
Rheem Sales Company, Inc. | DURASTAR | DR80DZAW0751521NAB | Federally-Regulated Consumer Product | Non-Weatherized, Non-Condensin | 2163 | 277 |  | 12/05/2023 | 75029 | 210727808 | 12/05/2023
Rheem Sales Company, Inc. | DURASTAR | DR80DZAW1002521NAB | Federally-Regulated Consumer Product | Non-Weatherized, Non-Condensin | 2120 | 275 |  | 12/05/2023 | 69817 | 211873049 | 12/05/2023
Rheem Sales Company, Inc. | DURASTAR | DR80UHAT1001521U | Federally-Regulated Consumer Product | Non-Weatherized, Non-Condensin | 2096 | 274 |  | 12/05/2023 | 100583 | 208486666 | 12/05/2023
Rheem Sales Company, Inc. | DURASTAR | DR80DZAW0502314NAB | Federally-Regulated Consumer Product | Non-Weatherized, Non-Condensin | 1250 | 237 |  | 12/05/2023 | 34844 | 211873040 | 12/05/2023
Rheem Sales Company, Inc. | DURASTAR | DR80DZAW0752417NAB | Federally-Regulated Consumer Product | Non-Weatherized, Non-Condensin | 1628 | 254 |  | 12/05/2023 | 52707 | 211873045 | 12/05/2023
Rheem Sales Company, Inc. | DURASTAR | DR80DZAW0752521NAB | Federally-Regulated Consumer Product | Non-Weatherized, Non-Condensin | 2041 | 272 |  | 12/05/2023 | 52592 | 211873047 | 12/05/2023
Rheem Sales Company, Inc. | DURASTAR | DR80UHAW0502417NAB | Federally-Regulated Consumer Product | Non-Weatherized, Non-Condensin | 1712 | 257 |  | 12/05/2023 | 34534 | 211873042 | 12/05/2023
Rheem Sales Company, Inc. | DURASTAR | DR80DZAW1252524NAB | Federally-Regulated Consumer Product | Non-Weatherized, Non-Condensin | 2179 | 278 |  | 12/05/2023 | 86625 | 211873051 | 12/05/2023
Rheem Sales Company, Inc. | DURASTAR | DR80DZAW1251524NAB | Federally-Regulated Consumer Product | Non-Weatherized, Non-Condensin | 2075 | 273 |  | 12/05/2023 | 124289 | 210727812 | 12/05/2023
Rheem Sales Company, Inc. | DURASTAR | DR80UHAT0501417NAN | Federally-Regulated Consumer Product | Non-Weatherized, Non-Condensin | 1517 | 249 |  | 12/05/2023 | 50545 | 211873036 | 12/05/2023
Rheem Sales Company, Inc. | Rheem | RGEAZR048AJT08UNA | Federally-Regulated Consumer Product | Weatherized Non-Condensing Gas | 2026 | 288 |  | 12/05/2023 | 80019 | 208676553 | 12/05/2023
Rheem Sales Company, Inc. | Rheem | R801T1005A21UHU | Federally-Regulated Consumer Product | Non-Weatherized, Non-Condensin | 2096 | 274 |  | 12/05/2023 | 100583 | 208430272 | 12/05/2023
Rheem Sales Company, Inc. | Rheem | R801V0504A17UHNCAP | Federally-Regulated Consumer Product | Non-Weatherized, Non-Condensin | 1682 | 256 |  | 12/05/2023 | 50501 | 211774698 | 12/05/2023
Rheem Sales Company, Inc. | Rheem | RGEAZR036AJT06UNA | Federally-Regulated Consumer Product | Weatherized Non-Condensing Gas | 1434 | 262 |  | 12/05/2023 | 60723 | 208676513 | 12/05/2023
Rheem Sales Company, Inc. | Rheem | RGEAZR036AJT08UNA | Federally-Regulated Consumer Product | Weatherized Non-Condensing Gas | 1382 | 260 |  | 12/05/2023 | 80891 | 208676523 | 12/05/2023
Rheem Sales Company, Inc. | Rheem | R801T0504A17UHU | Federally-Regulated Consumer Product | Non-Weatherized, Non-Condensin | 1502 | 248 |  | 12/05/2023 | 50342 | 208430268 | 12/05/2023
Rheem Sales Company, Inc. | Rheem | R801V0754A17DZNCAP | Federally-Regulated Consumer Product | Non-Weatherized, Non-Condensin | 1680 | 255 |  | 12/05/2023 | 76001 | 210646680 | 12/05/2023
Rheem Sales Company, Inc. | Rheem | RGEA14030AJT04UAA | Federally-Regulated Consumer Product | Weatherized Non-Condensing Gas | 1189 | 251 |  | 12/05/2023 | 39887 | 205963370 | 12/05/2023
Rheem Sales Company, Inc. | Rheem | RGEAZR048AJT10UNA | Federally-Regulated Consumer Product | Weatherized Non-Condensing Gas | 1832 | 280 |  | 12/05/2023 | 100370 | 208676563 | 12/05/2023
Rheem Sales Company, Inc. | Rheem | RGEAZR024AJT04UNA | Federally-Regulated Consumer Product | Weatherized Non-Condensing Gas | 1181 | 251 |  | 12/05/2023 | 40068 | 208676463 | 12/05/2023
Rheem Sales Company, Inc. | Rheem | R801V0503A14DZNCAP | Federally-Regulated Consumer Product | Non-Weatherized, Non-Condensin | 2163 | 277 |  | 12/05/2023 | 51119 | 210641913 | 12/05/2023
Rheem Sales Company, Inc. | Rheem | RGEAZR024AJT06UNA | Federally-Regulated Consumer Product | Weatherized Non-Condensing Gas | 1236 | 253 |  | 12/05/2023 | 61566 | 208676473 | 12/05/2023
Rheem Sales Company, Inc. | Rheem | R802V0504A17UHNCAP | Federally-Regulated Consumer Product | Non-Weatherized, Non-Condensin | 1712 | 257 |  | 12/05/2023 | 34534 | 211806603 | 12/05/2023
Rheem Sales Company, Inc. | Rheem | R802V0503A14DZNCAP | Federally-Regulated Consumer Product | Non-Weatherized, Non-Condensin | 1250 | 237 |  | 12/05/2023 | 34844 | 211806596 | 12/05/2023
Rheem Sales Company, Inc. | Rheem | RGEAZR060AJT10UNA | Federally-Regulated Consumer Product | Weatherized Non-Condensing Gas | 1911 | 283 |  | 12/05/2023 | 99261 | 208676578 | 12/05/2023
Rheem Sales Company, Inc. | Rheem | R801T0504A17UHNNAS | Federally-Regulated Consumer Product | Non-Weatherized, Non-Condensin | 1517 | 249 |  | 12/05/2023 | 50545 | 211806579 | 12/05/2023
Rheem Sales Company, Inc. | Rheem | R801T0704A17UHU | Federally-Regulated Consumer Product | Non-Weatherized, Non-Condensin | 1823 | 262 |  | 12/05/2023 | 70109 | 208430270 | 12/05/2023
Rheem Sales Company, Inc. | Rheem | R801V0755A21DZNCAP | Federally-Regulated Consumer Product | Non-Weatherized, Non-Condensin | 2163 | 277 |  | 12/05/2023 | 75029 | 210646673 | 12/05/2023
Rheem Sales Company, Inc. | Rheem | R801V1255A24DZNCAP | Federally-Regulated Consumer Product | Non-Weatherized, Non-Condensin | 2075 | 273 |  | 12/05/2023 | 124289 | 210646663 | 12/05/2023
Rheem Sales Company, Inc. | Rheem | R802V0755A21DZNCAP | Federally-Regulated Consumer Product | Non-Weatherized, Non-Condensin | 2041 | 272 |  | 12/05/2023 | 52592 | 211774723 | 12/05/2023
Rheem Sales Company, Inc. | Rheem | R801V1005A21DZNCAP | Federally-Regulated Consumer Product | Non-Weatherized, Non-Condensin | 2095 | 257 |  | 12/05/2023 | 100302 | 210646658 | 12/05/2023
Rheem Sales Company, Inc. | Rheem | RGEAZR030AJT06UNA | Federally-Regulated Consumer Product | Weatherized Non-Condensing Gas | 1125 | 248 |  | 12/05/2023 | 60094 | 208676498 | 12/05/2023
Rheem Sales Company, Inc. | Rheem | R802V1005A21DZNCAP | Federally-Regulated Consumer Product | Non-Weatherized, Non-Condensin | 2120 | 275 |  | 12/05/2023 | 69817 | 211806611 | 12/05/2023
Rheem Sales Company, Inc. | Rheem | RGEAZR030AJT04UNA | Federally-Regulated Consumer Product | Weatherized Non-Condensing Gas | 1189 | 251 |  | 12/05/2023 | 39887 | 208676488 | 12/05/2023
Rheem Sales Company, Inc. | Rheem | R802V1255A24DZNCAP | Federally-Regulated Consumer Product | Non-Weatherized, Non-Condensin | 2179 | 278 |  | 12/05/2023 | 86625 | 211774732 | 12/05/2023
Rheem Sales Company, Inc. | Rheem | RGEAZR042AJT08UNA | Federally-Regulated Consumer Product | Weatherized Non-Condensing Gas | 1635 | 271 |  | 12/05/2023 | 80943 | 208676538 | 12/05/2023
Rheem Sales Company, Inc. | Rheem | RGEA14036AJT06UAA | Federally-Regulated Consumer Product | Weatherized Non-Condensing Gas | 1434 | 262 |  | 12/05/2023 | 60723 | 205962901 | 12/05/2023
Rheem Sales Company, Inc. | Rheem | R802V0754A17DZNCAP | Federally-Regulated Consumer Product | Non-Weatherized, Non-Condensin | 1628 | 254 |  | 12/05/2023 | 52707 | 211774714 | 12/05/2023
Rheem Sales Company, Inc. | Friedrich | FR802V0754A17DZNCAP | Federally-Regulated Consumer Product | Non-Weatherized, Non-Condensin | 1628 | 254 |  | 11/21/2023 | 52707 | 213112785 | 12/05/2023
Rheem Sales Company, Inc. | Friedrich | FR801V0504A17UHNCAP | Federally-Regulated Consumer Product | Non-Weatherized, Non-Condensin | 1682 | 256 |  | 12/05/2023 | 50501 | 213112784 | 12/05/2023
Rheem Sales Company, Inc. | Friedrich | FR802V0504A17UHNCAP | Federally-Regulated Consumer Product | Non-Weatherized, Non-Condensin | 1712 | 257 |  | 11/21/2023 | 34534 | 213112796 | 12/05/2023
Rheem Sales Company, Inc. | Friedrich | FR802V0755A21DZNCAP | Federally-Regulated Consumer Product | Non-Weatherized, Non-Condensin | 2041 | 272 |  | 11/21/2023 | 52592 | 213112786 | 12/05/2023
Rheem Sales Company, Inc. | Friedrich | FR801T0504A17UHNNAP | Federally-Regulated Consumer Product | Non-Weatherized, Non-Condensin | 1517 | 249 |  | 12/05/2023 | 50545 | 213112793 | 12/05/2023
Rheem Sales Company, Inc. | Friedrich | FR801T0704A17UHU | Federally-Regulated Consumer Product | Non-Weatherized, Non-Condensin | 1823 | 262 |  | 12/05/2023 | 70109 | 213112732 | 12/05/2023
Rheem Sales Company, Inc. | Friedrich | FR802V0503A14DZNCAP | Federally-Regulated Consumer Product | Non-Weatherized, Non-Condensin | 1250 | 237 |  | 12/05/2023 | 34844 | 213112795 | 12/05/2023
Rheem Sales Company, Inc. | Friedrich | FR802V1255A24DZNCAP | Federally-Regulated Consumer Product | Non-Weatherized, Non-Condensin | 2179 | 278 |  | 12/05/2023 | 86625 | 213112787 | 12/05/2023
Rheem Sales Company, Inc. | Friedrich | FR802V1005A21DZNCAP | Federally-Regulated Consumer Product | Non-Weatherized, Non-Condensin | 2120 | 275 |  | 11/21/2023 | 69817 | 213112797 | 12/05/2023
Nordyne, LLC | Miller | R8GE-030K070U1 | Federally-Regulated Consumer Product | Weatherized Non-Condensing Gas | 1655 | 264 |  | 05/25/2023 | 69854 | 207338307 | 12/05/2023
Nordyne, LLC | Miller | R8GE-030K072C1 | Federally-Regulated Consumer Product | Weatherized Non-Condensing Gas | 1280 | 255 |  | 05/25/2023 | 71272 | 204040786 | 12/05/2023
Nordyne, LLC | Miller | R8GE-042K100U1 | Federally-Regulated Consumer Product | Weatherized Non-Condensing Gas | 1913 | 275 |  | 05/25/2023 | 100561 | 207338309 | 12/05/2023
Nordyne, LLC | Miller | R8GE-X60K100U1 | Federally-Regulated Consumer Product | Weatherized Non-Condensing Gas | 2041 | 289 |  | 05/25/2023 | 101000 | 207338311 | 12/05/2023
Nordyne, LLC | Miller | R8GE-024K055U1 | Federally-Regulated Consumer Product | Weatherized Non-Condensing Gas | 1304 | 240 |  | 05/25/2023 | 55721 | 207338306 | 12/05/2023
Nordyne, LLC | Miller | R8GE-X60K120C1 | Federally-Regulated Consumer Product | Weatherized Non-Condensing Gas | 2073 | 290 |  | 05/25/2023 | 119379 | 204040798 | 12/05/2023
Nordyne, LLC | Miller | R8GE-036K072C1 | Federally-Regulated Consumer Product | Weatherized Non-Condensing Gas | 1349 | 258 |  | 05/25/2023 | 72437 | 204093431 | 12/05/2023
Nordyne, LLC | Miller | R8GE-048K100U1 | Federally-Regulated Consumer Product | Weatherized Non-Condensing Gas | 1913 | 275 |  | 05/25/2023 | 100561 | 207338310 | 12/05/2023
Nordyne, LLC | Miller | R8GE-X60K096C1 | Federally-Regulated Consumer Product | Weatherized Non-Condensing Gas | 2028 | 288 |  | 05/25/2023 | 94398 | 204093440 | 12/05/2023
Nordyne, LLC | Miller | R8GE-024K072C1 | Federally-Regulated Consumer Product | Weatherized Non-Condensing Gas | 1280 | 255 |  | 05/25/2023 | 71272 | 204040774 | 12/05/2023
Nordyne, LLC | Miller | R8GE-036K070U1 | Federally-Regulated Consumer Product | Weatherized Non-Condensing Gas | 1655 | 264 |  | 05/25/2023 | 69854 | 207338308 | 12/05/2023
Nordyne, LLC | Miller | R8GE-030K070U1 | Federally-Regulated Consumer Product | Weatherized Non-Condensing Gas | 1655 | 264 |  | 12/05/2023 | 69854 | 207338307 | 12/05/2023
Nordyne, LLC | Miller | R8GE-030K072C1 | Federally-Regulated Consumer Product | Weatherized Non-Condensing Gas | 1280 | 255 |  | 12/05/2023 | 71272 | 204040786 | 12/05/2023
Nordyne, LLC | Miller | R8GE-042K100U1 | Federally-Regulated Consumer Product | Weatherized Non-Condensing Gas | 1913 | 275 |  | 12/05/2023 | 100561 | 207338309 | 12/05/2023
Nordyne, LLC | Miller | R8GE-X60K100U1 | Federally-Regulated Consumer Product | Weatherized Non-Condensing Gas | 2041 | 289 |  | 12/05/2023 | 101000 | 207338311 | 12/05/2023
Nordyne, LLC | Miller | R8GE-024K055U1 | Federally-Regulated Consumer Product | Weatherized Non-Condensing Gas | 1304 | 240 |  | 12/05/2023 | 55721 | 207338306 | 12/05/2023
Nordyne, LLC | Miller | R8GE-X60K120C1 | Federally-Regulated Consumer Product | Weatherized Non-Condensing Gas | 2073 | 290 |  | 12/05/2023 | 119379 | 204040798 | 12/05/2023
Nordyne, LLC | Miller | R8GE-036K072C1 | Federally-Regulated Consumer Product | Weatherized Non-Condensing Gas | 1349 | 258 |  | 12/05/2023 | 72437 | 204093431 | 12/05/2023
Nordyne, LLC | Miller | R8GE-048K100U1 | Federally-Regulated Consumer Product | Weatherized Non-Condensing Gas | 1913 | 275 |  | 12/05/2023 | 100561 | 207338310 | 12/05/2023
Nordyne, LLC | Miller | R8GE-X60K096C1 | Federally-Regulated Consumer Product | Weatherized Non-Condensing Gas | 2028 | 288 |  | 12/05/2023 | 94398 | 204093440 | 12/05/2023
Nordyne, LLC | Miller | R8GE-024K072C1 | Federally-Regulated Consumer Product | Weatherized Non-Condensing Gas | 1280 | 255 |  | 12/05/2023 | 71272 | 204040774 | 12/05/2023
Nordyne, LLC | Miller | R8GE-036K070U1 | Federally-Regulated Consumer Product | Weatherized Non-Condensing Gas | 1655 | 264 |  | 12/05/2023 | 69854 | 207338308 | 12/05/2023
Nordyne, LLC | Broan | R8GE-048K100U1 | Federally-Regulated Consumer Product | Weatherized Non-Condensing Gas | 1913 | 275 |  | 05/25/2023 | 100561 | 207338280 | 12/05/2023
Nordyne, LLC | Broan | R8GE-024K055U1 | Federally-Regulated Consumer Product | Weatherized Non-Condensing Gas | 1304 | 240 |  | 05/25/2023 | 55721 | 207338276 | 12/05/2023
Nordyne, LLC | Broan | R8GE-X60K100U1 | Federally-Regulated Consumer Product | Weatherized Non-Condensing Gas | 2041 | 289 |  | 05/25/2023 | 101000 | 207338281 | 12/05/2023
Nordyne, LLC | Broan | R8GE-042K096C1 | Federally-Regulated Consumer Product | Weatherized Non-Condensing Gas | 1540 | 267 |  | 05/25/2023 | 97780 | 204040829 | 12/05/2023
Nordyne, LLC | Broan | R8GE-048K120C1 | Federally-Regulated Consumer Product | Weatherized Non-Condensing Gas | 1991 | 287 |  | 05/25/2023 | 121831 | 204040805 | 12/05/2023
Nordyne, LLC | Broan | R8GE-X60K096C1 | Federally-Regulated Consumer Product | Weatherized Non-Condensing Gas | 2028 | 288 |  | 05/25/2023 | 94398 | 204040804 | 12/05/2023
Nordyne, LLC | Broan | R8GE-042K100U1 | Federally-Regulated Consumer Product | Weatherized Non-Condensing Gas | 1913 | 275 |  | 05/25/2023 | 100561 | 207338279 | 12/05/2023
Nordyne, LLC | Broan | R8GE-X60K120C1 | Federally-Regulated Consumer Product | Weatherized Non-Condensing Gas | 2073 | 290 |  | 05/25/2023 | 119379 | 204040791 | 12/05/2023
Nordyne, LLC | Broan | R8GE-036K070U1 | Federally-Regulated Consumer Product | Weatherized Non-Condensing Gas | 1655 | 264 |  | 05/25/2023 | 69854 | 207338278 | 12/05/2023
Nordyne, LLC | Broan | R8GE-036K072C1 | Federally-Regulated Consumer Product | Weatherized Non-Condensing Gas | 1349 | 258 |  | 05/25/2023 | 72437 | 204040803 | 12/05/2023
Nordyne, LLC | Broan | R8GE-030K072C1 | Federally-Regulated Consumer Product | Weatherized Non-Condensing Gas | 1280 | 255 |  | 05/25/2023 | 71272 | 204040779 | 12/05/2023
Nordyne, LLC | Broan | R8GE-030K070U1 | Federally-Regulated Consumer Product | Weatherized Non-Condensing Gas | 1655 | 264 |  | 05/25/2023 | 69854 | 207338277 | 12/05/2023
Nordyne, LLC | Broan | R8GE-042K072C1 | Federally-Regulated Consumer Product | Weatherized Non-Condensing Gas | 1817 | 279 |  | 12/01/2021 | 72195 | 204040832 | 12/05/2023
Nordyne, LLC | Broan | R8GE-024K072C1 | Federally-Regulated Consumer Product | Weatherized Non-Condensing Gas | 1280 | 255 |  | 05/25/2023 | 71272 | 204040767 | 12/05/2023
Nordyne, LLC | Broan | R8GE-048K096C1 | Federally-Regulated Consumer Product | Weatherized Non-Condensing Gas | 1818 | 279 |  | 05/25/2023 | 95561 | 204040830 | 12/05/2023
Nordyne, LLC | Broan | R8GE-036K096C1 | Federally-Regulated Consumer Product | Weatherized Non-Condensing Gas | 1704 | 274 |  | 05/25/2023 | 97452 | 204040817 | 12/05/2023
Rheem Sales Company, Inc. | RUSSELL | RGEAZR036AJT06UNA | Federally-Regulated Consumer Product | Weatherized Non-Condensing Gas | 1434 | 262 |  | 11/21/2023 | 60723 | 208676515 | 12/05/2023
Rheem Sales Company, Inc. | RUSSELL | S802V0754A17DZNBAP | Federally-Regulated Consumer Product | Non-Weatherized, Non-Condensin | 1628 | 254 |  | 11/21/2023 | 52707 | 211774711 | 12/05/2023
Rheem Sales Company, Inc. | RUSSELL | RGEAZR060AJT10UNA | Federally-Regulated Consumer Product | Weatherized Non-Condensing Gas | 1911 | 283 |  | 11/21/2023 | 99261 | 208676580 | 12/05/2023
Rheem Sales Company, Inc. | RUSSELL | RGEA14036AJT06UAA | Federally-Regulated Consumer Product | Weatherized Non-Condensing Gas | 1434 | 262 |  | 11/21/2023 | 60723 | 205965555 | 12/05/2023
Rheem Sales Company, Inc. | RUSSELL | S801V0504A17UHNBAP | Federally-Regulated Consumer Product | Non-Weatherized, Non-Condensin | 1682 | 256 |  | 11/21/2023 | 50501 | 211774696 | 12/05/2023
Rheem Sales Company, Inc. | RUSSELL | S801T0704A17UHU | Federally-Regulated Consumer Product | Non-Weatherized, Non-Condensin | 1823 | 262 |  | 11/21/2023 | 70109 | 208430288 | 12/05/2023
Rheem Sales Company, Inc. | RUSSELL | RGEAZR024AJT04UNA | Federally-Regulated Consumer Product | Weatherized Non-Condensing Gas | 1181 | 251 |  | 11/21/2023 | 40068 | 208676465 | 12/05/2023
Rheem Sales Company, Inc. | RUSSELL | S802V1255A24DZNBAP | Federally-Regulated Consumer Product | Non-Weatherized, Non-Condensin | 2179 | 278 |  | 11/21/2023 | 86625 | 211774729 | 12/05/2023
Rheem Sales Company, Inc. | RUSSELL | RGEAZR024AJT06UNA | Federally-Regulated Consumer Product | Weatherized Non-Condensing Gas | 1236 | 253 |  | 11/21/2023 | 61566 | 208676475 | 12/05/2023
Rheem Sales Company, Inc. | RUSSELL | RGEAZR030AJT06UNA | Federally-Regulated Consumer Product | Weatherized Non-Condensing Gas | 1125 | 248 |  | 11/21/2023 | 60094 | 208676500 | 12/05/2023
Rheem Sales Company, Inc. | RUSSELL | S801T0504A17UHNNAS | Federally-Regulated Consumer Product | Non-Weatherized, Non-Condensin | 1517 | 249 |  | 11/21/2023 | 50545 | 211806580 | 12/05/2023
Rheem Sales Company, Inc. | RUSSELL | RGEAZR048AJT08UNA | Federally-Regulated Consumer Product | Weatherized Non-Condensing Gas | 2026 | 288 |  | 11/21/2023 | 80021 | 208676555 | 12/05/2023
Rheem Sales Company, Inc. | RUSSELL | RGEAZR048AJT10UNA | Federally-Regulated Consumer Product | Weatherized Non-Condensing Gas | 1832 | 280 |  | 11/21/2023 | 100370 | 208676565 | 12/05/2023
Rheem Sales Company, Inc. | RUSSELL | S802V0755A21DZNBAP | Federally-Regulated Consumer Product | Non-Weatherized, Non-Condensin | 2041 | 272 |  | 11/21/2023 | 52592 | 211774720 | 12/05/2023
Rheem Sales Company, Inc. | RUSSELL | RGEA14030AJT04UAA | Federally-Regulated Consumer Product | Weatherized Non-Condensing Gas | 1189 | 251 |  | 11/21/2023 | 39887 | 205965553 | 12/05/2023
Rheem Sales Company, Inc. | RUSSELL | RGEAZR036AJT08UNA | Federally-Regulated Consumer Product | Weatherized Non-Condensing Gas | 1382 | 260 |  | 11/21/2023 | 80891 | 208676525 | 12/05/2023
Rheem Sales Company, Inc. | RUSSELL | S802V0504A17UHNBAP | Federally-Regulated Consumer Product | Non-Weatherized, Non-Condensin | 1712 | 257 |  | 11/21/2023 | 34534 | 211806601 | 12/05/2023
Rheem Sales Company, Inc. | RUSSELL | S802V1005A21DZNBAP | Federally-Regulated Consumer Product | Non-Weatherized, Non-Condensin | 2120 | 275 |  | 11/21/2023 | 69817 | 211806609 | 12/05/2023
Rheem Sales Company, Inc. | RUSSELL | S802V0503A14DZNBAP | Federally-Regulated Consumer Product | Non-Weatherized, Non-Condensin | 1250 | 237 |  | 11/21/2023 | 34844 | 211806594 | 12/05/2023
Rheem Sales Company, Inc. | RUSSELL | RGEAZR042AJT08UNA | Federally-Regulated Consumer Product | Weatherized Non-Condensing Gas | 1635 | 271 |  | 11/21/2023 | 80943 | 208676540 | 12/05/2023
Rheem Sales Company, Inc. | RUSSELL | RGEAZR030AJT04UNA | Federally-Regulated Consumer Product | Weatherized Non-Condensing Gas | 1189 | 251 |  | 11/21/2023 | 39887 | 208676490 | 12/05/2023
Rheem Sales Company, Inc. | Mainline | RGEAZR030AJT06UNA | Federally-Regulated Consumer Product | Weatherized Non-Condensing Gas | 1125 | 248 |  | 11/21/2023 | 60094 | 208699047 | 12/05/2023
Rheem Sales Company, Inc. | Mainline | MP801T0504A17UHNNAS | Federally-Regulated Consumer Product | Non-Weatherized, Non-Condensin | 1517 | 249 |  | 11/21/2023 | 50545 | 211873353 | 12/05/2023
Rheem Sales Company, Inc. | Mainline | ML802V1255A24DZNBAP | Federally-Regulated Consumer Product | Non-Weatherized, Non-Condensin | 2179 | 278 |  | 11/21/2023 | 86625 | 211873351 | 12/05/2023
Rheem Sales Company, Inc. | Mainline | RGEAZR048AJT10UNA | Federally-Regulated Consumer Product | Weatherized Non-Condensing Gas | 1832 | 280 |  | 11/21/2023 | 100370 | 208699060 | 12/05/2023
Rheem Sales Company, Inc. | Mainline | RGEA14030AJT04UAA | Federally-Regulated Consumer Product | Weatherized Non-Condensing Gas | 1189 | 251 |  | 11/21/2023 | 39887 | 205965587 | 12/05/2023
Rheem Sales Company, Inc. | Mainline | RGEAZR042AJT08UNA | Federally-Regulated Consumer Product | Weatherized Non-Condensing Gas | 1635 | 271 |  | 11/21/2023 | 80943 | 208699055 | 12/05/2023
Rheem Sales Company, Inc. | Mainline | MP802W0755A21DZNBAS | Federally-Regulated Consumer Product | Non-Weatherized, Non-Condensin | 2041 | 272 |  | 11/21/2023 | 52592 | 211873364 | 12/05/2023
Rheem Sales Company, Inc. | Mainline | RGEA14036AJT06UAA | Federally-Regulated Consumer Product | Weatherized Non-Condensing Gas | 1434 | 262 |  | 11/21/2023 | 60723 | 205965589 | 12/05/2023
Rheem Sales Company, Inc. | Mainline | MP801W1005A21DZNBAS | Federally-Regulated Consumer Product | Non-Weatherized, Non-Condensin | 2095 | 257 |  | 11/21/2023 | 100302 | 210727576 | 12/05/2023
Rheem Sales Company, Inc. | Mainline | MP802W0754A17DZNBAS | Federally-Regulated Consumer Product | Non-Weatherized, Non-Condensin | 1628 | 254 |  | 11/21/2023 | 52707 | 211873362 | 12/05/2023
Rheem Sales Company, Inc. | Mainline | ML801V0503A14DZNBAP | Federally-Regulated Consumer Product | Non-Weatherized, Non-Condensin | 2163 | 277 |  | 11/21/2023 | 51119 | 210727585 | 12/05/2023
Rheem Sales Company, Inc. | Mainline | MP801W0504A17UHNBAS | Federally-Regulated Consumer Product | Non-Weatherized, Non-Condensin | 1682 | 256 |  | 11/21/2023 | 50501 | 211873356 | 12/05/2023
Rheem Sales Company, Inc. | Mainline | MP802W1255A24DZNBAS | Federally-Regulated Consumer Product | Non-Weatherized, Non-Condensin | 2179 | 278 |  | 11/21/2023 | 86625 | 211873368 | 12/05/2023
Rheem Sales Company, Inc. | Mainline | ML801T0504A17UHNNAS | Federally-Regulated Consumer Product | Non-Weatherized, Non-Condensin | 1517 | 249 |  | 11/21/2023 | 50545 | 211873334 | 12/05/2023
Rheem Sales Company, Inc. | Mainline | ML801V0754A17DZNBAP | Federally-Regulated Consumer Product | Non-Weatherized, Non-Condensin | 1680 | 255 |  | 11/21/2023 | 76001 | 210727593 | 12/05/2023
Rheem Sales Company, Inc. | Mainline | ML802V0503A14DZNBAP | Federally-Regulated Consumer Product | Non-Weatherized, Non-Condensin | 1250 | 237 |  | 11/21/2023 | 34844 | 211873341 | 12/05/2023
Rheem Sales Company, Inc. | Mainline | ML802V0754A17DZNBAP | Federally-Regulated Consumer Product | Non-Weatherized, Non-Condensin | 1628 | 254 |  | 11/21/2023 | 52707 | 211873345 | 12/05/2023
Rheem Sales Company, Inc. | Mainline | ML801V0755A21DZNBAP | Federally-Regulated Consumer Product | Non-Weatherized, Non-Condensin | 2163 | 277 |  | 11/21/2023 | 75029 | 210727587 | 12/05/2023
Rheem Sales Company, Inc. | Mainline | RGEAZR036AJT08UNA | Federally-Regulated Consumer Product | Weatherized Non-Condensing Gas | 1382 | 260 |  | 11/21/2023 | 80891 | 208699052 | 12/05/2023
Rheem Sales Company, Inc. | Mainline | ML801T0704A17UHU | Federally-Regulated Consumer Product | Non-Weatherized, Non-Condensin | 1823 | 262 |  | 11/30/2023 | 70109 | 208486676 | 12/05/2023
Rheem Sales Company, Inc. | Mainline | MP801T1005A21UHU | Federally-Regulated Consumer Product | Non-Weatherized, Non-Condensin | 2096 | 274 |  | 11/30/2023 | 100583 | 208486684 | 12/05/2023
Rheem Sales Company, Inc. | Mainline | MP801W1255A24DZNBAS | Federally-Regulated Consumer Product | Non-Weatherized, Non-Condensin | 2075 | 273 |  | 11/21/2023 | 124289 | 210727578 | 12/05/2023
Rheem Sales Company, Inc. | Mainline | MP802W1005A21DZNBAS | Federally-Regulated Consumer Product | Non-Weatherized, Non-Condensin | 2120 | 275 |  | 11/21/2023 | 69817 | 211873366 | 12/05/2023
Rheem Sales Company, Inc. | Mainline | ML801V0504A17UHNBAP | Federally-Regulated Consumer Product | Non-Weatherized, Non-Condensin | 1682 | 256 |  | 11/21/2023 | 50501 | 211873336 | 12/05/2023
Rheem Sales Company, Inc. | Mainline | ML801T1005A21UHU | Federally-Regulated Consumer Product | Non-Weatherized, Non-Condensin | 2096 | 274 |  | 11/30/2023 | 100583 | 208486678 | 12/05/2023
Rheem Sales Company, Inc. | Mainline | MP801T0504A17UHU | Federally-Regulated Consumer Product | Non-Weatherized, Non-Condensin | 1502 | 248 |  | 11/30/2023 | 50342 | 208486680 | 12/05/2023
Rheem Sales Company, Inc. | Mainline | ML801T0504A17UHU | Federally-Regulated Consumer Product | Non-Weatherized, Non-Condensin | 1502 | 248 |  | 11/30/2023 | 50342 | 208486674 | 12/05/2023
Rheem Sales Company, Inc. | Mainline | MP802W0503A14DZNBAS | Federally-Regulated Consumer Product | Non-Weatherized, Non-Condensin | 1250 | 237 |  | 11/21/2023 | 34844 | 211873358 | 12/05/2023
Rheem Sales Company, Inc. | Mainline | ML801V1255A24DZNBAP | Federally-Regulated Consumer Product | Non-Weatherized, Non-Condensin | 2075 | 273 |  | 11/21/2023 | 124289 | 210727591 | 12/05/2023
Rheem Sales Company, Inc. | Mainline | RGEAZR060AJT10UNA | Federally-Regulated Consumer Product | Weatherized Non-Condensing Gas | 1911 | 283 |  | 11/21/2023 | 99261 | 208699063 | 12/05/2023
Rheem Sales Company, Inc. | Mainline | RGEAZR024AJT04UNA | Federally-Regulated Consumer Product | Weatherized Non-Condensing Gas | 1181 | 251 |  | 11/21/2023 | 40068 | 208699040 | 12/05/2023
Rheem Sales Company, Inc. | Mainline | ML802V0755A21DZNBAP | Federally-Regulated Consumer Product | Non-Weatherized, Non-Condensin | 2041 | 272 |  | 11/21/2023 | 52592 | 211873347 | 12/05/2023
Rheem Sales Company, Inc. | Mainline | MP801T0704A17UHU | Federally-Regulated Consumer Product | Non-Weatherized, Non-Condensin | 1823 | 262 |  | 11/30/2023 | 70109 | 208486682 | 12/05/2023
Rheem Sales Company, Inc. | Mainline | RGEAZR030AJT04UNA | Federally-Regulated Consumer Product | Weatherized Non-Condensing Gas | 1189 | 251 |  | 11/21/2023 | 39887 | 208699045 | 12/05/2023
Rheem Sales Company, Inc. | Mainline | ML802V0504A17UHNBAP | Federally-Regulated Consumer Product | Non-Weatherized, Non-Condensin | 1712 | 257 |  | 11/21/2023 | 34534 | 211873343 | 12/05/2023
Rheem Sales Company, Inc. | Mainline | ML801V1005A21DZNBAP | Federally-Regulated Consumer Product | Non-Weatherized, Non-Condensin | 2095 | 257 |  | 11/21/2023 | 100302 | 210727589 | 12/05/2023
Rheem Sales Company, Inc. | Mainline | MP802W0504A17UHNBAS | Federally-Regulated Consumer Product | Non-Weatherized, Non-Condensin | 1712 | 257 |  | 11/21/2023 | 34534 | 211873360 | 12/05/2023
Rheem Sales Company, Inc. | Mainline | ML802V1005A21DZNBAP | Federally-Regulated Consumer Product | Non-Weatherized, Non-Condensin | 2120 | 275 |  | 11/21/2023 | 69817 | 211873349 | 12/05/2023
Rheem Sales Company, Inc. | Mainline | MP801W0754A17DZNBAS | Federally-Regulated Consumer Product | Non-Weatherized, Non-Condensin | 1680 | 255 |  | 11/21/2023 | 76001 | 210802813 | 12/05/2023
Rheem Sales Company, Inc. | Mainline | RGEAZR036AJT06UNA | Federally-Regulated Consumer Product | Weatherized Non-Condensing Gas | 1434 | 262 |  | 11/21/2023 | 60723 | 208699050 | 12/05/2023
Rheem Sales Company, Inc. | Mainline | RGEAZR048AJT08UNA | Federally-Regulated Consumer Product | Weatherized Non-Condensing Gas | 2026 | 288 |  | 11/21/2023 | 80019 | 208699058 | 12/05/2023
Rheem Sales Company, Inc. | Mainline | RGEAZR024AJT06UNA | Federally-Regulated Consumer Product | Weatherized Non-Condensing Gas | 1236 | 253 |  | 11/21/2023 | 61566 | 208699042 | 12/05/2023
Rheem Sales Company, Inc. | Mainline | MP801W0755A21DZNBAS | Federally-Regulated Consumer Product | Non-Weatherized, Non-Condensin | 2163 | 277 |  | 11/21/2023 | 75029 | 210727574 | 12/05/2023
Rheem Sales Company, Inc. | Mainline | MP801W0503A14DZNBAS | Federally-Regulated Consumer Product | Non-Weatherized, Non-Condensin | 2163 | 277 |  | 11/21/2023 | 51119 | 210727572 | 12/05/2023
Rheem Sales Company, Inc. | CLIMATEMASTER | RGEAZR048AJT10UNA | Federally-Regulated Consumer Product | Weatherized Non-Condensing Gas | 1832 | 280 |  | 11/21/2023 | 100370 | 208699121 | 12/05/2023
Rheem Sales Company, Inc. | CLIMATEMASTER | RGEAZR036AJT08UNA | Federally-Regulated Consumer Product | Weatherized Non-Condensing Gas | 1382 | 260 |  | 11/21/2023 | 80891 | 208699113 | 12/05/2023
Rheem Sales Company, Inc. | CLIMATEMASTER | RGEAZR036AJT06UNA | Federally-Regulated Consumer Product | Weatherized Non-Condensing Gas | 1434 | 262 |  | 11/21/2023 | 60723 | 208699111 | 12/05/2023
Rheem Sales Company, Inc. | CLIMATEMASTER | RGEAZR048AJT08UNA | Federally-Regulated Consumer Product | Weatherized Non-Condensing Gas | 2026 | 288 |  | 11/21/2023 | 80019 | 208699119 | 12/05/2023
Rheem Sales Company, Inc. | CLIMATEMASTER | RGEA14036AJT06UAA | Federally-Regulated Consumer Product | Weatherized Non-Condensing Gas | 1434 | 262 |  | 11/21/2023 | 60723 | 205965565 | 12/05/2023
Rheem Sales Company, Inc. | CLIMATEMASTER | RGEAZR060AJT10UNA | Federally-Regulated Consumer Product | Weatherized Non-Condensing Gas | 1911 | 283 |  | 11/21/2023 | 99261 | 208699124 | 12/05/2023
Rheem Sales Company, Inc. | CLIMATEMASTER | RGEAZR024AJT04UNA | Federally-Regulated Consumer Product | Weatherized Non-Condensing Gas | 1181 | 251 |  | 11/21/2023 | 40068 | 208699101 | 12/05/2023
Rheem Sales Company, Inc. | CLIMATEMASTER | RGEAZR030AJT04UNA | Federally-Regulated Consumer Product | Weatherized Non-Condensing Gas | 1189 | 251 |  | 11/21/2023 | 39887 | 208699106 | 12/05/2023
Rheem Sales Company, Inc. | CLIMATEMASTER | RGEA14030AJT04UAA | Federally-Regulated Consumer Product | Weatherized Non-Condensing Gas | 1189 | 251 |  | 11/21/2023 | 39887 | 205965563 | 12/05/2023
Rheem Sales Company, Inc. | CLIMATEMASTER | RGEAZR042AJT08UNA | Federally-Regulated Consumer Product | Weatherized Non-Condensing Gas | 1635 | 271 |  | 11/21/2023 | 80943 | 208699116 | 12/05/2023
Rheem Sales Company, Inc. | CLIMATEMASTER | RGEAZR030AJT06UNA | Federally-Regulated Consumer Product | Weatherized Non-Condensing Gas | 1125 | 248 |  | 11/21/2023 | 60094 | 208699108 | 12/05/2023
Rheem Sales Company, Inc. | CLIMATEMASTER | RGEAZR024AJT06UNA | Federally-Regulated Consumer Product | Weatherized Non-Condensing Gas | 1236 | 253 |  | 11/21/2023 | 61566 | 208699103 | 12/05/2023
Nordyne, LLC | Broan | R8GE-048K100U1 | Federally-Regulated Consumer Product | Weatherized Non-Condensing Gas | 1913 | 275 |  | 12/05/2023 | 100561 | 207338280 | 12/05/2023
Nordyne, LLC | Broan | R8GE-024K055U1 | Federally-Regulated Consumer Product | Weatherized Non-Condensing Gas | 1304 | 240 |  | 12/05/2023 | 55721 | 207338276 | 12/05/2023
Nordyne, LLC | Broan | R8GE-X60K100U1 | Federally-Regulated Consumer Product | Weatherized Non-Condensing Gas | 2041 | 289 |  | 12/05/2023 | 101000 | 207338281 | 12/05/2023
Nordyne, LLC | Broan | R8GE-042K096C1 | Federally-Regulated Consumer Product | Weatherized Non-Condensing Gas | 1540 | 267 |  | 12/05/2023 | 97780 | 204040829 | 12/05/2023
Nordyne, LLC | Broan | R8GE-048K120C1 | Federally-Regulated Consumer Product | Weatherized Non-Condensing Gas | 1991 | 287 |  | 12/05/2023 | 121831 | 204040805 | 12/05/2023
Nordyne, LLC | Broan | R8GE-X60K096C1 | Federally-Regulated Consumer Product | Weatherized Non-Condensing Gas | 2028 | 288 |  | 12/05/2023 | 94398 | 204040804 | 12/05/2023
Nordyne, LLC | Broan | R8GE-042K100U1 | Federally-Regulated Consumer Product | Weatherized Non-Condensing Gas | 1913 | 275 |  | 12/05/2023 | 100561 | 207338279 | 12/05/2023
Nordyne, LLC | Broan | R8GE-X60K120C1 | Federally-Regulated Consumer Product | Weatherized Non-Condensing Gas | 2073 | 290 |  | 12/05/2023 | 119379 | 204040791 | 12/05/2023
Nordyne, LLC | Broan | R8GE-036K070U1 | Federally-Regulated Consumer Product | Weatherized Non-Condensing Gas | 1655 | 264 |  | 12/05/2023 | 69854 | 207338278 | 12/05/2023
Nordyne, LLC | Broan | R8GE-036K072C1 | Federally-Regulated Consumer Product | Weatherized Non-Condensing Gas | 1349 | 258 |  | 12/05/2023 | 72437 | 204040803 | 12/05/2023
Nordyne, LLC | Broan | R8GE-030K072C1 | Federally-Regulated Consumer Product | Weatherized Non-Condensing Gas | 1280 | 255 |  | 12/05/2023 | 71272 | 204040779 | 12/05/2023
Nordyne, LLC | Broan | R8GE-030K070U1 | Federally-Regulated Consumer Product | Weatherized Non-Condensing Gas | 1655 | 264 |  | 12/05/2023 | 69854 | 207338277 | 12/05/2023
Nordyne, LLC | Broan | R8GE-042K072C1 | Federally-Regulated Consumer Product | Weatherized Non-Condensing Gas | 1817 | 279 |  | 12/05/2023 | 72195 | 204040832 | 12/05/2023
Nordyne, LLC | Broan | R8GE-024K072C1 | Federally-Regulated Consumer Product | Weatherized Non-Condensing Gas | 1280 | 255 |  | 12/05/2023 | 71272 | 204040767 | 12/05/2023
Nordyne, LLC | Broan | R8GE-048K096C1 | Federally-Regulated Consumer Product | Weatherized Non-Condensing Gas | 1818 | 279 |  | 12/05/2023 | 95561 | 204040830 | 12/05/2023
Nordyne, LLC | Broan | R8GE-036K096C1 | Federally-Regulated Consumer Product | Weatherized Non-Condensing Gas | 1704 | 274 |  | 12/05/2023 | 97452 | 204040817 | 12/05/2023
Rheem Sales Company, Inc. | RUSSELL | RGEAZR036AJT06UNA | Federally-Regulated Consumer Product | Weatherized Non-Condensing Gas | 1434 | 262 |  | 12/05/2023 | 60723 | 208676515 | 12/05/2023
Rheem Sales Company, Inc. | RUSSELL | S802V0754A17DZNBAP | Federally-Regulated Consumer Product | Non-Weatherized, Non-Condensin | 1628 | 254 |  | 12/05/2023 | 52707 | 211774711 | 12/05/2023
Rheem Sales Company, Inc. | RUSSELL | RGEAZR060AJT10UNA | Federally-Regulated Consumer Product | Weatherized Non-Condensing Gas | 1911 | 283 |  | 12/05/2023 | 99261 | 208676580 | 12/05/2023
Rheem Sales Company, Inc. | RUSSELL | RGEA14036AJT06UAA | Federally-Regulated Consumer Product | Weatherized Non-Condensing Gas | 1434 | 262 |  | 12/05/2023 | 60723 | 205965555 | 12/05/2023
Rheem Sales Company, Inc. | RUSSELL | S801V0504A17UHNBAP | Federally-Regulated Consumer Product | Non-Weatherized, Non-Condensin | 1682 | 256 |  | 12/05/2023 | 50501 | 211774696 | 12/05/2023
Rheem Sales Company, Inc. | RUSSELL | S801T0704A17UHU | Federally-Regulated Consumer Product | Non-Weatherized, Non-Condensin | 1823 | 262 |  | 12/05/2023 | 70109 | 208430288 | 12/05/2023
Rheem Sales Company, Inc. | RUSSELL | RGEAZR024AJT04UNA | Federally-Regulated Consumer Product | Weatherized Non-Condensing Gas | 1181 | 251 |  | 12/05/2023 | 40068 | 208676465 | 12/05/2023
Rheem Sales Company, Inc. | RUSSELL | S802V1255A24DZNBAP | Federally-Regulated Consumer Product | Non-Weatherized, Non-Condensin | 2179 | 278 |  | 12/05/2023 | 86625 | 211774729 | 12/05/2023
Rheem Sales Company, Inc. | RUSSELL | RGEAZR024AJT06UNA | Federally-Regulated Consumer Product | Weatherized Non-Condensing Gas | 1236 | 253 |  | 12/05/2023 | 61566 | 208676475 | 12/05/2023
Rheem Sales Company, Inc. | RUSSELL | RGEAZR030AJT06UNA | Federally-Regulated Consumer Product | Weatherized Non-Condensing Gas | 1125 | 248 |  | 12/05/2023 | 60094 | 208676500 | 12/05/2023
Rheem Sales Company, Inc. | RUSSELL | S801T0504A17UHNNAS | Federally-Regulated Consumer Product | Non-Weatherized, Non-Condensin | 1517 | 249 |  | 12/05/2023 | 50545 | 211806580 | 12/05/2023
Rheem Sales Company, Inc. | RUSSELL | RGEAZR048AJT08UNA | Federally-Regulated Consumer Product | Weatherized Non-Condensing Gas | 2026 | 288 |  | 12/05/2023 | 80021 | 208676555 | 12/05/2023
Rheem Sales Company, Inc. | RUSSELL | RGEAZR048AJT10UNA | Federally-Regulated Consumer Product | Weatherized Non-Condensing Gas | 1832 | 280 |  | 12/05/2023 | 100370 | 208676565 | 12/05/2023
Rheem Sales Company, Inc. | RUSSELL | S802V0755A21DZNBAP | Federally-Regulated Consumer Product | Non-Weatherized, Non-Condensin | 2041 | 272 |  | 12/05/2023 | 52592 | 211774720 | 12/05/2023
Rheem Sales Company, Inc. | RUSSELL | RGEA14030AJT04UAA | Federally-Regulated Consumer Product | Weatherized Non-Condensing Gas | 1189 | 251 |  | 12/05/2023 | 39887 | 205965553 | 12/05/2023
Rheem Sales Company, Inc. | RUSSELL | RGEAZR036AJT08UNA | Federally-Regulated Consumer Product | Weatherized Non-Condensing Gas | 1382 | 260 |  | 12/05/2023 | 80891 | 208676525 | 12/05/2023
Rheem Sales Company, Inc. | RUSSELL | S802V0504A17UHNBAP | Federally-Regulated Consumer Product | Non-Weatherized, Non-Condensin | 1712 | 257 |  | 12/05/2023 | 34534 | 211806601 | 12/05/2023
Rheem Sales Company, Inc. | RUSSELL | S802V1005A21DZNBAP | Federally-Regulated Consumer Product | Non-Weatherized, Non-Condensin | 2120 | 275 |  | 12/05/2023 | 69817 | 211806609 | 12/05/2023
Rheem Sales Company, Inc. | RUSSELL | S802V0503A14DZNBAP | Federally-Regulated Consumer Product | Non-Weatherized, Non-Condensin | 1250 | 237 |  | 12/05/2023 | 34844 | 211806594 | 12/05/2023
Rheem Sales Company, Inc. | RUSSELL | RGEAZR042AJT08UNA | Federally-Regulated Consumer Product | Weatherized Non-Condensing Gas | 1635 | 271 |  | 12/05/2023 | 80943 | 208676540 | 12/05/2023
Rheem Sales Company, Inc. | RUSSELL | RGEAZR030AJT04UNA | Federally-Regulated Consumer Product | Weatherized Non-Condensing Gas | 1189 | 251 |  | 12/05/2023 | 39887 | 208676490 | 12/05/2023
Nordyne, LLC | Nordyne | R8GE-X60K096C1 | Federally-Regulated Consumer Product | Weatherized Non-Condensing Gas | 2028 | 288 |  | 12/05/2023 | 94398 | 204093441 | 12/05/2023
Nordyne, LLC | Nordyne | R8GE-X60K120C1 | Federally-Regulated Consumer Product | Weatherized Non-Condensing Gas | 2073 | 290 |  | 12/05/2023 | 119379 | 204040799 | 12/05/2023
Nordyne, LLC | Nordyne | R8GE-036K072C1 | Federally-Regulated Consumer Product | Weatherized Non-Condensing Gas | 1349 | 258 |  | 12/05/2023 | 72437 | 204093432 | 12/05/2023
Nordyne, LLC | Nordyne | R8GE-030K072C1 | Federally-Regulated Consumer Product | Weatherized Non-Condensing Gas | 1280 | 255 |  | 12/05/2023 | 71272 | 204040788 | 12/05/2023
Nordyne, LLC | Nordyne | R8GE-024K072C1 | Federally-Regulated Consumer Product | Weatherized Non-Condensing Gas | 1280 | 255 |  | 12/05/2023 | 71272 | 204040776 | 12/05/2023
Nordyne, LLC | OXBOX | J4PG4L42A1100A | Federally-Regulated Consumer Product | Weatherized Non-Condensing Gas | 1913 | 275 |  | 12/05/2023 | 100561 | 207338321 | 12/05/2023
Nordyne, LLC | OXBOX | J4PG4L36A1070A | Federally-Regulated Consumer Product | Weatherized Non-Condensing Gas | 1655 | 264 |  | 12/05/2023 | 69854 | 207338320 | 12/05/2023
Nordyne, LLC | OXBOX | J4PG4L30A1070A | Federally-Regulated Consumer Product | Weatherized Non-Condensing Gas | 1655 | 264 |  | 12/05/2023 | 69854 | 207338319 | 12/05/2023
Nordyne, LLC | OXBOX | J4PG4L60A1100A | Federally-Regulated Consumer Product | Weatherized Non-Condensing Gas | 2041 | 289 |  | 12/05/2023 | 101000 | 207338323 | 12/05/2023
Nordyne, LLC | OXBOX | J4PG4L24A1055A | Federally-Regulated Consumer Product | Weatherized Non-Condensing Gas | 1304 | 240 |  | 12/05/2023 | 55721 | 207338318 | 12/05/2023
Nordyne, LLC | OXBOX | J4PG4L48A1100A | Federally-Regulated Consumer Product | Weatherized Non-Condensing Gas | 1913 | 275 |  | 12/05/2023 | 100561 | 207338322 | 12/05/2023
Rheem Sales Company, Inc. | Ruud | RGEAZR048AJT08UNA | Federally-Regulated Consumer Product | Weatherized Non-Condensing Gas | 2026 | 288 | 288 | 12/05/2023 | 80020 | 208676554 | 12/05/2023
Rheem Sales Company, Inc. | Ruud | R801V0504A17UHNCAP | Federally-Regulated Consumer Product | Non-Weatherized, Non-Condensin | 1682 | 256 | 256 | 12/05/2023 | 50501 | 211774700 | 12/05/2023
Rheem Sales Company, Inc. | Ruud | RGEAZR042AJT08UNA | Federally-Regulated Consumer Product | Weatherized Non-Condensing Gas | 1635 | 271 | 271 | 12/05/2023 | 80943 | 208676539 | 12/05/2023
Rheem Sales Company, Inc. | Ruud | RGEAZR036AJT06UNA | Federally-Regulated Consumer Product | Weatherized Non-Condensing Gas | 1434 | 262 | 262 | 12/05/2023 | 60723 | 208676514 | 12/05/2023
Rheem Sales Company, Inc. | Ruud | R802V0504A17UHNCAP | Federally-Regulated Consumer Product | Non-Weatherized, Non-Condensin | 1712 | 257 | 257 | 12/05/2023 | 34534 | 211806605 | 12/05/2023
Rheem Sales Company, Inc. | Ruud | RGEAZR030AJT04UNA | Federally-Regulated Consumer Product | Weatherized Non-Condensing Gas | 1189 | 251 | 251 | 12/05/2023 | 39887 | 208676489 | 12/05/2023
Rheem Sales Company, Inc. | Ruud | RGEAZR048AJT10UNA | Federally-Regulated Consumer Product | Weatherized Non-Condensing Gas | 1832 | 280 | 280 | 12/05/2023 | 100370 | 208676564 | 12/05/2023
Rheem Sales Company, Inc. | Ruud | R801T0504A17UHNNAS | Federally-Regulated Consumer Product | Non-Weatherized, Non-Condensin | 1517 | 249 | 249 | 12/05/2023 | 50545 | 211806581 | 12/05/2023
Rheem Sales Company, Inc. | Ruud | RGEA14030AJT04UAA | Federally-Regulated Consumer Product | Weatherized Non-Condensing Gas | 1189 | 251 | 251 | 12/05/2023 | 39887 | 205965532 | 12/05/2023
Rheem Sales Company, Inc. | Ruud | RGEAZR024AJT06UNA | Federally-Regulated Consumer Product | Weatherized Non-Condensing Gas | 1236 | 253 | 253 | 12/05/2023 | 61566 | 208676474 | 12/05/2023
Rheem Sales Company, Inc. | Ruud | RGEAZR030AJT06UNA | Federally-Regulated Consumer Product | Weatherized Non-Condensing Gas | 1125 | 248 | 249 | 12/05/2023 | 60094 | 208676499 | 12/05/2023
Rheem Sales Company, Inc. | Ruud | RGEAZR060AJT10UNA | Federally-Regulated Consumer Product | Weatherized Non-Condensing Gas | 1911 | 283 |  | 12/05/2023 | 99261 | 208676579 | 12/05/2023
Rheem Sales Company, Inc. | Ruud | R801T0704A17UHU | Federally-Regulated Consumer Product | Non-Weatherized, Non-Condensin | 1823 | 262 | 262 | 12/05/2023 | 70109 | 208430276 | 12/05/2023
Rheem Sales Company, Inc. | Ruud | RGEAZR036AJT08UNA | Federally-Regulated Consumer Product | Weatherized Non-Condensing Gas | 1382 | 260 | 260 | 12/05/2023 | 80891 | 208676524 | 12/05/2023
Rheem Sales Company, Inc. | Ruud | RGEA14036AJT06UAA | Federally-Regulated Consumer Product | Weatherized Non-Condensing Gas | 1434 | 262 | 262 | 12/05/2023 | 60723 | 205965534 | 12/05/2023
Rheem Sales Company, Inc. | Ruud | R802V0503A14DZNCAP | Federally-Regulated Consumer Product | Non-Weatherized, Non-Condensin | 1250 | 237 | 237 | 12/05/2023 | 34844 | 211806597 | 12/05/2023
Rheem Sales Company, Inc. | Ruud | R802V1255A24DZNCAP | Federally-Regulated Consumer Product | Non-Weatherized, Non-Condensin | 2179 | 278 | 278 | 12/05/2023 | 86625 | 211774733 | 12/05/2023
Rheem Sales Company, Inc. | Ruud | R802V0755A21DZNCAP | Federally-Regulated Consumer Product | Non-Weatherized, Non-Condensin | 2041 | 272 | 272 | 12/05/2023 | 52592 | 211774724 | 12/05/2023
Rheem Sales Company, Inc. | Ruud | R802V0754A17DZNCAP | Federally-Regulated Consumer Product | Non-Weatherized, Non-Condensin | 1628 | 254 | 254 | 12/05/2023 | 52707 | 211774715 | 12/05/2023
Rheem Sales Company, Inc. | Ruud | R802V1005A21DZNCAP | Federally-Regulated Consumer Product | Non-Weatherized, Non-Condensin | 2120 | 275 | 275 | 12/05/2023 | 69817 | 211806612 | 12/05/2023
Rheem Sales Company, Inc. | Ruud | RGEAZR024AJT04UNA | Federally-Regulated Consumer Product | Weatherized Non-Condensing Gas | 1181 | 251 | 251 | 12/05/2023 | 40068 | 208676464 | 12/05/2023
Rheem Sales Company, Inc. | Mainline | RGEAZR030AJT06UNA | Federally-Regulated Consumer Product | Weatherized Non-Condensing Gas | 1125 | 248 |  | 12/05/2023 | 60094 | 208699047 | 12/05/2023
Rheem Sales Company, Inc. | Mainline | MP801T0504A17UHNNAS | Federally-Regulated Consumer Product | Non-Weatherized, Non-Condensin | 1517 | 249 |  | 12/05/2023 | 50545 | 211873353 | 12/05/2023
Rheem Sales Company, Inc. | Mainline | ML802V1255A24DZNBAP | Federally-Regulated Consumer Product | Non-Weatherized, Non-Condensin | 2179 | 278 |  | 12/05/2023 | 86625 | 211873351 | 12/05/2023
Rheem Sales Company, Inc. | Mainline | RGEAZR048AJT10UNA | Federally-Regulated Consumer Product | Weatherized Non-Condensing Gas | 1832 | 280 |  | 12/05/2023 | 100370 | 208699060 | 12/05/2023
Rheem Sales Company, Inc. | Mainline | RGEA14030AJT04UAA | Federally-Regulated Consumer Product | Weatherized Non-Condensing Gas | 1189 | 251 |  | 12/05/2023 | 39887 | 205965587 | 12/05/2023
Rheem Sales Company, Inc. | Mainline | RGEAZR042AJT08UNA | Federally-Regulated Consumer Product | Weatherized Non-Condensing Gas | 1635 | 271 |  | 12/05/2023 | 80943 | 208699055 | 12/05/2023
Rheem Sales Company, Inc. | Mainline | MP802W0755A21DZNBAS | Federally-Regulated Consumer Product | Non-Weatherized, Non-Condensin | 2041 | 272 |  | 12/05/2023 | 52592 | 211873364 | 12/05/2023
Rheem Sales Company, Inc. | Mainline | RGEA14036AJT06UAA | Federally-Regulated Consumer Product | Weatherized Non-Condensing Gas | 1434 | 262 |  | 12/05/2023 | 60723 | 205965589 | 12/05/2023
Rheem Sales Company, Inc. | Mainline | MP801W1005A21DZNBAS | Federally-Regulated Consumer Product | Non-Weatherized, Non-Condensin | 2095 | 257 |  | 12/05/2023 | 100302 | 210727576 | 12/05/2023
Rheem Sales Company, Inc. | Mainline | MP802W0754A17DZNBAS | Federally-Regulated Consumer Product | Non-Weatherized, Non-Condensin | 1628 | 254 |  | 12/05/2023 | 52707 | 211873362 | 12/05/2023
Rheem Sales Company, Inc. | Mainline | ML801V0503A14DZNBAP | Federally-Regulated Consumer Product | Non-Weatherized, Non-Condensin | 2163 | 277 |  | 12/05/2023 | 51119 | 210727585 | 12/05/2023
Rheem Sales Company, Inc. | Mainline | MP801W0504A17UHNBAS | Federally-Regulated Consumer Product | Non-Weatherized, Non-Condensin | 1682 | 256 |  | 12/05/2023 | 50501 | 211873356 | 12/05/2023
Rheem Sales Company, Inc. | Mainline | MP802W1255A24DZNBAS | Federally-Regulated Consumer Product | Non-Weatherized, Non-Condensin | 2179 | 278 |  | 12/05/2023 | 86625 | 211873368 | 12/05/2023
Rheem Sales Company, Inc. | Mainline | ML801T0504A17UHNNAS | Federally-Regulated Consumer Product | Non-Weatherized, Non-Condensin | 1517 | 249 |  | 12/05/2023 | 50545 | 211873334 | 12/05/2023
Rheem Sales Company, Inc. | Mainline | ML801V0754A17DZNBAP | Federally-Regulated Consumer Product | Non-Weatherized, Non-Condensin | 1680 | 255 |  | 12/05/2023 | 76001 | 210727593 | 12/05/2023
Rheem Sales Company, Inc. | Mainline | ML802V0503A14DZNBAP | Federally-Regulated Consumer Product | Non-Weatherized, Non-Condensin | 1250 | 237 |  | 12/05/2023 | 34844 | 211873341 | 12/05/2023
Rheem Sales Company, Inc. | Mainline | ML802V0754A17DZNBAP | Federally-Regulated Consumer Product | Non-Weatherized, Non-Condensin | 1628 | 254 |  | 12/05/2023 | 52707 | 211873345 | 12/05/2023
Rheem Sales Company, Inc. | Mainline | ML801V0755A21DZNBAP | Federally-Regulated Consumer Product | Non-Weatherized, Non-Condensin | 2163 | 277 |  | 12/05/2023 | 75029 | 210727587 | 12/05/2023
Rheem Sales Company, Inc. | Mainline | RGEAZR036AJT08UNA | Federally-Regulated Consumer Product | Weatherized Non-Condensing Gas | 1382 | 260 |  | 11/21/2023 | 80891 | 208699052 | 12/05/2023
Rheem Sales Company, Inc. | Mainline | ML801T0704A17UHU | Federally-Regulated Consumer Product | Non-Weatherized, Non-Condensin | 1823 | 262 |  | 12/05/2023 | 70109 | 208486676 | 12/05/2023
Rheem Sales Company, Inc. | Mainline | MP801T1005A21UHU | Federally-Regulated Consumer Product | Non-Weatherized, Non-Condensin | 2096 | 274 |  | 12/05/2023 | 100583 | 208486684 | 12/05/2023
Rheem Sales Company, Inc. | Mainline | MP801W1255A24DZNBAS | Federally-Regulated Consumer Product | Non-Weatherized, Non-Condensin | 2075 | 273 |  | 12/05/2023 | 124289 | 210727578 | 12/05/2023
Rheem Sales Company, Inc. | Mainline | MP802W1005A21DZNBAS | Federally-Regulated Consumer Product | Non-Weatherized, Non-Condensin | 2120 | 275 |  | 12/05/2023 | 69817 | 211873366 | 12/05/2023
Rheem Sales Company, Inc. | Mainline | ML801V0504A17UHNBAP | Federally-Regulated Consumer Product | Non-Weatherized, Non-Condensin | 1682 | 256 |  | 12/05/2023 | 50501 | 211873336 | 12/05/2023
Rheem Sales Company, Inc. | Mainline | ML801T1005A21UHU | Federally-Regulated Consumer Product | Non-Weatherized, Non-Condensin | 2096 | 274 |  | 12/05/2023 | 100583 | 208486678 | 12/05/2023
Rheem Sales Company, Inc. | Mainline | MP801T0504A17UHU | Federally-Regulated Consumer Product | Non-Weatherized, Non-Condensin | 1502 | 248 |  | 12/05/2023 | 50342 | 208486680 | 12/05/2023
Rheem Sales Company, Inc. | Mainline | ML801T0504A17UHU | Federally-Regulated Consumer Product | Non-Weatherized, Non-Condensin | 1502 | 248 |  | 12/05/2023 | 50342 | 208486674 | 12/05/2023
Rheem Sales Company, Inc. | Mainline | MP802W0503A14DZNBAS | Federally-Regulated Consumer Product | Non-Weatherized, Non-Condensin | 1250 | 237 |  | 12/05/2023 | 34844 | 211873358 | 12/05/2023
Rheem Sales Company, Inc. | Mainline | ML801V1255A24DZNBAP | Federally-Regulated Consumer Product | Non-Weatherized, Non-Condensin | 2075 | 273 |  | 12/05/2023 | 124289 | 210727591 | 12/05/2023
Rheem Sales Company, Inc. | Mainline | RGEAZR060AJT10UNA | Federally-Regulated Consumer Product | Weatherized Non-Condensing Gas | 1911 | 283 |  | 12/05/2023 | 99261 | 208699063 | 12/05/2023
Rheem Sales Company, Inc. | Mainline | RGEAZR024AJT04UNA | Federally-Regulated Consumer Product | Weatherized Non-Condensing Gas | 1181 | 251 |  | 12/05/2023 | 40068 | 208699040 | 12/05/2023
Rheem Sales Company, Inc. | Mainline | ML802V0755A21DZNBAP | Federally-Regulated Consumer Product | Non-Weatherized, Non-Condensin | 2041 | 272 |  | 11/21/2023 | 52592 | 211873347 | 12/05/2023
Rheem Sales Company, Inc. | Mainline | MP801T0704A17UHU | Federally-Regulated Consumer Product | Non-Weatherized, Non-Condensin | 1823 | 262 |  | 12/05/2023 | 70109 | 208486682 | 12/05/2023
Rheem Sales Company, Inc. | Mainline | RGEAZR030AJT04UNA | Federally-Regulated Consumer Product | Weatherized Non-Condensing Gas | 1189 | 251 |  | 12/05/2023 | 39887 | 208699045 | 12/05/2023
Rheem Sales Company, Inc. | Mainline | ML802V0504A17UHNBAP | Federally-Regulated Consumer Product | Non-Weatherized, Non-Condensin | 1712 | 257 |  | 12/05/2023 | 34534 | 211873343 | 12/05/2023
Rheem Sales Company, Inc. | Mainline | ML801V1005A21DZNBAP | Federally-Regulated Consumer Product | Non-Weatherized, Non-Condensin | 2095 | 257 |  | 12/05/2023 | 100302 | 210727589 | 12/05/2023
Rheem Sales Company, Inc. | Mainline | MP802W0504A17UHNBAS | Federally-Regulated Consumer Product | Non-Weatherized, Non-Condensin | 1712 | 257 |  | 12/05/2023 | 34534 | 211873360 | 12/05/2023
Rheem Sales Company, Inc. | Mainline | ML802V1005A21DZNBAP | Federally-Regulated Consumer Product | Non-Weatherized, Non-Condensin | 2120 | 275 |  | 12/05/2023 | 69817 | 211873349 | 12/05/2023
Rheem Sales Company, Inc. | Mainline | MP801W0754A17DZNBAS | Federally-Regulated Consumer Product | Non-Weatherized, Non-Condensin | 1680 | 255 |  | 12/05/2023 | 76001 | 210802813 | 12/05/2023
Rheem Sales Company, Inc. | Mainline | RGEAZR036AJT06UNA | Federally-Regulated Consumer Product | Weatherized Non-Condensing Gas | 1434 | 262 |  | 11/21/2023 | 60723 | 208699050 | 12/05/2023
Rheem Sales Company, Inc. | Mainline | RGEAZR048AJT08UNA | Federally-Regulated Consumer Product | Weatherized Non-Condensing Gas | 2026 | 288 |  | 11/21/2023 | 80019 | 208699058 | 12/05/2023
Rheem Sales Company, Inc. | Mainline | RGEAZR024AJT06UNA | Federally-Regulated Consumer Product | Weatherized Non-Condensing Gas | 1236 | 253 |  | 12/05/2023 | 61566 | 208699042 | 12/05/2023
Rheem Sales Company, Inc. | Mainline | MP801W0755A21DZNBAS | Federally-Regulated Consumer Product | Non-Weatherized, Non-Condensin | 2163 | 277 |  | 12/05/2023 | 75029 | 210727574 | 12/05/2023
Rheem Sales Company, Inc. | Mainline | MP801W0503A14DZNBAS | Federally-Regulated Consumer Product | Non-Weatherized, Non-Condensin | 2163 | 277 |  | 12/05/2023 | 51119 | 210727572 | 12/05/2023
Rheem Sales Company, Inc. | CLIMATEMASTER | RGEAZR048AJT10UNA | Federally-Regulated Consumer Product | Weatherized Non-Condensing Gas | 1832 | 280 |  | 12/05/2023 | 100370 | 208699121 | 12/05/2023
Rheem Sales Company, Inc. | CLIMATEMASTER | RGEAZR036AJT08UNA | Federally-Regulated Consumer Product | Weatherized Non-Condensing Gas | 1382 | 260 |  | 12/05/2023 | 80891 | 208699113 | 12/05/2023
Rheem Sales Company, Inc. | CLIMATEMASTER | RGEAZR036AJT06UNA | Federally-Regulated Consumer Product | Weatherized Non-Condensing Gas | 1434 | 262 |  | 12/05/2023 | 60723 | 208699111 | 12/05/2023
Rheem Sales Company, Inc. | CLIMATEMASTER | RGEAZR048AJT08UNA | Federally-Regulated Consumer Product | Weatherized Non-Condensing Gas | 2026 | 288 |  | 12/05/2023 | 80019 | 208699119 | 12/05/2023
Rheem Sales Company, Inc. | CLIMATEMASTER | RGEA14036AJT06UAA | Federally-Regulated Consumer Product | Weatherized Non-Condensing Gas | 1434 | 262 |  | 12/05/2023 | 60723 | 205965565 | 12/05/2023
Rheem Sales Company, Inc. | CLIMATEMASTER | RGEAZR060AJT10UNA | Federally-Regulated Consumer Product | Weatherized Non-Condensing Gas | 1911 | 283 |  | 12/05/2023 | 99261 | 208699124 | 12/05/2023
Rheem Sales Company, Inc. | CLIMATEMASTER | RGEAZR024AJT04UNA | Federally-Regulated Consumer Product | Weatherized Non-Condensing Gas | 1181 | 251 |  | 12/05/2023 | 40068 | 208699101 | 12/05/2023
Rheem Sales Company, Inc. | CLIMATEMASTER | RGEAZR030AJT04UNA | Federally-Regulated Consumer Product | Weatherized Non-Condensing Gas | 1189 | 251 |  | 12/05/2023 | 39887 | 208699106 | 12/05/2023
Rheem Sales Company, Inc. | CLIMATEMASTER | RGEA14030AJT04UAA | Federally-Regulated Consumer Product | Weatherized Non-Condensing Gas | 1189 | 251 |  | 12/05/2023 | 39887 | 205965563 | 12/05/2023
Rheem Sales Company, Inc. | CLIMATEMASTER | RGEAZR042AJT08UNA | Federally-Regulated Consumer Product | Weatherized Non-Condensing Gas | 1635 | 271 |  | 12/05/2023 | 80943 | 208699116 | 12/05/2023
Rheem Sales Company, Inc. | CLIMATEMASTER | RGEAZR030AJT06UNA | Federally-Regulated Consumer Product | Weatherized Non-Condensing Gas | 1125 | 248 |  | 12/05/2023 | 60094 | 208699108 | 12/05/2023
Rheem Sales Company, Inc. | CLIMATEMASTER | RGEAZR024AJT06UNA | Federally-Regulated Consumer Product | Weatherized Non-Condensing Gas | 1236 | 253 |  | 12/05/2023 | 61566 | 208699103 | 12/05/2023
Rheem Sales Company, Inc. | Fujitsu | FF80TV512524DZNCAAP | Federally-Regulated Consumer Product | Non-Weatherized, Non-Condensin | 2179 | 278 |  | 12/05/2023 | 86625 | 211873320 | 12/05/2023
Rheem Sales Company, Inc. | Fujitsu | FF80SV407517DZNCAAP | Federally-Regulated Consumer Product | Non-Weatherized, Non-Condensin | 1680 | 255 |  | 12/05/2023 | 76001 | 210727882 | 12/05/2023
Rheem Sales Company, Inc. | Fujitsu | FF80ST407017UHUNA | Federally-Regulated Consumer Product | Non-Weatherized, Non-Condensin | 1823 | 262 |  | 12/05/2023 | 70109 | 208486670 | 12/05/2023
Rheem Sales Company, Inc. | Fujitsu | FF80ST405017UHNNAAS | Federally-Regulated Consumer Product | Non-Weatherized, Non-Condensin | 1517 | 249 |  | 12/05/2023 | 50545 | 211873303 | 12/05/2023
Rheem Sales Company, Inc. | Fujitsu | FF80SV512524DZNCAAP | Federally-Regulated Consumer Product | Non-Weatherized, Non-Condensin | 2075 | 273 |  | 12/05/2023 | 124289 | 210727892 | 12/05/2023
Rheem Sales Company, Inc. | Fujitsu | FF80TV407517DZNCAAP | Federally-Regulated Consumer Product | Non-Weatherized, Non-Condensin | 1628 | 254 |  | 12/05/2023 | 52707 | 211873314 | 12/05/2023
Rheem Sales Company, Inc. | Fujitsu | RGEAZR036AJT08UNA | Federally-Regulated Consumer Product | Weatherized Non-Condensing Gas | 1382 | 260 |  | 12/05/2023 | 80891 | 208699012 | 12/05/2023
Rheem Sales Company, Inc. | Fujitsu | FF80TV507521DZNCAAP | Federally-Regulated Consumer Product | Non-Weatherized, Non-Condensin | 2041 | 272 |  | 12/05/2023 | 52592 | 211873316 | 12/05/2023
Rheem Sales Company, Inc. | Fujitsu | RGEAZR042AJT08UNA | Federally-Regulated Consumer Product | Weatherized Non-Condensing Gas | 1635 | 271 |  | 12/05/2023 | 80943 | 208699015 | 12/05/2023
Rheem Sales Company, Inc. | Fujitsu | RGEAZR030AJT04UNA | Federally-Regulated Consumer Product | Weatherized Non-Condensing Gas | 1189 | 251 |  | 12/05/2023 | 39887 | 208699005 | 12/05/2023
Rheem Sales Company, Inc. | Fujitsu | RGEAZR060AJT10UNA | Federally-Regulated Consumer Product | Weatherized Non-Condensing Gas | 1911 | 283 |  | 12/05/2023 | 99261 | 208699023 | 12/05/2023
Rheem Sales Company, Inc. | Fujitsu | RGEAZR048AJT08UNA | Federally-Regulated Consumer Product | Weatherized Non-Condensing Gas | 2026 | 288 |  | 12/05/2023 | 80019 | 208699018 | 12/05/2023
Rheem Sales Company, Inc. | Fujitsu | FF80ST510021UHUNA | Federally-Regulated Consumer Product | Non-Weatherized, Non-Condensin | 2096 | 274 |  | 12/05/2023 | 100583 | 208486672 | 12/05/2023
Rheem Sales Company, Inc. | Fujitsu | FF80SV510021DZNCAAP | Federally-Regulated Consumer Product | Non-Weatherized, Non-Condensin | 2095 | 257 |  | 12/05/2023 | 100302 | 210727889 | 12/05/2023
Rheem Sales Company, Inc. | Fujitsu | FF80TV305014DZNCAAP | Federally-Regulated Consumer Product | Non-Weatherized, Non-Condensin | 1250 | 237 |  | 12/05/2023 | 34844 | 211873310 | 12/05/2023
Rheem Sales Company, Inc. | Fujitsu | RGEAZR024AJT06UNA | Federally-Regulated Consumer Product | Weatherized Non-Condensing Gas | 1236 | 253 |  | 12/05/2023 | 61566 | 208699002 | 12/05/2023
Rheem Sales Company, Inc. | Fujitsu | FF80ST405017UHUNA | Federally-Regulated Consumer Product | Non-Weatherized, Non-Condensin | 1502 | 248 |  | 12/05/2023 | 50342 | 208486668 | 12/05/2023
Rheem Sales Company, Inc. | Fujitsu | RGEA14036AJT06UAA | Federally-Regulated Consumer Product | Weatherized Non-Condensing Gas | 1434 | 262 |  | 12/05/2023 | 60723 | 205965579 | 12/05/2023
Rheem Sales Company, Inc. | Fujitsu | FF80SV305014DZNCAAP | Federally-Regulated Consumer Product | Non-Weatherized, Non-Condensin | 2163 | 277 |  | 12/05/2023 | 51119 | 210727879 | 12/05/2023
Rheem Sales Company, Inc. | Fujitsu | FF80TV405017UHNCAAP | Federally-Regulated Consumer Product | Non-Weatherized, Non-Condensin | 1712 | 257 |  | 12/05/2023 | 34534 | 211873312 | 12/05/2023
Rheem Sales Company, Inc. | Fujitsu | FF80TV510021DZNCAAP | Federally-Regulated Consumer Product | Non-Weatherized, Non-Condensin | 2120 | 275 |  | 12/05/2023 | 69817 | 211873318 | 12/05/2023
Rheem Sales Company, Inc. | Fujitsu | RGEAZR036AJT06UNA | Federally-Regulated Consumer Product | Weatherized Non-Condensing Gas | 1434 | 262 |  | 12/05/2023 | 60723 | 208699010 | 12/05/2023
Rheem Sales Company, Inc. | Fujitsu | FF80SV507521DZNCAAP | Federally-Regulated Consumer Product | Non-Weatherized, Non-Condensin | 2163 | 277 |  | 12/05/2023 | 75029 | 210727885 | 12/05/2023
Rheem Sales Company, Inc. | Fujitsu | RGEAZR030AJT06UNA | Federally-Regulated Consumer Product | Weatherized Non-Condensing Gas | 1125 | 248 |  | 12/05/2023 | 60094 | 208699007 | 12/05/2023
Rheem Sales Company, Inc. | Fujitsu | RGEA14030AJT04UAA | Federally-Regulated Consumer Product | Weatherized Non-Condensing Gas | 1189 | 251 |  | 12/05/2023 | 39887 | 205965577 | 12/05/2023
Rheem Sales Company, Inc. | Fujitsu | RGEAZR048AJT10UNA | Federally-Regulated Consumer Product | Weatherized Non-Condensing Gas | 1832 | 280 |  | 12/05/2023 | 100370 | 208699020 | 12/05/2023
Rheem Sales Company, Inc. | Fujitsu | RGEAZR024AJT04UNA | Federally-Regulated Consumer Product | Weatherized Non-Condensing Gas | 1181 | 251 |  | 12/05/2023 | 40068 | 208699000 | 12/05/2023
Rheem Sales Company, Inc. | Fujitsu | FF80SV405017UHNCAAP | Federally-Regulated Consumer Product | Non-Weatherized, Non-Condensin | 1682 | 256 |  | 12/05/2023 | 50501 | 211873305 | 12/05/2023
Rheem Sales Company, Inc. | Weatherking | RGEAZR024AJT06UNA | Federally-Regulated Consumer Product | Weatherized Non-Condensing Gas | 1236 | 253 |  | 12/05/2023 | 61566 | 208676477 | 12/05/2023
Rheem Sales Company, Inc. | Weatherking | RGEAZR048AJT08UNA | Federally-Regulated Consumer Product | Weatherized Non-Condensing Gas | 2026 | 288 |  | 12/05/2023 | 80023 | 208676557 | 12/05/2023
Rheem Sales Company, Inc. | Weatherking | RGEAZR060AJT10UNA | Federally-Regulated Consumer Product | Weatherized Non-Condensing Gas | 1911 | 283 |  | 12/05/2023 | 99261 | 208676582 | 12/05/2023
Rheem Sales Company, Inc. | Weatherking | RGEAZR036AJT08UNA | Federally-Regulated Consumer Product | Weatherized Non-Condensing Gas | 1382 | 260 |  | 12/05/2023 | 80891 | 208676527 | 12/05/2023
Rheem Sales Company, Inc. | Weatherking | W802W0755A21DZNBAS | Federally-Regulated Consumer Product | Non-Weatherized, Non-Condensin | 2041 | 272 |  | 12/05/2023 | 52592 | 211774740 | 12/05/2023
Rheem Sales Company, Inc. | Weatherking | W802W0503A14DZNBAS | Federally-Regulated Consumer Product | Non-Weatherized, Non-Condensin | 1250 | 237 |  | 12/05/2023 | 34844 | 211871335 | 12/05/2023
Rheem Sales Company, Inc. | Weatherking | RGEAZR048AJT10UNA | Federally-Regulated Consumer Product | Weatherized Non-Condensing Gas | 1832 | 280 |  | 12/05/2023 | 100370 | 208676567 | 12/05/2023
Rheem Sales Company, Inc. | Weatherking | RGEAZR024AJT04UNA | Federally-Regulated Consumer Product | Weatherized Non-Condensing Gas | 1181 | 251 |  | 12/05/2023 | 40068 | 208676467 | 12/05/2023
Rheem Sales Company, Inc. | Weatherking | W801T0704A17UHU | Federally-Regulated Consumer Product | Non-Weatherized, Non-Condensin | 1823 | 262 |  | 12/05/2023 | 70109 | 208430294 | 12/05/2023
Rheem Sales Company, Inc. | Weatherking | RGEAZR030AJT06UNA | Federally-Regulated Consumer Product | Weatherized Non-Condensing Gas | 1125 | 248 |  | 12/05/2023 | 60094 | 208676502 | 12/05/2023
Rheem Sales Company, Inc. | Weatherking | RGEAZR042AJT08UNA | Federally-Regulated Consumer Product | Weatherized Non-Condensing Gas | 1635 | 271 |  | 12/05/2023 | 80943 | 208676542 | 12/05/2023
Rheem Sales Company, Inc. | Weatherking | RGEAZR030AJT04UNA | Federally-Regulated Consumer Product | Weatherized Non-Condensing Gas | 1189 | 251 |  | 12/05/2023 | 39887 | 208676492 | 12/05/2023
Rheem Sales Company, Inc. | Weatherking | W801W0504A17UHNBAS | Federally-Regulated Consumer Product | Non-Weatherized, Non-Condensin | 1682 | 256 |  | 12/05/2023 | 50501 | 211774709 | 12/05/2023
Rheem Sales Company, Inc. | Weatherking | W802W0754A17DZNBAS | Federally-Regulated Consumer Product | Non-Weatherized, Non-Condensin | 1628 | 254 |  | 12/05/2023 | 52707 | 211774738 | 12/05/2023
Rheem Sales Company, Inc. | Weatherking | W802W0504A17UHNBAS | Federally-Regulated Consumer Product | Non-Weatherized, Non-Condensin | 1712 | 257 |  | 12/05/2023 | 34534 | 211871337 | 12/05/2023
Rheem Sales Company, Inc. | Weatherking | W801T0504A17UHNNAS | Federally-Regulated Consumer Product | Non-Weatherized, Non-Condensin | 1517 | 249 |  | 12/05/2023 | 50545 | 211806583 | 12/05/2023
Rheem Sales Company, Inc. | Weatherking | W802W1255A24DZNBAS | Federally-Regulated Consumer Product | Non-Weatherized, Non-Condensin | 2179 | 278 |  | 12/05/2023 | 86625 | 211806385 | 12/05/2023
Rheem Sales Company, Inc. | Weatherking | RGEAZR036AJT06UNA | Federally-Regulated Consumer Product | Weatherized Non-Condensing Gas | 1434 | 262 |  | 12/05/2023 | 60723 | 208676517 | 12/05/2023
Rheem Sales Company, Inc. | Weatherking | W802W1005A21DZNBAS | Federally-Regulated Consumer Product | Non-Weatherized, Non-Condensin | 2120 | 275 |  | 12/05/2023 | 69817 | 211871339 | 12/05/2023
Rheem Sales Company, Inc. | DURASTAR | DR80DZAW0501314NAB | Federally-Regulated Consumer Product | Non-Weatherized, Non-Condensin | 2163 | 277 |  | 12/05/2023 | 51119 | 210727806 | 12/05/2023
Rheem Sales Company, Inc. | DURASTAR | DR80DZAW1001521NAB | Federally-Regulated Consumer Product | Non-Weatherized, Non-Condensin | 2095 | 257 |  | 12/05/2023 | 100302 | 210727810 | 12/05/2023
Rheem Sales Company, Inc. | DURASTAR | DR80UHAT0501417U | Federally-Regulated Consumer Product | Non-Weatherized, Non-Condensin | 1502 | 248 |  | 12/05/2023 | 50342 | 208486662 | 12/05/2023
Rheem Sales Company, Inc. | DURASTAR | DR80UHAW0501417NAB | Federally-Regulated Consumer Product | Non-Weatherized, Non-Condensin | 1682 | 256 |  | 12/05/2023 | 50501 | 211873038 | 12/05/2023
Rheem Sales Company, Inc. | DURASTAR | DR80UHAT0701417U | Federally-Regulated Consumer Product | Non-Weatherized, Non-Condensin | 1823 | 262 |  | 12/05/2023 | 70109 | 208486664 | 12/05/2023
Rheem Sales Company, Inc. | DURASTAR | DR80DZAW0751417NAB | Federally-Regulated Consumer Product | Non-Weatherized, Non-Condensin | 1680 | 255 |  | 12/05/2023 | 76001 | 210802618 | 12/05/2023
Rheem Sales Company, Inc. | DURASTAR | DR80DZAW0751521NAB | Federally-Regulated Consumer Product | Non-Weatherized, Non-Condensin | 2163 | 277 |  | 12/05/2023 | 75029 | 210727808 | 12/05/2023
Rheem Sales Company, Inc. | DURASTAR | DR80DZAW1002521NAB | Federally-Regulated Consumer Product | Non-Weatherized, Non-Condensin | 2120 | 275 |  | 12/05/2023 | 69817 | 211873049 | 12/05/2023
Rheem Sales Company, Inc. | DURASTAR | DR80UHAT1001521U | Federally-Regulated Consumer Product | Non-Weatherized, Non-Condensin | 2096 | 274 |  | 12/05/2023 | 100583 | 208486666 | 12/05/2023
Rheem Sales Company, Inc. | DURASTAR | DR80DZAW0502314NAB | Federally-Regulated Consumer Product | Non-Weatherized, Non-Condensin | 1250 | 237 |  | 12/05/2023 | 34844 | 211873040 | 12/05/2023
Rheem Sales Company, Inc. | DURASTAR | DR80DZAW0752417NAB | Federally-Regulated Consumer Product | Non-Weatherized, Non-Condensin | 1628 | 254 |  | 12/05/2023 | 52707 | 211873045 | 12/05/2023
Rheem Sales Company, Inc. | DURASTAR | DR80DZAW0752521NAB | Federally-Regulated Consumer Product | Non-Weatherized, Non-Condensin | 2041 | 272 |  | 12/05/2023 | 52592 | 211873047 | 12/05/2023
Rheem Sales Company, Inc. | DURASTAR | DR80UHAW0502417NAB | Federally-Regulated Consumer Product | Non-Weatherized, Non-Condensin | 1712 | 257 |  | 12/05/2023 | 34534 | 211873042 | 12/05/2023
Rheem Sales Company, Inc. | DURASTAR | DR80DZAW1252524NAB | Federally-Regulated Consumer Product | Non-Weatherized, Non-Condensin | 2179 | 278 |  | 12/05/2023 | 86625 | 211873051 | 12/05/2023
Rheem Sales Company, Inc. | DURASTAR | DR80DZAW1251524NAB | Federally-Regulated Consumer Product | Non-Weatherized, Non-Condensin | 2075 | 273 |  | 12/05/2023 | 124289 | 210727812 | 12/05/2023
Rheem Sales Company, Inc. | DURASTAR | DR80UHAT0501417NAN | Federally-Regulated Consumer Product | Non-Weatherized, Non-Condensin | 1517 | 249 |  | 12/05/2023 | 50545 | 211873036 | 12/05/2023
Rheem Sales Company, Inc. | Rheem | RGEAZR048AJT08UNA | Federally-Regulated Consumer Product | Weatherized Non-Condensing Gas | 2026 | 288 |  | 12/05/2023 | 80019 | 208676553 | 12/05/2023
Rheem Sales Company, Inc. | Rheem | R801T1005A21UHU | Federally-Regulated Consumer Product | Non-Weatherized, Non-Condensin | 2096 | 274 |  | 12/05/2023 | 100583 | 208430272 | 12/05/2023
Rheem Sales Company, Inc. | Rheem | R801V0504A17UHNCAP | Federally-Regulated Consumer Product | Non-Weatherized, Non-Condensin | 1682 | 256 |  | 12/05/2023 | 50501 | 211774698 | 12/05/2023
Rheem Sales Company, Inc. | Rheem | RGEAZR036AJT06UNA | Federally-Regulated Consumer Product | Weatherized Non-Condensing Gas | 1434 | 262 |  | 12/05/2023 | 60723 | 208676513 | 12/05/2023
Rheem Sales Company, Inc. | Rheem | RGEAZR036AJT08UNA | Federally-Regulated Consumer Product | Weatherized Non-Condensing Gas | 1382 | 260 |  | 12/05/2023 | 80891 | 208676523 | 12/05/2023
Rheem Sales Company, Inc. | Rheem | R801T0504A17UHU | Federally-Regulated Consumer Product | Non-Weatherized, Non-Condensin | 1502 | 248 |  | 12/05/2023 | 50342 | 208430268 | 12/05/2023
Rheem Sales Company, Inc. | Rheem | R801V0754A17DZNCAP | Federally-Regulated Consumer Product | Non-Weatherized, Non-Condensin | 1680 | 255 |  | 12/05/2023 | 76001 | 210646680 | 12/05/2023
Rheem Sales Company, Inc. | Rheem | RGEA14030AJT04UAA | Federally-Regulated Consumer Product | Weatherized Non-Condensing Gas | 1189 | 251 |  | 12/05/2023 | 39887 | 205963370 | 12/05/2023
Rheem Sales Company, Inc. | Rheem | RGEAZR048AJT10UNA | Federally-Regulated Consumer Product | Weatherized Non-Condensing Gas | 1832 | 280 |  | 12/05/2023 | 100370 | 208676563 | 12/05/2023
Rheem Sales Company, Inc. | Rheem | RGEAZR024AJT04UNA | Federally-Regulated Consumer Product | Weatherized Non-Condensing Gas | 1181 | 251 |  | 12/05/2023 | 40068 | 208676463 | 12/05/2023
Rheem Sales Company, Inc. | Rheem | R801V0503A14DZNCAP | Federally-Regulated Consumer Product | Non-Weatherized, Non-Condensin | 2163 | 277 |  | 12/05/2023 | 51119 | 210641913 | 12/05/2023
Rheem Sales Company, Inc. | Rheem | RGEAZR024AJT06UNA | Federally-Regulated Consumer Product | Weatherized Non-Condensing Gas | 1236 | 253 |  | 12/05/2023 | 61566 | 208676473 | 12/05/2023
Rheem Sales Company, Inc. | Rheem | R802V0504A17UHNCAP | Federally-Regulated Consumer Product | Non-Weatherized, Non-Condensin | 1712 | 257 |  | 12/05/2023 | 34534 | 211806603 | 12/05/2023
Rheem Sales Company, Inc. | Rheem | R802V0503A14DZNCAP | Federally-Regulated Consumer Product | Non-Weatherized, Non-Condensin | 1250 | 237 |  | 12/05/2023 | 34844 | 211806596 | 12/05/2023
Rheem Sales Company, Inc. | Rheem | RGEAZR060AJT10UNA | Federally-Regulated Consumer Product | Weatherized Non-Condensing Gas | 1911 | 283 |  | 12/05/2023 | 99261 | 208676578 | 12/05/2023
Rheem Sales Company, Inc. | Rheem | R801T0504A17UHNNAS | Federally-Regulated Consumer Product | Non-Weatherized, Non-Condensin | 1517 | 249 |  | 12/05/2023 | 50545 | 211806579 | 12/05/2023
Rheem Sales Company, Inc. | Rheem | R801T0704A17UHU | Federally-Regulated Consumer Product | Non-Weatherized, Non-Condensin | 1823 | 262 |  | 12/05/2023 | 70109 | 208430270 | 12/05/2023
Rheem Sales Company, Inc. | Rheem | R801V0755A21DZNCAP | Federally-Regulated Consumer Product | Non-Weatherized, Non-Condensin | 2163 | 277 |  | 12/05/2023 | 75029 | 210646673 | 12/05/2023
Rheem Sales Company, Inc. | Rheem | R801V1255A24DZNCAP | Federally-Regulated Consumer Product | Non-Weatherized, Non-Condensin | 2075 | 273 |  | 12/05/2023 | 124289 | 210646663 | 12/05/2023
Rheem Sales Company, Inc. | Rheem | R802V0755A21DZNCAP | Federally-Regulated Consumer Product | Non-Weatherized, Non-Condensin | 2041 | 272 |  | 12/05/2023 | 52592 | 211774723 | 12/05/2023
Rheem Sales Company, Inc. | Rheem | R801V1005A21DZNCAP | Federally-Regulated Consumer Product | Non-Weatherized, Non-Condensin | 2095 | 257 |  | 12/05/2023 | 100302 | 210646658 | 12/05/2023
Rheem Sales Company, Inc. | Rheem | RGEAZR030AJT06UNA | Federally-Regulated Consumer Product | Weatherized Non-Condensing Gas | 1125 | 248 |  | 12/05/2023 | 60094 | 208676498 | 12/05/2023
Rheem Sales Company, Inc. | Rheem | R802V1005A21DZNCAP | Federally-Regulated Consumer Product | Non-Weatherized, Non-Condensin | 2120 | 275 |  | 12/05/2023 | 69817 | 211806611 | 12/05/2023
Rheem Sales Company, Inc. | Rheem | RGEAZR030AJT04UNA | Federally-Regulated Consumer Product | Weatherized Non-Condensing Gas | 1189 | 251 |  | 12/05/2023 | 39887 | 208676488 | 12/05/2023
Rheem Sales Company, Inc. | Rheem | R802V1255A24DZNCAP | Federally-Regulated Consumer Product | Non-Weatherized, Non-Condensin | 2179 | 278 |  | 12/05/2023 | 86625 | 211774732 | 12/05/2023
Rheem Sales Company, Inc. | Rheem | RGEAZR042AJT08UNA | Federally-Regulated Consumer Product | Weatherized Non-Condensing Gas | 1635 | 271 |  | 12/05/2023 | 80943 | 208676538 | 12/05/2023
Rheem Sales Company, Inc. | Rheem | RGEA14036AJT06UAA | Federally-Regulated Consumer Product | Weatherized Non-Condensing Gas | 1434 | 262 |  | 12/05/2023 | 60723 | 205962901 | 12/05/2023
Rheem Sales Company, Inc. | Rheem | R802V0754A17DZNCAP | Federally-Regulated Consumer Product | Non-Weatherized, Non-Condensin | 1628 | 254 |  | 12/05/2023 | 52707 | 211774714 | 12/05/2023
Rheem Sales Company, Inc. | Sure | S802V0503A14DZNBAP | Federally-Regulated Consumer Product | Non-Weatherized, Non-Condensin | 1250 | 237 |  | 12/05/2023 | 34844 | 211806595 | 12/05/2023
Rheem Sales Company, Inc. | Sure | S801V1255A24DZNBAP | Federally-Regulated Consumer Product | Non-Weatherized, Non-Condensin | 2075 | 273 |  | 12/05/2023 | 124289 | 210646665 | 12/05/2023
Rheem Sales Company, Inc. | Sure | RGEAZR030AJT06UNA | Federally-Regulated Consumer Product | Weatherized Non-Condensing Gas | 1125 | 248 |  | 12/05/2023 | 60094 | 208676501 | 12/05/2023
Rheem Sales Company, Inc. | Sure | S801T0504A17UHNNAS | Federally-Regulated Consumer Product | Non-Weatherized, Non-Condensin | 1517 | 249 |  | 12/05/2023 | 50545 | 211806582 | 12/05/2023
Rheem Sales Company, Inc. | Sure | S801V0504A17UHNBAP | Federally-Regulated Consumer Product | Non-Weatherized, Non-Condensin | 1682 | 256 |  | 12/05/2023 | 50501 | 211774697 | 12/05/2023
Rheem Sales Company, Inc. | Sure | S802V1005A21DZNBAP | Federally-Regulated Consumer Product | Non-Weatherized, Non-Condensin | 2120 | 275 |  | 12/05/2023 | 69817 | 211806610 | 12/05/2023
Rheem Sales Company, Inc. | Sure | RGEAZR036AJT06UNA | Federally-Regulated Consumer Product | Weatherized Non-Condensing Gas | 1434 | 262 |  | 12/05/2023 | 60723 | 208676516 | 12/05/2023
Rheem Sales Company, Inc. | Sure | RGEAZR048AJT08UNA | Federally-Regulated Consumer Product | Weatherized Non-Condensing Gas | 2026 | 288 |  | 12/05/2023 | 80022 | 208676556 | 12/05/2023
Rheem Sales Company, Inc. | Sure | RGEAZR030AJT04UNA | Federally-Regulated Consumer Product | Weatherized Non-Condensing Gas | 1189 | 251 |  | 12/05/2023 | 39887 | 208676491 | 12/05/2023
Rheem Sales Company, Inc. | Sure | RGEAZR024AJT06UNA | Federally-Regulated Consumer Product | Weatherized Non-Condensing Gas | 1236 | 253 |  | 12/05/2023 | 61566 | 208676476 | 12/05/2023
Rheem Sales Company, Inc. | Sure | S801T0704A17UHU | Federally-Regulated Consumer Product | Non-Weatherized, Non-Condensin | 1823 | 262 |  | 12/05/2023 | 70109 | 208430282 | 12/05/2023
Rheem Sales Company, Inc. | Sure | S802V0755A21DZNBAP | Federally-Regulated Consumer Product | Non-Weatherized, Non-Condensin | 2041 | 272 |  | 12/05/2023 | 52592 | 211774722 | 12/05/2023
Rheem Sales Company, Inc. | Sure | S801V0503A14DZNBAP | Federally-Regulated Consumer Product | Non-Weatherized, Non-Condensin | 2163 | 277 |  | 12/05/2023 | 51119 | 210641916 | 12/05/2023
Rheem Sales Company, Inc. | Sure | S802V0504A17UHNBAP | Federally-Regulated Consumer Product | Non-Weatherized, Non-Condensin | 1712 | 257 |  | 12/05/2023 | 34534 | 211806602 | 12/05/2023
Rheem Sales Company, Inc. | Sure | S802V1255A24DZNBAP | Federally-Regulated Consumer Product | Non-Weatherized, Non-Condensin | 2179 | 278 |  | 12/05/2023 | 86625 | 211774731 | 12/05/2023
Rheem Sales Company, Inc. | Sure | RGEAZR048AJT10UNA | Federally-Regulated Consumer Product | Weatherized Non-Condensing Gas | 1832 | 280 |  | 12/05/2023 | 100370 | 208676566 | 12/05/2023
Rheem Sales Company, Inc. | Sure | RGEAZR024AJT04UNA | Federally-Regulated Consumer Product | Weatherized Non-Condensing Gas | 1181 | 251 |  | 12/05/2023 | 40068 | 208676466 | 12/05/2023
Rheem Sales Company, Inc. | Sure | S801V0755A21DZNBAP | Federally-Regulated Consumer Product | Non-Weatherized, Non-Condensin | 2163 | 277 |  | 12/05/2023 | 75029 | 210646675 | 12/05/2023
Rheem Sales Company, Inc. | Sure | S801V0754A17DZNBAP | Federally-Regulated Consumer Product | Non-Weatherized, Non-Condensin | 1680 | 255 |  | 12/05/2023 | 76001 | 210646684 | 12/05/2023
Rheem Sales Company, Inc. | Sure | S801V1005A21DZNBAP | Federally-Regulated Consumer Product | Non-Weatherized, Non-Condensin | 2095 | 257 |  | 12/05/2023 | 100302 | 210646660 | 12/05/2023
Rheem Sales Company, Inc. | Sure | S802V0754A17DZNBAP | Federally-Regulated Consumer Product | Non-Weatherized, Non-Condensin | 1628 | 254 |  | 12/05/2023 | 52707 | 211774713 | 12/05/2023
Rheem Sales Company, Inc. | Sure | RGEA14030AJT04UAA | Federally-Regulated Consumer Product | Weatherized Non-Condensing Gas | 1189 | 251 |  | 12/05/2023 | 39887 | 205965542 | 12/05/2023
Rheem Sales Company, Inc. | Sure | RGEAZR036AJT08UNA | Federally-Regulated Consumer Product | Weatherized Non-Condensing Gas | 1382 | 260 |  | 12/05/2023 | 80891 | 208676526 | 12/05/2023
Rheem Sales Company, Inc. | Sure | RGEAZR060AJT10UNA | Federally-Regulated Consumer Product | Weatherized Non-Condensing Gas | 1911 | 283 |  | 12/05/2023 | 99261 | 208676581 | 12/05/2023
Rheem Sales Company, Inc. | Sure | RGEAZR042AJT08UNA | Federally-Regulated Consumer Product | Weatherized Non-Condensing Gas | 1635 | 271 |  | 12/05/2023 | 80943 | 208676541 | 12/05/2023
Nordyne, LLC | Airtemp | VR8GE-030K072C1 | Federally-Regulated Consumer Product | Weatherized Non-Condensing Gas | 1280 | 255 |  | 12/05/2023 | 71272 | 204093463 | 12/05/2023
Nordyne, LLC | Airtemp | VR8GE-036K070U1 | Federally-Regulated Consumer Product | Weatherized Non-Condensing Gas | 1655 | 264 |  | 12/05/2023 | 69854 | 207338326 | 12/05/2023
Nordyne, LLC | Airtemp | VR8GE-042K100U1 | Federally-Regulated Consumer Product | Weatherized Non-Condensing Gas | 1913 | 275 |  | 12/05/2023 | 100561 | 207338327 | 12/05/2023
Nordyne, LLC | Airtemp | VR8GE-024K045C1 | Federally-Regulated Consumer Product | Weatherized Non-Condensing Gas | 1024 | 244 |  | 12/05/2023 | 45216 | 204093465 | 12/05/2023
Nordyne, LLC | Airtemp | VR8GE-036K072C1 | Federally-Regulated Consumer Product | Weatherized Non-Condensing Gas | 1349 | 258 |  | 12/05/2023 | 72437 | 204093466 | 12/05/2023
Nordyne, LLC | Airtemp | VR8GE-X60K096C1 | Federally-Regulated Consumer Product | Weatherized Non-Condensing Gas | 2028 | 288 |  | 12/05/2023 | 94398 | 204093467 | 12/05/2023
Nordyne, LLC | Airtemp | VR8GE-024K072C1 | Federally-Regulated Consumer Product | Weatherized Non-Condensing Gas | 1280 | 255 |  | 12/05/2023 | 71272 | 204093462 | 12/05/2023
Nordyne, LLC | Airtemp | VR8GE-030K070U1 | Federally-Regulated Consumer Product | Weatherized Non-Condensing Gas | 1655 | 264 |  | 12/05/2023 | 69854 | 207338325 | 12/05/2023
Nordyne, LLC | Airtemp | VR8GE-048K100U1 | Federally-Regulated Consumer Product | Weatherized Non-Condensing Gas | 1913 | 275 |  | 12/05/2023 | 100561 | 207338328 | 12/05/2023
Nordyne, LLC | Airtemp | VR8GE-X60K100U1 | Federally-Regulated Consumer Product | Weatherized Non-Condensing Gas | 2041 | 289 |  | 12/05/2023 | 101000 | 207338329 | 12/05/2023
Nordyne, LLC | Airtemp | VR8GE-024K055U1 | Federally-Regulated Consumer Product | Weatherized Non-Condensing Gas | 1304 | 240 |  | 12/05/2023 | 55721 | 207338324 | 12/05/2023
Nordyne, LLC | Airtemp | VR8GE-X60K120C1 | Federally-Regulated Consumer Product | Weatherized Non-Condensing Gas | 2073 | 290 |  | 12/05/2023 | 119379 | 204093464 | 12/05/2023
Nordyne, LLC | AMERICAN STANDARD | 4YCL4042A1100A | Federally-Regulated Consumer Product | Weatherized Non-Condensing Gas | 1913 | 275 |  | 12/05/2023 | 100561 | 207341410 | 12/05/2023
Nordyne, LLC | AMERICAN STANDARD | 4YCL4048A1100A | Federally-Regulated Consumer Product | Weatherized Non-Condensing Gas | 1913 | 275 |  | 12/05/2023 | 100561 | 207341411 | 12/05/2023
Nordyne, LLC | AMERICAN STANDARD | 4YCL4030A1070A | Federally-Regulated Consumer Product | Weatherized Non-Condensing Gas | 1655 | 264 |  | 12/05/2023 | 69854 | 207341408 | 12/05/2023
Nordyne, LLC | AMERICAN STANDARD | 4YCL4024A1055A | Federally-Regulated Consumer Product | Weatherized Non-Condensing Gas | 1304 | 240 |  | 12/05/2023 | 55721 | 207341407 | 12/05/2023
Nordyne, LLC | AMERICAN STANDARD | 4YCL4036A1070A | Federally-Regulated Consumer Product | Weatherized Non-Condensing Gas | 1655 | 264 |  | 12/05/2023 | 69854 | 207341409 | 12/05/2023
Nordyne, LLC | AMERICAN STANDARD | 4YCL4060A1100A | Federally-Regulated Consumer Product | Weatherized Non-Condensing Gas | 2041 | 289 |  | 12/05/2023 | 101000 | 207341412 | 12/05/2023
Rheem Sales Company, Inc. | Thermal Zone | RGEAZR036AJT08UNA | Federally-Regulated Consumer Product | Weatherized Non-Condensing Gas | 1382 | 260 |  | 12/05/2023 | 80891 | 208698832 | 12/05/2023
Rheem Sales Company, Inc. | Thermal Zone | TZ80UH1T050B4UA | Federally-Regulated Consumer Product | Non-Weatherized, Non-Condensin | 1502 | 248 |  | 12/05/2023 | 50342 | 208486686 | 12/05/2023
Rheem Sales Company, Inc. | Thermal Zone | RGEAZR060AJT10UNA | Federally-Regulated Consumer Product | Weatherized Non-Condensing Gas | 1911 | 283 |  | 12/05/2023 | 99261 | 208698845 | 12/05/2023
Rheem Sales Company, Inc. | Thermal Zone | RGEAZR042AJT08UNA | Federally-Regulated Consumer Product | Weatherized Non-Condensing Gas | 1635 | 271 |  | 12/05/2023 | 80943 | 208698836 | 12/05/2023
Rheem Sales Company, Inc. | Thermal Zone | TZ80DZ1V100C5NABAP | Federally-Regulated Consumer Product | Non-Weatherized, Non-Condensin | 2095 | 257 |  | 12/05/2023 | 100302 | 210728260 | 12/05/2023
Rheem Sales Company, Inc. | Thermal Zone | RGEAZR024AJT06UNA | Federally-Regulated Consumer Product | Weatherized Non-Condensing Gas | 1236 | 253 |  | 12/05/2023 | 61566 | 208698821 | 12/05/2023
Rheem Sales Company, Inc. | Thermal Zone | TZ80UH1T100C5UA | Federally-Regulated Consumer Product | Non-Weatherized, Non-Condensin | 2096 | 274 |  | 12/05/2023 | 100583 | 208486690 | 12/05/2023
Rheem Sales Company, Inc. | Thermal Zone | TZ80DZ2V100C5NABAP | Federally-Regulated Consumer Product | Non-Weatherized, Non-Condensin | 2120 | 275 |  | 12/05/2023 | 69817 | 211873435 | 12/05/2023
Rheem Sales Company, Inc. | Thermal Zone | RGEAZR048AJT10UNA | Federally-Regulated Consumer Product | Weatherized Non-Condensing Gas | 1832 | 280 |  | 12/05/2023 | 100370 | 208698841 | 12/05/2023
Rheem Sales Company, Inc. | Thermal Zone | TZ80DZ1V125D5NABAP | Federally-Regulated Consumer Product | Non-Weatherized, Non-Condensin | 2075 | 273 |  | 12/05/2023 | 124289 | 210728263 | 12/05/2023
Rheem Sales Company, Inc. | Thermal Zone | TZ80UH1V050B4NABAP | Federally-Regulated Consumer Product | Non-Weatherized, Non-Condensin | 1682 | 256 |  | 12/05/2023 | 50501 | 211873421 | 12/05/2023
Rheem Sales Company, Inc. | Thermal Zone | TZ80UH1T070B4UA | Federally-Regulated Consumer Product | Non-Weatherized, Non-Condensin | 1823 | 262 |  | 12/05/2023 | 70109 | 208486688 | 12/05/2023
Rheem Sales Company, Inc. | Thermal Zone | RGEAZR036AJT06UNA | Federally-Regulated Consumer Product | Weatherized Non-Condensing Gas | 1434 | 262 |  | 12/05/2023 | 60723 | 208698830 | 12/05/2023
Rheem Sales Company, Inc. | Thermal Zone | RGEA14036AJT06UAA | Federally-Regulated Consumer Product | Weatherized Non-Condensing Gas | 1434 | 262 |  | 12/05/2023 | 60723 | 205965599 | 12/05/2023
Rheem Sales Company, Inc. | Thermal Zone | TZ80UH2V050B4NABAP | Federally-Regulated Consumer Product | Non-Weatherized, Non-Condensin | 1712 | 257 |  | 12/05/2023 | 34534 | 211873429 | 12/05/2023
Rheem Sales Company, Inc. | Thermal Zone | TZ80DZ2V125D5NABAP | Federally-Regulated Consumer Product | Non-Weatherized, Non-Condensin | 2179 | 278 |  | 12/05/2023 | 86625 | 211873437 | 12/05/2023
Rheem Sales Company, Inc. | Thermal Zone | TZ80DZ1V050A3NABAP | Federally-Regulated Consumer Product | Non-Weatherized, Non-Condensin | 2163 | 277 |  | 12/05/2023 | 51119 | 210728250 | 12/05/2023
Rheem Sales Company, Inc. | Thermal Zone | TZ80DZ2V075C5NABAP | Federally-Regulated Consumer Product | Non-Weatherized, Non-Condensin | 2041 | 272 |  | 12/05/2023 | 52592 | 211873433 | 12/05/2023
Rheem Sales Company, Inc. | Thermal Zone | TZ80DZ2V050A3NABAP | Federally-Regulated Consumer Product | Non-Weatherized, Non-Condensin | 1250 | 237 |  | 12/05/2023 | 34844 | 211873426 | 12/05/2023
Rheem Sales Company, Inc. | Thermal Zone | TZ80DZ1V075B4NABAP | Federally-Regulated Consumer Product | Non-Weatherized, Non-Condensin | 1680 | 255 |  | 12/05/2023 | 76001 | 210728254 | 12/05/2023
Rheem Sales Company, Inc. | Thermal Zone | TZ80UH1T050B4NANAS | Federally-Regulated Consumer Product | Non-Weatherized, Non-Condensin | 1517 | 249 |  | 12/05/2023 | 50545 | 211873419 | 12/05/2023
Rheem Sales Company, Inc. | Thermal Zone | RGEAZR030AJT06UNA | Federally-Regulated Consumer Product | Weatherized Non-Condensing Gas | 1125 | 248 |  | 12/05/2023 | 60094 | 208698827 | 12/05/2023
Rheem Sales Company, Inc. | Thermal Zone | RGEA14030AJT04UAA | Federally-Regulated Consumer Product | Weatherized Non-Condensing Gas | 1189 | 251 |  | 12/05/2023 | 39887 | 205965597 | 12/05/2023
Rheem Sales Company, Inc. | Thermal Zone | TZ80DZ2V075B4NABAP | Federally-Regulated Consumer Product | Non-Weatherized, Non-Condensin | 1628 | 254 |  | 12/05/2023 | 52707 | 211873431 | 12/05/2023
Rheem Sales Company, Inc. | Thermal Zone | RGEAZR024AJT04UNA | Federally-Regulated Consumer Product | Weatherized Non-Condensing Gas | 1181 | 251 |  | 12/05/2023 | 40068 | 208698819 | 12/05/2023
Rheem Sales Company, Inc. | Thermal Zone | TZ80DZ1V075C5NABAP | Federally-Regulated Consumer Product | Non-Weatherized, Non-Condensin | 2163 | 277 |  | 12/05/2023 | 75029 | 210728257 | 12/05/2023
Rheem Sales Company, Inc. | Thermal Zone | RGEAZR030AJT04UNA | Federally-Regulated Consumer Product | Weatherized Non-Condensing Gas | 1189 | 251 |  | 12/05/2023 | 39887 | 208698824 | 12/05/2023
Rheem Sales Company, Inc. | Thermal Zone | RGEAZR048AJT08UNA | Federally-Regulated Consumer Product | Weatherized Non-Condensing Gas | 2026 | 288 |  | 12/05/2023 | 80019 | 208698839 | 12/05/2023
Nordyne, LLC | Maytag | DF6SF-X36K100CB | Federally-Regulated Consumer Product | Weatherized Non-Condensing Gas | 1575 | 268 |  | 12/05/2023 | 65500 | 201710120 | 12/05/2023
Nordyne, LLC | Maytag | R8GE-X60K096C1 | Federally-Regulated Consumer Product | Weatherized Non-Condensing Gas | 2028 | 288 |  | 12/05/2023 | 94398 | 204093439 | 12/05/2023
Nordyne, LLC | Maytag | R8GE-X60K100U1 | Federally-Regulated Consumer Product | Weatherized Non-Condensing Gas | 2041 | 289 |  | 12/05/2023 | 101000 | 207338317 | 12/05/2023
Nordyne, LLC | Maytag | R8GE-030K070U1 | Federally-Regulated Consumer Product | Weatherized Non-Condensing Gas | 1655 | 264 |  | 12/05/2023 | 69854 | 207338313 | 12/05/2023
Nordyne, LLC | Maytag | R8GE-X60K120C1 | Federally-Regulated Consumer Product | Weatherized Non-Condensing Gas | 2073 | 290 |  | 12/05/2023 | 119379 | 204040797 | 12/05/2023
Nordyne, LLC | Maytag | R8GE-024K072C1 | Federally-Regulated Consumer Product | Weatherized Non-Condensing Gas | 1280 | 255 |  | 12/05/2023 | 71272 | 204040773 | 12/05/2023
Nordyne, LLC | Maytag | R8GE-048K100U1 | Federally-Regulated Consumer Product | Weatherized Non-Condensing Gas | 1913 | 275 |  | 12/05/2023 | 100561 | 207338316 | 12/05/2023
Nordyne, LLC | Maytag | R8GE-024K055U1 | Federally-Regulated Consumer Product | Weatherized Non-Condensing Gas | 1304 | 240 |  | 12/05/2023 | 55721 | 207338312 | 12/05/2023
Nordyne, LLC | Maytag | R8GE-036K072C1 | Federally-Regulated Consumer Product | Weatherized Non-Condensing Gas | 1349 | 258 |  | 12/05/2023 | 72437 | 204093430 | 12/05/2023
Nordyne, LLC | Maytag | R8GE-036K070U1 | Federally-Regulated Consumer Product | Weatherized Non-Condensing Gas | 1655 | 264 |  | 12/05/2023 | 69854 | 207338314 | 12/05/2023
Nordyne, LLC | Maytag | PPG2GFX48K120XB | Federally-Regulated Consumer Product | Weatherized Non-Condensing Gas | 2121 | 292 |  | 12/05/2023 | 80078 | 8015398 | 12/05/2023
Nordyne, LLC | Maytag | PPG3GE024K045C1 | Federally-Regulated Consumer Product | Weatherized Non-Condensing Gas | 1024 | 244 |  | 12/05/2023 | 45216 | 204040759 | 12/05/2023
Nordyne, LLC | Maytag | PPG2GFX60K120XB | Federally-Regulated Consumer Product | Weatherized Non-Condensing Gas | 2121 | 292 |  | 12/05/2023 | 80078 | 8016126 | 12/05/2023
Nordyne, LLC | Maytag | PPG3GE024K072C1 | Federally-Regulated Consumer Product | Weatherized Non-Condensing Gas | 1280 | 255 |  | 12/05/2023 | 71272 | 204040756 | 12/05/2023
Nordyne, LLC | Maytag | PPG3GEX60K120C1 | Federally-Regulated Consumer Product | Weatherized Non-Condensing Gas | 2073 | 290 |  | 12/05/2023 | 119379 | 204040758 | 12/05/2023
Nordyne, LLC | Maytag | PPG3GEX60K096C1 | Federally-Regulated Consumer Product | Weatherized Non-Condensing Gas | 2028 | 288 |  | 12/05/2023 | 94398 | 204040761 | 12/05/2023
Nordyne, LLC | Maytag | R8GE-042K100U1 | Federally-Regulated Consumer Product | Weatherized Non-Condensing Gas | 1913 | 275 |  | 12/05/2023 | 100561 | 207338315 | 12/05/2023
Nordyne, LLC | Maytag | PPG3GE030K072C1 | Federally-Regulated Consumer Product | Weatherized Non-Condensing Gas | 1280 | 255 |  | 12/05/2023 | 71272 | 204040757 | 12/05/2023
Nordyne, LLC | Maytag | R8GE-030K072C1 | Federally-Regulated Consumer Product | Weatherized Non-Condensing Gas | 1280 | 255 |  | 12/05/2023 | 71272 | 204040785 | 12/05/2023
Nordyne, LLC | Maytag | PPG3GE036K072C1 | Federally-Regulated Consumer Product | Weatherized Non-Condensing Gas | 1349 | 258 |  | 12/05/2023 | 72437 | 204040760 | 12/05/2023
Rheem Sales Company, Inc. | Friedrich | FR802V0754A17DZNCAP | Federally-Regulated Consumer Product | Non-Weatherized, Non-Condensin | 1628 | 254 |  | 12/05/2023 | 52707 | 213112785 | 12/05/2023
Rheem Sales Company, Inc. | Friedrich | FR801V0504A17UHNCAP | Federally-Regulated Consumer Product | Non-Weatherized, Non-Condensin | 1682 | 256 |  | 12/05/2023 | 50501 | 213112784 | 12/05/2023
Rheem Sales Company, Inc. | Friedrich | FR802V0504A17UHNCAP | Federally-Regulated Consumer Product | Non-Weatherized, Non-Condensin | 1712 | 257 |  | 12/05/2023 | 34534 | 213112796 | 12/05/2023
Rheem Sales Company, Inc. | Friedrich | FR802V0755A21DZNCAP | Federally-Regulated Consumer Product | Non-Weatherized, Non-Condensin | 2041 | 272 |  | 12/05/2023 | 52592 | 213112786 | 12/05/2023
Rheem Sales Company, Inc. | Friedrich | FR801T0504A17UHNNAP | Federally-Regulated Consumer Product | Non-Weatherized, Non-Condensin | 1517 | 249 |  | 12/05/2023 | 50545 | 213112793 | 12/05/2023
Rheem Sales Company, Inc. | Friedrich | FR801T0704A17UHU | Federally-Regulated Consumer Product | Non-Weatherized, Non-Condensin | 1823 | 262 |  | 12/05/2023 | 70109 | 213112732 | 12/05/2023
Rheem Sales Company, Inc. | Friedrich | FR802V0503A14DZNCAP | Federally-Regulated Consumer Product | Non-Weatherized, Non-Condensin | 1250 | 237 |  | 12/05/2023 | 34844 | 213112795 | 12/05/2023
Rheem Sales Company, Inc. | Friedrich | FR802V1255A24DZNCAP | Federally-Regulated Consumer Product | Non-Weatherized, Non-Condensin | 2179 | 278 |  | 12/05/2023 | 86625 | 213112787 | 12/05/2023
Rheem Sales Company, Inc. | Friedrich | FR802V1005A21DZNCAP | Federally-Regulated Consumer Product | Non-Weatherized, Non-Condensin | 2120 | 275 |  | 12/05/2023 | 69817 | 213112797 | 12/05/2023
Nordyne, LLC | Intertherm | R8GE-036K072C1 | Federally-Regulated Consumer Product | Weatherized Non-Condensing Gas | 1349 | 258 |  | 12/05/2023 | 72437 | 204093428 | 12/05/2023
Nordyne, LLC | Intertherm | R8GE-X60K096C1 | Federally-Regulated Consumer Product | Weatherized Non-Condensing Gas | 2028 | 288 |  | 12/05/2023 | 94398 | 204093437 | 12/05/2023
Nordyne, LLC | Intertherm | R8GE-X60K100U1 | Federally-Regulated Consumer Product | Weatherized Non-Condensing Gas | 2041 | 289 |  | 12/05/2023 | 101000 | 207338299 | 12/05/2023
Nordyne, LLC | Intertherm | R8GE-048K100U1 | Federally-Regulated Consumer Product | Weatherized Non-Condensing Gas | 1913 | 275 |  | 12/05/2023 | 100561 | 207338298 | 12/05/2023
Nordyne, LLC | Intertherm | R8GE-042K100U1 | Federally-Regulated Consumer Product | Weatherized Non-Condensing Gas | 1913 | 275 |  | 12/05/2023 | 100561 | 207338297 | 12/05/2023
Nordyne, LLC | Intertherm | DF6SF-X36K100CB | Federally-Regulated Consumer Product | Weatherized Non-Condensing Gas | 1575 | 268 |  | 12/05/2023 | 65500 | 201710119 | 12/05/2023
Nordyne, LLC | Intertherm | R8GE-030K072C1 | Federally-Regulated Consumer Product | Weatherized Non-Condensing Gas | 1280 | 255 |  | 12/05/2023 | 71272 | 204040783 | 12/05/2023
Nordyne, LLC | Intertherm | R8GE-024K072C1 | Federally-Regulated Consumer Product | Weatherized Non-Condensing Gas | 1280 | 255 |  | 12/05/2023 | 71272 | 204040771 | 12/05/2023
Nordyne, LLC | Intertherm | R8GE-030K070U1 | Federally-Regulated Consumer Product | Weatherized Non-Condensing Gas | 1655 | 264 |  | 12/05/2023 | 69854 | 207338295 | 12/05/2023
Nordyne, LLC | Intertherm | R8GE-X60K120C1 | Federally-Regulated Consumer Product | Weatherized Non-Condensing Gas | 2073 | 290 |  | 12/05/2023 | 119379 | 204040795 | 12/05/2023
Nordyne, LLC | Intertherm | R8GE-024K055U1 | Federally-Regulated Consumer Product | Weatherized Non-Condensing Gas | 1304 | 240 |  | 12/05/2023 | 55721 | 207338294 | 12/05/2023
Nordyne, LLC | Intertherm | R8GE-036K070U1 | Federally-Regulated Consumer Product | Weatherized Non-Condensing Gas | 1655 | 264 |  | 12/05/2023 | 69854 | 207338296 | 12/05/2023
Nordyne, LLC | Frigidaire | R8GE-036K096C1 | Federally-Regulated Consumer Product | Weatherized Non-Condensing Gas | 1704 | 274 |  | 12/05/2023 | 97452 | 204040819 | 12/05/2023
Nordyne, LLC | Frigidaire | R8GE-048K100U1 | Federally-Regulated Consumer Product | Weatherized Non-Condensing Gas | 1913 | 275 |  | 12/05/2023 | 100561 | 207338286 | 12/05/2023
Nordyne, LLC | Frigidaire | R8GE-042K096C1 | Federally-Regulated Consumer Product | Weatherized Non-Condensing Gas | 1540 | 267 |  | 12/05/2023 | 97780 | 204093444 | 12/05/2023
Nordyne, LLC | Frigidaire | R8GE-024K072C1 | Federally-Regulated Consumer Product | Weatherized Non-Condensing Gas | 1280 | 255 |  | 12/05/2023 | 71272 | 204040769 | 12/05/2023
Nordyne, LLC | Frigidaire | R8GE-036K070U1 | Federally-Regulated Consumer Product | Weatherized Non-Condensing Gas | 1655 | 264 |  | 12/05/2023 | 69854 | 207338284 | 12/05/2023
Nordyne, LLC | Frigidaire | R8GE-042K100U1 | Federally-Regulated Consumer Product | Weatherized Non-Condensing Gas | 1913 | 275 |  | 12/05/2023 | 100561 | 207338285 | 12/05/2023
Nordyne, LLC | Frigidaire | R8GE-030K072C1 | Federally-Regulated Consumer Product | Weatherized Non-Condensing Gas | 1280 | 255 |  | 12/05/2023 | 71272 | 204040780 | 12/05/2023
Nordyne, LLC | Frigidaire | R8GE-048K096C1 | Federally-Regulated Consumer Product | Weatherized Non-Condensing Gas | 1818 | 279 |  | 12/05/2023 | 95561 | 204093453 | 12/05/2023
Nordyne, LLC | Frigidaire | R8GE-030K070U1 | Federally-Regulated Consumer Product | Weatherized Non-Condensing Gas | 1655 | 264 |  | 12/05/2023 | 69854 | 207338283 | 12/05/2023
Nordyne, LLC | Frigidaire | DF6SF-X36K100CB | Federally-Regulated Consumer Product | Weatherized Non-Condensing Gas | 1575 | 268 |  | 12/05/2023 | 65500 | 201710118 | 12/05/2023
Nordyne, LLC | Frigidaire | R8GE-048K120C1 | Federally-Regulated Consumer Product | Weatherized Non-Condensing Gas | 1991 | 287 |  | 12/05/2023 | 121831 | 204040807 | 12/05/2023
Nordyne, LLC | Frigidaire | R8GE-X60K100U1 | Federally-Regulated Consumer Product | Weatherized Non-Condensing Gas | 2041 | 289 |  | 12/05/2023 | 101000 | 207338287 | 12/05/2023
Nordyne, LLC | Frigidaire | R8GE-042K072C1 | Federally-Regulated Consumer Product | Weatherized Non-Condensing Gas | 1817 | 279 |  | 12/05/2023 | 72195 | 204040833 | 12/05/2023
Nordyne, LLC | Frigidaire | R8GE-036K072C1 | Federally-Regulated Consumer Product | Weatherized Non-Condensing Gas | 1349 | 258 |  | 12/05/2023 | 72437 | 204093426 | 12/05/2023
Nordyne, LLC | Frigidaire | R8GE-X60K120C1 | Federally-Regulated Consumer Product | Weatherized Non-Condensing Gas | 2073 | 290 |  | 12/05/2023 | 119379 | 204040792 | 12/05/2023
Nordyne, LLC | Frigidaire | R8GE-X60K096C1 | Federally-Regulated Consumer Product | Weatherized Non-Condensing Gas | 2028 | 288 |  | 12/05/2023 | 94398 | 204093435 | 12/05/2023
Nordyne, LLC | Frigidaire | R8GE-024K055U1 | Federally-Regulated Consumer Product | Weatherized Non-Condensing Gas | 1304 | 240 |  | 12/05/2023 | 55721 | 207338282 | 12/05/2023
Nordyne, LLC | NORTEK GLOBAL HVAC LLC | R8GE-036K070U1 | Federally-Regulated Consumer Product | Weatherized Non-Condensing Gas | 1655 | 264 |  | 12/05/2023 | 69854 | 207338272 | 12/05/2023
Nordyne, LLC | NORTEK GLOBAL HVAC LLC | R8GE-042K100U1 | Federally-Regulated Consumer Product | Weatherized Non-Condensing Gas | 1913 | 275 |  | 12/05/2023 | 100561 | 207338273 | 12/05/2023
Nordyne, LLC | NORTEK GLOBAL HVAC LLC | R8GE-030K070U1 | Federally-Regulated Consumer Product | Weatherized Non-Condensing Gas | 1655 | 264 |  | 12/05/2023 | 69854 | 207338271 | 12/05/2023
Nordyne, LLC | NORTEK GLOBAL HVAC LLC | R8GE-024K055U1 | Federally-Regulated Consumer Product | Weatherized Non-Condensing Gas | 1304 | 240 |  | 12/05/2023 | 55721 | 207338270 | 12/05/2023
Nordyne, LLC | NORTEK GLOBAL HVAC LLC | R8GE-048K100U1 | Federally-Regulated Consumer Product | Weatherized Non-Condensing Gas | 1913 | 275 |  | 12/05/2023 | 100561 | 207338274 | 12/05/2023
Nordyne, LLC | NORTEK GLOBAL HVAC LLC | R8GE-024K045C1 | Federally-Regulated Consumer Product | Weatherized Non-Condensing Gas | 1024 | 244 |  | 12/05/2023 | 45216 | 204040843 | 12/05/2023
Nordyne, LLC | NORTEK GLOBAL HVAC LLC | R8GE-X60K100U1 | Federally-Regulated Consumer Product | Weatherized Non-Condensing Gas | 2041 | 289 |  | 12/05/2023 | 101000 | 207338275 | 12/05/2023
Nordyne, LLC | Broan | R8GE-048K100U1 | Federally-Regulated Consumer Product | Weatherized Non-Condensing Gas | 1913 | 275 |  | 12/05/2023 | 100561 | 207338280 | 12/05/2023
Nordyne, LLC | Broan | R8GE-024K055U1 | Federally-Regulated Consumer Product | Weatherized Non-Condensing Gas | 1304 | 240 |  | 12/05/2023 | 55721 | 207338276 | 12/05/2023
Nordyne, LLC | Broan | R8GE-X60K100U1 | Federally-Regulated Consumer Product | Weatherized Non-Condensing Gas | 2041 | 289 |  | 12/05/2023 | 101000 | 207338281 | 12/05/2023
Nordyne, LLC | Broan | R8GE-042K096C1 | Federally-Regulated Consumer Product | Weatherized Non-Condensing Gas | 1540 | 267 |  | 12/05/2023 | 97780 | 204040829 | 12/05/2023
Nordyne, LLC | Broan | R8GE-048K120C1 | Federally-Regulated Consumer Product | Weatherized Non-Condensing Gas | 1991 | 287 |  | 12/05/2023 | 121831 | 204040805 | 12/05/2023
Nordyne, LLC | Broan | R8GE-X60K096C1 | Federally-Regulated Consumer Product | Weatherized Non-Condensing Gas | 2028 | 288 |  | 12/05/2023 | 94398 | 204040804 | 12/05/2023
Nordyne, LLC | Broan | R8GE-042K100U1 | Federally-Regulated Consumer Product | Weatherized Non-Condensing Gas | 1913 | 275 |  | 12/05/2023 | 100561 | 207338279 | 12/05/2023
Nordyne, LLC | Broan | R8GE-X60K120C1 | Federally-Regulated Consumer Product | Weatherized Non-Condensing Gas | 2073 | 290 |  | 12/05/2023 | 119379 | 204040791 | 12/05/2023
Nordyne, LLC | Broan | R8GE-036K070U1 | Federally-Regulated Consumer Product | Weatherized Non-Condensing Gas | 1655 | 264 |  | 12/05/2023 | 69854 | 207338278 | 12/05/2023
Nordyne, LLC | Broan | R8GE-036K072C1 | Federally-Regulated Consumer Product | Weatherized Non-Condensing Gas | 1349 | 258 |  | 12/05/2023 | 72437 | 204040803 | 12/05/2023
Nordyne, LLC | Broan | R8GE-030K072C1 | Federally-Regulated Consumer Product | Weatherized Non-Condensing Gas | 1280 | 255 |  | 12/05/2023 | 71272 | 204040779 | 12/05/2023
Nordyne, LLC | Broan | R8GE-030K070U1 | Federally-Regulated Consumer Product | Weatherized Non-Condensing Gas | 1655 | 264 |  | 12/05/2023 | 69854 | 207338277 | 12/05/2023
Nordyne, LLC | Broan | R8GE-042K072C1 | Federally-Regulated Consumer Product | Weatherized Non-Condensing Gas | 1817 | 279 |  | 12/05/2023 | 72195 | 204040832 | 12/05/2023
Nordyne, LLC | Broan | R8GE-024K072C1 | Federally-Regulated Consumer Product | Weatherized Non-Condensing Gas | 1280 | 255 |  | 12/05/2023 | 71272 | 204040767 | 12/05/2023
Nordyne, LLC | Broan | R8GE-048K096C1 | Federally-Regulated Consumer Product | Weatherized Non-Condensing Gas | 1818 | 279 |  | 12/05/2023 | 95561 | 204040830 | 12/05/2023
Nordyne, LLC | Broan | R8GE-036K096C1 | Federally-Regulated Consumer Product | Weatherized Non-Condensing Gas | 1704 | 274 |  | 12/05/2023 | 97452 | 204040817 | 12/05/2023
Rheem Sales Company, Inc. | CLIMATEMASTER | RGEAZR048AJT10UNA | Federally-Regulated Consumer Product | Weatherized Non-Condensing Gas | 1832 | 280 |  | 12/05/2023 | 100370 | 208699121 | 12/05/2023
Rheem Sales Company, Inc. | CLIMATEMASTER | RGEAZR036AJT08UNA | Federally-Regulated Consumer Product | Weatherized Non-Condensing Gas | 1382 | 260 |  | 12/05/2023 | 80891 | 208699113 | 12/05/2023
Rheem Sales Company, Inc. | CLIMATEMASTER | RGEAZR036AJT06UNA | Federally-Regulated Consumer Product | Weatherized Non-Condensing Gas | 1434 | 262 |  | 12/05/2023 | 60723 | 208699111 | 12/05/2023
Rheem Sales Company, Inc. | CLIMATEMASTER | RGEAZR048AJT08UNA | Federally-Regulated Consumer Product | Weatherized Non-Condensing Gas | 2026 | 288 |  | 12/05/2023 | 80019 | 208699119 | 12/05/2023
Rheem Sales Company, Inc. | CLIMATEMASTER | RGEA14036AJT06UAA | Federally-Regulated Consumer Product | Weatherized Non-Condensing Gas | 1434 | 262 |  | 12/05/2023 | 60723 | 205965565 | 12/05/2023
Rheem Sales Company, Inc. | CLIMATEMASTER | RGEAZR060AJT10UNA | Federally-Regulated Consumer Product | Weatherized Non-Condensing Gas | 1911 | 283 |  | 12/05/2023 | 99261 | 208699124 | 12/05/2023
Rheem Sales Company, Inc. | CLIMATEMASTER | RGEAZR024AJT04UNA | Federally-Regulated Consumer Product | Weatherized Non-Condensing Gas | 1181 | 251 |  | 12/05/2023 | 40068 | 208699101 | 12/05/2023
Rheem Sales Company, Inc. | CLIMATEMASTER | RGEAZR030AJT04UNA | Federally-Regulated Consumer Product | Weatherized Non-Condensing Gas | 1189 | 251 |  | 12/05/2023 | 39887 | 208699106 | 12/05/2023
Rheem Sales Company, Inc. | CLIMATEMASTER | RGEA14030AJT04UAA | Federally-Regulated Consumer Product | Weatherized Non-Condensing Gas | 1189 | 251 |  | 12/05/2023 | 39887 | 205965563 | 12/05/2023
Rheem Sales Company, Inc. | CLIMATEMASTER | RGEAZR042AJT08UNA | Federally-Regulated Consumer Product | Weatherized Non-Condensing Gas | 1635 | 271 |  | 12/05/2023 | 80943 | 208699116 | 12/05/2023
Rheem Sales Company, Inc. | CLIMATEMASTER | RGEAZR030AJT06UNA | Federally-Regulated Consumer Product | Weatherized Non-Condensing Gas | 1125 | 248 |  | 12/05/2023 | 60094 | 208699108 | 12/05/2023
Rheem Sales Company, Inc. | CLIMATEMASTER | RGEAZR024AJT06UNA | Federally-Regulated Consumer Product | Weatherized Non-Condensing Gas | 1236 | 253 |  | 12/05/2023 | 61566 | 208699103 | 12/05/2023
Nordyne, LLC | Miller | R8GE-030K070U1 | Federally-Regulated Consumer Product | Weatherized Non-Condensing Gas | 1655 | 264 |  | 12/05/2023 | 69854 | 207338307 | 12/05/2023
Nordyne, LLC | Miller | R8GE-030K072C1 | Federally-Regulated Consumer Product | Weatherized Non-Condensing Gas | 1280 | 255 |  | 12/05/2023 | 71272 | 204040786 | 12/05/2023
Nordyne, LLC | Miller | R8GE-042K100U1 | Federally-Regulated Consumer Product | Weatherized Non-Condensing Gas | 1913 | 275 |  | 12/05/2023 | 100561 | 207338309 | 12/05/2023
Nordyne, LLC | Miller | R8GE-X60K100U1 | Federally-Regulated Consumer Product | Weatherized Non-Condensing Gas | 2041 | 289 |  | 12/05/2023 | 101000 | 207338311 | 12/05/2023
Nordyne, LLC | Miller | R8GE-024K055U1 | Federally-Regulated Consumer Product | Weatherized Non-Condensing Gas | 1304 | 240 |  | 12/05/2023 | 55721 | 207338306 | 12/05/2023
Nordyne, LLC | Miller | R8GE-X60K120C1 | Federally-Regulated Consumer Product | Weatherized Non-Condensing Gas | 2073 | 290 |  | 12/05/2023 | 119379 | 204040798 | 12/05/2023
Nordyne, LLC | Miller | R8GE-036K072C1 | Federally-Regulated Consumer Product | Weatherized Non-Condensing Gas | 1349 | 258 |  | 12/05/2023 | 72437 | 204093431 | 12/05/2023
Nordyne, LLC | Miller | R8GE-048K100U1 | Federally-Regulated Consumer Product | Weatherized Non-Condensing Gas | 1913 | 275 |  | 12/05/2023 | 100561 | 207338310 | 12/05/2023
Nordyne, LLC | Miller | R8GE-X60K096C1 | Federally-Regulated Consumer Product | Weatherized Non-Condensing Gas | 2028 | 288 |  | 12/05/2023 | 94398 | 204093440 | 12/05/2023
Nordyne, LLC | Miller | R8GE-024K072C1 | Federally-Regulated Consumer Product | Weatherized Non-Condensing Gas | 1280 | 255 |  | 12/05/2023 | 71272 | 204040774 | 12/05/2023
Nordyne, LLC | Miller | R8GE-036K070U1 | Federally-Regulated Consumer Product | Weatherized Non-Condensing Gas | 1655 | 264 |  | 12/05/2023 | 69854 | 207338308 | 12/05/2023
Rheem Sales Company, Inc. | Mainline | RGEAZR030AJT06UNA | Federally-Regulated Consumer Product | Weatherized Non-Condensing Gas | 1125 | 248 |  | 12/05/2023 | 60094 | 208699047 | 12/05/2023
Rheem Sales Company, Inc. | Mainline | MP801T0504A17UHNNAS | Federally-Regulated Consumer Product | Non-Weatherized, Non-Condensin | 1517 | 249 |  | 12/05/2023 | 50545 | 211873353 | 12/05/2023
Rheem Sales Company, Inc. | Mainline | ML802V1255A24DZNBAP | Federally-Regulated Consumer Product | Non-Weatherized, Non-Condensin | 2179 | 278 |  | 12/05/2023 | 86625 | 211873351 | 12/05/2023
Rheem Sales Company, Inc. | Mainline | RGEAZR048AJT10UNA | Federally-Regulated Consumer Product | Weatherized Non-Condensing Gas | 1832 | 280 |  | 12/05/2023 | 100370 | 208699060 | 12/05/2023
Rheem Sales Company, Inc. | Mainline | RGEA14030AJT04UAA | Federally-Regulated Consumer Product | Weatherized Non-Condensing Gas | 1189 | 251 |  | 12/05/2023 | 39887 | 205965587 | 12/05/2023
Rheem Sales Company, Inc. | Mainline | RGEAZR042AJT08UNA | Federally-Regulated Consumer Product | Weatherized Non-Condensing Gas | 1635 | 271 |  | 12/05/2023 | 80943 | 208699055 | 12/05/2023
Rheem Sales Company, Inc. | Mainline | MP802W0755A21DZNBAS | Federally-Regulated Consumer Product | Non-Weatherized, Non-Condensin | 2041 | 272 |  | 12/05/2023 | 52592 | 211873364 | 12/05/2023
Rheem Sales Company, Inc. | Mainline | RGEA14036AJT06UAA | Federally-Regulated Consumer Product | Weatherized Non-Condensing Gas | 1434 | 262 |  | 12/05/2023 | 60723 | 205965589 | 12/05/2023
Rheem Sales Company, Inc. | Mainline | MP801W1005A21DZNBAS | Federally-Regulated Consumer Product | Non-Weatherized, Non-Condensin | 2095 | 257 |  | 12/05/2023 | 100302 | 210727576 | 12/05/2023
Rheem Sales Company, Inc. | Mainline | MP802W0754A17DZNBAS | Federally-Regulated Consumer Product | Non-Weatherized, Non-Condensin | 1628 | 254 |  | 12/05/2023 | 52707 | 211873362 | 12/05/2023
Rheem Sales Company, Inc. | Mainline | ML801V0503A14DZNBAP | Federally-Regulated Consumer Product | Non-Weatherized, Non-Condensin | 2163 | 277 |  | 12/05/2023 | 51119 | 210727585 | 12/05/2023
Rheem Sales Company, Inc. | Mainline | MP801W0504A17UHNBAS | Federally-Regulated Consumer Product | Non-Weatherized, Non-Condensin | 1682 | 256 |  | 12/05/2023 | 50501 | 211873356 | 12/05/2023
Rheem Sales Company, Inc. | Mainline | MP802W1255A24DZNBAS | Federally-Regulated Consumer Product | Non-Weatherized, Non-Condensin | 2179 | 278 |  | 12/05/2023 | 86625 | 211873368 | 12/05/2023
Rheem Sales Company, Inc. | Mainline | ML801T0504A17UHNNAS | Federally-Regulated Consumer Product | Non-Weatherized, Non-Condensin | 1517 | 249 |  | 12/05/2023 | 50545 | 211873334 | 12/05/2023
Rheem Sales Company, Inc. | Mainline | ML801V0754A17DZNBAP | Federally-Regulated Consumer Product | Non-Weatherized, Non-Condensin | 1680 | 255 |  | 12/05/2023 | 76001 | 210727593 | 12/05/2023
Rheem Sales Company, Inc. | Mainline | ML802V0503A14DZNBAP | Federally-Regulated Consumer Product | Non-Weatherized, Non-Condensin | 1250 | 237 |  | 12/05/2023 | 34844 | 211873341 | 12/05/2023
Rheem Sales Company, Inc. | Mainline | ML802V0754A17DZNBAP | Federally-Regulated Consumer Product | Non-Weatherized, Non-Condensin | 1628 | 254 |  | 12/05/2023 | 52707 | 211873345 | 12/05/2023
Rheem Sales Company, Inc. | Mainline | ML801V0755A21DZNBAP | Federally-Regulated Consumer Product | Non-Weatherized, Non-Condensin | 2163 | 277 |  | 12/05/2023 | 75029 | 210727587 | 12/05/2023
Rheem Sales Company, Inc. | Mainline | RGEAZR036AJT08UNA | Federally-Regulated Consumer Product | Weatherized Non-Condensing Gas | 1382 | 260 |  | 12/05/2023 | 80891 | 208699052 | 12/05/2023
Rheem Sales Company, Inc. | Mainline | ML801T0704A17UHU | Federally-Regulated Consumer Product | Non-Weatherized, Non-Condensin | 1823 | 262 |  | 12/05/2023 | 70109 | 208486676 | 12/05/2023
Rheem Sales Company, Inc. | Mainline | MP801T1005A21UHU | Federally-Regulated Consumer Product | Non-Weatherized, Non-Condensin | 2096 | 274 |  | 12/05/2023 | 100583 | 208486684 | 12/05/2023
Rheem Sales Company, Inc. | Mainline | MP801W1255A24DZNBAS | Federally-Regulated Consumer Product | Non-Weatherized, Non-Condensin | 2075 | 273 |  | 12/05/2023 | 124289 | 210727578 | 12/05/2023
Rheem Sales Company, Inc. | Mainline | MP802W1005A21DZNBAS | Federally-Regulated Consumer Product | Non-Weatherized, Non-Condensin | 2120 | 275 |  | 12/05/2023 | 69817 | 211873366 | 12/05/2023
Rheem Sales Company, Inc. | Mainline | ML801V0504A17UHNBAP | Federally-Regulated Consumer Product | Non-Weatherized, Non-Condensin | 1682 | 256 |  | 12/05/2023 | 50501 | 211873336 | 12/05/2023
Rheem Sales Company, Inc. | Mainline | ML801T1005A21UHU | Federally-Regulated Consumer Product | Non-Weatherized, Non-Condensin | 2096 | 274 |  | 12/05/2023 | 100583 | 208486678 | 12/05/2023
Rheem Sales Company, Inc. | Mainline | MP801T0504A17UHU | Federally-Regulated Consumer Product | Non-Weatherized, Non-Condensin | 1502 | 248 |  | 12/05/2023 | 50342 | 208486680 | 12/05/2023
Rheem Sales Company, Inc. | Mainline | ML801T0504A17UHU | Federally-Regulated Consumer Product | Non-Weatherized, Non-Condensin | 1502 | 248 |  | 12/05/2023 | 50342 | 208486674 | 12/05/2023
Rheem Sales Company, Inc. | Mainline | MP802W0503A14DZNBAS | Federally-Regulated Consumer Product | Non-Weatherized, Non-Condensin | 1250 | 237 |  | 12/05/2023 | 34844 | 211873358 | 12/05/2023
Rheem Sales Company, Inc. | Mainline | ML801V1255A24DZNBAP | Federally-Regulated Consumer Product | Non-Weatherized, Non-Condensin | 2075 | 273 |  | 12/05/2023 | 124289 | 210727591 | 12/05/2023
Rheem Sales Company, Inc. | Mainline | RGEAZR060AJT10UNA | Federally-Regulated Consumer Product | Weatherized Non-Condensing Gas | 1911 | 283 |  | 12/05/2023 | 99261 | 208699063 | 12/05/2023
Rheem Sales Company, Inc. | Mainline | RGEAZR024AJT04UNA | Federally-Regulated Consumer Product | Weatherized Non-Condensing Gas | 1181 | 251 |  | 12/05/2023 | 40068 | 208699040 | 12/05/2023
Rheem Sales Company, Inc. | Mainline | ML802V0755A21DZNBAP | Federally-Regulated Consumer Product | Non-Weatherized, Non-Condensin | 2041 | 272 |  | 12/05/2023 | 52592 | 211873347 | 12/05/2023
Rheem Sales Company, Inc. | Mainline | MP801T0704A17UHU | Federally-Regulated Consumer Product | Non-Weatherized, Non-Condensin | 1823 | 262 |  | 12/05/2023 | 70109 | 208486682 | 12/05/2023
Rheem Sales Company, Inc. | Mainline | RGEAZR030AJT04UNA | Federally-Regulated Consumer Product | Weatherized Non-Condensing Gas | 1189 | 251 |  | 12/05/2023 | 39887 | 208699045 | 12/05/2023
Rheem Sales Company, Inc. | Mainline | ML802V0504A17UHNBAP | Federally-Regulated Consumer Product | Non-Weatherized, Non-Condensin | 1712 | 257 |  | 12/05/2023 | 34534 | 211873343 | 12/05/2023
Rheem Sales Company, Inc. | Mainline | ML801V1005A21DZNBAP | Federally-Regulated Consumer Product | Non-Weatherized, Non-Condensin | 2095 | 257 |  | 12/05/2023 | 100302 | 210727589 | 12/05/2023
Rheem Sales Company, Inc. | Mainline | MP802W0504A17UHNBAS | Federally-Regulated Consumer Product | Non-Weatherized, Non-Condensin | 1712 | 257 |  | 12/05/2023 | 34534 | 211873360 | 12/05/2023
Rheem Sales Company, Inc. | Mainline | ML802V1005A21DZNBAP | Federally-Regulated Consumer Product | Non-Weatherized, Non-Condensin | 2120 | 275 |  | 12/05/2023 | 69817 | 211873349 | 12/05/2023
Rheem Sales Company, Inc. | Mainline | MP801W0754A17DZNBAS | Federally-Regulated Consumer Product | Non-Weatherized, Non-Condensin | 1680 | 255 |  | 12/05/2023 | 76001 | 210802813 | 12/05/2023
Rheem Sales Company, Inc. | Mainline | RGEAZR036AJT06UNA | Federally-Regulated Consumer Product | Weatherized Non-Condensing Gas | 1434 | 262 |  | 12/05/2023 | 60723 | 208699050 | 12/05/2023
Rheem Sales Company, Inc. | Mainline | RGEAZR048AJT08UNA | Federally-Regulated Consumer Product | Weatherized Non-Condensing Gas | 2026 | 288 |  | 12/05/2023 | 80019 | 208699058 | 12/05/2023
Rheem Sales Company, Inc. | Mainline | RGEAZR024AJT06UNA | Federally-Regulated Consumer Product | Weatherized Non-Condensing Gas | 1236 | 253 |  | 12/05/2023 | 61566 | 208699042 | 12/05/2023
Rheem Sales Company, Inc. | Mainline | MP801W0755A21DZNBAS | Federally-Regulated Consumer Product | Non-Weatherized, Non-Condensin | 2163 | 277 |  | 12/05/2023 | 75029 | 210727574 | 12/05/2023
Rheem Sales Company, Inc. | Mainline | MP801W0503A14DZNBAS | Federally-Regulated Consumer Product | Non-Weatherized, Non-Condensin | 2163 | 277 |  | 12/05/2023 | 51119 | 210727572 | 12/05/2023
Rheem Sales Company, Inc. | RUSSELL | RGEAZR036AJT06UNA | Federally-Regulated Consumer Product | Weatherized Non-Condensing Gas | 1434 | 262 |  | 12/05/2023 | 60723 | 208676515 | 12/05/2023
Rheem Sales Company, Inc. | RUSSELL | S802V0754A17DZNBAP | Federally-Regulated Consumer Product | Non-Weatherized, Non-Condensin | 1628 | 254 |  | 12/05/2023 | 52707 | 211774711 | 12/05/2023
Rheem Sales Company, Inc. | RUSSELL | RGEAZR060AJT10UNA | Federally-Regulated Consumer Product | Weatherized Non-Condensing Gas | 1911 | 283 |  | 12/05/2023 | 99261 | 208676580 | 12/05/2023
Rheem Sales Company, Inc. | RUSSELL | RGEA14036AJT06UAA | Federally-Regulated Consumer Product | Weatherized Non-Condensing Gas | 1434 | 262 |  | 12/05/2023 | 60723 | 205965555 | 12/05/2023
Rheem Sales Company, Inc. | RUSSELL | S801V0504A17UHNBAP | Federally-Regulated Consumer Product | Non-Weatherized, Non-Condensin | 1682 | 256 |  | 12/05/2023 | 50501 | 211774696 | 12/05/2023
Rheem Sales Company, Inc. | RUSSELL | S801T0704A17UHU | Federally-Regulated Consumer Product | Non-Weatherized, Non-Condensin | 1823 | 262 |  | 12/05/2023 | 70109 | 208430288 | 12/05/2023
Rheem Sales Company, Inc. | RUSSELL | RGEAZR024AJT04UNA | Federally-Regulated Consumer Product | Weatherized Non-Condensing Gas | 1181 | 251 |  | 12/05/2023 | 40068 | 208676465 | 12/05/2023
Rheem Sales Company, Inc. | RUSSELL | S802V1255A24DZNBAP | Federally-Regulated Consumer Product | Non-Weatherized, Non-Condensin | 2179 | 278 |  | 12/05/2023 | 86625 | 211774729 | 12/05/2023
Rheem Sales Company, Inc. | RUSSELL | RGEAZR024AJT06UNA | Federally-Regulated Consumer Product | Weatherized Non-Condensing Gas | 1236 | 253 |  | 12/05/2023 | 61566 | 208676475 | 12/05/2023
Rheem Sales Company, Inc. | RUSSELL | RGEAZR030AJT06UNA | Federally-Regulated Consumer Product | Weatherized Non-Condensing Gas | 1125 | 248 |  | 12/05/2023 | 60094 | 208676500 | 12/05/2023
Rheem Sales Company, Inc. | RUSSELL | S801T0504A17UHNNAS | Federally-Regulated Consumer Product | Non-Weatherized, Non-Condensin | 1517 | 249 |  | 12/05/2023 | 50545 | 211806580 | 12/05/2023
Rheem Sales Company, Inc. | RUSSELL | RGEAZR048AJT08UNA | Federally-Regulated Consumer Product | Weatherized Non-Condensing Gas | 2026 | 288 |  | 12/05/2023 | 80021 | 208676555 | 12/05/2023
Rheem Sales Company, Inc. | RUSSELL | RGEAZR048AJT10UNA | Federally-Regulated Consumer Product | Weatherized Non-Condensing Gas | 1832 | 280 |  | 12/05/2023 | 100370 | 208676565 | 12/05/2023
Rheem Sales Company, Inc. | RUSSELL | S802V0755A21DZNBAP | Federally-Regulated Consumer Product | Non-Weatherized, Non-Condensin | 2041 | 272 |  | 12/05/2023 | 52592 | 211774720 | 12/05/2023
Rheem Sales Company, Inc. | RUSSELL | RGEA14030AJT04UAA | Federally-Regulated Consumer Product | Weatherized Non-Condensing Gas | 1189 | 251 |  | 12/05/2023 | 39887 | 205965553 | 12/05/2023
Rheem Sales Company, Inc. | RUSSELL | RGEAZR036AJT08UNA | Federally-Regulated Consumer Product | Weatherized Non-Condensing Gas | 1382 | 260 |  | 12/05/2023 | 80891 | 208676525 | 12/05/2023
Rheem Sales Company, Inc. | RUSSELL | S802V0504A17UHNBAP | Federally-Regulated Consumer Product | Non-Weatherized, Non-Condensin | 1712 | 257 |  | 12/05/2023 | 34534 | 211806601 | 12/05/2023
Rheem Sales Company, Inc. | RUSSELL | S802V1005A21DZNBAP | Federally-Regulated Consumer Product | Non-Weatherized, Non-Condensin | 2120 | 275 |  | 12/05/2023 | 69817 | 211806609 | 12/05/2023
Rheem Sales Company, Inc. | RUSSELL | S802V0503A14DZNBAP | Federally-Regulated Consumer Product | Non-Weatherized, Non-Condensin | 1250 | 237 |  | 12/05/2023 | 34844 | 211806594 | 12/05/2023
Rheem Sales Company, Inc. | RUSSELL | RGEAZR042AJT08UNA | Federally-Regulated Consumer Product | Weatherized Non-Condensing Gas | 1635 | 271 |  | 12/05/2023 | 80943 | 208676540 | 12/05/2023
Rheem Sales Company, Inc. | RUSSELL | RGEAZR030AJT04UNA | Federally-Regulated Consumer Product | Weatherized Non-Condensing Gas | 1189 | 251 |  | 12/05/2023 | 39887 | 208676490 | 12/05/2023
Rheem Sales Company, Inc. | Friedrich | RGEAZR024AJT08XNA | Federally-Regulated Consumer Product | Weatherized Non-Condensing Gas | 1202 | 252 |  | 11/21/2023 | 79659 | 213363206 | 12/08/2023
Rheem Sales Company, Inc. | Friedrich | RGEAZR048AJT10UNA | Federally-Regulated Consumer Product | Weatherized Non-Condensing Gas | 1832 | 280 |  | 11/21/2023 | 100370 | 213363222 | 12/08/2023
Rheem Sales Company, Inc. | Friedrich | RGEAZR024AJT06UNA | Federally-Regulated Consumer Product | Weatherized Non-Condensing Gas | 1236 | 253 |  | 11/21/2023 | 61566 | 213363204 | 12/08/2023
Rheem Sales Company, Inc. | Friedrich | RGEAZR060AJT081NA | Federally-Regulated Consumer Product | Weatherized Non-Condensing Gas | 2041 | 289 |  | 11/21/2023 | 79422 | 213363200 | 12/08/2023
Rheem Sales Company, Inc. | Friedrich | FR802V1005A21DZSCAP | Federally-Regulated Consumer Product | Non-Weatherized, Non-Condensin | 2120 | 275 |  | 11/21/2023 | 69817 | 213112792 | 12/08/2023
Rheem Sales Company, Inc. | Friedrich | FR801V1255A24DZNCAP | Federally-Regulated Consumer Product | Non-Weatherized, Non-Condensin | 2075 | 273 |  | 11/21/2023 | 124289 | 213112772 | 12/08/2023
Rheem Sales Company, Inc. | Friedrich | RGEAZR060AJT10XNA | Federally-Regulated Consumer Product | Weatherized Non-Condensing Gas | 2131 | 293 |  | 11/21/2023 | 101980 | 213363226 | 12/08/2023
Rheem Sales Company, Inc. | Friedrich | RGEAZR048AJT101NA | Federally-Regulated Consumer Product | Weatherized Non-Condensing Gas | 2001 | 287 |  | 11/21/2023 | 101705 | 213363199 | 12/08/2023
Rheem Sales Company, Inc. | Friedrich | FR802V1005A21DZNCAP | Federally-Regulated Consumer Product | Non-Weatherized, Non-Condensin | 2120 | 275 |  | 12/05/2023 | 69817 | 213112797 | 12/08/2023
Rheem Sales Company, Inc. | Friedrich | FR801T0504A17UHNNAP | Federally-Regulated Consumer Product | Non-Weatherized, Non-Condensin | 1517 | 249 |  | 12/05/2023 | 50545 | 213112793 | 12/08/2023
Rheem Sales Company, Inc. | Friedrich | FR801V1005A21UHUCAP | Federally-Regulated Consumer Product | Non-Weatherized, Non-Condensin | 1966 | 269 |  | 11/21/2023 | 97612 | 212922379 | 12/08/2023
Rheem Sales Company, Inc. | Friedrich | FR951V0403A17UHUCAP | Federally-Regulated Consumer Product | Non-Weatherized, Condensing Ga | 1335 | 254 |  | 11/21/2023 | 42103 | 212922381 | 12/08/2023
Rheem Sales Company, Inc. | Friedrich | RGECZR048AJT12**C | Federally-Regulated Consumer Product | Weatherized Non-Condensing Gas | 1902 | 259 |  | 11/21/2023 | 84032 | 212361634 | 12/08/2023
Rheem Sales Company, Inc. | Friedrich | FR802V0755A21DZSCAP | Federally-Regulated Consumer Product | Non-Weatherized, Non-Condensin | 2041 | 272 |  | 11/21/2023 | 52592 | 213112781 | 12/08/2023
Rheem Sales Company, Inc. | Friedrich | FR801T1004A17UHNNAP | Federally-Regulated Consumer Product | Non-Weatherized, Non-Condensin | 1448 | 212 |  | 11/21/2023 | 98573 | 213351372 | 12/08/2023
Rheem Sales Company, Inc. | Friedrich | RGEAZR030AJT06XNA | Federally-Regulated Consumer Product | Weatherized Non-Condensing Gas | 1342 | 258 |  | 11/21/2023 | 61240 | 213363210 | 12/08/2023
Rheem Sales Company, Inc. | Friedrich | FR801V1004A17UHNCAP | Federally-Regulated Consumer Product | Non-Weatherized, Non-Condensin | 1896 | 204 |  | 11/21/2023 | 99142 | 213351374 | 12/08/2023
Rheem Sales Company, Inc. | Friedrich | FR951V0603A17UHUCAP | Federally-Regulated Consumer Product | Non-Weatherized, Condensing Ga | 1246 | 250 |  | 11/21/2023 | 56140 | 212922382 | 12/08/2023
Rheem Sales Company, Inc. | Friedrich | FR802V1255A24DZSCAP | Federally-Regulated Consumer Product | Non-Weatherized, Non-Condensin | 2179 | 278 |  | 11/21/2023 | 86625 | 213112782 | 12/08/2023
Rheem Sales Company, Inc. | Friedrich | RGEAZR036AJT101NA | Federally-Regulated Consumer Product | Weatherized Non-Condensing Gas | 1380 | 260 |  | 11/21/2023 | 100130 | 213363195 | 12/08/2023
Rheem Sales Company, Inc. | Friedrich | RGEAZR024AJT04XNA | Federally-Regulated Consumer Product | Weatherized Non-Condensing Gas | 1205 | 252 |  | 11/21/2023 | 40798 | 213363203 | 12/08/2023
Rheem Sales Company, Inc. | Friedrich | RGEAZR030AJT081NA | Federally-Regulated Consumer Product | Weatherized Non-Condensing Gas | 1216 | 253 |  | 11/21/2023 | 80365 | 213363192 | 12/08/2023
Rheem Sales Company, Inc. | Friedrich | RGEAZR024AJT061NA | Federally-Regulated Consumer Product | Weatherized Non-Condensing Gas | 1270 | 255 |  | 11/21/2023 | 61123 | 213363188 | 12/08/2023
Rheem Sales Company, Inc. | Friedrich | RGEAZR060AJT10UNA | Federally-Regulated Consumer Product | Weatherized Non-Condensing Gas | 1911 | 283 |  | 11/21/2023 | 99261 | 213363225 | 12/08/2023
Rheem Sales Company, Inc. | Friedrich | FR96TA0702521MSA | Federally-Regulated Consumer Product | Non-Weatherized, Condensing Ga | 1854 | 277 |  | 11/21/2023 | 49250 | 213614269 | 12/08/2023
Rheem Sales Company, Inc. | Friedrich | FR802V0503A14DZSCAP | Federally-Regulated Consumer Product | Non-Weatherized, Non-Condensin | 1250 | 237 |  | 11/21/2023 | 34844 | 213112790 | 12/08/2023
Rheem Sales Company, Inc. | Friedrich | FR801V0704A17UHUCAP | Federally-Regulated Consumer Product | Non-Weatherized, Non-Condensin | 1376 | 243 |  | 11/21/2023 | 50203 | 212922378 | 12/08/2023
Rheem Sales Company, Inc. | Friedrich | RGEAZR042AJT081NA | Federally-Regulated Consumer Product | Weatherized Non-Condensing Gas | 1820 | 279 |  | 11/21/2023 | 81578 | 213363196 | 12/08/2023
Rheem Sales Company, Inc. | Friedrich | FR801V0754A17UH | Federally-Regulated Consumer Product | Non-Weatherized, Non-Condensin | 1830 | 223 |  | 11/21/2023 | 75693 | 213112750 | 12/08/2023
Rheem Sales Company, Inc. | Friedrich | RGEAZR030AJT08XNA | Federally-Regulated Consumer Product | Weatherized Non-Condensing Gas | 1216 | 253 |  | 11/21/2023 | 80365 | 213363211 | 12/08/2023
Rheem Sales Company, Inc. | Friedrich | RGEAZR030AJT04UNA | Federally-Regulated Consumer Product | Weatherized Non-Condensing Gas | 1189 | 251 |  | 11/21/2023 | 39887 | 213363207 | 12/08/2023
Rheem Sales Company, Inc. | Friedrich | FR951V1005A21UHUCAP | Federally-Regulated Consumer Product | Non-Weatherized, Condensing Ga | 2062 | 286 |  | 11/21/2023 | 94650 | 212922383 | 12/08/2023
Rheem Sales Company, Inc. | Friedrich | FR802V0503A14UHS | Federally-Regulated Consumer Product | Non-Weatherized, Non-Condensin | 1318 | 240 |  | 11/21/2023 | 35484 | 213319207 | 12/08/2023
Rheem Sales Company, Inc. | Friedrich | FR801V0504A17UHNCAP | Federally-Regulated Consumer Product | Non-Weatherized, Non-Condensin | 1682 | 256 |  | 12/05/2023 | 50501 | 213112784 | 12/08/2023
Rheem Sales Company, Inc. | Friedrich | FR802V0504A17UHSCAP | Federally-Regulated Consumer Product | Non-Weatherized, Non-Condensin | 1712 | 257 |  | 11/21/2023 | 34534 | 213112791 | 12/08/2023
Rheem Sales Company, Inc. | Friedrich | RGEAZR030AJT04XNA | Federally-Regulated Consumer Product | Weatherized Non-Condensing Gas | 1342 | 258 |  | 11/21/2023 | 39842 | 213363208 | 12/08/2023
Rheem Sales Company, Inc. | Friedrich | FR801V0503A14DZNCAP | Federally-Regulated Consumer Product | Non-Weatherized, Non-Condensin | 2163 | 277 |  | 11/21/2023 | 51119 | 213112766 | 12/08/2023
Rheem Sales Company, Inc. | Friedrich | RGEAZR048AJT08UNA | Federally-Regulated Consumer Product | Weatherized Non-Condensing Gas | 2026 | 288 |  | 11/21/2023 | 80019 | 213363220 | 12/08/2023
Rheem Sales Company, Inc. | Friedrich | RGECZR048AJT07**C | Federally-Regulated Consumer Product | Weatherized Non-Condensing Gas | 1873 | 167 |  | 11/21/2023 | 52596 | 212361633 | 12/08/2023
Rheem Sales Company, Inc. | Friedrich | FR801T1004A17UHSNAP | Federally-Regulated Consumer Product | Non-Weatherized, Non-Condensin | 1448 | 212 |  | 11/21/2023 | 98573 | 213351371 | 12/08/2023
Rheem Sales Company, Inc. | Friedrich | FR801V0754A17DZNCAP | Federally-Regulated Consumer Product | Non-Weatherized, Non-Condensin | 1680 | 255 |  | 11/21/2023 | 76001 | 213112776 | 12/08/2023
Rheem Sales Company, Inc. | Friedrich | FR802V0754A17DZSCAP | Federally-Regulated Consumer Product | Non-Weatherized, Non-Condensin | 1628 | 254 |  | 11/21/2023 | 52707 | 213112780 | 12/08/2023
Rheem Sales Company, Inc. | Friedrich | FR801V1505A24UHSCAP | Federally-Regulated Consumer Product | Non-Weatherized, Non-Condensin | 2440 | 249 |  | 11/21/2023 | 150642 | 213351375 | 12/08/2023
Rheem Sales Company, Inc. | Friedrich | FR801T1255A24UHS | Federally-Regulated Consumer Product | Non-Weatherized, Non-Condensin | 1991 | 270 |  | 11/21/2023 | 123598 | 213112688 | 12/08/2023
Rheem Sales Company, Inc. | Friedrich | FR801V1505A24UHNCAP | Federally-Regulated Consumer Product | Non-Weatherized, Non-Condensin | 2440 | 249 |  | 11/21/2023 | 150642 | 213351376 | 12/08/2023
Rheem Sales Company, Inc. | Friedrich | FR801T0704A17UHU | Federally-Regulated Consumer Product | Non-Weatherized, Non-Condensin | 1823 | 262 |  | 12/05/2023 | 70109 | 213112732 | 12/08/2023
Rheem Sales Company, Inc. | Friedrich | RGECZR060AJT07**C | Federally-Regulated Consumer Product | Weatherized Non-Condensing Gas | 2336 | 182 |  | 11/21/2023 | 52310 | 212361635 | 12/08/2023
Rheem Sales Company, Inc. | Friedrich | FR802V0503A14UHN | Federally-Regulated Consumer Product | Non-Weatherized, Non-Condensin | 1318 | 240 |  | 11/21/2023 | 35484 | 213319208 | 12/08/2023
Rheem Sales Company, Inc. | Friedrich | RGEAZR036AJT081NA | Federally-Regulated Consumer Product | Weatherized Non-Condensing Gas | 1387 | 260 |  | 11/21/2023 | 80632 | 213363194 | 12/08/2023
Rheem Sales Company, Inc. | Friedrich | RGEAZR060AJT101NA | Federally-Regulated Consumer Product | Weatherized Non-Condensing Gas | 2131 | 293 |  | 11/21/2023 | 101980 | 213363201 | 12/08/2023
Rheem Sales Company, Inc. | Friedrich | RGEAZR030AJT06UNA | Federally-Regulated Consumer Product | Weatherized Non-Condensing Gas | 1125 | 248 |  | 11/21/2023 | 60094 | 213363209 | 12/08/2023
Rheem Sales Company, Inc. | Friedrich | RGEAZR060AJT08XNA | Federally-Regulated Consumer Product | Weatherized Non-Condensing Gas | 2041 | 289 |  | 11/21/2023 | 79422 | 213363224 | 12/08/2023
Rheem Sales Company, Inc. | Friedrich | FR802V1255A24DZNCAP | Federally-Regulated Consumer Product | Non-Weatherized, Non-Condensin | 2179 | 278 |  | 12/05/2023 | 86625 | 213112787 | 12/08/2023
Rheem Sales Company, Inc. | Friedrich | RGEAZR036AJT061NA | Federally-Regulated Consumer Product | Weatherized Non-Condensing Gas | 1259 | 254 |  | 11/21/2023 | 58986 | 213363193 | 12/08/2023
Rheem Sales Company, Inc. | Friedrich | RGEAZR048AJT10XNA | Federally-Regulated Consumer Product | Weatherized Non-Condensing Gas | 2001 | 287 |  | 11/21/2023 | 101705 | 213363223 | 12/08/2023
Rheem Sales Company, Inc. | Friedrich | RGEAZR048AJT08XNA | Federally-Regulated Consumer Product | Weatherized Non-Condensing Gas | 1847 | 280 |  | 11/21/2023 | 80515 | 213363221 | 12/08/2023
Rheem Sales Company, Inc. | Friedrich | RGEAZR024AJT06XNA | Federally-Regulated Consumer Product | Weatherized Non-Condensing Gas | 1270 | 255 |  | 11/21/2023 | 61123 | 213363205 | 12/08/2023
Rheem Sales Company, Inc. | Friedrich | FR801V0754A17DZSCAP | Federally-Regulated Consumer Product | Non-Weatherized, Non-Condensin | 1680 | 255 |  | 11/21/2023 | 76001 | 213112777 | 12/08/2023
Rheem Sales Company, Inc. | Friedrich | RGEAZR030AJT061NA | Federally-Regulated Consumer Product | Weatherized Non-Condensing Gas | 1342 | 258 |  | 11/21/2023 | 61240 | 213363191 | 12/08/2023
Rheem Sales Company, Inc. | Friedrich | RGECZR036AJT10**C | Federally-Regulated Consumer Product | Weatherized Non-Condensing Gas | 1576 | 218 |  | 11/21/2023 | 100764 | 212361632 | 12/08/2023
Rheem Sales Company, Inc. | Friedrich | FR801V0503A14UH | Federally-Regulated Consumer Product | Non-Weatherized, Non-Condensin | 1308 | 184 |  | 11/21/2023 | 50472 | 213112749 | 12/08/2023
Rheem Sales Company, Inc. | Friedrich | FR801V1004A17UHSCAP | Federally-Regulated Consumer Product | Non-Weatherized, Non-Condensin | 1896 | 204 |  | 11/21/2023 | 99142 | 213351373 | 12/08/2023
Rheem Sales Company, Inc. | Friedrich | RGEAZR024AJT041NA | Federally-Regulated Consumer Product | Weatherized Non-Condensing Gas | 1205 | 252 |  | 11/21/2023 | 40798 | 213363187 | 12/08/2023
Rheem Sales Company, Inc. | Friedrich | RGECZR060AJT12**C | Federally-Regulated Consumer Product | Weatherized Non-Condensing Gas | 2183 | 266 |  | 11/21/2023 | 83968 | 212361636 | 12/08/2023
Rheem Sales Company, Inc. | Friedrich | FR801T0755A21DZN | Federally-Regulated Consumer Product | Non-Weatherized, Non-Condensin | 1883 | 265 |  | 11/21/2023 | 75029 | 213319206 | 12/08/2023
Rheem Sales Company, Inc. | Friedrich | FR801V1255A24UH | Federally-Regulated Consumer Product | Non-Weatherized, Non-Condensin | 2076 | 258 |  | 11/21/2023 | 124802 | 213112752 | 12/08/2023
Rheem Sales Company, Inc. | Friedrich | FR802V0503A14DZNCAP | Federally-Regulated Consumer Product | Non-Weatherized, Non-Condensin | 1250 | 237 |  | 12/05/2023 | 34844 | 213112795 | 12/08/2023
Rheem Sales Company, Inc. | Friedrich | FR801V0755A21UH | Federally-Regulated Consumer Product | Non-Weatherized, Non-Condensin | 1813 | 235 |  | 11/21/2023 | 75573 | 213112751 | 12/08/2023
Rheem Sales Company, Inc. | Friedrich | RGEAZR030AJT041NA | Federally-Regulated Consumer Product | Weatherized Non-Condensing Gas | 1342 | 258 |  | 11/21/2023 | 39842 | 213363190 | 12/08/2023
Rheem Sales Company, Inc. | Friedrich | RGEAZR042AJT101NA | Federally-Regulated Consumer Product | Weatherized Non-Condensing Gas | 1774 | 277 |  | 11/21/2023 | 100987 | 213363197 | 12/08/2023
Rheem Sales Company, Inc. | Friedrich | FR801T1505A24UHSNAP | Federally-Regulated Consumer Product | Non-Weatherized, Non-Condensin | 1910 | 233 |  | 11/21/2023 | 150068 | 213354983 | 12/08/2023
Rheem Sales Company, Inc. | Friedrich | RGECZR036AJT07**C | Federally-Regulated Consumer Product | Weatherized Non-Condensing Gas | 1475 | 165 |  | 11/21/2023 | 53157 | 212361631 | 12/08/2023
Rheem Sales Company, Inc. | Friedrich | RGEAZS024AJV06XCA | Federally-Regulated Consumer Product | Weatherized Non-Condensing Gas | 1089 | 247 |  | 11/21/2023 | 60430 | 213363234 | 12/08/2023
Rheem Sales Company, Inc. | Friedrich | FR801T1255A24UHN | Federally-Regulated Consumer Product | Non-Weatherized, Non-Condensin | 1991 | 270 |  | 11/21/2023 | 123598 | 213112694 | 12/08/2023
Rheem Sales Company, Inc. | Friedrich | RGECZT060AJT12**C | Federally-Regulated Consumer Product | Weatherized Non-Condensing Gas | 2183 | 266 |  | 11/21/2023 | 83968 | 212604422 | 12/08/2023
Rheem Sales Company, Inc. | Friedrich | FR802V0755A21DZNCAP | Federally-Regulated Consumer Product | Non-Weatherized, Non-Condensin | 2041 | 272 |  | 12/05/2023 | 52592 | 213112786 | 12/08/2023
Rheem Sales Company, Inc. | Friedrich | RGECZT048AJT12**C | Federally-Regulated Consumer Product | Weatherized Non-Condensing Gas | 1902 | 259 |  | 11/21/2023 | 84032 | 212604410 | 12/08/2023
Rheem Sales Company, Inc. | Friedrich | FR801V1255A24DZSCAP | Federally-Regulated Consumer Product | Non-Weatherized, Non-Condensin | 2075 | 273 |  | 11/21/2023 | 124289 | 213112770 | 12/08/2023
Rheem Sales Company, Inc. | Friedrich | FR802V0504A17UHNCAP | Federally-Regulated Consumer Product | Non-Weatherized, Non-Condensin | 1712 | 257 |  | 12/05/2023 | 34534 | 213112796 | 12/08/2023
Rheem Sales Company, Inc. | Friedrich | FR801T0504A17UHSNAP | Federally-Regulated Consumer Product | Non-Weatherized, Non-Condensin | 1517 | 249 |  | 11/21/2023 | 50545 | 213112789 | 12/08/2023
Rheem Sales Company, Inc. | Friedrich | RGEAZR048AJT081NA | Federally-Regulated Consumer Product | Weatherized Non-Condensing Gas | 1847 | 280 |  | 11/21/2023 | 80515 | 213363198 | 12/08/2023
Rheem Sales Company, Inc. | Friedrich | FR801V0755A21DZNCAP | Federally-Regulated Consumer Product | Non-Weatherized, Non-Condensin | 2163 | 277 |  | 11/21/2023 | 75029 | 213112775 | 12/08/2023
Rheem Sales Company, Inc. | Friedrich | RGEAZS024AJV061CA | Federally-Regulated Consumer Product | Weatherized Non-Condensing Gas | 1089 | 247 |  | 11/21/2023 | 60430 | 213363233 | 12/08/2023
Rheem Sales Company, Inc. | Friedrich | RGECZT036AJT07**C | Federally-Regulated Consumer Product | Weatherized Non-Condensing Gas | 1475 | 165 |  | 11/21/2023 | 53157 | 212604392 | 12/08/2023
Rheem Sales Company, Inc. | Friedrich | FR801T0755A21DZS | Federally-Regulated Consumer Product | Non-Weatherized, Non-Condensin | 1883 | 265 |  | 11/21/2023 | 75029 | 213319205 | 12/08/2023
Rheem Sales Company, Inc. | Friedrich | FR801V0504A17UHUCAP | Federally-Regulated Consumer Product | Non-Weatherized, Non-Condensin | 1723 | 258 |  | 11/21/2023 | 70568 | 212922377 | 12/08/2023
Rheem Sales Company, Inc. | Friedrich | RGECZT060AJT07**C | Federally-Regulated Consumer Product | Weatherized Non-Condensing Gas | 2336 | 182 |  | 11/21/2023 | 52310 | 212604416 | 12/08/2023
Rheem Sales Company, Inc. | Friedrich | FR801V0755A21DZSCAP | Federally-Regulated Consumer Product | Non-Weatherized, Non-Condensin | 2163 | 277 |  | 11/21/2023 | 75029 | 213112774 | 12/08/2023
Rheem Sales Company, Inc. | Friedrich | FR801V0503A14DZSCAP | Federally-Regulated Consumer Product | Non-Weatherized, Non-Condensin | 1295 | 239 |  | 11/21/2023 | 51119 | 213112767 | 12/08/2023
Rheem Sales Company, Inc. | Friedrich | FR801V0504A17UHSCAP | Federally-Regulated Consumer Product | Non-Weatherized, Non-Condensin | 1682 | 256 |  | 11/21/2023 | 50501 | 213112779 | 12/08/2023
Rheem Sales Company, Inc. | Friedrich | FR801V1005A21DZNCAP | Federally-Regulated Consumer Product | Non-Weatherized, Non-Condensin | 2095 | 257 |  | 11/21/2023 | 100302 | 213112771 | 12/08/2023
Rheem Sales Company, Inc. | Friedrich | FR802V0754A17DZNCAP | Federally-Regulated Consumer Product | Non-Weatherized, Non-Condensin | 1628 | 254 |  | 12/05/2023 | 52707 | 213112785 | 12/08/2023
Rheem Sales Company, Inc. | Friedrich | FR801V1005A21UH | Federally-Regulated Consumer Product | Non-Weatherized, Non-Condensin | 2027 | 188 |  | 11/21/2023 | 100725 | 213271395 | 12/08/2023
Rheem Sales Company, Inc. | Friedrich | FR801V1005A21DZSCAP | Federally-Regulated Consumer Product | Non-Weatherized, Non-Condensin | 2095 | 257 |  | 11/21/2023 | 100302 | 213112768 | 12/08/2023
Rheem Sales Company, Inc. | Friedrich | RGECZT048AJT07**C | Federally-Regulated Consumer Product | Weatherized Non-Condensing Gas | 1873 | 167 |  | 11/21/2023 | 52596 | 212604404 | 12/08/2023
Rheem Sales Company, Inc. | Friedrich | FR801T1505A24UHNNAP | Federally-Regulated Consumer Product | Non-Weatherized, Non-Condensin | 1910 | 233 |  | 11/21/2023 | 150068 | 213354984 | 12/08/2023
Rheem Sales Company, Inc. | Friedrich | RGEAZR024AJT04UNA | Federally-Regulated Consumer Product | Weatherized Non-Condensing Gas | 1181 | 251 |  | 11/21/2023 | 40068 | 213363202 | 12/08/2023
Rheem Sales Company, Inc. | Friedrich | RGECZT036AJT10**C | Federally-Regulated Consumer Product | Weatherized Non-Condensing Gas | 1576 | 218 |  | 11/21/2023 | 100764 | 212604398 | 12/08/2023
Rheem Sales Company, Inc. | Friedrich | RGEAZR024AJT081NA | Federally-Regulated Consumer Product | Weatherized Non-Condensing Gas | 1202 | 252 |  | 11/21/2023 | 79659 | 213363189 | 12/08/2023
Rheem Sales Company, Inc. | Friedrich | RGEAZR042AJT08XNA | Federally-Regulated Consumer Product | Weatherized Non-Condensing Gas | 1820 | 279 |  | 11/21/2023 | 81578 | 213363218 | 12/08/2023
Rheem Sales Company, Inc. | Friedrich | RGEAZR024AJT08XNA | Federally-Regulated Consumer Product | Weatherized Non-Condensing Gas | 1202 | 252 |  | 11/21/2023 | 79659 | 213363206 | 12/08/2023
Rheem Sales Company, Inc. | Friedrich | RGEAZR048AJT10UNA | Federally-Regulated Consumer Product | Weatherized Non-Condensing Gas | 1832 | 280 |  | 11/21/2023 | 100370 | 213363222 | 12/08/2023
Rheem Sales Company, Inc. | Friedrich | RGEAZR024AJT06UNA | Federally-Regulated Consumer Product | Weatherized Non-Condensing Gas | 1236 | 253 |  | 11/21/2023 | 61566 | 213363204 | 12/08/2023
Rheem Sales Company, Inc. | Friedrich | RGEAZR060AJT081NA | Federally-Regulated Consumer Product | Weatherized Non-Condensing Gas | 2041 | 289 |  | 11/21/2023 | 79422 | 213363200 | 12/08/2023
Rheem Sales Company, Inc. | Friedrich | FR802V1005A21DZSCAP | Federally-Regulated Consumer Product | Non-Weatherized, Non-Condensin | 2120 | 275 |  | 11/21/2023 | 69817 | 213112792 | 12/08/2023
Rheem Sales Company, Inc. | Friedrich | FR801V1255A24DZNCAP | Federally-Regulated Consumer Product | Non-Weatherized, Non-Condensin | 2075 | 273 |  | 11/21/2023 | 124289 | 213112772 | 12/08/2023
Rheem Sales Company, Inc. | Friedrich | RGEAZR060AJT10XNA | Federally-Regulated Consumer Product | Weatherized Non-Condensing Gas | 2131 | 293 |  | 11/21/2023 | 101980 | 213363226 | 12/08/2023
Rheem Sales Company, Inc. | Friedrich | RGEAZR048AJT101NA | Federally-Regulated Consumer Product | Weatherized Non-Condensing Gas | 2001 | 287 |  | 11/21/2023 | 101705 | 213363199 | 12/08/2023
Rheem Sales Company, Inc. | Friedrich | FR802V1005A21DZNCAP | Federally-Regulated Consumer Product | Non-Weatherized, Non-Condensin | 2120 | 275 |  | 12/05/2023 | 69817 | 213112797 | 12/08/2023
Rheem Sales Company, Inc. | Friedrich | FR801T0504A17UHNNAP | Federally-Regulated Consumer Product | Non-Weatherized, Non-Condensin | 1517 | 249 |  | 12/05/2023 | 50545 | 213112793 | 12/08/2023
Rheem Sales Company, Inc. | Friedrich | FR801V1005A21UHUCAP | Federally-Regulated Consumer Product | Non-Weatherized, Non-Condensin | 1966 | 269 |  | 11/21/2023 | 97612 | 212922379 | 12/08/2023
Rheem Sales Company, Inc. | Friedrich | FR951V0403A17UHUCAP | Federally-Regulated Consumer Product | Non-Weatherized, Condensing Ga | 1335 | 254 |  | 11/21/2023 | 42103 | 212922381 | 12/08/2023
Rheem Sales Company, Inc. | Friedrich | RGECZR048AJT12**C | Federally-Regulated Consumer Product | Weatherized Non-Condensing Gas | 1902 | 259 |  | 11/21/2023 | 84032 | 212361634 | 12/08/2023
Rheem Sales Company, Inc. | Friedrich | FR802V0755A21DZSCAP | Federally-Regulated Consumer Product | Non-Weatherized, Non-Condensin | 2041 | 272 |  | 11/21/2023 | 52592 | 213112781 | 12/08/2023
Rheem Sales Company, Inc. | Friedrich | FR801T1004A17UHNNAP | Federally-Regulated Consumer Product | Non-Weatherized, Non-Condensin | 1448 | 212 |  | 11/21/2023 | 98573 | 213351372 | 12/08/2023
Rheem Sales Company, Inc. | Friedrich | RGEAZR030AJT06XNA | Federally-Regulated Consumer Product | Weatherized Non-Condensing Gas | 1342 | 258 |  | 11/21/2023 | 61240 | 213363210 | 12/08/2023
Rheem Sales Company, Inc. | Friedrich | FR801V1004A17UHNCAP | Federally-Regulated Consumer Product | Non-Weatherized, Non-Condensin | 1896 | 204 |  | 11/21/2023 | 99142 | 213351374 | 12/08/2023
Rheem Sales Company, Inc. | Friedrich | FR951V0603A17UHUCAP | Federally-Regulated Consumer Product | Non-Weatherized, Condensing Ga | 1246 | 250 |  | 11/21/2023 | 56140 | 212922382 | 12/08/2023
Rheem Sales Company, Inc. | Friedrich | FR802V1255A24DZSCAP | Federally-Regulated Consumer Product | Non-Weatherized, Non-Condensin | 2179 | 278 |  | 11/21/2023 | 86625 | 213112782 | 12/08/2023
Rheem Sales Company, Inc. | Friedrich | RGEAZR036AJT101NA | Federally-Regulated Consumer Product | Weatherized Non-Condensing Gas | 1380 | 260 |  | 11/21/2023 | 100130 | 213363195 | 12/08/2023
Rheem Sales Company, Inc. | Friedrich | RGEAZR024AJT04XNA | Federally-Regulated Consumer Product | Weatherized Non-Condensing Gas | 1205 | 252 |  | 11/21/2023 | 40798 | 213363203 | 12/08/2023
Rheem Sales Company, Inc. | Friedrich | RGEAZR030AJT081NA | Federally-Regulated Consumer Product | Weatherized Non-Condensing Gas | 1216 | 253 |  | 11/21/2023 | 80365 | 213363192 | 12/08/2023
Rheem Sales Company, Inc. | Friedrich | RGEAZR024AJT061NA | Federally-Regulated Consumer Product | Weatherized Non-Condensing Gas | 1270 | 255 |  | 11/21/2023 | 61123 | 213363188 | 12/08/2023
Rheem Sales Company, Inc. | Friedrich | RGEAZR060AJT10UNA | Federally-Regulated Consumer Product | Weatherized Non-Condensing Gas | 1911 | 283 |  | 11/21/2023 | 99261 | 213363225 | 12/08/2023
Rheem Sales Company, Inc. | Friedrich | FR96TA0702521MSA | Federally-Regulated Consumer Product | Non-Weatherized, Condensing Ga | 1854 | 277 |  | 11/21/2023 | 49250 | 213614269 | 12/08/2023
Rheem Sales Company, Inc. | Friedrich | FR802V0503A14DZSCAP | Federally-Regulated Consumer Product | Non-Weatherized, Non-Condensin | 1250 | 237 |  | 11/21/2023 | 34844 | 213112790 | 12/08/2023
Rheem Sales Company, Inc. | Friedrich | FR801V0704A17UHUCAP | Federally-Regulated Consumer Product | Non-Weatherized, Non-Condensin | 1376 | 243 |  | 11/21/2023 | 50203 | 212922378 | 12/08/2023
Rheem Sales Company, Inc. | Friedrich | RGEAZR042AJT081NA | Federally-Regulated Consumer Product | Weatherized Non-Condensing Gas | 1820 | 279 |  | 11/21/2023 | 81578 | 213363196 | 12/08/2023
Rheem Sales Company, Inc. | Friedrich | FR801V0754A17UH | Federally-Regulated Consumer Product | Non-Weatherized, Non-Condensin | 1830 | 223 |  | 11/21/2023 | 75693 | 213112750 | 12/08/2023
Rheem Sales Company, Inc. | Friedrich | RGEAZR030AJT08XNA | Federally-Regulated Consumer Product | Weatherized Non-Condensing Gas | 1216 | 253 |  | 11/21/2023 | 80365 | 213363211 | 12/08/2023
Rheem Sales Company, Inc. | Friedrich | RGEAZR030AJT04UNA | Federally-Regulated Consumer Product | Weatherized Non-Condensing Gas | 1189 | 251 |  | 11/21/2023 | 39887 | 213363207 | 12/08/2023
Rheem Sales Company, Inc. | Friedrich | FR951V1005A21UHUCAP | Federally-Regulated Consumer Product | Non-Weatherized, Condensing Ga | 2062 | 286 |  | 11/21/2023 | 94650 | 212922383 | 12/08/2023
Rheem Sales Company, Inc. | Friedrich | FR802V0503A14UHS | Federally-Regulated Consumer Product | Non-Weatherized, Non-Condensin | 1318 | 240 |  | 11/21/2023 | 35484 | 213319207 | 12/08/2023
Rheem Sales Company, Inc. | Friedrich | FR801V0504A17UHNCAP | Federally-Regulated Consumer Product | Non-Weatherized, Non-Condensin | 1682 | 256 |  | 12/05/2023 | 50501 | 213112784 | 12/08/2023
Rheem Sales Company, Inc. | Friedrich | FR802V0504A17UHSCAP | Federally-Regulated Consumer Product | Non-Weatherized, Non-Condensin | 1712 | 257 |  | 11/21/2023 | 34534 | 213112791 | 12/08/2023
Rheem Sales Company, Inc. | Friedrich | RGEAZR030AJT04XNA | Federally-Regulated Consumer Product | Weatherized Non-Condensing Gas | 1342 | 258 |  | 11/21/2023 | 39842 | 213363208 | 12/08/2023
Rheem Sales Company, Inc. | Friedrich | FR801V0503A14DZNCAP | Federally-Regulated Consumer Product | Non-Weatherized, Non-Condensin | 2163 | 277 |  | 11/21/2023 | 51119 | 213112766 | 12/08/2023
Rheem Sales Company, Inc. | Friedrich | RGEAZR048AJT08UNA | Federally-Regulated Consumer Product | Weatherized Non-Condensing Gas | 2026 | 288 |  | 11/21/2023 | 80019 | 213363220 | 12/08/2023
Rheem Sales Company, Inc. | Friedrich | RGECZR048AJT07**C | Federally-Regulated Consumer Product | Weatherized Non-Condensing Gas | 1873 | 167 |  | 11/21/2023 | 52596 | 212361633 | 12/08/2023
Rheem Sales Company, Inc. | Friedrich | FR801T1004A17UHSNAP | Federally-Regulated Consumer Product | Non-Weatherized, Non-Condensin | 1448 | 212 |  | 11/21/2023 | 98573 | 213351371 | 12/08/2023
Rheem Sales Company, Inc. | Friedrich | FR801V0754A17DZNCAP | Federally-Regulated Consumer Product | Non-Weatherized, Non-Condensin | 1680 | 255 |  | 11/21/2023 | 76001 | 213112776 | 12/08/2023
Rheem Sales Company, Inc. | Friedrich | FR802V0754A17DZSCAP | Federally-Regulated Consumer Product | Non-Weatherized, Non-Condensin | 1628 | 254 |  | 11/21/2023 | 52707 | 213112780 | 12/08/2023
Rheem Sales Company, Inc. | Friedrich | FR801V1505A24UHSCAP | Federally-Regulated Consumer Product | Non-Weatherized, Non-Condensin | 2440 | 249 |  | 11/21/2023 | 150642 | 213351375 | 12/08/2023
Rheem Sales Company, Inc. | Friedrich | FR801T1255A24UHS | Federally-Regulated Consumer Product | Non-Weatherized, Non-Condensin | 1991 | 270 | 270 | 12/08/2023 | 123598 | 213112688 | 12/08/2023
Rheem Sales Company, Inc. | Friedrich | RGEAZR024AJT08XNA | Federally-Regulated Consumer Product | Weatherized Non-Condensing Gas | 1202 | 252 | 252 | 12/08/2023 | 79659 | 213363206 | 12/08/2023
Rheem Sales Company, Inc. | Friedrich | RGEAZR048AJT10UNA | Federally-Regulated Consumer Product | Weatherized Non-Condensing Gas | 1832 | 280 | 280 | 12/08/2023 | 100370 | 213363222 | 12/08/2023
Rheem Sales Company, Inc. | Friedrich | RGEAZR024AJT06UNA | Federally-Regulated Consumer Product | Weatherized Non-Condensing Gas | 1236 | 253 | 253 | 12/08/2023 | 61566 | 213363204 | 12/08/2023
Rheem Sales Company, Inc. | Friedrich | RGEAZR060AJT081NA | Federally-Regulated Consumer Product | Weatherized Non-Condensing Gas | 2041 | 289 | 289 | 12/08/2023 | 79422 | 213363200 | 12/08/2023
Rheem Sales Company, Inc. | Friedrich | FR802V1005A21DZSCAP | Federally-Regulated Consumer Product | Non-Weatherized, Non-Condensin | 2120 | 275 | 275 | 12/08/2023 | 69817 | 213112792 | 12/08/2023
Rheem Sales Company, Inc. | Friedrich | FR801V1255A24DZNCAP | Federally-Regulated Consumer Product | Non-Weatherized, Non-Condensin | 2075 | 273 | 273 | 12/08/2023 | 124289 | 213112772 | 12/08/2023
Rheem Sales Company, Inc. | Friedrich | RGEAZR060AJT10XNA | Federally-Regulated Consumer Product | Weatherized Non-Condensing Gas | 2131 | 293 | 293 | 12/08/2023 | 101980 | 213363226 | 12/08/2023
Rheem Sales Company, Inc. | Friedrich | RGEAZR048AJT101NA | Federally-Regulated Consumer Product | Weatherized Non-Condensing Gas | 2001 | 287 | 287 | 12/08/2023 | 101705 | 213363199 | 12/08/2023
Rheem Sales Company, Inc. | Friedrich | FR802V1005A21DZNCAP | Federally-Regulated Consumer Product | Non-Weatherized, Non-Condensin | 2120 | 275 |  | 12/05/2023 | 69817 | 213112797 | 12/08/2023
Rheem Sales Company, Inc. | Friedrich | FR801T0504A17UHNNAP | Federally-Regulated Consumer Product | Non-Weatherized, Non-Condensin | 1517 | 249 | 249 | 12/08/2023 | 50545 | 213112793 | 12/08/2023
Rheem Sales Company, Inc. | Friedrich | FR801V1005A21UHUCAP | Federally-Regulated Consumer Product | Non-Weatherized, Non-Condensin | 1966 | 269 | 269 | 12/08/2023 | 97612 | 212922379 | 12/08/2023
Rheem Sales Company, Inc. | Friedrich | FR951V0403A17UHUCAP | Federally-Regulated Consumer Product | Non-Weatherized, Condensing Ga | 1335 | 254 | 254 | 12/08/2023 | 42103 | 212922381 | 12/08/2023
Rheem Sales Company, Inc. | Friedrich | RGECZR048AJT12**C | Federally-Regulated Consumer Product | Weatherized Non-Condensing Gas | 1902 | 259 | 283 | 12/08/2023 | 84032 | 212361634 | 12/08/2023
Rheem Sales Company, Inc. | Friedrich | FR802V0755A21DZSCAP | Federally-Regulated Consumer Product | Non-Weatherized, Non-Condensin | 2041 | 272 | 272 | 12/08/2023 | 52592 | 213112781 | 12/08/2023
Rheem Sales Company, Inc. | Friedrich | FR801T1004A17UHNNAP | Federally-Regulated Consumer Product | Non-Weatherized, Non-Condensin | 1448 | 212 | 246 | 12/08/2023 | 98573 | 213351372 | 12/08/2023
Rheem Sales Company, Inc. | Friedrich | RGEAZR030AJT06XNA | Federally-Regulated Consumer Product | Weatherized Non-Condensing Gas | 1342 | 258 | 258 | 12/08/2023 | 61240 | 213363210 | 12/08/2023
Rheem Sales Company, Inc. | Friedrich | FR801V1004A17UHNCAP | Federally-Regulated Consumer Product | Non-Weatherized, Non-Condensin | 1896 | 204 | 265 | 12/08/2023 | 99142 | 213351374 | 12/08/2023
Rheem Sales Company, Inc. | Friedrich | FR951V0603A17UHUCAP | Federally-Regulated Consumer Product | Non-Weatherized, Condensing Ga | 1246 | 250 | 250 | 12/08/2023 | 56140 | 212922382 | 12/08/2023
Rheem Sales Company, Inc. | Friedrich | FR802V1255A24DZSCAP | Federally-Regulated Consumer Product | Non-Weatherized, Non-Condensin | 2179 | 278 | 278 | 12/08/2023 | 86625 | 213112782 | 12/08/2023
Rheem Sales Company, Inc. | Friedrich | RGEAZR036AJT101NA | Federally-Regulated Consumer Product | Weatherized Non-Condensing Gas | 1380 | 260 | 260 | 12/08/2023 | 100130 | 213363195 | 12/08/2023
Rheem Sales Company, Inc. | Friedrich | RGEAZR024AJT04XNA | Federally-Regulated Consumer Product | Weatherized Non-Condensing Gas | 1205 | 252 | 252 | 12/08/2023 | 40798 | 213363203 | 12/08/2023
Rheem Sales Company, Inc. | Friedrich | RGEAZR030AJT081NA | Federally-Regulated Consumer Product | Weatherized Non-Condensing Gas | 1216 | 253 | 253 | 12/08/2023 | 80365 | 213363192 | 12/08/2023
Rheem Sales Company, Inc. | Friedrich | RGEAZR024AJT061NA | Federally-Regulated Consumer Product | Weatherized Non-Condensing Gas | 1270 | 255 | 255 | 12/08/2023 | 61123 | 213363188 | 12/08/2023
Rheem Sales Company, Inc. | Friedrich | RGEAZR060AJT10UNA | Federally-Regulated Consumer Product | Weatherized Non-Condensing Gas | 1911 | 283 | 283 | 12/08/2023 | 99261 | 213363225 | 12/08/2023
Rheem Sales Company, Inc. | Friedrich | FR96TA0702521MSA | Federally-Regulated Consumer Product | Non-Weatherized, Condensing Ga | 1854 | 277 | 277 | 12/08/2023 | 49250 | 213614269 | 12/08/2023
Rheem Sales Company, Inc. | Friedrich | FR802V0503A14DZSCAP | Federally-Regulated Consumer Product | Non-Weatherized, Non-Condensin | 1250 | 237 |  | 11/21/2023 | 34844 | 213112790 | 12/08/2023
Rheem Sales Company, Inc. | Friedrich | FR801V0704A17UHUCAP | Federally-Regulated Consumer Product | Non-Weatherized, Non-Condensin | 1376 | 243 | 243 | 12/08/2023 | 50203 | 212922378 | 12/08/2023
Rheem Sales Company, Inc. | Friedrich | RGEAZR042AJT081NA | Federally-Regulated Consumer Product | Weatherized Non-Condensing Gas | 1820 | 279 | 279 | 12/08/2023 | 81578 | 213363196 | 12/08/2023
Rheem Sales Company, Inc. | Friedrich | FR801V0754A17UH | Federally-Regulated Consumer Product | Non-Weatherized, Non-Condensin | 1830 | 223 | 263 | 12/08/2023 | 75693 | 213112750 | 12/08/2023
Rheem Sales Company, Inc. | Friedrich | RGEAZR030AJT08XNA | Federally-Regulated Consumer Product | Weatherized Non-Condensing Gas | 1216 | 253 | 253 | 12/08/2023 | 80365 | 213363211 | 12/08/2023
Rheem Sales Company, Inc. | Friedrich | RGEAZR030AJT04UNA | Federally-Regulated Consumer Product | Weatherized Non-Condensing Gas | 1189 | 251 | 251 | 12/08/2023 | 39887 | 213363207 | 12/08/2023
Rheem Sales Company, Inc. | Friedrich | FR951V1005A21UHUCAP | Federally-Regulated Consumer Product | Non-Weatherized, Condensing Ga | 2062 | 286 | 286 | 12/08/2023 | 94650 | 212922383 | 12/08/2023
Rheem Sales Company, Inc. | Friedrich | FR802V0503A14UHS | Federally-Regulated Consumer Product | Non-Weatherized, Non-Condensin | 1318 | 240 | 240 | 12/08/2023 | 35484 | 213319207 | 12/08/2023
Rheem Sales Company, Inc. | Friedrich | FR801V0504A17UHNCAP | Federally-Regulated Consumer Product | Non-Weatherized, Non-Condensin | 1682 | 256 | 256 | 12/08/2023 | 50501 | 213112784 | 12/08/2023
Rheem Sales Company, Inc. | Friedrich | FR802V0504A17UHSCAP | Federally-Regulated Consumer Product | Non-Weatherized, Non-Condensin | 1712 | 257 |  | 11/21/2023 | 34534 | 213112791 | 12/08/2023
Rheem Sales Company, Inc. | Friedrich | RGEAZR030AJT04XNA | Federally-Regulated Consumer Product | Weatherized Non-Condensing Gas | 1342 | 258 | 258 | 12/08/2023 | 39842 | 213363208 | 12/08/2023
Rheem Sales Company, Inc. | Friedrich | FR801V0503A14DZNCAP | Federally-Regulated Consumer Product | Non-Weatherized, Non-Condensin | 2163 | 277 | 277 | 12/08/2023 | 51119 | 213112766 | 12/08/2023
Rheem Sales Company, Inc. | Friedrich | RGEAZR048AJT08UNA | Federally-Regulated Consumer Product | Weatherized Non-Condensing Gas | 2026 | 288 | 288 | 12/08/2023 | 80019 | 213363220 | 12/08/2023
Rheem Sales Company, Inc. | Friedrich | RGECZR048AJT07**C | Federally-Regulated Consumer Product | Weatherized Non-Condensing Gas | 1873 | 167 | 281 | 12/08/2023 | 52596 | 212361633 | 12/08/2023
Rheem Sales Company, Inc. | Friedrich | FR801T1004A17UHSNAP | Federally-Regulated Consumer Product | Non-Weatherized, Non-Condensin | 1448 | 212 | 246 | 12/08/2023 | 98573 | 213351371 | 12/08/2023
Rheem Sales Company, Inc. | Friedrich | FR801V0754A17DZNCAP | Federally-Regulated Consumer Product | Non-Weatherized, Non-Condensin | 1680 | 255 |  | 11/21/2023 | 76001 | 213112776 | 12/08/2023
Rheem Sales Company, Inc. | Friedrich | FR802V0754A17DZSCAP | Federally-Regulated Consumer Product | Non-Weatherized, Non-Condensin | 1628 | 254 | 254 | 12/08/2023 | 52707 | 213112780 | 12/08/2023
Rheem Sales Company, Inc. | Friedrich | FR801V1505A24UHSCAP | Federally-Regulated Consumer Product | Non-Weatherized, Non-Condensin | 2440 | 249 | 289 | 12/08/2023 | 150642 | 213351375 | 12/08/2023
Rheem Sales Company, Inc. | Friedrich | FR801T1255A24UHS | Federally-Regulated Consumer Product | Non-Weatherized, Non-Condensin | 1991 | 270 | 270 | 12/08/2023 | 123598 | 213112688 | 12/08/2023
Rheem Sales Company, Inc. | Friedrich | FR801V1505A24UHNCAP | Federally-Regulated Consumer Product | Non-Weatherized, Non-Condensin | 2440 | 249 | 289 | 12/08/2023 | 150642 | 213351376 | 12/08/2023
Rheem Sales Company, Inc. | Friedrich | FR801T0704A17UHU | Federally-Regulated Consumer Product | Non-Weatherized, Non-Condensin | 1823 | 262 | 262 | 12/08/2023 | 70109 | 213112732 | 12/08/2023
Rheem Sales Company, Inc. | Friedrich | RGECZR060AJT07**C | Federally-Regulated Consumer Product | Weatherized Non-Condensing Gas | 2336 | 182 | 302 | 12/08/2023 | 52310 | 212361635 | 12/08/2023
Rheem Sales Company, Inc. | Friedrich | FR802V0503A14UHN | Federally-Regulated Consumer Product | Non-Weatherized, Non-Condensin | 1318 | 240 | 240 | 12/08/2023 | 35484 | 213319208 | 12/08/2023
Rheem Sales Company, Inc. | Friedrich | RGEAZR036AJT081NA | Federally-Regulated Consumer Product | Weatherized Non-Condensing Gas | 1387 | 260 | 260 | 12/08/2023 | 80632 | 213363194 | 12/08/2023
Rheem Sales Company, Inc. | Friedrich | RGEAZR060AJT101NA | Federally-Regulated Consumer Product | Weatherized Non-Condensing Gas | 2131 | 293 | 293 | 12/08/2023 | 101980 | 213363201 | 12/08/2023
Rheem Sales Company, Inc. | Friedrich | RGEAZR030AJT06UNA | Federally-Regulated Consumer Product | Weatherized Non-Condensing Gas | 1125 | 248 | 249 | 12/08/2023 | 60094 | 213363209 | 12/08/2023
Rheem Sales Company, Inc. | Friedrich | RGEAZR060AJT08XNA | Federally-Regulated Consumer Product | Weatherized Non-Condensing Gas | 2041 | 289 | 289 | 12/08/2023 | 79422 | 213363224 | 12/08/2023
Rheem Sales Company, Inc. | Friedrich | FR802V1255A24DZNCAP | Federally-Regulated Consumer Product | Non-Weatherized, Non-Condensin | 2179 | 278 | 278 | 12/08/2023 | 86625 | 213112787 | 12/08/2023
Rheem Sales Company, Inc. | Friedrich | RGEAZR036AJT061NA | Federally-Regulated Consumer Product | Weatherized Non-Condensing Gas | 1259 | 254 | 254 | 12/08/2023 | 58986 | 213363193 | 12/08/2023
Rheem Sales Company, Inc. | Friedrich | RGEAZR048AJT10XNA | Federally-Regulated Consumer Product | Weatherized Non-Condensing Gas | 2001 | 287 | 287 | 12/08/2023 | 101705 | 213363223 | 12/08/2023
Rheem Sales Company, Inc. | Friedrich | RGEAZR048AJT08XNA | Federally-Regulated Consumer Product | Weatherized Non-Condensing Gas | 1847 | 280 | 280 | 12/08/2023 | 80515 | 213363221 | 12/08/2023
Rheem Sales Company, Inc. | Friedrich | RGEAZR024AJT06XNA | Federally-Regulated Consumer Product | Weatherized Non-Condensing Gas | 1270 | 255 | 255 | 12/08/2023 | 61123 | 213363205 | 12/08/2023
Rheem Sales Company, Inc. | Friedrich | FR801V0754A17DZSCAP | Federally-Regulated Consumer Product | Non-Weatherized, Non-Condensin | 1680 | 255 | 256 | 12/08/2023 | 76001 | 213112777 | 12/08/2023
Rheem Sales Company, Inc. | Friedrich | RGEAZR030AJT061NA | Federally-Regulated Consumer Product | Weatherized Non-Condensing Gas | 1342 | 258 | 258 | 12/08/2023 | 61240 | 213363191 | 12/08/2023
Rheem Sales Company, Inc. | Friedrich | RGECZR036AJT10**C | Federally-Regulated Consumer Product | Weatherized Non-Condensing Gas | 1576 | 218 | 268 | 12/08/2023 | 100764 | 212361632 | 12/08/2023
Rheem Sales Company, Inc. | Friedrich | FR801V0503A14UH | Federally-Regulated Consumer Product | Non-Weatherized, Non-Condensin | 1308 | 184 |  | 11/21/2023 | 50472 | 213112749 | 12/08/2023
Rheem Sales Company, Inc. | Friedrich | FR801V1004A17UHSCAP | Federally-Regulated Consumer Product | Non-Weatherized, Non-Condensin | 1896 | 204 | 265 | 12/08/2023 | 99142 | 213351373 | 12/08/2023
Rheem Sales Company, Inc. | Friedrich | RGEAZR024AJT041NA | Federally-Regulated Consumer Product | Weatherized Non-Condensing Gas | 1205 | 252 | 252 | 12/08/2023 | 40798 | 213363187 | 12/08/2023
Rheem Sales Company, Inc. | Friedrich | RGECZR060AJT12**C | Federally-Regulated Consumer Product | Weatherized Non-Condensing Gas | 2183 | 266 | 295 | 12/08/2023 | 83968 | 212361636 | 12/08/2023
Rheem Sales Company, Inc. | Friedrich | FR801T0755A21DZN | Federally-Regulated Consumer Product | Non-Weatherized, Non-Condensin | 1883 | 265 | 265 | 12/08/2023 | 75029 | 213319206 | 12/08/2023
Rheem Sales Company, Inc. | Friedrich | FR801V1255A24UH | Federally-Regulated Consumer Product | Non-Weatherized, Non-Condensin | 2076 | 258 |  | 11/21/2023 | 124802 | 213112752 | 12/08/2023
Rheem Sales Company, Inc. | Friedrich | FR802V0503A14DZNCAP | Federally-Regulated Consumer Product | Non-Weatherized, Non-Condensin | 1250 | 237 | 237 | 12/08/2023 | 34844 | 213112795 | 12/08/2023
Rheem Sales Company, Inc. | Friedrich | FR801V0755A21UH | Federally-Regulated Consumer Product | Non-Weatherized, Non-Condensin | 1813 | 235 | 262 | 12/08/2023 | 75573 | 213112751 | 12/08/2023
Rheem Sales Company, Inc. | Friedrich | RGEAZR030AJT041NA | Federally-Regulated Consumer Product | Weatherized Non-Condensing Gas | 1342 | 258 | 258 | 12/08/2023 | 39842 | 213363190 | 12/08/2023
Rheem Sales Company, Inc. | Friedrich | RGEAZR042AJT101NA | Federally-Regulated Consumer Product | Weatherized Non-Condensing Gas | 1774 | 277 | 277 | 12/08/2023 | 100987 | 213363197 | 12/08/2023
Rheem Sales Company, Inc. | Friedrich | FR801T1505A24UHSNAP | Federally-Regulated Consumer Product | Non-Weatherized, Non-Condensin | 1910 | 233 | 266 | 12/08/2023 | 150068 | 213354983 | 12/08/2023
Rheem Sales Company, Inc. | Friedrich | RGECZR036AJT07**C | Federally-Regulated Consumer Product | Weatherized Non-Condensing Gas | 1475 | 165 | 264 | 12/08/2023 | 53157 | 212361631 | 12/08/2023
Rheem Sales Company, Inc. | Friedrich | RGEAZS024AJV06XCA | Federally-Regulated Consumer Product | Weatherized Non-Condensing Gas | 1089 | 247 | 247 | 12/08/2023 | 60430 | 213363234 | 12/08/2023
Rheem Sales Company, Inc. | Friedrich | FR801T1255A24UHN | Federally-Regulated Consumer Product | Non-Weatherized, Non-Condensin | 1991 | 270 | 270 | 12/08/2023 | 123598 | 213112694 | 12/08/2023
Rheem Sales Company, Inc. | Friedrich | RGECZT060AJT12**C | Federally-Regulated Consumer Product | Weatherized Non-Condensing Gas | 2183 | 266 | 295 | 12/08/2023 | 83968 | 212604422 | 12/08/2023
Rheem Sales Company, Inc. | Friedrich | FR802V0755A21DZNCAP | Federally-Regulated Consumer Product | Non-Weatherized, Non-Condensin | 2041 | 272 |  | 12/05/2023 | 52592 | 213112786 | 12/08/2023
Rheem Sales Company, Inc. | Friedrich | RGECZT048AJT12**C | Federally-Regulated Consumer Product | Weatherized Non-Condensing Gas | 1902 | 259 | 283 | 12/08/2023 | 84032 | 212604410 | 12/08/2023
Rheem Sales Company, Inc. | Friedrich | FR801V1255A24DZSCAP | Federally-Regulated Consumer Product | Non-Weatherized, Non-Condensin | 2075 | 273 |  | 11/21/2023 | 124289 | 213112770 | 12/08/2023
Rheem Sales Company, Inc. | Friedrich | FR802V0504A17UHNCAP | Federally-Regulated Consumer Product | Non-Weatherized, Non-Condensin | 1712 | 257 |  | 12/05/2023 | 34534 | 213112796 | 12/08/2023
Rheem Sales Company, Inc. | Friedrich | FR801T0504A17UHSNAP | Federally-Regulated Consumer Product | Non-Weatherized, Non-Condensin | 1517 | 249 |  | 11/21/2023 | 50545 | 213112789 | 12/08/2023
Rheem Sales Company, Inc. | Friedrich | RGEAZR048AJT081NA | Federally-Regulated Consumer Product | Weatherized Non-Condensing Gas | 1847 | 280 | 280 | 12/08/2023 | 80515 | 213363198 | 12/08/2023
Rheem Sales Company, Inc. | Friedrich | FR801V0755A21DZNCAP | Federally-Regulated Consumer Product | Non-Weatherized, Non-Condensin | 2163 | 277 | 277 | 12/08/2023 | 75029 | 213112775 | 12/08/2023
Rheem Sales Company, Inc. | Friedrich | RGEAZS024AJV061CA | Federally-Regulated Consumer Product | Weatherized Non-Condensing Gas | 1089 | 247 | 247 | 12/08/2023 | 60430 | 213363233 | 12/08/2023
Rheem Sales Company, Inc. | Friedrich | RGECZT036AJT07**C | Federally-Regulated Consumer Product | Weatherized Non-Condensing Gas | 1475 | 165 | 264 | 12/08/2023 | 53157 | 212604392 | 12/08/2023
Rheem Sales Company, Inc. | Friedrich | FR801T0755A21DZS | Federally-Regulated Consumer Product | Non-Weatherized, Non-Condensin | 1883 | 265 | 265 | 12/08/2023 | 75029 | 213319205 | 12/08/2023
Rheem Sales Company, Inc. | Friedrich | FR801V0504A17UHUCAP | Federally-Regulated Consumer Product | Non-Weatherized, Non-Condensin | 1723 | 258 | 258 | 12/08/2023 | 70568 | 212922377 | 12/08/2023
Rheem Sales Company, Inc. | Friedrich | RGECZT060AJT07**C | Federally-Regulated Consumer Product | Weatherized Non-Condensing Gas | 2336 | 182 | 302 | 12/08/2023 | 52310 | 212604416 | 12/08/2023
Rheem Sales Company, Inc. | Friedrich | FR801V0755A21DZSCAP | Federally-Regulated Consumer Product | Non-Weatherized, Non-Condensin | 2163 | 277 | 277 | 12/08/2023 | 75029 | 213112774 | 12/08/2023
Rheem Sales Company, Inc. | Friedrich | FR801V0503A14DZSCAP | Federally-Regulated Consumer Product | Non-Weatherized, Non-Condensin | 1295 | 239 |  | 11/21/2023 | 51119 | 213112767 | 12/08/2023
Rheem Sales Company, Inc. | Friedrich | FR801V0504A17UHSCAP | Federally-Regulated Consumer Product | Non-Weatherized, Non-Condensin | 1682 | 256 | 256 | 12/08/2023 | 50501 | 213112779 | 12/08/2023
Rheem Sales Company, Inc. | Friedrich | FR801V1005A21DZNCAP | Federally-Regulated Consumer Product | Non-Weatherized, Non-Condensin | 2095 | 257 |  | 11/21/2023 | 100302 | 213112771 | 12/08/2023
Rheem Sales Company, Inc. | Friedrich | FR802V0754A17DZNCAP | Federally-Regulated Consumer Product | Non-Weatherized, Non-Condensin | 1628 | 254 |  | 12/05/2023 | 52707 | 213112785 | 12/08/2023
Rheem Sales Company, Inc. | Friedrich | FR801V1005A21UH | Federally-Regulated Consumer Product | Non-Weatherized, Non-Condensin | 2027 | 188 | 271 | 12/08/2023 | 100725 | 213271395 | 12/08/2023
Rheem Sales Company, Inc. | Friedrich | FR801V1005A21DZSCAP | Federally-Regulated Consumer Product | Non-Weatherized, Non-Condensin | 2095 | 257 | 274 | 12/08/2023 | 100302 | 213112768 | 12/08/2023
Rheem Sales Company, Inc. | Friedrich | RGECZT048AJT07**C | Federally-Regulated Consumer Product | Weatherized Non-Condensing Gas | 1873 | 167 | 281 | 12/08/2023 | 52596 | 212604404 | 12/08/2023
Rheem Sales Company, Inc. | Friedrich | FR801T1505A24UHNNAP | Federally-Regulated Consumer Product | Non-Weatherized, Non-Condensin | 1910 | 233 | 266 | 12/08/2023 | 150068 | 213354984 | 12/08/2023
Rheem Sales Company, Inc. | Friedrich | RGEAZR024AJT04UNA | Federally-Regulated Consumer Product | Weatherized Non-Condensing Gas | 1181 | 251 | 251 | 12/08/2023 | 40068 | 213363202 | 12/08/2023
Rheem Sales Company, Inc. | Friedrich | RGECZT036AJT10**C | Federally-Regulated Consumer Product | Weatherized Non-Condensing Gas | 1576 | 218 | 268 | 12/08/2023 | 100764 | 212604398 | 12/08/2023
Rheem Sales Company, Inc. | Friedrich | RGEAZR024AJT081NA | Federally-Regulated Consumer Product | Weatherized Non-Condensing Gas | 1202 | 252 | 252 | 12/08/2023 | 79659 | 213363189 | 12/08/2023
Rheem Sales Company, Inc. | Friedrich | RGEAZR042AJT08XNA | Federally-Regulated Consumer Product | Weatherized Non-Condensing Gas | 1820 | 279 | 279 | 12/08/2023 | 81578 | 213363218 | 12/08/2023
Rheem Sales Company, Inc. | Mainline | RGEAZR042AJT08UNA | Federally-Regulated Consumer Product | Weatherized Non-Condensing Gas | 1635 | 271 |  | 12/05/2023 | 80943 | 208699055 | 12/08/2023
Rheem Sales Company, Inc. | Mainline | ML951T0403A17M4 | Federally-Regulated Consumer Product | Non-Weatherized, Condensing Ga | 1107 | 244 |  | 09/14/2023 | 41877 | 208676654 | 12/08/2023
Rheem Sales Company, Inc. | Mainline | RGEAZR030AJT061NA | Federally-Regulated Consumer Product | Weatherized Non-Condensing Gas | 1342 | 258 |  | 11/21/2023 | 61240 | 208699029 | 12/08/2023
Rheem Sales Company, Inc. | Mainline | RGECZR060AJT07**C | Federally-Regulated Consumer Product | Weatherized Non-Condensing Gas | 2336 | 182 |  | 11/21/2023 | 52310 | 210279556 | 12/08/2023
Rheem Sales Company, Inc. | Mainline | RGEAZR036AJT08UNA | Federally-Regulated Consumer Product | Weatherized Non-Condensing Gas | 1382 | 260 |  | 12/05/2023 | 80891 | 208699052 | 12/08/2023
Rheem Sales Company, Inc. | Mainline | ML801V1005A21DZSBAP | Federally-Regulated Consumer Product | Non-Weatherized, Non-Condensin | 2095 | 257 |  | 11/21/2023 | 100302 | 210727590 | 12/08/2023
Rheem Sales Company, Inc. | Mainline | RGEAZR024AJT06UNA | Federally-Regulated Consumer Product | Weatherized Non-Condensing Gas | 1236 | 253 |  | 12/05/2023 | 61566 | 208699042 | 12/08/2023
Rheem Sales Company, Inc. | Mainline | MP962W0603A17M4S | Federally-Regulated Consumer Product | Non-Weatherized, Condensing Ga | 1372 | 255 | 255 | 05/25/2023 | 37932 | 209214523 | 12/08/2023
Rheem Sales Company, Inc. | Mainline | ML802V1505A24UHS | Federally-Regulated Consumer Product | Non-Weatherized, Non-Condensin | 2092 | 274 |  | 11/30/2023 | 104565 | 208430209 | 12/08/2023
Rheem Sales Company, Inc. | Mainline | ML801V1005A21UHNBAP | Federally-Regulated Consumer Product | Non-Weatherized, Non-Condensin | 2027 | 188 |  | 11/21/2023 | 100725 | 210802810 | 12/08/2023
Rheem Sales Company, Inc. | Mainline | RGEAZR024AJT04UNA | Federally-Regulated Consumer Product | Weatherized Non-Condensing Gas | 1181 | 251 |  | 12/05/2023 | 40068 | 208699040 | 12/08/2023
Rheem Sales Company, Inc. | Mainline | ML801T1005A21UHU | Federally-Regulated Consumer Product | Non-Weatherized, Non-Condensin | 2096 | 274 |  | 12/05/2023 | 100583 | 208486678 | 12/08/2023
Rheem Sales Company, Inc. | Mainline | RGEAZR048AJT08XNA | Federally-Regulated Consumer Product | Weatherized Non-Condensing Gas | 1847 | 280 |  | 11/21/2023 | 80515 | 208699059 | 12/08/2023
Rheem Sales Company, Inc. | Mainline | RGEAZR036AJT061NA | Federally-Regulated Consumer Product | Weatherized Non-Condensing Gas | 1259 | 254 |  | 11/21/2023 | 58986 | 208699031 | 12/08/2023
Rheem Sales Company, Inc. | Mainline | ML97MV0703A17DHS | Federally-Regulated Consumer Product | Non-Weatherized, Condensing Ga | 1282 | 251 |  | 09/26/2023 | 28494 | 208157093 | 12/08/2023
Rheem Sales Company, Inc. | Mainline | MP801W1255A24UHS | Federally-Regulated Consumer Product | Non-Weatherized, Non-Condensin | 2076 | 258 |  | 11/21/2023 | 124802 | 208676705 | 12/08/2023
Rheem Sales Company, Inc. | Mainline | MP801W0503A14UHS | Federally-Regulated Consumer Product | Non-Weatherized, Non-Condensin | 1308 | 184 |  | 11/21/2023 | 50472 | 208676701 | 12/08/2023
Rheem Sales Company, Inc. | Mainline | RGEAZR036AJT06XNA | Federally-Regulated Consumer Product | Weatherized Non-Condensing Gas | 1259 | 254 |  | 11/21/2023 | 58986 | 208699051 | 12/08/2023
Rheem Sales Company, Inc. | Mainline | RGEAZR024AJT081NA | Federally-Regulated Consumer Product | Weatherized Non-Condensing Gas | 1202 | 252 |  | 11/21/2023 | 79659 | 208699027 | 12/08/2023
Rheem Sales Company, Inc. | Mainline | MP801W0503A14UHNBAS | Federally-Regulated Consumer Product | Non-Weatherized, Non-Condensin | 1308 | 184 |  | 11/21/2023 | 50472 | 210802812 | 12/08/2023
Rheem Sales Company, Inc. | Mainline | RGEAZR042AJT08XNA | Federally-Regulated Consumer Product | Weatherized Non-Condensing Gas | 1820 | 279 |  | 11/21/2023 | 81578 | 208699056 | 12/08/2023
Rheem Sales Company, Inc. | Mainline | ML801V1005A21DZNBAP | Federally-Regulated Consumer Product | Non-Weatherized, Non-Condensin | 2095 | 257 |  | 12/05/2023 | 100302 | 210727589 | 12/08/2023
Rheem Sales Company, Inc. | Mainline | RGEAZR030AJT08XNA | Federally-Regulated Consumer Product | Weatherized Non-Condensing Gas | 1216 | 253 |  | 11/21/2023 | 80365 | 208699049 | 12/08/2023
Rheem Sales Company, Inc. | Mainline | ML951T1155A24M4 | Federally-Regulated Consumer Product | Non-Weatherized, Condensing Ga | 2041 | 285 |  | 11/30/2023 | 111488 | 208676660 | 12/08/2023
Rheem Sales Company, Inc. | Mainline | RGECZR048AJT12**C | Federally-Regulated Consumer Product | Weatherized Non-Condensing Gas | 1902 | 259 |  | 11/21/2023 | 84032 | 210279555 | 12/08/2023
Rheem Sales Company, Inc. | Mainline | RGEAZR048AJT10XNA | Federally-Regulated Consumer Product | Weatherized Non-Condensing Gas | 2001 | 287 |  | 11/21/2023 | 101705 | 208699061 | 12/08/2023
Rheem Sales Company, Inc. | Mainline | MP801W1005A21UHS | Federally-Regulated Consumer Product | Non-Weatherized, Non-Condensin | 2027 | 188 |  | 11/21/2023 | 100725 | 208676704 | 12/08/2023
Rheem Sales Company, Inc. | Mainline | ML801V0755A21UHNBAP | Federally-Regulated Consumer Product | Non-Weatherized, Non-Condensin | 1813 | 235 |  | 11/21/2023 | 75573 | 210802809 | 12/08/2023
Rheem Sales Company, Inc. | Mainline | MP801T0704A17UHU | Federally-Regulated Consumer Product | Non-Weatherized, Non-Condensin | 1823 | 262 |  | 12/05/2023 | 70109 | 208486682 | 12/08/2023
Rheem Sales Company, Inc. | Mainline | MP951T1155A24M4 | Federally-Regulated Consumer Product | Non-Weatherized, Condensing Ga | 2041 | 285 |  | 11/30/2023 | 111488 | 208676667 | 12/08/2023
Rheem Sales Company, Inc. | Mainline | ML962V0703A17M4S | Federally-Regulated Consumer Product | Non-Weatherized, Condensing Ga | 1290 | 252 |  | 05/25/2023 | 48940 | 208430204 | 12/08/2023
Rheem Sales Company, Inc. | Mainline | ML801V1255A24UHNBAP | Federally-Regulated Consumer Product | Non-Weatherized, Non-Condensin | 2076 | 258 |  | 11/21/2023 | 124802 | 210802811 | 12/08/2023
Rheem Sales Company, Inc. | Mainline | ML801V0503A14UHS | Federally-Regulated Consumer Product | Non-Weatherized, Non-Condensin | 1308 | 184 |  | 11/21/2023 | 50472 | 208676696 | 12/08/2023
Rheem Sales Company, Inc. | Mainline | MP801T0753A17DZS | Federally-Regulated Consumer Product | Non-Weatherized, Non-Condensin | 1253 | 237 |  | 11/30/2023 | 74903 | 208430173 | 12/08/2023
Rheem Sales Company, Inc. | Mainline | RGEAZR048AJT10UNA | Federally-Regulated Consumer Product | Weatherized Non-Condensing Gas | 1832 | 280 |  | 12/05/2023 | 100370 | 208699060 | 12/08/2023
Rheem Sales Company, Inc. | Mainline | ML801T0704A17UHU | Federally-Regulated Consumer Product | Non-Weatherized, Non-Condensin | 1823 | 262 |  | 12/05/2023 | 70109 | 208486676 | 12/08/2023
Rheem Sales Company, Inc. | Mainline | RGEAZR060AJT101NA | Federally-Regulated Consumer Product | Weatherized Non-Condensing Gas | 2131 | 293 |  | 11/21/2023 | 101980 | 208699039 | 12/08/2023
Rheem Sales Company, Inc. | Mainline | MP801W1005A21UHNBAS | Federally-Regulated Consumer Product | Non-Weatherized, Non-Condensin | 2027 | 188 |  | 11/21/2023 | 100725 | 210802817 | 12/08/2023
Rheem Sales Company, Inc. | Mainline | RGEAZR048AJT081NA | Federally-Regulated Consumer Product | Weatherized Non-Condensing Gas | 1847 | 280 |  | 11/21/2023 | 80515 | 208699036 | 12/08/2023
Rheem Sales Company, Inc. | Mainline | RGEAZR036AJT06UNA | Federally-Regulated Consumer Product | Weatherized Non-Condensing Gas | 1434 | 262 |  | 12/05/2023 | 60723 | 208699050 | 12/08/2023
Rheem Sales Company, Inc. | Mainline | RGEAZR030AJT081NA | Federally-Regulated Consumer Product | Weatherized Non-Condensing Gas | 1216 | 253 |  | 11/21/2023 | 80365 | 208699030 | 12/08/2023
Rheem Sales Company, Inc. | Mainline | RGEAZR036AJT10XNA | Federally-Regulated Consumer Product | Weatherized Non-Condensing Gas | 1380 | 260 |  | 11/21/2023 | 100130 | 208699054 | 12/08/2023
Rheem Sales Company, Inc. | Mainline | MP801T1005A21UHU | Federally-Regulated Consumer Product | Non-Weatherized, Non-Condensin | 2096 | 274 |  | 12/05/2023 | 100583 | 208486684 | 12/08/2023
Rheem Sales Company, Inc. | Mainline | MP801W0755A21UHNBAS | Federally-Regulated Consumer Product | Non-Weatherized, Non-Condensin | 1813 | 235 |  | 11/21/2023 | 75573 | 210802816 | 12/08/2023
Rheem Sales Company, Inc. | Mainline | ML801V1005A21UHS | Federally-Regulated Consumer Product | Non-Weatherized, Non-Condensin | 2027 | 188 |  | 11/21/2023 | 100725 | 208676699 | 12/08/2023
Rheem Sales Company, Inc. | Mainline | RGEAZR024AJT08XNA | Federally-Regulated Consumer Product | Weatherized Non-Condensing Gas | 1202 | 252 |  | 11/21/2023 | 79659 | 208699044 | 12/08/2023
Rheem Sales Company, Inc. | Mainline | MP801W0755A21UHS | Federally-Regulated Consumer Product | Non-Weatherized, Non-Condensin | 1813 | 235 |  | 11/21/2023 | 75573 | 208676703 | 12/08/2023
Rheem Sales Company, Inc. | Mainline | RGEAZR024AJT041NA | Federally-Regulated Consumer Product | Weatherized Non-Condensing Gas | 1205 | 252 |  | 11/21/2023 | 40798 | 208699025 | 12/08/2023
Rheem Sales Company, Inc. | Mainline | RGEAZR030AJT04UNA | Federally-Regulated Consumer Product | Weatherized Non-Condensing Gas | 1189 | 251 |  | 12/05/2023 | 39887 | 208699045 | 12/08/2023
Rheem Sales Company, Inc. | Mainline | RGECZR036AJT10**C | Federally-Regulated Consumer Product | Weatherized Non-Condensing Gas | 1576 | 218 |  | 11/21/2023 | 100764 | 210279553 | 12/08/2023
Rheem Sales Company, Inc. | Mainline | RGEAZR042AJT081NA | Federally-Regulated Consumer Product | Weatherized Non-Condensing Gas | 1820 | 279 |  | 11/21/2023 | 81578 | 208699034 | 12/08/2023
Rheem Sales Company, Inc. | Mainline | ML801V0754A17DZNBAP | Federally-Regulated Consumer Product | Non-Weatherized, Non-Condensin | 1680 | 255 |  | 12/05/2023 | 76001 | 210727593 | 12/08/2023
Rheem Sales Company, Inc. | Mainline | ML801T0753A17DZS | Federally-Regulated Consumer Product | Non-Weatherized, Non-Condensin | 1253 | 237 |  | 11/30/2023 | 74903 | 208430172 | 12/08/2023
Rheem Sales Company, Inc. | Mainline | RGEAZR042AJT101NA | Federally-Regulated Consumer Product | Weatherized Non-Condensing Gas | 1774 | 277 |  | 11/21/2023 | 100987 | 208699035 | 12/08/2023
Rheem Sales Company, Inc. | Mainline | RGEAZR024AJT04XNA | Federally-Regulated Consumer Product | Weatherized Non-Condensing Gas | 1205 | 252 |  | 11/21/2023 | 40798 | 208699041 | 12/08/2023
Rheem Sales Company, Inc. | Mainline | RGEAZR048AJT08UNA | Federally-Regulated Consumer Product | Weatherized Non-Condensing Gas | 2026 | 288 |  | 12/05/2023 | 80019 | 208699058 | 12/08/2023
Rheem Sales Company, Inc. | Mainline | MP951T0603A17M4 | Federally-Regulated Consumer Product | Non-Weatherized, Condensing Ga | 1156 | 246 |  | 11/30/2023 | 55624 | 208676662 | 12/08/2023
Rheem Sales Company, Inc. | Mainline | ML962V0855A21M4S | Federally-Regulated Consumer Product | Non-Weatherized, Condensing Ga | 1947 | 281 |  | 05/25/2023 | 58053 | 208430206 | 12/08/2023
Rheem Sales Company, Inc. | Mainline | RGEAZR036AJT101NA | Federally-Regulated Consumer Product | Weatherized Non-Condensing Gas | 1380 | 260 |  | 11/21/2023 | 100130 | 208699033 | 12/08/2023
Rheem Sales Company, Inc. | Mainline | MP962W0703A17M4S | Federally-Regulated Consumer Product | Non-Weatherized, Condensing Ga | 1290 | 252 |  | 05/25/2023 | 48940 | 209214527 | 12/08/2023
Rheem Sales Company, Inc. | Mainline | ML801V1255A24DZSBAP | Federally-Regulated Consumer Product | Non-Weatherized, Non-Condensin | 2075 | 273 |  | 11/21/2023 | 124289 | 210727592 | 12/08/2023
Rheem Sales Company, Inc. | Mainline | RGEAZR060AJT081NA | Federally-Regulated Consumer Product | Weatherized Non-Condensing Gas | 2041 | 289 |  | 11/21/2023 | 79422 | 208699038 | 12/08/2023
Rheem Sales Company, Inc. | Mainline | ML801V0754A17DZSBAP | Federally-Regulated Consumer Product | Non-Weatherized, Non-Condensin | 1680 | 255 |  | 11/21/2023 | 76001 | 210727594 | 12/08/2023
Rheem Sales Company, Inc. | Mainline | RGEAZR024AJT06XNA | Federally-Regulated Consumer Product | Weatherized Non-Condensing Gas | 1270 | 255 |  | 11/21/2023 | 61123 | 208699043 | 12/08/2023
Rheem Sales Company, Inc. | Mainline | ML801V1255A24UHS | Federally-Regulated Consumer Product | Non-Weatherized, Non-Condensin | 2076 | 258 |  | 11/21/2023 | 124802 | 208676700 | 12/08/2023
Rheem Sales Company, Inc. | Mainline | ML801V0755A21UHS | Federally-Regulated Consumer Product | Non-Weatherized, Non-Condensin | 1813 | 235 |  | 11/21/2023 | 75573 | 208676698 | 12/08/2023
Rheem Sales Company, Inc. | Mainline | ML962V0603A17M4S | Federally-Regulated Consumer Product | Non-Weatherized, Condensing Ga | 1372 | 255 | 255 | 05/25/2023 | 37932 | 208430203 | 12/08/2023
Rheem Sales Company, Inc. | Mainline | ML801V0754A17UHS | Federally-Regulated Consumer Product | Non-Weatherized, Non-Condensin | 1830 | 223 |  | 11/21/2023 | 75693 | 208676697 | 12/08/2023
Rheem Sales Company, Inc. | Mainline | ML97MV0603A17DHS | Federally-Regulated Consumer Product | Non-Weatherized, Condensing Ga | 1327 | 253 |  | 09/26/2023 | 22218 | 208157092 | 12/08/2023
Rheem Sales Company, Inc. | Mainline | MP801W1255A24UHNBAS | Federally-Regulated Consumer Product | Non-Weatherized, Non-Condensin | 2076 | 258 |  | 11/21/2023 | 124802 | 210802818 | 12/08/2023
Rheem Sales Company, Inc. | Mainline | ML801V0503A14DZSBAP | Federally-Regulated Consumer Product | Non-Weatherized, Non-Condensin | 1295 | 239 |  | 11/21/2023 | 51119 | 210727586 | 12/08/2023
Rheem Sales Company, Inc. | Mainline | ML801V0503A14DZNBAP | Federally-Regulated Consumer Product | Non-Weatherized, Non-Condensin | 2163 | 277 |  | 12/05/2023 | 51119 | 210727585 | 12/08/2023
Rheem Sales Company, Inc. | Mainline | RGEAZR060AJT10UNA | Federally-Regulated Consumer Product | Weatherized Non-Condensing Gas | 1911 | 283 |  | 12/05/2023 | 99261 | 208699063 | 12/08/2023
Rheem Sales Company, Inc. | Mainline | RGEAZR060AJT10XNA | Federally-Regulated Consumer Product | Weatherized Non-Condensing Gas | 2131 | 293 |  | 11/21/2023 | 101980 | 208699064 | 12/08/2023
Rheem Sales Company, Inc. | Mainline | ML801V0503A14UHNBAP | Federally-Regulated Consumer Product | Non-Weatherized, Non-Condensin | 1308 | 184 |  | 11/21/2023 | 50472 | 210802807 | 12/08/2023
Rheem Sales Company, Inc. | Mainline | RGEAZR030AJT041NA | Federally-Regulated Consumer Product | Weatherized Non-Condensing Gas | 1342 | 258 |  | 11/21/2023 | 39842 | 208699028 | 12/08/2023
Rheem Sales Company, Inc. | Mainline | RGEAZR042AJT10XNA | Federally-Regulated Consumer Product | Weatherized Non-Condensing Gas | 1774 | 277 |  | 11/21/2023 | 100987 | 208699057 | 12/08/2023
Rheem Sales Company, Inc. | Mainline | RGECZR048AJT07**C | Federally-Regulated Consumer Product | Weatherized Non-Condensing Gas | 1873 | 167 |  | 11/21/2023 | 52596 | 210279554 | 12/08/2023
Rheem Sales Company, Inc. | Mainline | MP801W0754A17UHS | Federally-Regulated Consumer Product | Non-Weatherized, Non-Condensin | 1830 | 223 |  | 11/21/2023 | 75693 | 208676702 | 12/08/2023
Rheem Sales Company, Inc. | Mainline | MP801W0754A17UHNBAS | Federally-Regulated Consumer Product | Non-Weatherized, Non-Condensin | 1830 | 223 |  | 11/21/2023 | 75693 | 210802815 | 12/08/2023
Rheem Sales Company, Inc. | Mainline | RGEAZR024AJT061NA | Federally-Regulated Consumer Product | Weatherized Non-Condensing Gas | 1270 | 255 |  | 11/21/2023 | 61123 | 208699026 | 12/08/2023
Rheem Sales Company, Inc. | Mainline | RGECZR060AJT12**C | Federally-Regulated Consumer Product | Weatherized Non-Condensing Gas | 2183 | 266 |  | 11/21/2023 | 83968 | 210279557 | 12/08/2023
Rheem Sales Company, Inc. | Mainline | MP801T0504A17UHU | Federally-Regulated Consumer Product | Non-Weatherized, Non-Condensin | 1502 | 248 |  | 12/05/2023 | 50342 | 208486680 | 12/08/2023
Rheem Sales Company, Inc. | Mainline | RGEAZR036AJT08XNA | Federally-Regulated Consumer Product | Weatherized Non-Condensing Gas | 1387 | 260 |  | 11/21/2023 | 80632 | 208699053 | 12/08/2023
Rheem Sales Company, Inc. | Mainline | RGEAZR030AJT04XNA | Federally-Regulated Consumer Product | Weatherized Non-Condensing Gas | 1342 | 258 |  | 11/21/2023 | 39842 | 208699046 | 12/08/2023
Rheem Sales Company, Inc. | Mainline | RGEAZR048AJT101NA | Federally-Regulated Consumer Product | Weatherized Non-Condensing Gas | 2001 | 287 |  | 11/21/2023 | 101705 | 208699037 | 12/08/2023
Rheem Sales Company, Inc. | Mainline | ML802V1255A24UHS | Federally-Regulated Consumer Product | Non-Weatherized, Non-Condensin | 2073 | 273 |  | 11/30/2023 | 87500 | 208430195 | 12/08/2023
Rheem Sales Company, Inc. | Mainline | MP962W0855A21M4S | Federally-Regulated Consumer Product | Non-Weatherized, Condensing Ga | 1947 | 281 |  | 05/25/2023 | 58053 | 209214530 | 12/08/2023
Rheem Sales Company, Inc. | Mainline | ML97MV0855A21DHS | Federally-Regulated Consumer Product | Non-Weatherized, Condensing Ga | 2138 | 289 |  | 09/26/2023 | 33549 | 208157094 | 12/08/2023
Rheem Sales Company, Inc. | Mainline | MP951T0403A17M4 | Federally-Regulated Consumer Product | Non-Weatherized, Condensing Ga | 1107 | 244 |  | 09/14/2023 | 41877 | 208676661 | 12/08/2023
Rheem Sales Company, Inc. | Mainline | RGEAZR030AJT06UNA | Federally-Regulated Consumer Product | Weatherized Non-Condensing Gas | 1125 | 248 |  | 12/05/2023 | 60094 | 208699047 | 12/08/2023
Rheem Sales Company, Inc. | Mainline | ML801V0754A17UHNBAP | Federally-Regulated Consumer Product | Non-Weatherized, Non-Condensin | 1830 | 223 |  | 11/21/2023 | 75693 | 210802808 | 12/08/2023
Rheem Sales Company, Inc. | Mainline | ML801T0504A17UHU | Federally-Regulated Consumer Product | Non-Weatherized, Non-Condensin | 1502 | 248 |  | 12/05/2023 | 50342 | 208486674 | 12/08/2023
Rheem Sales Company, Inc. | Mainline | RGEAZR030AJT06XNA | Federally-Regulated Consumer Product | Weatherized Non-Condensing Gas | 1342 | 258 |  | 11/21/2023 | 61240 | 208699048 | 12/08/2023
Rheem Sales Company, Inc. | Mainline | ML951T0603A17M4 | Federally-Regulated Consumer Product | Non-Weatherized, Condensing Ga | 1156 | 246 |  | 11/30/2023 | 55624 | 208676655 | 12/08/2023
Rheem Sales Company, Inc. | Mainline | RGEAZR060AJT08XNA | Federally-Regulated Consumer Product | Weatherized Non-Condensing Gas | 2041 | 289 |  | 11/21/2023 | 79422 | 208699062 | 12/08/2023
Rheem Sales Company, Inc. | Mainline | RGECZR036AJT07**C | Federally-Regulated Consumer Product | Weatherized Non-Condensing Gas | 1475 | 165 |  | 11/21/2023 | 53157 | 208503479 | 12/08/2023
Rheem Sales Company, Inc. | Mainline | MP801W0503A14DZSBAS | Federally-Regulated Consumer Product | Non-Weatherized, Non-Condensin | 2163 | 277 |  | 11/21/2023 | 51119 | 210727573 | 12/08/2023
Rheem Sales Company, Inc. | Mainline | RGEAZR036AJT081NA | Federally-Regulated Consumer Product | Weatherized Non-Condensing Gas | 1387 | 260 |  | 11/21/2023 | 80632 | 208699032 | 12/08/2023
Rheem Sales Company, Inc. | Mainline | MP801W0503A14DZNBAS | Federally-Regulated Consumer Product | Non-Weatherized, Non-Condensin | 2163 | 277 |  | 12/05/2023 | 51119 | 210727572 | 12/08/2023
Rheem Sales Company, Inc. | Mainline | RGEAZR042AJT08UNA | Federally-Regulated Consumer Product | Weatherized Non-Condensing Gas | 1635 | 271 |  | 12/05/2023 | 80943 | 208699055 | 12/08/2023
Rheem Sales Company, Inc. | Mainline | ML951T0403A17M4 | Federally-Regulated Consumer Product | Non-Weatherized, Condensing Ga | 1107 | 244 |  | 09/14/2023 | 41877 | 208676654 | 12/08/2023
Rheem Sales Company, Inc. | Mainline | RGEAZR030AJT061NA | Federally-Regulated Consumer Product | Weatherized Non-Condensing Gas | 1342 | 258 |  | 11/21/2023 | 61240 | 208699029 | 12/08/2023
Rheem Sales Company, Inc. | Mainline | RGECZR060AJT07**C | Federally-Regulated Consumer Product | Weatherized Non-Condensing Gas | 2336 | 182 |  | 11/21/2023 | 52310 | 210279556 | 12/08/2023
Rheem Sales Company, Inc. | Mainline | RGEAZR036AJT08UNA | Federally-Regulated Consumer Product | Weatherized Non-Condensing Gas | 1382 | 260 |  | 12/05/2023 | 80891 | 208699052 | 12/08/2023
Rheem Sales Company, Inc. | Mainline | ML801V1005A21DZSBAP | Federally-Regulated Consumer Product | Non-Weatherized, Non-Condensin | 2095 | 257 |  | 11/21/2023 | 100302 | 210727590 | 12/08/2023
Rheem Sales Company, Inc. | Mainline | RGEAZR024AJT06UNA | Federally-Regulated Consumer Product | Weatherized Non-Condensing Gas | 1236 | 253 |  | 12/05/2023 | 61566 | 208699042 | 12/08/2023
Rheem Sales Company, Inc. | Mainline | MP962W0603A17M4S | Federally-Regulated Consumer Product | Non-Weatherized, Condensing Ga | 1372 | 255 | 255 | 05/25/2023 | 37932 | 209214523 | 12/08/2023
Rheem Sales Company, Inc. | Mainline | ML802V1505A24UHS | Federally-Regulated Consumer Product | Non-Weatherized, Non-Condensin | 2092 | 274 |  | 11/30/2023 | 104565 | 208430209 | 12/08/2023
Rheem Sales Company, Inc. | Mainline | ML801V1005A21UHNBAP | Federally-Regulated Consumer Product | Non-Weatherized, Non-Condensin | 2027 | 188 |  | 11/21/2023 | 100725 | 210802810 | 12/08/2023
Rheem Sales Company, Inc. | Mainline | RGEAZR024AJT04UNA | Federally-Regulated Consumer Product | Weatherized Non-Condensing Gas | 1181 | 251 |  | 12/08/2023 | 40068 | 208699040 | 12/08/2023
Rheem Sales Company, Inc. | Mainline | MP802W0754A17DZSBAS | Federally-Regulated Consumer Product | Non-Weatherized, Non-Condensin | 1628 | 254 |  | 11/21/2023 | 52707 | 211873363 | 12/08/2023
Rheem Sales Company, Inc. | Mainline | ML801V1255A24DZNBAP | Federally-Regulated Consumer Product | Non-Weatherized, Non-Condensin | 2075 | 273 |  | 12/05/2023 | 124289 | 210727591 | 12/08/2023
Rheem Sales Company, Inc. | Mainline | ML801T0504A17UHNNAS | Federally-Regulated Consumer Product | Non-Weatherized, Non-Condensin | 1517 | 249 |  | 12/05/2023 | 50545 | 211873334 | 12/08/2023
Rheem Sales Company, Inc. | Mainline | RGECZT036AJT07**C | Federally-Regulated Consumer Product | Weatherized Non-Condensing Gas | 1475 | 165 |  | 11/21/2023 | 53157 | 212631802 | 12/08/2023
Rheem Sales Company, Inc. | Mainline | ML951V0603A17UHUBAP | Federally-Regulated Consumer Product | Non-Weatherized, Condensing Ga | 1246 | 250 |  | 11/21/2023 | 56140 | 212922391 | 12/08/2023
Rheem Sales Company, Inc. | Mainline | MP801W1004A17UHNBAS | Federally-Regulated Consumer Product | Non-Weatherized, Non-Condensin | 1896 | 204 |  | 11/21/2023 | 99142 | 213351420 | 12/08/2023
Rheem Sales Company, Inc. | Mainline | MP801W1004A17UHSBAS | Federally-Regulated Consumer Product | Non-Weatherized, Non-Condensin | 1896 | 204 |  | 11/21/2023 | 99142 | 213351419 | 12/08/2023
Rheem Sales Company, Inc. | Mainline | MP801T1505A24UHSNAS | Federally-Regulated Consumer Product | Non-Weatherized, Non-Condensin | 1910 | 233 |  | 11/21/2023 | 150068 | 213351417 | 12/08/2023
Rheem Sales Company, Inc. | Mainline | MP801W1255A24DZNBAS | Federally-Regulated Consumer Product | Non-Weatherized, Non-Condensin | 2075 | 273 |  | 12/05/2023 | 124289 | 210727578 | 12/08/2023
Rheem Sales Company, Inc. | Mainline | ML801V1505A24UHNBAP | Federally-Regulated Consumer Product | Non-Weatherized, Non-Condensin | 2440 | 249 |  | 11/21/2023 | 150642 | 213351414 | 12/08/2023
Rheem Sales Company, Inc. | Mainline | ML801T1004A17UHSNAS | Federally-Regulated Consumer Product | Non-Weatherized, Non-Condensin | 1448 | 212 |  | 11/21/2023 | 98573 | 213351407 | 12/08/2023
Rheem Sales Company, Inc. | Mainline | ML802V0504A17UHNBAP | Federally-Regulated Consumer Product | Non-Weatherized, Non-Condensin | 1712 | 257 |  | 12/05/2023 | 34534 | 211873343 | 12/08/2023
Rheem Sales Company, Inc. | Mainline | ML802V0503A14DZSBAP | Federally-Regulated Consumer Product | Non-Weatherized, Non-Condensin | 1250 | 237 |  | 11/21/2023 | 34844 | 211873342 | 12/08/2023
Rheem Sales Company, Inc. | Mainline | ML801V1004A17UHSBAP | Federally-Regulated Consumer Product | Non-Weatherized, Non-Condensin | 1896 | 204 |  | 11/21/2023 | 99142 | 213351411 | 12/08/2023
Rheem Sales Company, Inc. | Mainline | MP801T1505A24UHNNAS | Federally-Regulated Consumer Product | Non-Weatherized, Non-Condensin | 1910 | 233 |  | 11/21/2023 | 150068 | 213351418 | 12/08/2023
Rheem Sales Company, Inc. | Mainline | MP801W0755A21DZSBAS | Federally-Regulated Consumer Product | Non-Weatherized, Non-Condensin | 2163 | 277 |  | 11/21/2023 | 75029 | 210727575 | 12/08/2023
Rheem Sales Company, Inc. | Mainline | MP801W0754A17DZNBAS | Federally-Regulated Consumer Product | Non-Weatherized, Non-Condensin | 1680 | 255 |  | 12/05/2023 | 76001 | 210802813 | 12/08/2023
Rheem Sales Company, Inc. | Mainline | MP801W1005A21DZSBAS | Federally-Regulated Consumer Product | Non-Weatherized, Non-Condensin | 2095 | 257 |  | 11/21/2023 | 100302 | 210727577 | 12/08/2023
Rheem Sales Company, Inc. | Mainline | RGEAZS024AJV061CA | Federally-Regulated Consumer Product | Weatherized Non-Condensing Gas | 1089 | 247 |  | 11/21/2023 | 60430 | 212676551 | 12/08/2023
Rheem Sales Company, Inc. | Mainline | MP802W0755A21DZSBAS | Federally-Regulated Consumer Product | Non-Weatherized, Non-Condensin | 2041 | 272 |  | 11/21/2023 | 52592 | 211873365 | 12/08/2023
Rheem Sales Company, Inc. | Mainline | ML802V1005A21DZSBAP | Federally-Regulated Consumer Product | Non-Weatherized, Non-Condensin | 2120 | 275 |  | 11/21/2023 | 69817 | 211873350 | 12/08/2023
Rheem Sales Company, Inc. | Mainline | ML802VA075421MXA | Federally-Regulated Consumer Product | Non-Weatherized, Non-Condensin | 1718 | 258 |  | 11/09/2023 | 52500 | 10378085 | 12/08/2023
Rheem Sales Company, Inc. | Mainline | ML801T1505A24UHNNAS | Federally-Regulated Consumer Product | Non-Weatherized, Non-Condensin | 1910 | 233 |  | 11/21/2023 | 150068 | 213351410 | 12/08/2023
Rheem Sales Company, Inc. | Mainline | MP802W0754A17DZNBAS | Federally-Regulated Consumer Product | Non-Weatherized, Non-Condensin | 1628 | 254 |  | 12/05/2023 | 52707 | 211873362 | 12/08/2023
Rheem Sales Company, Inc. | Mainline | ML802V1255A24DZSBAP | Federally-Regulated Consumer Product | Non-Weatherized, Non-Condensin | 2179 | 278 |  | 11/21/2023 | 86625 | 211873352 | 12/08/2023
Rheem Sales Company, Inc. | Mainline | ML801V0704A17UHUBAP | Federally-Regulated Consumer Product | Non-Weatherized, Non-Condensin | 1723 | 258 |  | 11/21/2023 | 70568 | 211873339 | 12/08/2023
Rheem Sales Company, Inc. | Mainline | RGEXZS060AJV08T | Federally-Regulated Consumer Product | Weatherized Non-Condensing Gas | 1950 | 177 |  | 11/21/2023 | 56366 | 213352286 | 12/08/2023
Rheem Sales Company, Inc. | Mainline | RGEXZS060AJV082 | Federally-Regulated Consumer Product | Weatherized Non-Condensing Gas | 1950 | 177 |  | 11/21/2023 | 56366 | 213352285 | 12/08/2023
Rheem Sales Company, Inc. | Mainline | MP802W0504A17UHNBAS | Federally-Regulated Consumer Product | Non-Weatherized, Non-Condensin | 1712 | 257 |  | 12/05/2023 | 34534 | 211873360 | 12/08/2023
Rheem Sales Company, Inc. | Mainline | ML801V1005A21UHUBAP | Federally-Regulated Consumer Product | Non-Weatherized, Non-Condensin | 1966 | 269 |  | 11/21/2023 | 97612 | 211873340 | 12/08/2023
Rheem Sales Company, Inc. | Mainline | ML802V0754A17DZNBAP | Federally-Regulated Consumer Product | Non-Weatherized, Non-Condensin | 1628 | 254 |  | 12/05/2023 | 52707 | 211873345 | 12/08/2023
Rheem Sales Company, Inc. | Mainline | RGEXZS060AJV10T | Federally-Regulated Consumer Product | Weatherized Non-Condensing Gas | 2129 | 188 |  | 11/21/2023 | 70580 | 213352288 | 12/08/2023
Rheem Sales Company, Inc. | Mainline | ML802V0754A17DZSBAP | Federally-Regulated Consumer Product | Non-Weatherized, Non-Condensin | 1628 | 254 |  | 11/21/2023 | 52707 | 211873346 | 12/08/2023
Rheem Sales Company, Inc. | Mainline | ML801V1505A24UHSBAP | Federally-Regulated Consumer Product | Non-Weatherized, Non-Condensin | 2440 | 249 |  | 11/21/2023 | 150642 | 213351413 | 12/08/2023
Rheem Sales Company, Inc. | Mainline | MP801W0504A17UHNBAS | Federally-Regulated Consumer Product | Non-Weatherized, Non-Condensin | 1682 | 256 |  | 12/05/2023 | 50501 | 211873356 | 12/08/2023
Rheem Sales Company, Inc. | Mainline | MP951W0403A17UHUBAS | Federally-Regulated Consumer Product | Non-Weatherized, Condensing Ga | 1335 | 254 |  | 11/21/2023 | 42103 | 212922393 | 12/08/2023
Rheem Sales Company, Inc. | Mainline | RGEAZS024AJV06XCA | Federally-Regulated Consumer Product | Weatherized Non-Condensing Gas | 1089 | 247 |  | 11/21/2023 | 60430 | 212676552 | 12/08/2023
Rheem Sales Company, Inc. | Mainline | MP801T0504A17UHSNAS | Federally-Regulated Consumer Product | Non-Weatherized, Non-Condensin | 1517 | 249 |  | 11/21/2023 | 50545 | 211873355 | 12/08/2023
Rheem Sales Company, Inc. | Mainline | RGECZT048AJT12**C | Federally-Regulated Consumer Product | Weatherized Non-Condensing Gas | 1902 | 259 |  | 11/21/2023 | 84032 | 212631805 | 12/08/2023
Rheem Sales Company, Inc. | Mainline | RGEXZS048AJV08T | Federally-Regulated Consumer Product | Weatherized Non-Condensing Gas | 1734 | 168 |  | 11/21/2023 | 57017 | 213352282 | 12/08/2023
Rheem Sales Company, Inc. | Mainline | ML801T1004A17UHNNAS | Federally-Regulated Consumer Product | Non-Weatherized, Non-Condensin | 1448 | 212 |  | 11/21/2023 | 98573 | 213351408 | 12/08/2023
Rheem Sales Company, Inc. | Mainline | RGECZT036AJT10**C | Federally-Regulated Consumer Product | Weatherized Non-Condensing Gas | 1576 | 218 |  | 11/21/2023 | 100764 | 212631803 | 12/08/2023
Rheem Sales Company, Inc. | Mainline | ML801V0504A17UHUBAP | Federally-Regulated Consumer Product | Non-Weatherized, Non-Condensin | 1376 | 243 |  | 11/21/2023 | 50203 | 211873338 | 12/08/2023
Rheem Sales Company, Inc. | Mainline | MP802W0503A14DZNBAS | Federally-Regulated Consumer Product | Non-Weatherized, Non-Condensin | 1250 | 237 |  | 12/05/2023 | 34844 | 211873358 | 12/08/2023
Rheem Sales Company, Inc. | Mainline | MP801W1255A24DZSBAS | Federally-Regulated Consumer Product | Non-Weatherized, Non-Condensin | 2075 | 273 |  | 11/21/2023 | 124289 | 210727579 | 12/08/2023
Rheem Sales Company, Inc. | Mainline | ML801V0755A21DZSBAP | Federally-Regulated Consumer Product | Non-Weatherized, Non-Condensin | 2163 | 277 |  | 11/21/2023 | 75029 | 210727588 | 12/08/2023
Rheem Sales Company, Inc. | Mainline | MP802W1255A24DZSBAS | Federally-Regulated Consumer Product | Non-Weatherized, Non-Condensin | 2179 | 278 |  | 11/21/2023 | 86625 | 211873369 | 12/08/2023
Rheem Sales Company, Inc. | Mainline | ML802V0755A21DZSBAP | Federally-Regulated Consumer Product | Non-Weatherized, Non-Condensin | 2041 | 272 |  | 11/21/2023 | 52592 | 211873348 | 12/08/2023
Rheem Sales Company, Inc. | Mainline | ML802V1005A21DZNBAP | Federally-Regulated Consumer Product | Non-Weatherized, Non-Condensin | 2120 | 275 |  | 12/05/2023 | 69817 | 211873349 | 12/08/2023
Rheem Sales Company, Inc. | Mainline | MP951W1005A21UHUBAS | Federally-Regulated Consumer Product | Non-Weatherized, Condensing Ga | 2062 | 286 |  | 11/21/2023 | 94650 | 212922395 | 12/08/2023
Rheem Sales Company, Inc. | Mainline | ML801V0504A17UHNBAP | Federally-Regulated Consumer Product | Non-Weatherized, Non-Condensin | 1682 | 256 |  | 12/05/2023 | 50501 | 211873336 | 12/08/2023
Rheem Sales Company, Inc. | Mainline | MP801W1005A21DZNBAS | Federally-Regulated Consumer Product | Non-Weatherized, Non-Condensin | 2095 | 257 |  | 12/05/2023 | 100302 | 210727576 | 12/08/2023
Rheem Sales Company, Inc. | Mainline | RGECZT060AJT07**C | Federally-Regulated Consumer Product | Weatherized Non-Condensing Gas | 2336 | 182 |  | 11/21/2023 | 52310 | 212631806 | 12/08/2023
Rheem Sales Company, Inc. | Mainline | ML951V1005A21UHUBAP | Federally-Regulated Consumer Product | Non-Weatherized, Condensing Ga | 2062 | 286 |  | 11/21/2023 | 94650 | 212922392 | 12/08/2023
Rheem Sales Company, Inc. | Mainline | ML801V0755A21DZNBAP | Federally-Regulated Consumer Product | Non-Weatherized, Non-Condensin | 2163 | 277 |  | 12/05/2023 | 75029 | 210727587 | 12/08/2023
Rheem Sales Company, Inc. | Mainline | ML802V0504A17UHSBAP | Federally-Regulated Consumer Product | Non-Weatherized, Non-Condensin | 1712 | 257 |  | 11/21/2023 | 34534 | 211873344 | 12/08/2023
Rheem Sales Company, Inc. | Mainline | RGEXZS048AJV10T | Federally-Regulated Consumer Product | Weatherized Non-Condensing Gas | 1797 | 277 |  | 11/21/2023 | 70225 | 213352284 | 12/08/2023
Rheem Sales Company, Inc. | Mainline | MP801T0504A17UHNNAS | Federally-Regulated Consumer Product | Non-Weatherized, Non-Condensin | 1517 | 249 |  | 12/05/2023 | 50545 | 211873353 | 12/08/2023
Rheem Sales Company, Inc. | Mainline | RGEXZS048AJV102 | Federally-Regulated Consumer Product | Weatherized Non-Condensing Gas | 1797 | 277 |  | 11/21/2023 | 70225 | 213352283 | 12/08/2023
Rheem Sales Company, Inc. | Mainline | MP802W0504A17UHSBAS | Federally-Regulated Consumer Product | Non-Weatherized, Non-Condensin | 1712 | 257 |  | 11/21/2023 | 34534 | 211873361 | 12/08/2023
Rheem Sales Company, Inc. | Mainline | ML801V0504A17UHSBAP | Federally-Regulated Consumer Product | Non-Weatherized, Non-Condensin | 1682 | 256 |  | 11/21/2023 | 50501 | 211873337 | 12/08/2023
Rheem Sales Company, Inc. | Mainline | ML802VA125524MXA | Federally-Regulated Consumer Product | Non-Weatherized, Non-Condensin | 2073 | 273 |  | 11/09/2023 | 87500 | 10378089 | 12/08/2023
Rheem Sales Company, Inc. | Mainline | MP802W1255A24DZNBAS | Federally-Regulated Consumer Product | Non-Weatherized, Non-Condensin | 2179 | 278 |  | 12/05/2023 | 86625 | 211873368 | 12/08/2023
Rheem Sales Company, Inc. | Mainline | MP801W1505A24UHSBAS | Federally-Regulated Consumer Product | Non-Weatherized, Non-Condensin | 2440 | 249 |  | 11/21/2023 | 150642 | 213351421 | 12/08/2023
Rheem Sales Company, Inc. | Mainline | MP802W0755A21DZNBAS | Federally-Regulated Consumer Product | Non-Weatherized, Non-Condensin | 2041 | 272 |  | 12/05/2023 | 52592 | 211873364 | 12/08/2023
Rheem Sales Company, Inc. | Mainline | ML801T1505A24UHSNAS | Federally-Regulated Consumer Product | Non-Weatherized, Non-Condensin | 1910 | 233 |  | 11/21/2023 | 150068 | 213351409 | 12/08/2023
Rheem Sales Company, Inc. | Mainline | ML802V1255A24DZNBAP | Federally-Regulated Consumer Product | Non-Weatherized, Non-Condensin | 2179 | 278 |  | 12/05/2023 | 86625 | 211873351 | 12/08/2023
Rheem Sales Company, Inc. | Mainline | MP802W0503A14DZSBAS | Federally-Regulated Consumer Product | Non-Weatherized, Non-Condensin | 1250 | 237 |  | 11/21/2023 | 34844 | 211873359 | 12/08/2023
Rheem Sales Company, Inc. | Mainline | MP802W1005A21DZNBAS | Federally-Regulated Consumer Product | Non-Weatherized, Non-Condensin | 2120 | 275 |  | 12/05/2023 | 69817 | 211873366 | 12/08/2023
Rheem Sales Company, Inc. | Mainline | ML951V0403A17UHUBAP | Federally-Regulated Consumer Product | Non-Weatherized, Condensing Ga | 1335 | 254 |  | 11/21/2023 | 42103 | 212922390 | 12/08/2023
Rheem Sales Company, Inc. | Mainline | RGECZT048AJT07**C | Federally-Regulated Consumer Product | Weatherized Non-Condensing Gas | 1873 | 167 |  | 11/21/2023 | 52596 | 212631804 | 12/08/2023
Rheem Sales Company, Inc. | Mainline | RGECZT060AJT12**C | Federally-Regulated Consumer Product | Weatherized Non-Condensing Gas | 2183 | 266 |  | 11/21/2023 | 83968 | 212631807 | 12/08/2023
Rheem Sales Company, Inc. | Mainline | ML802V0755A21DZNBAP | Federally-Regulated Consumer Product | Non-Weatherized, Non-Condensin | 2041 | 272 |  | 12/05/2023 | 52592 | 211873347 | 12/08/2023
Rheem Sales Company, Inc. | Mainline | ML801T0504A17UHSNAS | Federally-Regulated Consumer Product | Non-Weatherized, Non-Condensin | 1517 | 249 |  | 11/21/2023 | 50545 | 211873335 | 12/08/2023
Rheem Sales Company, Inc. | Mainline | ML802VA100521MXA | Federally-Regulated Consumer Product | Non-Weatherized, Non-Condensin | 1905 | 266 |  | 11/09/2023 | 70000 | 10378087 | 12/08/2023
Rheem Sales Company, Inc. | Mainline | MP801T1004A17UHNNAS | Federally-Regulated Consumer Product | Non-Weatherized, Non-Condensin | 1448 | 212 |  | 11/21/2023 | 98573 | 213351416 | 12/08/2023
Rheem Sales Company, Inc. | Mainline | RGEXZS060AJV102 | Federally-Regulated Consumer Product | Weatherized Non-Condensing Gas | 2129 | 188 |  | 11/21/2023 | 70580 | 213352287 | 12/08/2023
Rheem Sales Company, Inc. | Mainline | MP801T1004A17UHSNAS | Federally-Regulated Consumer Product | Non-Weatherized, Non-Condensin | 1448 | 212 |  | 11/21/2023 | 98573 | 213351415 | 12/08/2023
Rheem Sales Company, Inc. | Mainline | MP951W0603A17UHUBAS | Federally-Regulated Consumer Product | Non-Weatherized, Condensing Ga | 1246 | 250 |  | 11/21/2023 | 56140 | 212922394 | 12/08/2023
Rheem Sales Company, Inc. | Mainline | RGEXZS048AJV082 | Federally-Regulated Consumer Product | Weatherized Non-Condensing Gas | 1734 | 168 |  | 11/21/2023 | 57017 | 213352281 | 12/08/2023
Rheem Sales Company, Inc. | Mainline | MP801W0754A17DZSBAS | Federally-Regulated Consumer Product | Non-Weatherized, Non-Condensin | 1680 | 255 |  | 11/21/2023 | 76001 | 210802814 | 12/08/2023
Rheem Sales Company, Inc. | Mainline | ML801V1004A17UHNBAP | Federally-Regulated Consumer Product | Non-Weatherized, Non-Condensin | 1896 | 204 |  | 11/21/2023 | 99142 | 213351412 | 12/08/2023
Rheem Sales Company, Inc. | Mainline | MP802W1005A21DZSBAS | Federally-Regulated Consumer Product | Non-Weatherized, Non-Condensin | 2120 | 275 |  | 11/21/2023 | 69817 | 211873367 | 12/08/2023
Rheem Sales Company, Inc. | Mainline | MP801W0504A17UHSBAS | Federally-Regulated Consumer Product | Non-Weatherized, Non-Condensin | 1682 | 256 |  | 11/21/2023 | 50501 | 211873357 | 12/08/2023
Rheem Sales Company, Inc. | Mainline | MP801W1505A24UHNBAS | Federally-Regulated Consumer Product | Non-Weatherized, Non-Condensin | 2440 | 249 |  | 11/21/2023 | 150642 | 213351422 | 12/08/2023
Rheem Sales Company, Inc. | Mainline | MP801W0755A21DZNBAS | Federally-Regulated Consumer Product | Non-Weatherized, Non-Condensin | 2163 | 277 |  | 12/05/2023 | 75029 | 210727574 | 12/08/2023
Rheem Sales Company, Inc. | Mainline | ML802V0503A14DZNBAP | Federally-Regulated Consumer Product | Non-Weatherized, Non-Condensin | 1250 | 237 |  | 12/05/2023 | 34844 | 211873341 | 12/08/2023
Rheem Sales Company, Inc. | Mainline | ML802VA125524ZSB | Federally-Regulated Consumer Product | Non-Weatherized, Non-Condensin | 2322 | 284 |  | 11/21/2023 | 87684 | 10378105 | 12/08/2023
Rheem Sales Company, Inc. | Mainline | MP801T0754A21UHN | Federally-Regulated Consumer Product | Non-Weatherized, Non-Condensin | 1634 | 254 | 254 | 05/25/2023 | 75736 | 208430165 | 12/08/2023
Rheem Sales Company, Inc. | Mainline | MP802W0755A21UHS | Federally-Regulated Consumer Product | Non-Weatherized, Non-Condensin | 1718 | 258 | 258 | 05/25/2023 | 52500 | 210728631 | 12/08/2023
Rheem Sales Company, Inc. | Mainline | MP801T0703A17UHU | Federally-Regulated Consumer Product | Non-Weatherized, Non-Condensin | 1189 | 234 |  | 05/25/2023 | 70542 | 208486681 | 12/08/2023
Rheem Sales Company, Inc. | Mainline | ML951V1005A21M4 | Federally-Regulated Consumer Product | Non-Weatherized, Condensing Ga | 2153 | 271 |  | 09/26/2023 | 98911 | 208676687 | 12/08/2023
Rheem Sales Company, Inc. | Mainline | ML801T0503A14UHN | Federally-Regulated Consumer Product | Non-Weatherized, Non-Condensin | 1388 | 243 | 243 | 05/25/2023 | 49660 | 208430160 | 12/08/2023
Rheem Sales Company, Inc. | Mainline | MP802W1005A21UHN | Federally-Regulated Consumer Product | Non-Weatherized, Non-Condensin | 1905 | 266 | 266 | 05/25/2023 | 70000 | 210727584 | 12/08/2023
Rheem Sales Company, Inc. | Mainline | MP951W0855A21M4 | Federally-Regulated Consumer Product | Non-Weatherized, Condensing Ga | 1851 | 246 |  | 09/26/2023 | 84247 | 208676693 | 12/08/2023
Rheem Sales Company, Inc. | Mainline | MP801T0753A17DZN | Federally-Regulated Consumer Product | Non-Weatherized, Non-Condensin | 1253 | 237 |  | 05/25/2023 | 74903 | 208430183 | 12/08/2023
Rheem Sales Company, Inc. | Mainline | ML921V1005A21M4 | Federally-Regulated Consumer Product | Non-Weatherized, Condensing Ga | 2153 | 271 |  | 09/26/2023 | 98911 | 208676673 | 12/08/2023
Rheem Sales Company, Inc. | Mainline | MP802W0503A14UHNBAS | Federally-Regulated Consumer Product | Non-Weatherized, Non-Condensin | 1318 | 240 | 240 | 05/25/2023 | 35484 | 210802819 | 12/08/2023
Rheem Sales Company, Inc. | Mainline | ML802V1255A24UHN | Federally-Regulated Consumer Product | Non-Weatherized, Non-Condensin | 2073 | 273 |  | 05/25/2023 | 87500 | 208430201 | 12/08/2023
Rheem Sales Company, Inc. | Mainline | ML801T1004A21UHU | Federally-Regulated Consumer Product | Non-Weatherized, Non-Condensin | 1861 | 264 |  | 05/25/2023 | 98348 | 208486677 | 12/08/2023
Rheem Sales Company, Inc. | Mainline | ML921T0855A21M4 | Federally-Regulated Consumer Product | Non-Weatherized, Condensing Ga | 1929 | 280 |  | 09/26/2023 | 84515 | 208676644 | 12/08/2023
Rheem Sales Company, Inc. | Mainline | ML921T0403A17M4 | Federally-Regulated Consumer Product | Non-Weatherized, Condensing Ga | 1107 | 244 |  | 05/25/2023 | 41877 | 208676640 | 12/08/2023
Rheem Sales Company, Inc. | Mainline | ML921T0703A17M4 | Federally-Regulated Consumer Product | Non-Weatherized, Condensing Ga | 1362 | 255 |  | 09/26/2023 | 69960 | 208676642 | 12/08/2023
Rheem Sales Company, Inc. | Mainline | MP801T0503A14DZN | Federally-Regulated Consumer Product | Non-Weatherized, Non-Condensin | 1223 | 236 | 236 | 05/25/2023 | 51119 | 208430181 | 12/08/2023
Rheem Sales Company, Inc. | Mainline | ML801T1255A24DZN | Federally-Regulated Consumer Product | Non-Weatherized, Non-Condensin | 1835 | 263 |  | 05/25/2023 | 124389 | 208430188 | 12/08/2023
Rheem Sales Company, Inc. | Mainline | MP801T1255A24UHN | Federally-Regulated Consumer Product | Non-Weatherized, Non-Condensin | 1991 | 270 |  | 11/21/2023 | 123598 | 208430169 | 12/08/2023
Rheem Sales Company, Inc. | Mainline | ML802VA075421ZXB | Federally-Regulated Consumer Product | Non-Weatherized, Non-Condensin | 2017 | 271 |  | 11/21/2023 | 52471 | 10378104 | 12/08/2023
Rheem Sales Company, Inc. | Mainline | ML802VA075317ZXB | Federally-Regulated Consumer Product | Non-Weatherized, Non-Condensin | 1324 | 240 |  | 11/21/2023 | 52495 | 10378100 | 12/08/2023
Rheem Sales Company, Inc. | Mainline | ML801T0755A21DZN | Federally-Regulated Consumer Product | Non-Weatherized, Non-Condensin | 1883 | 265 |  | 05/25/2023 | 75029 | 208430184 | 12/08/2023
Rheem Sales Company, Inc. | Mainline | MP802W0755A21UHN | Federally-Regulated Consumer Product | Non-Weatherized, Non-Condensin | 1718 | 258 | 258 | 05/25/2023 | 52500 | 210727581 | 12/08/2023
Rheem Sales Company, Inc. | Mainline | ML921V0403A17M4 | Federally-Regulated Consumer Product | Non-Weatherized, Condensing Ga | 1292 | 228 |  | 05/25/2023 | 42494 | 208676668 | 12/08/2023
Rheem Sales Company, Inc. | Mainline | MP951W1155A24M4 | Federally-Regulated Consumer Product | Non-Weatherized, Condensing Ga | 2137 | 231 |  | 09/26/2023 | 111605 | 208676695 | 12/08/2023
Rheem Sales Company, Inc. | Mainline | ML802VA075421ZSB | Federally-Regulated Consumer Product | Non-Weatherized, Non-Condensin | 2017 | 271 |  | 11/21/2023 | 52471 | 10378099 | 12/08/2023
Rheem Sales Company, Inc. | Mainline | ML951V1155A24M4 | Federally-Regulated Consumer Product | Non-Weatherized, Condensing Ga | 2137 | 231 |  | 09/26/2023 | 111605 | 208676688 | 12/08/2023
Rheem Sales Company, Inc. | Mainline | ML951V0403A17M4 | Federally-Regulated Consumer Product | Non-Weatherized, Condensing Ga | 1292 | 228 |  | 05/25/2023 | 42494 | 208676682 | 12/08/2023
Rheem Sales Company, Inc. | Mainline | MP801T0503A17UHU | Federally-Regulated Consumer Product | Non-Weatherized, Non-Condensin | 1165 | 233 |  | 05/25/2023 | 49157 | 208486679 | 12/08/2023
Rheem Sales Company, Inc. | Mainline | ML951V0603A17M4 | Federally-Regulated Consumer Product | Non-Weatherized, Condensing Ga | 1356 | 249 |  | 09/26/2023 | 56054 | 208676683 | 12/08/2023
Rheem Sales Company, Inc. | Mainline | ML801T0703A17UHU | Federally-Regulated Consumer Product | Non-Weatherized, Non-Condensin | 1189 | 234 |  | 05/25/2023 | 70542 | 208486675 | 12/08/2023
Rheem Sales Company, Inc. | Mainline | ML951V0855A21M4 | Federally-Regulated Consumer Product | Non-Weatherized, Condensing Ga | 1851 | 246 |  | 09/26/2023 | 84247 | 208676686 | 12/08/2023
Rheem Sales Company, Inc. | Mainline | ML802V1505A24UHN | Federally-Regulated Consumer Product | Non-Weatherized, Non-Condensin | 2092 | 274 |  | 05/25/2023 | 104565 | 208430210 | 12/08/2023
Rheem Sales Company, Inc. | Mainline | ML801T0503A14DZN | Federally-Regulated Consumer Product | Non-Weatherized, Non-Condensin | 1223 | 236 | 236 | 05/25/2023 | 51119 | 208430180 | 12/08/2023
Rheem Sales Company, Inc. | Mainline | ML921V1155A24M4 | Federally-Regulated Consumer Product | Non-Weatherized, Condensing Ga | 2137 | 231 |  | 09/26/2023 | 111605 | 208676674 | 12/08/2023
Rheem Sales Company, Inc. | Mainline | MP802W0754A17UHNBAS | Federally-Regulated Consumer Product | Non-Weatherized, Non-Condensin | 1458 | 246 |  | 05/25/2023 | 52564 | 210802820 | 12/08/2023
Rheem Sales Company, Inc. | Mainline | MP951W0703A17M4 | Federally-Regulated Consumer Product | Non-Weatherized, Condensing Ga | 1166 | 246 |  | 09/26/2023 | 70001 | 208676691 | 12/08/2023
Rheem Sales Company, Inc. | Mainline | MP801T0754A17UHN | Federally-Regulated Consumer Product | Non-Weatherized, Non-Condensin | 1496 | 248 | 248 | 05/25/2023 | 75177 | 208430163 | 12/08/2023
Rheem Sales Company, Inc. | Mainline | MP802W1004A17UHS | Federally-Regulated Consumer Product | Non-Weatherized, Non-Condensin | 1730 | 258 | 258 | 05/25/2023 | 70020 | 210728632 | 12/08/2023
Rheem Sales Company, Inc. | Mainline | ML921V0603A17M4 | Federally-Regulated Consumer Product | Non-Weatherized, Condensing Ga | 1356 | 249 |  | 09/26/2023 | 56054 | 208676669 | 12/08/2023
Rheem Sales Company, Inc. | Mainline | MP921W1155A24M4 | Federally-Regulated Consumer Product | Non-Weatherized, Condensing Ga | 2137 | 231 |  | 09/26/2023 | 111605 | 208676681 | 12/08/2023
Rheem Sales Company, Inc. | Mainline | ML802V1004A17UHN | Federally-Regulated Consumer Product | Non-Weatherized, Non-Condensin | 1730 | 258 | 258 | 05/25/2023 | 70020 | 208430199 | 12/08/2023
Rheem Sales Company, Inc. | Mainline | RGEA14030AJT04UAA | Federally-Regulated Consumer Product | Weatherized Non-Condensing Gas | 1189 | 251 |  | 12/05/2023 | 39887 | 205965587 | 12/08/2023
Rheem Sales Company, Inc. | Mainline | MP801T1004A21UHU | Federally-Regulated Consumer Product | Non-Weatherized, Non-Condensin | 1861 | 264 |  | 05/25/2023 | 98348 | 208486683 | 12/08/2023
Rheem Sales Company, Inc. | Mainline | MP951W0403A17M4 | Federally-Regulated Consumer Product | Non-Weatherized, Condensing Ga | 1292 | 228 |  | 05/25/2023 | 42494 | 208676689 | 12/08/2023
Rheem Sales Company, Inc. | Mainline | MP801T1255A24DZN | Federally-Regulated Consumer Product | Non-Weatherized, Non-Condensin | 1835 | 263 |  | 05/25/2023 | 124389 | 208430189 | 12/08/2023
Rheem Sales Company, Inc. | Mainline | ML801T0753A17DZN | Federally-Regulated Consumer Product | Non-Weatherized, Non-Condensin | 1253 | 237 |  | 05/25/2023 | 74903 | 208430182 | 12/08/2023
Rheem Sales Company, Inc. | Mainline | MP802W1505A24UHN | Federally-Regulated Consumer Product | Non-Weatherized, Non-Condensin | 2092 | 274 | 274 | 05/25/2023 | 104565 | 210727582 | 12/08/2023
Rheem Sales Company, Inc. | Mainline | ML802V0754A17UHN | Federally-Regulated Consumer Product | Non-Weatherized, Non-Condensin | 1458 | 246 | 246 | 05/25/2023 | 52564 | 208430197 | 12/08/2023
Rheem Sales Company, Inc. | Mainline | RGEA14036AJT06UAA | Federally-Regulated Consumer Product | Weatherized Non-Condensing Gas | 1434 | 262 |  | 12/05/2023 | 60723 | 205965589 | 12/08/2023
Rheem Sales Company, Inc. | Mainline | ML801T0503A17UHU | Federally-Regulated Consumer Product | Non-Weatherized, Non-Condensin | 1165 | 233 |  | 05/25/2023 | 49157 | 208486673 | 12/08/2023
Rheem Sales Company, Inc. | Mainline | ML951V0703A17M4 | Federally-Regulated Consumer Product | Non-Weatherized, Condensing Ga | 1166 | 246 |  | 09/26/2023 | 70001 | 208676684 | 12/08/2023
Rheem Sales Company, Inc. | Mainline | ML801T0754A21UHN | Federally-Regulated Consumer Product | Non-Weatherized, Non-Condensin | 1634 | 254 | 254 | 05/25/2023 | 75736 | 208430164 | 12/08/2023
Rheem Sales Company, Inc. | Mainline | MP802W1005A21UHS | Federally-Regulated Consumer Product | Non-Weatherized, Non-Condensin | 1905 | 266 |  | 05/25/2023 | 70000 | 210728633 | 12/08/2023
Rheem Sales Company, Inc. | Mainline | ML962V1005A21M4S | Federally-Regulated Consumer Product | Non-Weatherized, Condensing Ga | 1858 | 277 |  | 05/25/2023 | 68679 | 208430207 | 12/08/2023
Rheem Sales Company, Inc. | Mainline | MP951W0603A17M4 | Federally-Regulated Consumer Product | Non-Weatherized, Condensing Ga | 1356 | 249 |  | 09/26/2023 | 56054 | 208676690 | 12/08/2023
Rheem Sales Company, Inc. | Mainline | ML802V0755A21UHN | Federally-Regulated Consumer Product | Non-Weatherized, Non-Condensin | 1718 | 258 |  | 05/25/2023 | 52500 | 208430198 | 12/08/2023
Rheem Sales Company, Inc. | Mainline | ML921T0603A17M4 | Federally-Regulated Consumer Product | Non-Weatherized, Condensing Ga | 1156 | 246 |  | 09/26/2023 | 55624 | 208676641 | 12/08/2023
Rheem Sales Company, Inc. | Mainline | MP921W0603A17M4 | Federally-Regulated Consumer Product | Non-Weatherized, Condensing Ga | 1356 | 249 |  | 09/26/2023 | 56054 | 208676676 | 12/08/2023
Rheem Sales Company, Inc. | Mainline | MP802W0503A14UHS | Federally-Regulated Consumer Product | Non-Weatherized, Non-Condensin | 1318 | 240 |  | 05/25/2023 | 35484 | 210727580 | 12/08/2023
Rheem Sales Company, Inc. | Mainline | MP802W1004A17UHN | Federally-Regulated Consumer Product | Non-Weatherized, Non-Condensin | 1730 | 258 | 258 | 05/25/2023 | 70020 | 210727583 | 12/08/2023
Rheem Sales Company, Inc. | Mainline | RGEA14048AJT101AB | Federally-Regulated Consumer Product | Weatherized Non-Condensing Gas | 1809 | 279 |  | 11/21/2023 | 99189 | 204117088 | 12/08/2023
Rheem Sales Company, Inc. | Mainline | MP921W0703A17M4 | Federally-Regulated Consumer Product | Non-Weatherized, Condensing Ga | 1166 | 246 |  | 10/24/2023 | 70001 | 208676677 | 12/08/2023
Rheem Sales Company, Inc. | Mainline | ML802VA075317ZSB | Federally-Regulated Consumer Product | Non-Weatherized, Non-Condensin | 1324 | 240 |  | 11/21/2023 | 52495 | 10378103 | 12/08/2023
Rheem Sales Company, Inc. | Mainline | MP951W1005A21M4 | Federally-Regulated Consumer Product | Non-Weatherized, Condensing Ga | 2153 | 271 |  | 09/26/2023 | 98911 | 208676694 | 12/08/2023
Rheem Sales Company, Inc. | Mainline | MP801T0755A21DZN | Federally-Regulated Consumer Product | Non-Weatherized, Non-Condensin | 1883 | 265 |  | 05/25/2023 | 75029 | 208430185 | 12/08/2023
Rheem Sales Company, Inc. | Mainline | MP801T0503A14UHN | Federally-Regulated Consumer Product | Non-Weatherized, Non-Condensin | 1388 | 243 | 243 | 05/25/2023 | 49660 | 208430161 | 12/08/2023
Rheem Sales Company, Inc. | Mainline | ML802VA075317MXA | Federally-Regulated Consumer Product | Non-Weatherized, Non-Condensin | 1458 | 246 |  | 05/25/2023 | 52564 | 10378083 | 12/08/2023
Rheem Sales Company, Inc. | Mainline | MP921T0603A17M4 | Federally-Regulated Consumer Product | Non-Weatherized, Condensing Ga | 1156 | 246 |  | 09/26/2023 | 55624 | 208676648 | 12/08/2023
Rheem Sales Company, Inc. | Mainline | MP96TA0702521MSA | Federally-Regulated Consumer Product | Non-Weatherized, Condensing Ga | 1854 | 277 |  | 12/07/2023 | 49250 | 213867251 | 12/08/2023
Rheem Sales Company, Inc. | Mainline | MP802W1255A24UHNBAS | Federally-Regulated Consumer Product | Non-Weatherized, Non-Condensin | 2073 | 273 |  | 05/25/2023 | 87500 | 210802822 | 12/08/2023
Rheem Sales Company, Inc. | Mainline | MP921T0703A17M4 | Federally-Regulated Consumer Product | Non-Weatherized, Condensing Ga | 1362 | 255 |  | 09/26/2023 | 69960 | 208676649 | 12/08/2023
Rheem Sales Company, Inc. | Mainline | MP921W0855A21M4 | Federally-Regulated Consumer Product | Non-Weatherized, Condensing Ga | 1851 | 246 |  | 09/26/2023 | 84247 | 208676679 | 12/08/2023
Rheem Sales Company, Inc. | Mainline | ML921T1155A24M4 | Federally-Regulated Consumer Product | Non-Weatherized, Condensing Ga | 2041 | 285 |  | 09/26/2023 | 111488 | 208676646 | 12/08/2023
Rheem Sales Company, Inc. | Mainline | MP921T1005A21M4 | Federally-Regulated Consumer Product | Non-Weatherized, Condensing Ga | 2066 | 286 |  | 09/26/2023 | 98023 | 208676652 | 12/08/2023
Rheem Sales Company, Inc. | Mainline | MP921W0403A17M4 | Federally-Regulated Consumer Product | Non-Weatherized, Condensing Ga | 1292 | 228 |  | 05/25/2023 | 42494 | 208676675 | 12/08/2023
Rheem Sales Company, Inc. | Mainline | MP921W1005A21M4 | Federally-Regulated Consumer Product | Non-Weatherized, Condensing Ga | 2153 | 271 |  | 09/26/2023 | 98911 | 208676680 | 12/08/2023
Rheem Sales Company, Inc. | Mainline | MP801T1005A21UHN | Federally-Regulated Consumer Product | Non-Weatherized, Non-Condensin | 1812 | 262 | 262 | 05/25/2023 | 99863 | 208430167 | 12/08/2023
Rheem Sales Company, Inc. | Mainline | MP802W1505A24UHS | Federally-Regulated Consumer Product | Non-Weatherized, Non-Condensin | 2092 | 274 |  | 05/25/2023 | 104565 | 210728635 | 12/08/2023
Rheem Sales Company, Inc. | Mainline | ML801T1005A21UHN | Federally-Regulated Consumer Product | Non-Weatherized, Non-Condensin | 1812 | 262 | 262 | 05/25/2023 | 99863 | 208430166 | 12/08/2023
Rheem Sales Company, Inc. | Mainline | ML921V0855A21M4 | Federally-Regulated Consumer Product | Non-Weatherized, Condensing Ga | 1851 | 246 |  | 09/26/2023 | 84247 | 208676672 | 12/08/2023
Rheem Sales Company, Inc. | Mainline | MP802W0754A17UHSBAS | Federally-Regulated Consumer Product | Non-Weatherized, Non-Condensin | 1458 | 246 | 246 | 05/25/2023 | 52564 | 210802821 | 12/08/2023
Rheem Sales Company, Inc. | Mainline | MP801T1005A21DZN | Federally-Regulated Consumer Product | Non-Weatherized, Non-Condensin | 1895 | 265 | 265 | 05/25/2023 | 100302 | 208430187 | 12/08/2023
Rheem Sales Company, Inc. | Mainline | ML802V1005A21UHN | Federally-Regulated Consumer Product | Non-Weatherized, Non-Condensin | 1905 | 266 | 266 | 05/25/2023 | 70000 | 208430200 | 12/08/2023
Rheem Sales Company, Inc. | Mainline | RGEA14030AJT081AC | Federally-Regulated Consumer Product | Weatherized Non-Condensing Gas | 1147 | 249 |  | 11/21/2023 | 79965 | 206606698 | 12/08/2023
Rheem Sales Company, Inc. | Mainline | MP921T0403A17M4 | Federally-Regulated Consumer Product | Non-Weatherized, Condensing Ga | 1107 | 244 |  | 05/25/2023 | 41877 | 208676647 | 12/08/2023
Rheem Sales Company, Inc. | Mainline | ML921V0703A17M4 | Federally-Regulated Consumer Product | Non-Weatherized, Condensing Ga | 1166 | 246 |  | 09/26/2023 | 70001 | 208676670 | 12/08/2023
Rheem Sales Company, Inc. | Mainline | ML921T1005A21M4 | Federally-Regulated Consumer Product | Non-Weatherized, Condensing Ga | 2066 | 286 |  | 09/26/2023 | 98023 | 208676645 | 12/08/2023
Rheem Sales Company, Inc. | Mainline | ML802VA125524ZXB | Federally-Regulated Consumer Product | Non-Weatherized, Non-Condensin | 2322 | 284 |  | 11/21/2023 | 87684 | 10378106 | 12/08/2023
Rheem Sales Company, Inc. | Mainline | ML802V0503A14UHN | Federally-Regulated Consumer Product | Non-Weatherized, Non-Condensin | 1318 | 240 | 240 | 05/25/2023 | 35484 | 208430196 | 12/08/2023
Rheem Sales Company, Inc. | Mainline | MP962W1005A21M4S | Federally-Regulated Consumer Product | Non-Weatherized, Condensing Ga | 1858 | 277 |  | 05/25/2023 | 68679 | 209214532 | 12/08/2023
Rheem Sales Company, Inc. | Mainline | RGEA16036AJV06TAB | Federally-Regulated Consumer Product | Weatherized Non-Condensing Gas | 1648 | 259 |  | 11/21/2023 | 76362 | 205785636 | 12/08/2023
Rheem Sales Company, Inc. | Mainline | ML802VA050317MXA | Federally-Regulated Consumer Product | Non-Weatherized, Non-Condensin | 1318 | 240 |  | 11/09/2023 | 35484 | 10378081 | 12/08/2023
Rheem Sales Company, Inc. | Mainline | MP921T1155A24M4 | Federally-Regulated Consumer Product | Non-Weatherized, Condensing Ga | 2041 | 285 |  | 09/26/2023 | 111488 | 208676653 | 12/08/2023
Rheem Sales Company, Inc. | Mainline | ML801T0754A17UHN | Federally-Regulated Consumer Product | Non-Weatherized, Non-Condensin | 1496 | 248 | 248 | 05/25/2023 | 75177 | 208430162 | 12/08/2023
Rheem Sales Company, Inc. | Mainline | ML802VA100521ZSB | Federally-Regulated Consumer Product | Non-Weatherized, Non-Condensin | 2291 | 283 |  | 11/21/2023 | 70210 | 10378101 | 12/08/2023
Rheem Sales Company, Inc. | Mainline | RGEA16036AJV062AB | Federally-Regulated Consumer Product | Weatherized Non-Condensing Gas | 1648 | 259 |  | 11/21/2023 | 76362 | 205785635 | 12/08/2023
Rheem Sales Company, Inc. | Mainline | MP921T0855A21M4 | Federally-Regulated Consumer Product | Non-Weatherized, Condensing Ga | 1929 | 280 |  | 09/26/2023 | 84515 | 208676651 | 12/08/2023
Rheem Sales Company, Inc. | Mainline | RGEA16024AJV062AB | Federally-Regulated Consumer Product | Weatherized Non-Condensing Gas | 1358 | 259 |  | 11/21/2023 | 46205 | 205785633 | 12/08/2023
Rheem Sales Company, Inc. | Mainline | ML801T1005A21DZN | Federally-Regulated Consumer Product | Non-Weatherized, Non-Condensin | 1895 | 265 | 265 | 05/25/2023 | 100302 | 208430186 | 12/08/2023
Rheem Sales Company, Inc. | Mainline | ML801T0755A21DZS | Federally-Regulated Consumer Product | Non-Weatherized, Non-Condensin | 1883 | 265 |  | 11/21/2023 | 75029 | 208430174 | 12/08/2023
Rheem Sales Company, Inc. | Mainline | ML802V0755A21UHS | Federally-Regulated Consumer Product | Non-Weatherized, Non-Condensin | 1718 | 258 |  | 11/30/2023 | 52500 | 208430192 | 12/08/2023
Rheem Sales Company, Inc. | Mainline | ML801T1255A24UHS | Federally-Regulated Consumer Product | Non-Weatherized, Non-Condensin | 1991 | 270 |  | 11/21/2023 | 123598 | 208430158 | 12/08/2023
Rheem Sales Company, Inc. | Mainline | ML802V1005A21UHS | Federally-Regulated Consumer Product | Non-Weatherized, Non-Condensin | 1905 | 266 |  | 11/30/2023 | 70000 | 208430194 | 12/08/2023
Rheem Sales Company, Inc. | Mainline | MP801T0503A14DZS | Federally-Regulated Consumer Product | Non-Weatherized, Non-Condensin | 1223 | 236 |  | 11/30/2023 | 51119 | 208430171 | 12/08/2023
Rheem Sales Company, Inc. | Mainline | MP801T0755A21DZS | Federally-Regulated Consumer Product | Non-Weatherized, Non-Condensin | 1883 | 265 |  | 11/21/2023 | 75029 | 208430175 | 12/08/2023
Rheem Sales Company, Inc. | Mainline | MP801T1005A21UHS | Federally-Regulated Consumer Product | Non-Weatherized, Non-Condensin | 1812 | 262 |  | 11/30/2023 | 99863 | 208430157 | 12/08/2023
Rheem Sales Company, Inc. | Mainline | MP801T1255A24UHS | Federally-Regulated Consumer Product | Non-Weatherized, Non-Condensin | 1991 | 270 |  | 11/21/2023 | 123598 | 208430159 | 12/08/2023
Rheem Sales Company, Inc. | Mainline | MP801T1005A21DZS | Federally-Regulated Consumer Product | Non-Weatherized, Non-Condensin | 1895 | 265 |  | 11/30/2023 | 100302 | 208430177 | 12/08/2023
Rheem Sales Company, Inc. | Mainline | ML801T1255A24DZS | Federally-Regulated Consumer Product | Non-Weatherized, Non-Condensin | 1835 | 263 |  | 11/30/2023 | 124389 | 208430178 | 12/08/2023
Rheem Sales Company, Inc. | Mainline | ML801T1255A24UHN | Federally-Regulated Consumer Product | Non-Weatherized, Non-Condensin | 1991 | 270 |  | 11/21/2023 | 123598 | 208430168 | 12/08/2023
Rheem Sales Company, Inc. | Mainline | ML801T1005A21DZS | Federally-Regulated Consumer Product | Non-Weatherized, Non-Condensin | 1895 | 265 |  | 11/30/2023 | 100302 | 208430176 | 12/08/2023
Rheem Sales Company, Inc. | Mainline | MP801T0754A17UHS | Federally-Regulated Consumer Product | Non-Weatherized, Non-Condensin | 1496 | 248 |  | 11/30/2023 | 75177 | 208430153 | 12/08/2023
Rheem Sales Company, Inc. | Mainline | ML802V1004A17UHS | Federally-Regulated Consumer Product | Non-Weatherized, Non-Condensin | 1730 | 258 |  | 11/30/2023 | 70020 | 208430193 | 12/08/2023
Rheem Sales Company, Inc. | Mainline | ML802V0503A14UHS | Federally-Regulated Consumer Product | Non-Weatherized, Non-Condensin | 1318 | 240 |  | 11/21/2023 | 35484 | 208430190 | 12/08/2023
Rheem Sales Company, Inc. | Mainline | ML802V0754A17UHS | Federally-Regulated Consumer Product | Non-Weatherized, Non-Condensin | 1458 | 246 |  | 11/30/2023 | 52564 | 208430191 | 12/08/2023
Rheem Sales Company, Inc. | Mainline | MP801T0503A14UHS | Federally-Regulated Consumer Product | Non-Weatherized, Non-Condensin | 1388 | 243 |  | 11/30/2023 | 49660 | 208430151 | 12/08/2023
Rheem Sales Company, Inc. | Mainline | RGEA14042AJT101AC | Federally-Regulated Consumer Product | Weatherized Non-Condensing Gas | 1494 | 265 |  | 11/21/2023 | 99609 | 206606708 | 12/08/2023
Rheem Sales Company, Inc. | Mainline | ML801T0503A14UHS | Federally-Regulated Consumer Product | Non-Weatherized, Non-Condensin | 1388 | 243 |  | 11/30/2023 | 49660 | 208430150 | 12/08/2023
Rheem Sales Company, Inc. | Mainline | ML801T0754A21UHS | Federally-Regulated Consumer Product | Non-Weatherized, Non-Condensin | 1634 | 254 |  | 11/30/2023 | 75736 | 208430154 | 12/08/2023
Rheem Sales Company, Inc. | Mainline | ML801T0754A17UHS | Federally-Regulated Consumer Product | Non-Weatherized, Non-Condensin | 1496 | 248 |  | 11/30/2023 | 75177 | 208430152 | 12/08/2023
Rheem Sales Company, Inc. | Mainline | ML801T1005A21UHS | Federally-Regulated Consumer Product | Non-Weatherized, Non-Condensin | 1812 | 262 |  | 11/30/2023 | 99863 | 208430156 | 12/08/2023
Rheem Sales Company, Inc. | Mainline | MP801T1255A24DZS | Federally-Regulated Consumer Product | Non-Weatherized, Non-Condensin | 1835 | 263 |  | 11/30/2023 | 124389 | 208430179 | 12/08/2023
Rheem Sales Company, Inc. | Mainline | MP801T0754A21UHS | Federally-Regulated Consumer Product | Non-Weatherized, Non-Condensin | 1634 | 254 |  | 11/30/2023 | 75736 | 208430155 | 12/08/2023
Rheem Sales Company, Inc. | Mainline | ML801T0503A14DZS | Federally-Regulated Consumer Product | Non-Weatherized, Non-Condensin | 1223 | 236 |  | 11/30/2023 | 51119 | 208430170 | 12/08/2023
Rheem Sales Company, Inc. | Mainline | ML802VA125524ZSB | Federally-Regulated Consumer Product | Non-Weatherized, Non-Condensin | 2322 | 284 |  | 11/21/2023 | 87684 | 10378105 | 12/08/2023
Rheem Sales Company, Inc. | Mainline | MP801T0754A21UHN | Federally-Regulated Consumer Product | Non-Weatherized, Non-Condensin | 1634 | 254 | 254 | 05/25/2023 | 75736 | 208430165 | 12/08/2023
Rheem Sales Company, Inc. | Mainline | MP802W0755A21UHS | Federally-Regulated Consumer Product | Non-Weatherized, Non-Condensin | 1718 | 258 | 258 | 05/25/2023 | 52500 | 210728631 | 12/08/2023
Rheem Sales Company, Inc. | Mainline | MP801T0703A17UHU | Federally-Regulated Consumer Product | Non-Weatherized, Non-Condensin | 1189 | 234 |  | 05/25/2023 | 70542 | 208486681 | 12/08/2023
Rheem Sales Company, Inc. | Mainline | ML951V1005A21M4 | Federally-Regulated Consumer Product | Non-Weatherized, Condensing Ga | 2153 | 271 |  | 09/26/2023 | 98911 | 208676687 | 12/08/2023
Rheem Sales Company, Inc. | Mainline | ML801T0503A14UHN | Federally-Regulated Consumer Product | Non-Weatherized, Non-Condensin | 1388 | 243 |  | 12/08/2023 | 49660 | 208430160 | 12/08/2023
Rheem Sales Company, Inc. | Thermal Zone | RGEAZR048AJT101NA | Federally-Regulated Consumer Product | Weatherized Non-Condensing Gas | 2001 | 287 |  | 11/21/2023 | 101705 | 208698816 | 12/08/2023
Rheem Sales Company, Inc. | Thermal Zone | TZ80UH1T050B4UA | Federally-Regulated Consumer Product | Non-Weatherized, Non-Condensin | 1502 | 248 |  | 12/05/2023 | 50342 | 208486686 | 12/08/2023
Rheem Sales Company, Inc. | Thermal Zone | TZ80DZ1V050A3NABAP | Federally-Regulated Consumer Product | Non-Weatherized, Non-Condensin | 2163 | 277 |  | 12/05/2023 | 51119 | 210728250 | 12/08/2023
Rheem Sales Company, Inc. | Thermal Zone | TZ80UH1T050B4NANAS | Federally-Regulated Consumer Product | Non-Weatherized, Non-Condensin | 1517 | 249 |  | 12/05/2023 | 50545 | 211873419 | 12/08/2023
Rheem Sales Company, Inc. | Thermal Zone | RGEAZR048AJT10UNA | Federally-Regulated Consumer Product | Weatherized Non-Condensing Gas | 1832 | 280 |  | 12/05/2023 | 100370 | 208698841 | 12/08/2023
Rheem Sales Company, Inc. | Thermal Zone | TZ80UH2V050B4SABAP | Federally-Regulated Consumer Product | Non-Weatherized, Non-Condensin | 1712 | 257 |  | 11/21/2023 | 34534 | 211873430 | 12/08/2023
Rheem Sales Company, Inc. | Thermal Zone | TZ80UH1T050B4SANAS | Federally-Regulated Consumer Product | Non-Weatherized, Non-Condensin | 1517 | 249 |  | 11/21/2023 | 50545 | 211873420 | 12/08/2023
Rheem Sales Company, Inc. | Thermal Zone | RGEAZR036AJT08XNA | Federally-Regulated Consumer Product | Weatherized Non-Condensing Gas | 1387 | 260 |  | 11/21/2023 | 80632 | 208698833 | 12/08/2023
Rheem Sales Company, Inc. | Thermal Zone | TZ80DZ2V050A3SABAP | Federally-Regulated Consumer Product | Non-Weatherized, Non-Condensin | 1250 | 237 |  | 11/21/2023 | 34844 | 211873427 | 12/08/2023
Rheem Sales Company, Inc. | Thermal Zone | RGEAZR030AJT041NA | Federally-Regulated Consumer Product | Weatherized Non-Condensing Gas | 1342 | 258 |  | 11/21/2023 | 39842 | 208698805 | 12/08/2023
Rheem Sales Company, Inc. | Thermal Zone | TZ80UH1V150D5NABAP | Federally-Regulated Consumer Product | Non-Weatherized, Non-Condensin | 2440 | 249 |  | 11/21/2023 | 150642 | 213351400 | 12/08/2023
Rheem Sales Company, Inc. | Thermal Zone | TZ80DZ1V075C5NABAP | Federally-Regulated Consumer Product | Non-Weatherized, Non-Condensin | 2163 | 277 |  | 12/05/2023 | 75029 | 210728257 | 12/08/2023
Rheem Sales Company, Inc. | Thermal Zone | RGEAZR024AJT081NA | Federally-Regulated Consumer Product | Weatherized Non-Condensing Gas | 1202 | 252 |  | 11/21/2023 | 79659 | 208698804 | 12/08/2023
Rheem Sales Company, Inc. | Thermal Zone | RGEAZR024AJT08XNA | Federally-Regulated Consumer Product | Weatherized Non-Condensing Gas | 1202 | 252 |  | 11/21/2023 | 79659 | 208698823 | 12/08/2023
Rheem Sales Company, Inc. | Thermal Zone | TZ96M42V085C5SA | Federally-Regulated Consumer Product | Non-Weatherized, Condensing Ga | 1947 | 281 | 281 | 05/25/2023 | 58053 | 208430247 | 12/08/2023
Rheem Sales Company, Inc. | Thermal Zone | RGEAZR024AJT06UNA | Federally-Regulated Consumer Product | Weatherized Non-Condensing Gas | 1236 | 253 |  | 12/05/2023 | 61566 | 208698821 | 12/08/2023
Rheem Sales Company, Inc. | Thermal Zone | TZ80DZ2V125D5SABAP | Federally-Regulated Consumer Product | Non-Weatherized, Non-Condensin | 2179 | 278 |  | 11/21/2023 | 86625 | 211873438 | 12/08/2023
Rheem Sales Company, Inc. | Thermal Zone | TZ80UH1T100C5UA | Federally-Regulated Consumer Product | Non-Weatherized, Non-Condensin | 2096 | 274 |  | 12/05/2023 | 100583 | 208486690 | 12/08/2023
Rheem Sales Company, Inc. | Thermal Zone | TZ80DZ1V075B4NABAP | Federally-Regulated Consumer Product | Non-Weatherized, Non-Condensin | 1680 | 255 |  | 12/05/2023 | 76001 | 210728254 | 12/08/2023
Rheem Sales Company, Inc. | Thermal Zone | TZ80UH1T070B4UA | Federally-Regulated Consumer Product | Non-Weatherized, Non-Condensin | 1823 | 262 |  | 12/05/2023 | 70109 | 208486688 | 12/08/2023
Rheem Sales Company, Inc. | Thermal Zone | RGEAZR030AJT04UNA | Federally-Regulated Consumer Product | Weatherized Non-Condensing Gas | 1189 | 251 |  | 12/05/2023 | 39887 | 208698824 | 12/08/2023
Rheem Sales Company, Inc. | Thermal Zone | TZ96M42V070B3SA | Federally-Regulated Consumer Product | Non-Weatherized, Condensing Ga | 1290 | 252 |  | 05/25/2023 | 48940 | 208430245 | 12/08/2023
Rheem Sales Company, Inc. | Thermal Zone | RGEAZS024AJV06XCA | Federally-Regulated Consumer Product | Weatherized Non-Condensing Gas | 1089 | 247 |  | 11/21/2023 | 60430 | 212676554 | 12/08/2023
Rheem Sales Company, Inc. | Thermal Zone | RGEAZR030AJT08XNA | Federally-Regulated Consumer Product | Weatherized Non-Condensing Gas | 1216 | 253 |  | 11/21/2023 | 80365 | 208698829 | 12/08/2023
Rheem Sales Company, Inc. | Thermal Zone | RGEAZR042AJT08UNA | Federally-Regulated Consumer Product | Weatherized Non-Condensing Gas | 1635 | 271 |  | 12/05/2023 | 80943 | 208698836 | 12/08/2023
Rheem Sales Company, Inc. | Thermal Zone | RGEAZR060AJT10XNA | Federally-Regulated Consumer Product | Weatherized Non-Condensing Gas | 2131 | 293 |  | 11/21/2023 | 101980 | 208698846 | 12/08/2023
Rheem Sales Company, Inc. | Thermal Zone | TZ80UH1V100C5UABAP | Federally-Regulated Consumer Product | Non-Weatherized, Non-Condensin | 1966 | 269 |  | 11/21/2023 | 97612 | 211873425 | 12/08/2023
Rheem Sales Company, Inc. | Thermal Zone | TZ80UH1V075B4S | Federally-Regulated Consumer Product | Non-Weatherized, Non-Condensin | 1830 | 223 |  | 11/21/2023 | 75693 | 208676735 | 12/08/2023
Rheem Sales Company, Inc. | Thermal Zone | RGEAZR024AJT04XNA | Federally-Regulated Consumer Product | Weatherized Non-Condensing Gas | 1205 | 252 |  | 11/21/2023 | 40798 | 208698820 | 12/08/2023
Rheem Sales Company, Inc. | Thermal Zone | TZ80UH2V125D5SA | Federally-Regulated Consumer Product | Non-Weatherized, Non-Condensin | 2073 | 273 |  | 11/30/2023 | 87500 | 208430236 | 12/08/2023
Rheem Sales Company, Inc. | Thermal Zone | TZ80DZ2V100C5NABAP | Federally-Regulated Consumer Product | Non-Weatherized, Non-Condensin | 2120 | 275 |  | 12/05/2023 | 69817 | 211873435 | 12/08/2023
Rheem Sales Company, Inc. | Thermal Zone | RGEAZR042AJT081NA | Federally-Regulated Consumer Product | Weatherized Non-Condensing Gas | 1820 | 279 |  | 11/21/2023 | 81578 | 208698812 | 12/08/2023
Rheem Sales Company, Inc. | Thermal Zone | RGEAZR030AJT081NA | Federally-Regulated Consumer Product | Weatherized Non-Condensing Gas | 1216 | 253 |  | 11/21/2023 | 80365 | 208698808 | 12/08/2023
Rheem Sales Company, Inc. | Thermal Zone | RGEAZR036AJT081NA | Federally-Regulated Consumer Product | Weatherized Non-Condensing Gas | 1387 | 260 |  | 11/21/2023 | 80632 | 208698810 | 12/08/2023
Rheem Sales Company, Inc. | Thermal Zone | RGEAZR036AJT06XNA | Federally-Regulated Consumer Product | Weatherized Non-Condensing Gas | 1259 | 254 |  | 11/21/2023 | 58986 | 208698831 | 12/08/2023
Rheem Sales Company, Inc. | Thermal Zone | TZ80UH1V050A3S | Federally-Regulated Consumer Product | Non-Weatherized, Non-Condensin | 1308 | 184 |  | 11/21/2023 | 50472 | 208676734 | 12/08/2023
Rheem Sales Company, Inc. | Thermal Zone | TZ95UH1V100C5UABAP | Federally-Regulated Consumer Product | Non-Weatherized, Condensing Ga | 2062 | 286 |  | 11/21/2023 | 94650 | 212922398 | 12/08/2023
Rheem Sales Company, Inc. | Thermal Zone | TZ80DZ2V100C5SABAP | Federally-Regulated Consumer Product | Non-Weatherized, Non-Condensin | 2120 | 275 |  | 11/21/2023 | 69817 | 211873436 | 12/08/2023
Rheem Sales Company, Inc. | Thermal Zone | TZ80UH1V075C5NABAP | Federally-Regulated Consumer Product | Non-Weatherized, Non-Condensin | 1813 | 235 |  | 11/21/2023 | 75573 | 210802826 | 12/08/2023
Rheem Sales Company, Inc. | Thermal Zone | TZ80DZ2V075B4NABAP | Federally-Regulated Consumer Product | Non-Weatherized, Non-Condensin | 1628 | 254 |  | 12/05/2023 | 52707 | 211873431 | 12/08/2023
Rheem Sales Company, Inc. | Thermal Zone | TZ80DZ2V075C5SABAP | Federally-Regulated Consumer Product | Non-Weatherized, Non-Condensin | 2041 | 272 |  | 11/21/2023 | 52592 | 211873434 | 12/08/2023
Rheem Sales Company, Inc. | Thermal Zone | TZ80UH2V050B4NABAP | Federally-Regulated Consumer Product | Non-Weatherized, Non-Condensin | 1712 | 257 |  | 12/05/2023 | 34534 | 211873429 | 12/08/2023
Rheem Sales Company, Inc. | Thermal Zone | RGEAZR036AJT101NA | Federally-Regulated Consumer Product | Weatherized Non-Condensing Gas | 1380 | 260 |  | 11/21/2023 | 100130 | 208698811 | 12/08/2023
Rheem Sales Company, Inc. | Thermal Zone | TZ80UH1V050B4SABAP | Federally-Regulated Consumer Product | Non-Weatherized, Non-Condensin | 1682 | 256 |  | 11/21/2023 | 50501 | 211873422 | 12/08/2023
Rheem Sales Company, Inc. | Thermal Zone | RGEAZR036AJT08UNA | Federally-Regulated Consumer Product | Weatherized Non-Condensing Gas | 1382 | 260 |  | 12/05/2023 | 80891 | 208698832 | 12/08/2023
Rheem Sales Company, Inc. | Thermal Zone | TZ80DZ2V075C5NABAP | Federally-Regulated Consumer Product | Non-Weatherized, Non-Condensin | 2041 | 272 |  | 12/05/2023 | 52592 | 211873433 | 12/08/2023
Rheem Sales Company, Inc. | Thermal Zone | TZ80UH1V070B4UABAP | Federally-Regulated Consumer Product | Non-Weatherized, Non-Condensin | 1723 | 258 |  | 11/21/2023 | 70568 | 211873424 | 12/08/2023
Rheem Sales Company, Inc. | Thermal Zone | TZ80DZ2V075B4SABAP | Federally-Regulated Consumer Product | Non-Weatherized, Non-Condensin | 1628 | 254 |  | 11/21/2023 | 52707 | 211873432 | 12/08/2023
Rheem Sales Company, Inc. | Thermal Zone | RGEAZR036AJT06UNA | Federally-Regulated Consumer Product | Weatherized Non-Condensing Gas | 1434 | 262 |  | 12/05/2023 | 60723 | 208698830 | 12/08/2023
Rheem Sales Company, Inc. | Thermal Zone | RGEAZR060AJT08XNA | Federally-Regulated Consumer Product | Weatherized Non-Condensing Gas | 2041 | 289 |  | 11/21/2023 | 79422 | 208698844 | 12/08/2023
Rheem Sales Company, Inc. | Thermal Zone | TZ80DZ2V050A3NABAP | Federally-Regulated Consumer Product | Non-Weatherized, Non-Condensin | 1250 | 237 |  | 12/05/2023 | 34844 | 211873426 | 12/08/2023
Rheem Sales Company, Inc. | Thermal Zone | RGEAZR036AJT061NA | Federally-Regulated Consumer Product | Weatherized Non-Condensing Gas | 1259 | 254 |  | 11/21/2023 | 58986 | 208698809 | 12/08/2023
Rheem Sales Company, Inc. | Thermal Zone | TZ95UH1V060B3UABAP | Federally-Regulated Consumer Product | Non-Weatherized, Condensing Ga | 1246 | 250 |  | 11/21/2023 | 56140 | 212922397 | 12/08/2023
Rheem Sales Company, Inc. | Thermal Zone | RGEAZR024AJT041NA | Federally-Regulated Consumer Product | Weatherized Non-Condensing Gas | 1205 | 252 |  | 11/21/2023 | 40798 | 208698802 | 12/08/2023
Rheem Sales Company, Inc. | Thermal Zone | TZ80DZ1T075B3SA | Federally-Regulated Consumer Product | Non-Weatherized, Non-Condensin | 1253 | 237 |  | 11/30/2023 | 74903 | 208430222 | 12/08/2023
Rheem Sales Company, Inc. | Thermal Zone | TZ80DZ1V050A3SABAP | Federally-Regulated Consumer Product | Non-Weatherized, Non-Condensin | 1295 | 239 |  | 11/21/2023 | 51119 | 210728252 | 12/08/2023
Rheem Sales Company, Inc. | Thermal Zone | TZ80UH1V100B4NABAP | Federally-Regulated Consumer Product | Non-Weatherized, Non-Condensin | 1896 | 204 |  | 11/21/2023 | 99142 | 213351398 | 12/08/2023
Rheem Sales Company, Inc. | Thermal Zone | RGEAZR042AJT08XNA | Federally-Regulated Consumer Product | Weatherized Non-Condensing Gas | 1820 | 279 |  | 11/21/2023 | 81578 | 208698837 | 12/08/2023
Rheem Sales Company, Inc. | Thermal Zone | RGEAZS024AJV061CA | Federally-Regulated Consumer Product | Weatherized Non-Condensing Gas | 1089 | 247 |  | 11/21/2023 | 60430 | 212676553 | 12/08/2023
Rheem Sales Company, Inc. | Thermal Zone | TZ80UH1V100C5S | Federally-Regulated Consumer Product | Non-Weatherized, Non-Condensin | 2027 | 188 |  | 11/21/2023 | 100725 | 208676737 | 12/08/2023
Rheem Sales Company, Inc. | Thermal Zone | RGEAZR024AJT04UNA | Federally-Regulated Consumer Product | Weatherized Non-Condensing Gas | 1181 | 251 |  | 12/05/2023 | 40068 | 208698819 | 12/08/2023
Rheem Sales Company, Inc. | Thermal Zone | TZ80UH1V125D5NABAP | Federally-Regulated Consumer Product | Non-Weatherized, Non-Condensin | 2076 | 258 |  | 11/21/2023 | 124802 | 210802828 | 12/08/2023
Rheem Sales Company, Inc. | Thermal Zone | RGEAZR024AJT061NA | Federally-Regulated Consumer Product | Weatherized Non-Condensing Gas | 1270 | 255 |  | 11/21/2023 | 61123 | 208698803 | 12/08/2023
Rheem Sales Company, Inc. | Thermal Zone | TZ80DZ1V075C5SABAP | Federally-Regulated Consumer Product | Non-Weatherized, Non-Condensin | 2163 | 277 |  | 11/21/2023 | 75029 | 210728258 | 12/08/2023
Rheem Sales Company, Inc. | Thermal Zone | TZ80UH1V125D5S | Federally-Regulated Consumer Product | Non-Weatherized, Non-Condensin | 2027 | 188 |  | 11/21/2023 | 100725 | 208676738 | 12/08/2023
Rheem Sales Company, Inc. | Thermal Zone | RGEAZR060AJT10UNA | Federally-Regulated Consumer Product | Weatherized Non-Condensing Gas | 1911 | 283 |  | 12/05/2023 | 99261 | 208698845 | 12/08/2023
Rheem Sales Company, Inc. | Thermal Zone | TZ80UH2V150D5SA | Federally-Regulated Consumer Product | Non-Weatherized, Non-Condensin | 2092 | 274 |  | 11/30/2023 | 104565 | 208430250 | 12/08/2023
Rheem Sales Company, Inc. | Thermal Zone | RGEAZR048AJT10XNA | Federally-Regulated Consumer Product | Weatherized Non-Condensing Gas | 2001 | 287 |  | 11/21/2023 | 101705 | 208698842 | 12/08/2023
Rheem Sales Company, Inc. | Thermal Zone | RGEAZR030AJT06XNA | Federally-Regulated Consumer Product | Weatherized Non-Condensing Gas | 1342 | 258 |  | 11/21/2023 | 61240 | 208698828 | 12/08/2023
Rheem Sales Company, Inc. | Thermal Zone | TZ95M41T040B3S | Federally-Regulated Consumer Product | Non-Weatherized, Condensing Ga | 1107 | 244 |  | 09/14/2023 | 41877 | 208676713 | 12/08/2023
Rheem Sales Company, Inc. | Thermal Zone | TZ80UH1V100C5NABAP | Federally-Regulated Consumer Product | Non-Weatherized, Non-Condensin | 2027 | 188 |  | 11/21/2023 | 100725 | 210802827 | 12/08/2023
Rheem Sales Company, Inc. | Thermal Zone | TZ80DZ1V075B4SABAP | Federally-Regulated Consumer Product | Non-Weatherized, Non-Condensin | 1680 | 255 |  | 11/21/2023 | 76001 | 210728255 | 12/08/2023
Rheem Sales Company, Inc. | Thermal Zone | TZ80DZ1V100C5NABAP | Federally-Regulated Consumer Product | Non-Weatherized, Non-Condensin | 2095 | 257 |  | 12/05/2023 | 100302 | 210728260 | 12/08/2023
Rheem Sales Company, Inc. | Thermal Zone | RGEAZR042AJT101NA | Federally-Regulated Consumer Product | Weatherized Non-Condensing Gas | 1774 | 277 |  | 11/21/2023 | 100987 | 208698813 | 12/08/2023
Rheem Sales Company, Inc. | Thermal Zone | TZ80DZ2V125D5NABAP | Federally-Regulated Consumer Product | Non-Weatherized, Non-Condensin | 2179 | 278 |  | 12/05/2023 | 86625 | 211873437 | 12/08/2023
Rheem Sales Company, Inc. | Thermal Zone | TZ96M42V060B3SA | Federally-Regulated Consumer Product | Non-Weatherized, Condensing Ga | 1372 | 255 | 255 | 05/25/2023 | 37932 | 208430244 | 12/08/2023
Rheem Sales Company, Inc. | Thermal Zone | RGEAZR048AJT08XNA | Federally-Regulated Consumer Product | Weatherized Non-Condensing Gas | 1847 | 280 |  | 11/21/2023 | 80515 | 208698840 | 12/08/2023
Rheem Sales Company, Inc. | Thermal Zone | RGEAZR042AJT10XNA | Federally-Regulated Consumer Product | Weatherized Non-Condensing Gas | 1774 | 277 |  | 11/21/2023 | 100987 | 208698838 | 12/08/2023
Rheem Sales Company, Inc. | Thermal Zone | RGEAZR030AJT061NA | Federally-Regulated Consumer Product | Weatherized Non-Condensing Gas | 1342 | 258 |  | 11/21/2023 | 61240 | 208698806 | 12/08/2023
Rheem Sales Company, Inc. | Thermal Zone | RGEAZR030AJT04XNA | Federally-Regulated Consumer Product | Weatherized Non-Condensing Gas | 1342 | 258 |  | 11/21/2023 | 39842 | 208698825 | 12/08/2023
Rheem Sales Company, Inc. | Thermal Zone | TZ80UH1V075C5S | Federally-Regulated Consumer Product | Non-Weatherized, Non-Condensin | 1813 | 235 |  | 11/21/2023 | 75573 | 208676736 | 12/08/2023
Rheem Sales Company, Inc. | Thermal Zone | RGEAZR048AJT08UNA | Federally-Regulated Consumer Product | Weatherized Non-Condensing Gas | 2026 | 288 |  | 12/05/2023 | 80019 | 208698839 | 12/08/2023
Rheem Sales Company, Inc. | Thermal Zone | TZ80UH2V150D5SABAP | Federally-Regulated Consumer Product | Non-Weatherized, Non-Condensin | 2092 | 274 |  | 11/30/2023 | 104565 | 210728272 | 12/08/2023
Rheem Sales Company, Inc. | Thermal Zone | TZ80UH1V050B4NABAP | Federally-Regulated Consumer Product | Non-Weatherized, Non-Condensin | 1682 | 256 |  | 12/05/2023 | 50501 | 211873421 | 12/08/2023
Rheem Sales Company, Inc. | Thermal Zone | TZ80UH1V075B4NABAP | Federally-Regulated Consumer Product | Non-Weatherized, Non-Condensin | 1830 | 223 |  | 11/21/2023 | 75693 | 210802825 | 12/08/2023
Rheem Sales Company, Inc. | Thermal Zone | TZ95UH1V040B3UABAP | Federally-Regulated Consumer Product | Non-Weatherized, Condensing Ga | 1335 | 254 |  | 11/21/2023 | 42103 | 212922396 | 12/08/2023
Rheem Sales Company, Inc. | Thermal Zone | TZ80DZ1V125D5NABAP | Federally-Regulated Consumer Product | Non-Weatherized, Non-Condensin | 2075 | 273 |  | 12/05/2023 | 124289 | 210728263 | 12/08/2023
Rheem Sales Company, Inc. | Thermal Zone | RGEAZR036AJT10XNA | Federally-Regulated Consumer Product | Weatherized Non-Condensing Gas | 1380 | 260 |  | 11/21/2023 | 100130 | 208698834 | 12/08/2023
Rheem Sales Company, Inc. | Thermal Zone | TZ80UH1T150D5NANAS | Federally-Regulated Consumer Product | Non-Weatherized, Non-Condensin | 1910 | 233 |  | 11/21/2023 | 150068 | 213351396 | 12/08/2023
Rheem Sales Company, Inc. | Thermal Zone | RGEAZR060AJT101NA | Federally-Regulated Consumer Product | Weatherized Non-Condensing Gas | 2131 | 293 |  | 11/21/2023 | 101980 | 208698818 | 12/08/2023
Rheem Sales Company, Inc. | Thermal Zone | RGEAZR048AJT081NA | Federally-Regulated Consumer Product | Weatherized Non-Condensing Gas | 1847 | 280 |  | 11/21/2023 | 80515 | 208698814 | 12/08/2023
Rheem Sales Company, Inc. | Thermal Zone | TZ80UH1V050B4UABAP | Federally-Regulated Consumer Product | Non-Weatherized, Non-Condensin | 1376 | 243 |  | 11/21/2023 | 50203 | 211873423 | 12/08/2023
Rheem Sales Company, Inc. | Thermal Zone | TZ95M41T115D5S | Federally-Regulated Consumer Product | Non-Weatherized, Condensing Ga | 2041 | 285 |  | 11/30/2023 | 111488 | 208676719 | 12/08/2023
Rheem Sales Company, Inc. | Thermal Zone | RGEAZR030AJT06UNA | Federally-Regulated Consumer Product | Weatherized Non-Condensing Gas | 1125 | 248 |  | 12/05/2023 | 60094 | 208698827 | 12/08/2023
Rheem Sales Company, Inc. | Thermal Zone | TZ95M41T060B3S | Federally-Regulated Consumer Product | Non-Weatherized, Condensing Ga | 1156 | 246 |  | 11/30/2023 | 55624 | 208676714 | 12/08/2023
Rheem Sales Company, Inc. | Thermal Zone | TZ80DZ1V100C5SABAP | Federally-Regulated Consumer Product | Non-Weatherized, Non-Condensin | 2095 | 257 |  | 11/21/2023 | 100302 | 210728261 | 12/08/2023
Rheem Sales Company, Inc. | Thermal Zone | RGEAZR060AJT081NA | Federally-Regulated Consumer Product | Weatherized Non-Condensing Gas | 2041 | 289 |  | 11/21/2023 | 79422 | 208698817 | 12/08/2023
Rheem Sales Company, Inc. | Thermal Zone | TZ80DZ1V125D5SABAP | Federally-Regulated Consumer Product | Non-Weatherized, Non-Condensin | 2075 | 273 |  | 11/21/2023 | 124289 | 210728265 | 12/08/2023
Rheem Sales Company, Inc. | Thermal Zone | TZ80UH1V050A3NABAP | Federally-Regulated Consumer Product | Non-Weatherized, Non-Condensin | 1308 | 184 |  | 11/21/2023 | 50472 | 210802824 | 12/08/2023
Rheem Sales Company, Inc. | Thermal Zone | RGEAZR024AJT06XNA | Federally-Regulated Consumer Product | Weatherized Non-Condensing Gas | 1270 | 255 |  | 11/21/2023 | 61123 | 208698822 | 12/08/2023
Rheem Sales Company, Inc. | Fujitsu | RGEAZR048AJT08UNA | Federally-Regulated Consumer Product | Weatherized Non-Condensing Gas | 2026 | 288 |  | 12/05/2023 | 80019 | 208699018 | 12/08/2023
Rheem Sales Company, Inc. | Fujitsu | FF80SV510021UHS | Federally-Regulated Consumer Product | Non-Weatherized, Non-Condensin | 2027 | 188 |  | 11/21/2023 | 100725 | 208676638 | 12/08/2023
Rheem Sales Company, Inc. | Fujitsu | RGEAZR024AJT06XNA | Federally-Regulated Consumer Product | Weatherized Non-Condensing Gas | 1270 | 255 |  | 11/21/2023 | 61123 | 208699003 | 12/08/2023
Rheem Sales Company, Inc. | Fujitsu | RGECZR048AJT07**C | Federally-Regulated Consumer Product | Weatherized Non-Condensing Gas | 1873 | 167 |  | 11/21/2023 | 52596 | 210279559 | 12/08/2023
Rheem Sales Company, Inc. | Fujitsu | FF80SV305014UHS | Federally-Regulated Consumer Product | Non-Weatherized, Non-Condensin | 1308 | 184 |  | 11/21/2023 | 50472 | 208676635 | 12/08/2023
Rheem Sales Company, Inc. | Fujitsu | RGEAZR048AJT10UNA | Federally-Regulated Consumer Product | Weatherized Non-Condensing Gas | 1832 | 280 |  | 12/05/2023 | 100370 | 208699020 | 12/08/2023
Rheem Sales Company, Inc. | Fujitsu | FF95ST511524M4S | Federally-Regulated Consumer Product | Non-Weatherized, Condensing Ga | 2041 | 285 |  | 11/30/2023 | 111488 | 208676620 | 12/08/2023
Rheem Sales Company, Inc. | Fujitsu | FF80ST510021UHUNA | Federally-Regulated Consumer Product | Non-Weatherized, Non-Condensin | 2096 | 274 |  | 12/05/2023 | 100583 | 208486672 | 12/08/2023
Rheem Sales Company, Inc. | Fujitsu | FF80SV507521UHNCAAP | Federally-Regulated Consumer Product | Non-Weatherized, Non-Condensin | 1813 | 235 |  | 11/21/2023 | 75573 | 210802784 | 12/08/2023
Rheem Sales Company, Inc. | Fujitsu | RGEAZR036AJT06UNA | Federally-Regulated Consumer Product | Weatherized Non-Condensing Gas | 1434 | 262 |  | 12/05/2023 | 60723 | 208699010 | 12/08/2023
Rheem Sales Company, Inc. | Fujitsu | RGEAZR024AJT061NA | Federally-Regulated Consumer Product | Weatherized Non-Condensing Gas | 1270 | 255 |  | 11/21/2023 | 61123 | 208698986 | 12/08/2023
Rheem Sales Company, Inc. | Fujitsu | FF97MV307017DHS*A | Federally-Regulated Consumer Product | Non-Weatherized, Condensing Ga | 1282 | 251 |  | 09/26/2023 | 28494 | 208157103 | 12/08/2023
Rheem Sales Company, Inc. | Fujitsu | RGEAZR048AJT10XNA | Federally-Regulated Consumer Product | Weatherized Non-Condensing Gas | 2001 | 287 |  | 11/21/2023 | 101705 | 208699021 | 12/08/2023
Rheem Sales Company, Inc. | Fujitsu | FF80SV510021DZSCAAP | Federally-Regulated Consumer Product | Non-Weatherized, Non-Condensin | 2095 | 257 |  | 11/21/2023 | 100302 | 210727890 | 12/08/2023
Rheem Sales Company, Inc. | Fujitsu | FF80SV305014DZNCAAP | Federally-Regulated Consumer Product | Non-Weatherized, Non-Condensin | 2163 | 277 |  | 12/05/2023 | 51119 | 210727879 | 12/08/2023
Rheem Sales Company, Inc. | Fujitsu | RGECZT048AJT12**C | Federally-Regulated Consumer Product | Weatherized Non-Condensing Gas | 1902 | 259 |  | 11/21/2023 | 84032 | 212631799 | 12/08/2023
Rheem Sales Company, Inc. | Fujitsu | FF80SV507521DZNCAAP | Federally-Regulated Consumer Product | Non-Weatherized, Non-Condensin | 2163 | 277 |  | 12/05/2023 | 75029 | 210727885 | 12/08/2023
Rheem Sales Company, Inc. | Fujitsu | RGEAZR024AJT081NA | Federally-Regulated Consumer Product | Weatherized Non-Condensing Gas | 1202 | 252 |  | 11/21/2023 | 79659 | 208698987 | 12/08/2023
Rheem Sales Company, Inc. | Fujitsu | RGECZR060AJT12**C | Federally-Regulated Consumer Product | Weatherized Non-Condensing Gas | 2183 | 266 |  | 11/21/2023 | 83968 | 210279562 | 12/08/2023
Rheem Sales Company, Inc. | Fujitsu | FF80SV407517UHNCAAP | Federally-Regulated Consumer Product | Non-Weatherized, Non-Condensin | 1830 | 223 |  | 11/21/2023 | 75693 | 210802783 | 12/08/2023
Rheem Sales Company, Inc. | Fujitsu | RGEAZR060AJT08XNA | Federally-Regulated Consumer Product | Weatherized Non-Condensing Gas | 2041 | 289 |  | 11/21/2023 | 79422 | 208699022 | 12/08/2023
Rheem Sales Company, Inc. | Fujitsu | FF80ST407017UHUNA | Federally-Regulated Consumer Product | Non-Weatherized, Non-Condensin | 1823 | 262 |  | 12/05/2023 | 70109 | 208486670 | 12/08/2023
Rheem Sales Company, Inc. | Fujitsu | RGEAZR030AJT04XNA | Federally-Regulated Consumer Product | Weatherized Non-Condensing Gas | 1342 | 258 |  | 11/21/2023 | 39842 | 208699006 | 12/08/2023
Rheem Sales Company, Inc. | Fujitsu | FF80SV407517DZNCAAP | Federally-Regulated Consumer Product | Non-Weatherized, Non-Condensin | 1680 | 255 |  | 12/05/2023 | 76001 | 210727882 | 12/08/2023
Rheem Sales Company, Inc. | Fujitsu | FF80TV512524DZSCAAP | Federally-Regulated Consumer Product | Non-Weatherized, Non-Condensin | 2179 | 278 |  | 11/21/2023 | 86625 | 211873321 | 12/08/2023
Rheem Sales Company, Inc. | Fujitsu | RGEAZR042AJT08UNA | Federally-Regulated Consumer Product | Weatherized Non-Condensing Gas | 1635 | 271 |  | 12/05/2023 | 80943 | 208699015 | 12/08/2023
Rheem Sales Company, Inc. | Fujitsu | FF97MV306017DHS*A | Federally-Regulated Consumer Product | Non-Weatherized, Condensing Ga | 1327 | 253 |  | 09/26/2023 | 22218 | 208157102 | 12/08/2023
Rheem Sales Company, Inc. | Fujitsu | FF80ST405017UHUNA | Federally-Regulated Consumer Product | Non-Weatherized, Non-Condensin | 1502 | 248 |  | 12/05/2023 | 50342 | 208486668 | 12/08/2023
Rheem Sales Company, Inc. | Fujitsu | FF80SV405017UHSCAAP | Federally-Regulated Consumer Product | Non-Weatherized, Non-Condensin | 1682 | 256 |  | 11/21/2023 | 50501 | 211873306 | 12/08/2023
Rheem Sales Company, Inc. | Fujitsu | RGEAZR036AJT081NA | Federally-Regulated Consumer Product | Weatherized Non-Condensing Gas | 1387 | 260 |  | 11/21/2023 | 80632 | 208698992 | 12/08/2023
Rheem Sales Company, Inc. | Fujitsu | FF80TV405017UHSCAAP | Federally-Regulated Consumer Product | Non-Weatherized, Non-Condensin | 1712 | 257 |  | 11/21/2023 | 34534 | 211873313 | 12/08/2023
Rheem Sales Company, Inc. | Fujitsu | FF80SV407017UHUCAAP | Federally-Regulated Consumer Product | Non-Weatherized, Non-Condensin | 1723 | 258 |  | 11/21/2023 | 70568 | 211873308 | 12/08/2023
Rheem Sales Company, Inc. | Fujitsu | RGEAZR036AJT061NA | Federally-Regulated Consumer Product | Weatherized Non-Condensing Gas | 1259 | 254 |  | 11/21/2023 | 58986 | 208698991 | 12/08/2023
Rheem Sales Company, Inc. | Fujitsu | FF80TV515024UHSCAAP | Federally-Regulated Consumer Product | Non-Weatherized, Non-Condensin | 2092 | 274 |  | 11/30/2023 | 104565 | 210727900 | 12/08/2023
Rheem Sales Company, Inc. | Fujitsu | RGEAZR048AJT101NA | Federally-Regulated Consumer Product | Weatherized Non-Condensing Gas | 2001 | 287 |  | 11/21/2023 | 101705 | 208698997 | 12/08/2023
Rheem Sales Company, Inc. | Fujitsu | RGEAZR024AJT04XNA | Federally-Regulated Consumer Product | Weatherized Non-Condensing Gas | 1205 | 252 |  | 11/21/2023 | 40798 | 208699001 | 12/08/2023
Rheem Sales Company, Inc. | Fujitsu | FF80SV510021UHUCAAP | Federally-Regulated Consumer Product | Non-Weatherized, Non-Condensin | 1966 | 269 |  | 11/21/2023 | 97612 | 211873309 | 12/08/2023
Rheem Sales Company, Inc. | Fujitsu | FF80SV512524DZSCAAP | Federally-Regulated Consumer Product | Non-Weatherized, Non-Condensin | 2075 | 273 |  | 11/21/2023 | 124289 | 210727893 | 12/08/2023
Rheem Sales Company, Inc. | Fujitsu | RGEAZR060AJT081NA | Federally-Regulated Consumer Product | Weatherized Non-Condensing Gas | 2041 | 289 |  | 11/21/2023 | 79422 | 208698998 | 12/08/2023
Rheem Sales Company, Inc. | Fujitsu | FF80ST405017UHNNAAS | Federally-Regulated Consumer Product | Non-Weatherized, Non-Condensin | 1517 | 249 |  | 12/05/2023 | 50545 | 211873303 | 12/08/2023
Rheem Sales Company, Inc. | Fujitsu | FF80SV407517UHS | Federally-Regulated Consumer Product | Non-Weatherized, Non-Condensin | 1830 | 223 |  | 11/21/2023 | 75693 | 208676636 | 12/08/2023
Rheem Sales Company, Inc. | Fujitsu | FF97MV508521DHS*A | Federally-Regulated Consumer Product | Non-Weatherized, Condensing Ga | 2138 | 289 |  | 09/26/2023 | 33549 | 208157104 | 12/08/2023
Rheem Sales Company, Inc. | Fujitsu | FF96TV307017M4SCA*P | Federally-Regulated Consumer Product | Non-Weatherized, Condensing Ga | 1290 | 252 | 252 | 05/25/2022 | 48940 | 208430100 | 12/08/2023
Rheem Sales Company, Inc. | Fujitsu | RGEAZR030AJT081NA | Federally-Regulated Consumer Product | Weatherized Non-Condensing Gas | 1216 | 253 |  | 11/21/2023 | 80365 | 208698990 | 12/08/2023
Rheem Sales Company, Inc. | Fujitsu | RGEAZR024AJT06UNA | Federally-Regulated Consumer Product | Weatherized Non-Condensing Gas | 1236 | 253 |  | 12/05/2023 | 61566 | 208699002 | 12/08/2023
Rheem Sales Company, Inc. | Fujitsu | RGECZR036AJT10**C | Federally-Regulated Consumer Product | Weatherized Non-Condensing Gas | 1576 | 218 |  | 11/21/2023 | 100764 | 210279558 | 12/08/2023
Rheem Sales Company, Inc. | Fujitsu | FF80TV507521DZSCAAP | Federally-Regulated Consumer Product | Non-Weatherized, Non-Condensin | 2041 | 272 |  | 11/21/2023 | 52592 | 211873317 | 12/08/2023
Rheem Sales Company, Inc. | Fujitsu | FF80SV507521UHS | Federally-Regulated Consumer Product | Non-Weatherized, Non-Condensin | 1813 | 235 |  | 11/21/2023 | 75573 | 208676637 | 12/08/2023
Rheem Sales Company, Inc. | Fujitsu | RGEAZR042AJT101NA | Federally-Regulated Consumer Product | Weatherized Non-Condensing Gas | 1774 | 277 |  | 11/21/2023 | 100987 | 208698995 | 12/08/2023
Rheem Sales Company, Inc. | Fujitsu | FF95ST306017M4S | Federally-Regulated Consumer Product | Non-Weatherized, Condensing Ga | 1156 | 246 |  | 11/30/2023 | 55624 | 208676615 | 12/08/2023
Rheem Sales Company, Inc. | Fujitsu | FF80TV405017UHNCAAP | Federally-Regulated Consumer Product | Non-Weatherized, Non-Condensin | 1712 | 257 |  | 12/05/2023 | 34534 | 211873312 | 12/08/2023
Rheem Sales Company, Inc. | Fujitsu | RGEAZR030AJT061NA | Federally-Regulated Consumer Product | Weatherized Non-Condensing Gas | 1342 | 258 |  | 11/21/2023 | 61240 | 208698989 | 12/08/2023
Rheem Sales Company, Inc. | Fujitsu | RGEAZR060AJT10UNA | Federally-Regulated Consumer Product | Weatherized Non-Condensing Gas | 1911 | 283 |  | 12/05/2023 | 99261 | 208699023 | 12/08/2023
Rheem Sales Company, Inc. | Fujitsu | RGEAZR060AJT101NA | Federally-Regulated Consumer Product | Weatherized Non-Condensing Gas | 2131 | 293 |  | 11/21/2023 | 101980 | 208698999 | 12/08/2023
Rheem Sales Company, Inc. | Fujitsu | RGEAZR030AJT04UNA | Federally-Regulated Consumer Product | Weatherized Non-Condensing Gas | 1189 | 251 |  | 12/05/2023 | 39887 | 208699005 | 12/08/2023
Rheem Sales Company, Inc. | Fujitsu | RGEAZR030AJT06UNA | Federally-Regulated Consumer Product | Weatherized Non-Condensing Gas | 1125 | 248 |  | 12/05/2023 | 60094 | 208699007 | 12/08/2023
Rheem Sales Company, Inc. | Fujitsu | RGECZR060AJT07**C | Federally-Regulated Consumer Product | Weatherized Non-Condensing Gas | 2336 | 182 |  | 11/21/2023 | 52310 | 210279561 | 12/08/2023
Rheem Sales Company, Inc. | Fujitsu | FF80TV507521DZNCAAP | Federally-Regulated Consumer Product | Non-Weatherized, Non-Condensin | 2041 | 272 |  | 12/05/2023 | 52592 | 211873316 | 12/08/2023
Rheem Sales Company, Inc. | Fujitsu | RGECZR036AJT07**C | Federally-Regulated Consumer Product | Weatherized Non-Condensing Gas | 1475 | 165 |  | 11/21/2023 | 53157 | 208503410 | 12/08/2023
Rheem Sales Company, Inc. | Fujitsu | RGEAZR042AJT08XNA | Federally-Regulated Consumer Product | Weatherized Non-Condensing Gas | 1820 | 279 |  | 11/21/2023 | 81578 | 208699016 | 12/08/2023
Rheem Sales Company, Inc. | Fujitsu | RGECZT048AJT07**C | Federally-Regulated Consumer Product | Weatherized Non-Condensing Gas | 1873 | 167 |  | 11/21/2023 | 52596 | 212631798 | 12/08/2023
Rheem Sales Company, Inc. | Fujitsu | RGEAZR030AJT06XNA | Federally-Regulated Consumer Product | Weatherized Non-Condensing Gas | 1342 | 258 |  | 11/21/2023 | 61240 | 208699008 | 12/08/2023
Rheem Sales Company, Inc. | Fujitsu | FF80ST405017UHSNAAS | Federally-Regulated Consumer Product | Non-Weatherized, Non-Condensin | 1517 | 249 |  | 11/21/2023 | 50545 | 211873304 | 12/08/2023
Rheem Sales Company, Inc. | Fujitsu | FF80ST307517DZSNA*S | Federally-Regulated Consumer Product | Non-Weatherized, Non-Condensin | 1253 | 237 |  | 11/30/2023 | 74903 | 208430077 | 12/08/2023
Rheem Sales Company, Inc. | Fujitsu | FF80TV510021DZSCAAP | Federally-Regulated Consumer Product | Non-Weatherized, Non-Condensin | 2120 | 275 |  | 11/21/2023 | 69817 | 211873319 | 12/08/2023
Rheem Sales Company, Inc. | Fujitsu | RGEAZR042AJT081NA | Federally-Regulated Consumer Product | Weatherized Non-Condensing Gas | 1820 | 279 |  | 11/21/2023 | 81578 | 208698994 | 12/08/2023
Rheem Sales Company, Inc. | Fujitsu | RGEAZR042AJT10XNA | Federally-Regulated Consumer Product | Weatherized Non-Condensing Gas | 1774 | 277 |  | 11/21/2023 | 100987 | 208699017 | 12/08/2023
Rheem Sales Company, Inc. | Fujitsu | RGEAZR030AJT041NA | Federally-Regulated Consumer Product | Weatherized Non-Condensing Gas | 1342 | 258 |  | 11/21/2023 | 39842 | 208698988 | 12/08/2023
Rheem Sales Company, Inc. | Fujitsu | RGEAZR036AJT06XNA | Federally-Regulated Consumer Product | Weatherized Non-Condensing Gas | 1259 | 254 |  | 11/21/2023 | 58986 | 208699011 | 12/08/2023
Rheem Sales Company, Inc. | Fujitsu | FF80SV405017UHNCAAP | Federally-Regulated Consumer Product | Non-Weatherized, Non-Condensin | 1682 | 256 |  | 12/05/2023 | 50501 | 211873305 | 12/08/2023
Rheem Sales Company, Inc. | Fujitsu | FF96TV508521M4SCA*P | Federally-Regulated Consumer Product | Non-Weatherized, Condensing Ga | 1947 | 281 | 281 | 05/25/2022 | 58053 | 208430102 | 12/08/2023
Rheem Sales Company, Inc. | Fujitsu | FF80SV407517DZSCAAP | Federally-Regulated Consumer Product | Non-Weatherized, Non-Condensin | 1680 | 255 |  | 11/21/2023 | 76001 | 210727884 | 12/08/2023
Rheem Sales Company, Inc. | Fujitsu | FF80TV305014DZSCAAP | Federally-Regulated Consumer Product | Non-Weatherized, Non-Condensin | 1250 | 237 |  | 11/21/2023 | 34844 | 211873311 | 12/08/2023
Rheem Sales Company, Inc. | Fujitsu | RGEAZR030AJT08XNA | Federally-Regulated Consumer Product | Weatherized Non-Condensing Gas | 1216 | 253 |  | 11/21/2023 | 80365 | 208699009 | 12/08/2023
Rheem Sales Company, Inc. | Fujitsu | FF80TV512524DZNCAAP | Federally-Regulated Consumer Product | Non-Weatherized, Non-Condensin | 2179 | 278 |  | 12/05/2023 | 86625 | 211873320 | 12/08/2023
Rheem Sales Company, Inc. | Fujitsu | RGEAZR024AJT041NA | Federally-Regulated Consumer Product | Weatherized Non-Condensing Gas | 1205 | 252 |  | 11/21/2023 | 40798 | 208698985 | 12/08/2023
Rheem Sales Company, Inc. | Fujitsu | RGEAZR060AJT10XNA | Federally-Regulated Consumer Product | Weatherized Non-Condensing Gas | 2131 | 293 |  | 11/21/2023 | 101980 | 208699024 | 12/08/2023
Rheem Sales Company, Inc. | Fujitsu | FF80TV305014DZNCAAP | Federally-Regulated Consumer Product | Non-Weatherized, Non-Condensin | 1250 | 237 |  | 12/05/2023 | 34844 | 211873310 | 12/08/2023
Rheem Sales Company, Inc. | Fujitsu | RGEAZR036AJT08UNA | Federally-Regulated Consumer Product | Weatherized Non-Condensing Gas | 1382 | 260 |  | 12/05/2023 | 80891 | 208699012 | 12/08/2023
Rheem Sales Company, Inc. | Fujitsu | FF80SV305014UHNCAAP | Federally-Regulated Consumer Product | Non-Weatherized, Non-Condensin | 1308 | 184 |  | 11/21/2023 | 50472 | 210802781 | 12/08/2023
Rheem Sales Company, Inc. | Fujitsu | RGEAZR036AJT08XNA | Federally-Regulated Consumer Product | Weatherized Non-Condensing Gas | 1387 | 260 |  | 11/21/2023 | 80632 | 208699013 | 12/08/2023
Rheem Sales Company, Inc. | Fujitsu | FF80SV507521DZSCAAP | Federally-Regulated Consumer Product | Non-Weatherized, Non-Condensin | 2163 | 277 |  | 11/21/2023 | 75029 | 210727887 | 12/08/2023
Rheem Sales Company, Inc. | Fujitsu | FF80SV512524UHNCAAP | Federally-Regulated Consumer Product | Non-Weatherized, Non-Condensin | 2076 | 258 |  | 11/21/2023 | 124802 | 210802788 | 12/08/2023
Rheem Sales Company, Inc. | Fujitsu | FF80SV512524UHS | Federally-Regulated Consumer Product | Non-Weatherized, Non-Condensin | 2076 | 258 |  | 11/21/2023 | 124802 | 208676639 | 12/08/2023
Rheem Sales Company, Inc. | Fujitsu | FF80SV305014DZSCAAP | Federally-Regulated Consumer Product | Non-Weatherized, Non-Condensin | 1295 | 239 |  | 11/21/2023 | 51119 | 210727881 | 12/08/2023
Rheem Sales Company, Inc. | Fujitsu | FF95ST304017M4S | Federally-Regulated Consumer Product | Non-Weatherized, Condensing Ga | 1107 | 244 |  | 09/14/2023 | 41877 | 208676614 | 12/08/2023
Rheem Sales Company, Inc. | Fujitsu | FF80SV512524DZNCAAP | Federally-Regulated Consumer Product | Non-Weatherized, Non-Condensin | 2075 | 273 |  | 12/05/2023 | 124289 | 210727892 | 12/08/2023
Rheem Sales Company, Inc. | Fujitsu | RGEAZR036AJT101NA | Federally-Regulated Consumer Product | Weatherized Non-Condensing Gas | 1380 | 260 |  | 11/21/2023 | 100130 | 208698993 | 12/08/2023
Rheem Sales Company, Inc. | Fujitsu | RGEAZR024AJT08XNA | Federally-Regulated Consumer Product | Weatherized Non-Condensing Gas | 1202 | 252 |  | 11/21/2023 | 79659 | 208699004 | 12/08/2023
Rheem Sales Company, Inc. | Fujitsu | FF80TV407517DZSCAAP | Federally-Regulated Consumer Product | Non-Weatherized, Non-Condensin | 1628 | 254 |  | 11/21/2023 | 52707 | 211873315 | 12/08/2023
Rheem Sales Company, Inc. | Fujitsu | FF80SV510021DZNCAAP | Federally-Regulated Consumer Product | Non-Weatherized, Non-Condensin | 2095 | 257 |  | 12/05/2023 | 100302 | 210727889 | 12/08/2023
Rheem Sales Company, Inc. | Fujitsu | RGEAZR048AJT08XNA | Federally-Regulated Consumer Product | Weatherized Non-Condensing Gas | 1847 | 280 |  | 11/21/2023 | 80515 | 208699019 | 12/08/2023
Rheem Sales Company, Inc. | Fujitsu | RGEAZR036AJT10XNA | Federally-Regulated Consumer Product | Weatherized Non-Condensing Gas | 1380 | 260 |  | 11/21/2023 | 100130 | 208699014 | 12/08/2023
Rheem Sales Company, Inc. | Fujitsu | RGEAZR024AJT04UNA | Federally-Regulated Consumer Product | Weatherized Non-Condensing Gas | 1181 | 251 |  | 12/05/2023 | 40068 | 208699000 | 12/08/2023
Rheem Sales Company, Inc. | Fujitsu | RGECZR048AJT12**C | Federally-Regulated Consumer Product | Weatherized Non-Condensing Gas | 1902 | 259 |  | 11/21/2023 | 84032 | 210279560 | 12/08/2023
Rheem Sales Company, Inc. | Fujitsu | RGEAZR048AJT081NA | Federally-Regulated Consumer Product | Weatherized Non-Condensing Gas | 1847 | 280 |  | 11/21/2023 | 80515 | 208698996 | 12/08/2023
Rheem Sales Company, Inc. | Fujitsu | FF80TV515024UHSCA*P | Federally-Regulated Consumer Product | Non-Weatherized, Non-Condensin | 2092 | 274 |  | 11/30/2023 | 104565 | 208430105 | 12/08/2023
Rheem Sales Company, Inc. | Fujitsu | FF80SV405017UHUCAAP | Federally-Regulated Consumer Product | Non-Weatherized, Non-Condensin | 1376 | 243 |  | 11/21/2023 | 50203 | 211873307 | 12/08/2023
Rheem Sales Company, Inc. | Fujitsu | FF80TV407517DZNCAAP | Federally-Regulated Consumer Product | Non-Weatherized, Non-Condensin | 1628 | 254 |  | 12/05/2023 | 52707 | 211873314 | 12/08/2023
Rheem Sales Company, Inc. | Fujitsu | FF80SV510021UHNCAAP | Federally-Regulated Consumer Product | Non-Weatherized, Non-Condensin | 2027 | 188 |  | 11/21/2023 | 100725 | 210802786 | 12/08/2023
Rheem Sales Company, Inc. | Mainline | ML801T0755A21DZS | Federally-Regulated Consumer Product | Non-Weatherized, Non-Condensin | 1883 | 265 |  | 12/08/2023 | 75029 | 208430174 | 12/08/2023
Rheem Sales Company, Inc. | Mainline | ML802V0755A21UHS | Federally-Regulated Consumer Product | Non-Weatherized, Non-Condensin | 1718 | 258 |  | 12/08/2023 | 52500 | 208430192 | 12/08/2023
Rheem Sales Company, Inc. | Mainline | ML801T1255A24UHS | Federally-Regulated Consumer Product | Non-Weatherized, Non-Condensin | 1991 | 270 |  | 12/08/2023 | 123598 | 208430158 | 12/08/2023
Rheem Sales Company, Inc. | Mainline | ML802V1005A21UHS | Federally-Regulated Consumer Product | Non-Weatherized, Non-Condensin | 1905 | 266 |  | 12/08/2023 | 70000 | 208430194 | 12/08/2023
Rheem Sales Company, Inc. | Mainline | MP801T0503A14DZS | Federally-Regulated Consumer Product | Non-Weatherized, Non-Condensin | 1223 | 236 |  | 12/08/2023 | 51119 | 208430171 | 12/08/2023
Rheem Sales Company, Inc. | Mainline | MP801T0755A21DZS | Federally-Regulated Consumer Product | Non-Weatherized, Non-Condensin | 1883 | 265 |  | 12/08/2023 | 75029 | 208430175 | 12/08/2023
Rheem Sales Company, Inc. | Mainline | MP801T1005A21UHS | Federally-Regulated Consumer Product | Non-Weatherized, Non-Condensin | 1812 | 262 |  | 12/08/2023 | 99863 | 208430157 | 12/08/2023
Rheem Sales Company, Inc. | Mainline | MP801T1255A24UHS | Federally-Regulated Consumer Product | Non-Weatherized, Non-Condensin | 1991 | 270 |  | 11/21/2023 | 123598 | 208430159 | 12/08/2023
Rheem Sales Company, Inc. | Mainline | MP801T1005A21DZS | Federally-Regulated Consumer Product | Non-Weatherized, Non-Condensin | 1895 | 265 |  | 12/08/2023 | 100302 | 208430177 | 12/08/2023
Rheem Sales Company, Inc. | Mainline | ML801T1255A24DZS | Federally-Regulated Consumer Product | Non-Weatherized, Non-Condensin | 1835 | 263 |  | 12/08/2023 | 124389 | 208430178 | 12/08/2023
Rheem Sales Company, Inc. | Mainline | ML801T1255A24UHN | Federally-Regulated Consumer Product | Non-Weatherized, Non-Condensin | 1991 | 270 |  | 12/08/2023 | 123598 | 208430168 | 12/08/2023
Rheem Sales Company, Inc. | Mainline | ML801T1005A21DZS | Federally-Regulated Consumer Product | Non-Weatherized, Non-Condensin | 1895 | 265 |  | 12/08/2023 | 100302 | 208430176 | 12/08/2023
Rheem Sales Company, Inc. | Mainline | MP801T0754A17UHS | Federally-Regulated Consumer Product | Non-Weatherized, Non-Condensin | 1496 | 248 |  | 12/08/2023 | 75177 | 208430153 | 12/08/2023
Rheem Sales Company, Inc. | Mainline | ML802V1004A17UHS | Federally-Regulated Consumer Product | Non-Weatherized, Non-Condensin | 1730 | 258 |  | 12/08/2023 | 70020 | 208430193 | 12/08/2023
Rheem Sales Company, Inc. | Mainline | ML802V0503A14UHS | Federally-Regulated Consumer Product | Non-Weatherized, Non-Condensin | 1318 | 240 |  | 12/08/2023 | 35484 | 208430190 | 12/08/2023
Rheem Sales Company, Inc. | Mainline | ML802V0754A17UHS | Federally-Regulated Consumer Product | Non-Weatherized, Non-Condensin | 1458 | 246 |  | 12/08/2023 | 52564 | 208430191 | 12/08/2023
Rheem Sales Company, Inc. | Mainline | MP801T0503A14UHS | Federally-Regulated Consumer Product | Non-Weatherized, Non-Condensin | 1388 | 243 |  | 12/08/2023 | 49660 | 208430151 | 12/08/2023
Rheem Sales Company, Inc. | Mainline | RGEA14042AJT101AC | Federally-Regulated Consumer Product | Weatherized Non-Condensing Gas | 1494 | 265 |  | 11/21/2023 | 99609 | 206606708 | 12/08/2023
Rheem Sales Company, Inc. | Mainline | ML801T0503A14UHS | Federally-Regulated Consumer Product | Non-Weatherized, Non-Condensin | 1388 | 243 |  | 12/08/2023 | 49660 | 208430150 | 12/08/2023
Rheem Sales Company, Inc. | Mainline | ML801T0754A21UHS | Federally-Regulated Consumer Product | Non-Weatherized, Non-Condensin | 1634 | 254 |  | 12/08/2023 | 75736 | 208430154 | 12/08/2023
Rheem Sales Company, Inc. | Mainline | ML801T0754A17UHS | Federally-Regulated Consumer Product | Non-Weatherized, Non-Condensin | 1496 | 248 |  | 12/08/2023 | 75177 | 208430152 | 12/08/2023
Rheem Sales Company, Inc. | Mainline | ML801T1005A21UHS | Federally-Regulated Consumer Product | Non-Weatherized, Non-Condensin | 1812 | 262 |  | 12/08/2023 | 99863 | 208430156 | 12/08/2023
Rheem Sales Company, Inc. | Mainline | MP801T1255A24DZS | Federally-Regulated Consumer Product | Non-Weatherized, Non-Condensin | 1835 | 263 |  | 12/08/2023 | 124389 | 208430179 | 12/08/2023
Rheem Sales Company, Inc. | Mainline | MP801T0754A21UHS | Federally-Regulated Consumer Product | Non-Weatherized, Non-Condensin | 1634 | 254 |  | 12/08/2023 | 75736 | 208430155 | 12/08/2023
Rheem Sales Company, Inc. | Mainline | ML801T0503A14DZS | Federally-Regulated Consumer Product | Non-Weatherized, Non-Condensin | 1223 | 236 |  | 12/08/2023 | 51119 | 208430170 | 12/08/2023
Rheem Sales Company, Inc. | Thermal Zone | RGEAZR048AJT101NA | Federally-Regulated Consumer Product | Weatherized Non-Condensing Gas | 2001 | 287 |  | 12/08/2023 | 101705 | 208698816 | 12/08/2023
Rheem Sales Company, Inc. | Thermal Zone | TZ80UH1T050B4UA | Federally-Regulated Consumer Product | Non-Weatherized, Non-Condensin | 1502 | 248 |  | 12/08/2023 | 50342 | 208486686 | 12/08/2023
Rheem Sales Company, Inc. | Thermal Zone | TZ80DZ1V050A3NABAP | Federally-Regulated Consumer Product | Non-Weatherized, Non-Condensin | 2163 | 277 |  | 12/08/2023 | 51119 | 210728250 | 12/08/2023
Rheem Sales Company, Inc. | Thermal Zone | TZ80UH1T050B4NANAS | Federally-Regulated Consumer Product | Non-Weatherized, Non-Condensin | 1517 | 249 |  | 12/05/2023 | 50545 | 211873419 | 12/08/2023
Rheem Sales Company, Inc. | Thermal Zone | RGEAZR048AJT10UNA | Federally-Regulated Consumer Product | Weatherized Non-Condensing Gas | 1832 | 280 |  | 12/08/2023 | 100370 | 208698841 | 12/08/2023
Rheem Sales Company, Inc. | Thermal Zone | TZ80UH2V050B4SABAP | Federally-Regulated Consumer Product | Non-Weatherized, Non-Condensin | 1712 | 257 |  | 12/08/2023 | 34534 | 211873430 | 12/08/2023
Rheem Sales Company, Inc. | Thermal Zone | TZ80UH1T050B4SANAS | Federally-Regulated Consumer Product | Non-Weatherized, Non-Condensin | 1517 | 249 |  | 12/08/2023 | 50545 | 211873420 | 12/08/2023
Rheem Sales Company, Inc. | Thermal Zone | RGEAZR036AJT08XNA | Federally-Regulated Consumer Product | Weatherized Non-Condensing Gas | 1387 | 260 |  | 12/08/2023 | 80632 | 208698833 | 12/08/2023
Rheem Sales Company, Inc. | Thermal Zone | TZ80DZ2V050A3SABAP | Federally-Regulated Consumer Product | Non-Weatherized, Non-Condensin | 1250 | 237 |  | 12/08/2023 | 34844 | 211873427 | 12/08/2023
Rheem Sales Company, Inc. | Thermal Zone | RGEAZR030AJT041NA | Federally-Regulated Consumer Product | Weatherized Non-Condensing Gas | 1342 | 258 |  | 12/08/2023 | 39842 | 208698805 | 12/08/2023
Rheem Sales Company, Inc. | Thermal Zone | TZ80UH1V150D5NABAP | Federally-Regulated Consumer Product | Non-Weatherized, Non-Condensin | 2440 | 249 |  | 12/08/2023 | 150642 | 213351400 | 12/08/2023
Rheem Sales Company, Inc. | Thermal Zone | TZ80DZ1V075C5NABAP | Federally-Regulated Consumer Product | Non-Weatherized, Non-Condensin | 2163 | 277 |  | 12/08/2023 | 75029 | 210728257 | 12/08/2023
Rheem Sales Company, Inc. | Thermal Zone | RGEAZR024AJT081NA | Federally-Regulated Consumer Product | Weatherized Non-Condensing Gas | 1202 | 252 |  | 12/08/2023 | 79659 | 208698804 | 12/08/2023
Rheem Sales Company, Inc. | Thermal Zone | RGEAZR024AJT08XNA | Federally-Regulated Consumer Product | Weatherized Non-Condensing Gas | 1202 | 252 |  | 11/21/2023 | 79659 | 208698823 | 12/08/2023
Rheem Sales Company, Inc. | Thermal Zone | TZ96M42V085C5SA | Federally-Regulated Consumer Product | Non-Weatherized, Condensing Ga | 1947 | 281 |  | 12/08/2023 | 58053 | 208430247 | 12/08/2023
Rheem Sales Company, Inc. | Thermal Zone | RGEAZR024AJT06UNA | Federally-Regulated Consumer Product | Weatherized Non-Condensing Gas | 1236 | 253 |  | 12/08/2023 | 61566 | 208698821 | 12/08/2023
Rheem Sales Company, Inc. | Thermal Zone | TZ80DZ2V125D5SABAP | Federally-Regulated Consumer Product | Non-Weatherized, Non-Condensin | 2179 | 278 |  | 12/08/2023 | 86625 | 211873438 | 12/08/2023
Rheem Sales Company, Inc. | Thermal Zone | TZ80UH1T100C5UA | Federally-Regulated Consumer Product | Non-Weatherized, Non-Condensin | 2096 | 274 |  | 12/08/2023 | 100583 | 208486690 | 12/08/2023
Rheem Sales Company, Inc. | Thermal Zone | TZ80DZ1V075B4NABAP | Federally-Regulated Consumer Product | Non-Weatherized, Non-Condensin | 1680 | 255 |  | 12/08/2023 | 76001 | 210728254 | 12/08/2023
Rheem Sales Company, Inc. | Thermal Zone | TZ80UH1T070B4UA | Federally-Regulated Consumer Product | Non-Weatherized, Non-Condensin | 1823 | 262 |  | 12/08/2023 | 70109 | 208486688 | 12/08/2023
Rheem Sales Company, Inc. | Thermal Zone | RGEAZR030AJT04UNA | Federally-Regulated Consumer Product | Weatherized Non-Condensing Gas | 1189 | 251 |  | 12/08/2023 | 39887 | 208698824 | 12/08/2023
Rheem Sales Company, Inc. | Thermal Zone | TZ96M42V070B3SA | Federally-Regulated Consumer Product | Non-Weatherized, Condensing Ga | 1290 | 252 |  | 12/08/2023 | 48940 | 208430245 | 12/08/2023
Rheem Sales Company, Inc. | Thermal Zone | RGEAZS024AJV06XCA | Federally-Regulated Consumer Product | Weatherized Non-Condensing Gas | 1089 | 247 |  | 12/08/2023 | 60430 | 212676554 | 12/08/2023
Rheem Sales Company, Inc. | Thermal Zone | RGEAZR030AJT08XNA | Federally-Regulated Consumer Product | Weatherized Non-Condensing Gas | 1216 | 253 |  | 11/21/2023 | 80365 | 208698829 | 12/08/2023
Rheem Sales Company, Inc. | Thermal Zone | RGEAZR042AJT08UNA | Federally-Regulated Consumer Product | Weatherized Non-Condensing Gas | 1635 | 271 |  | 12/08/2023 | 80943 | 208698836 | 12/08/2023
Rheem Sales Company, Inc. | Thermal Zone | RGEAZR060AJT10XNA | Federally-Regulated Consumer Product | Weatherized Non-Condensing Gas | 2131 | 293 |  | 12/08/2023 | 101980 | 208698846 | 12/08/2023
Rheem Sales Company, Inc. | Thermal Zone | TZ80UH1V100C5UABAP | Federally-Regulated Consumer Product | Non-Weatherized, Non-Condensin | 1966 | 269 |  | 12/08/2023 | 97612 | 211873425 | 12/08/2023
Rheem Sales Company, Inc. | Thermal Zone | TZ80UH1V075B4S | Federally-Regulated Consumer Product | Non-Weatherized, Non-Condensin | 1830 | 223 |  | 12/08/2023 | 75693 | 208676735 | 12/08/2023
Rheem Sales Company, Inc. | Thermal Zone | RGEAZR024AJT04XNA | Federally-Regulated Consumer Product | Weatherized Non-Condensing Gas | 1205 | 252 |  | 12/08/2023 | 40798 | 208698820 | 12/08/2023
Rheem Sales Company, Inc. | Thermal Zone | TZ80UH2V125D5SA | Federally-Regulated Consumer Product | Non-Weatherized, Non-Condensin | 2073 | 273 |  | 12/08/2023 | 87500 | 208430236 | 12/08/2023
Rheem Sales Company, Inc. | Thermal Zone | TZ80DZ2V100C5NABAP | Federally-Regulated Consumer Product | Non-Weatherized, Non-Condensin | 2120 | 275 |  | 12/08/2023 | 69817 | 211873435 | 12/08/2023
Rheem Sales Company, Inc. | Thermal Zone | RGEAZR042AJT081NA | Federally-Regulated Consumer Product | Weatherized Non-Condensing Gas | 1820 | 279 |  | 12/08/2023 | 81578 | 208698812 | 12/08/2023
Rheem Sales Company, Inc. | Thermal Zone | RGEAZR030AJT081NA | Federally-Regulated Consumer Product | Weatherized Non-Condensing Gas | 1216 | 253 |  | 11/21/2023 | 80365 | 208698808 | 12/08/2023
Rheem Sales Company, Inc. | Thermal Zone | RGEAZR036AJT081NA | Federally-Regulated Consumer Product | Weatherized Non-Condensing Gas | 1387 | 260 |  | 12/08/2023 | 80632 | 208698810 | 12/08/2023
Rheem Sales Company, Inc. | Thermal Zone | RGEAZR036AJT06XNA | Federally-Regulated Consumer Product | Weatherized Non-Condensing Gas | 1259 | 254 |  | 12/08/2023 | 58986 | 208698831 | 12/08/2023
Rheem Sales Company, Inc. | Thermal Zone | TZ80UH1V050A3S | Federally-Regulated Consumer Product | Non-Weatherized, Non-Condensin | 1308 | 184 |  | 12/08/2023 | 50472 | 208676734 | 12/08/2023
Rheem Sales Company, Inc. | Thermal Zone | TZ95UH1V100C5UABAP | Federally-Regulated Consumer Product | Non-Weatherized, Condensing Ga | 2062 | 286 |  | 12/08/2023 | 94650 | 212922398 | 12/08/2023
Rheem Sales Company, Inc. | Thermal Zone | TZ80DZ2V100C5SABAP | Federally-Regulated Consumer Product | Non-Weatherized, Non-Condensin | 2120 | 275 |  | 12/08/2023 | 69817 | 211873436 | 12/08/2023
Rheem Sales Company, Inc. | Thermal Zone | TZ80UH1V075C5NABAP | Federally-Regulated Consumer Product | Non-Weatherized, Non-Condensin | 1813 | 235 |  | 12/08/2023 | 75573 | 210802826 | 12/08/2023
Rheem Sales Company, Inc. | Thermal Zone | TZ80DZ2V075B4NABAP | Federally-Regulated Consumer Product | Non-Weatherized, Non-Condensin | 1628 | 254 |  | 12/05/2023 | 52707 | 211873431 | 12/08/2023
Rheem Sales Company, Inc. | Thermal Zone | TZ80DZ2V075C5SABAP | Federally-Regulated Consumer Product | Non-Weatherized, Non-Condensin | 2041 | 272 |  | 12/08/2023 | 52592 | 211873434 | 12/08/2023
Rheem Sales Company, Inc. | Thermal Zone | TZ80UH2V050B4NABAP | Federally-Regulated Consumer Product | Non-Weatherized, Non-Condensin | 1712 | 257 |  | 12/08/2023 | 34534 | 211873429 | 12/08/2023
Rheem Sales Company, Inc. | Thermal Zone | RGEAZR036AJT101NA | Federally-Regulated Consumer Product | Weatherized Non-Condensing Gas | 1380 | 260 |  | 11/21/2023 | 100130 | 208698811 | 12/08/2023
Rheem Sales Company, Inc. | Thermal Zone | TZ80UH1V050B4SABAP | Federally-Regulated Consumer Product | Non-Weatherized, Non-Condensin | 1682 | 256 |  | 12/08/2023 | 50501 | 211873422 | 12/08/2023
Rheem Sales Company, Inc. | Thermal Zone | RGEAZR036AJT08UNA | Federally-Regulated Consumer Product | Weatherized Non-Condensing Gas | 1382 | 260 |  | 12/08/2023 | 80891 | 208698832 | 12/08/2023
Rheem Sales Company, Inc. | Thermal Zone | TZ80DZ2V075C5NABAP | Federally-Regulated Consumer Product | Non-Weatherized, Non-Condensin | 2041 | 272 |  | 12/08/2023 | 52592 | 211873433 | 12/08/2023
Rheem Sales Company, Inc. | Thermal Zone | TZ80UH1V070B4UABAP | Federally-Regulated Consumer Product | Non-Weatherized, Non-Condensin | 1723 | 258 |  | 12/08/2023 | 70568 | 211873424 | 12/08/2023
Rheem Sales Company, Inc. | Thermal Zone | TZ80DZ2V075B4SABAP | Federally-Regulated Consumer Product | Non-Weatherized, Non-Condensin | 1628 | 254 |  | 12/08/2023 | 52707 | 211873432 | 12/08/2023
Rheem Sales Company, Inc. | Thermal Zone | RGEAZR036AJT06UNA | Federally-Regulated Consumer Product | Weatherized Non-Condensing Gas | 1434 | 262 |  | 12/08/2023 | 60723 | 208698830 | 12/08/2023
Rheem Sales Company, Inc. | Thermal Zone | RGEAZR060AJT08XNA | Federally-Regulated Consumer Product | Weatherized Non-Condensing Gas | 2041 | 289 |  | 12/08/2023 | 79422 | 208698844 | 12/08/2023
Rheem Sales Company, Inc. | Thermal Zone | TZ80DZ2V050A3NABAP | Federally-Regulated Consumer Product | Non-Weatherized, Non-Condensin | 1250 | 237 |  | 12/08/2023 | 34844 | 211873426 | 12/08/2023
Rheem Sales Company, Inc. | Thermal Zone | RGEAZR036AJT061NA | Federally-Regulated Consumer Product | Weatherized Non-Condensing Gas | 1259 | 254 |  | 12/08/2023 | 58986 | 208698809 | 12/08/2023
Rheem Sales Company, Inc. | Thermal Zone | TZ95UH1V060B3UABAP | Federally-Regulated Consumer Product | Non-Weatherized, Condensing Ga | 1246 | 250 |  | 12/08/2023 | 56140 | 212922397 | 12/08/2023
Rheem Sales Company, Inc. | Thermal Zone | RGEAZR024AJT041NA | Federally-Regulated Consumer Product | Weatherized Non-Condensing Gas | 1205 | 252 |  | 12/08/2023 | 40798 | 208698802 | 12/08/2023
Rheem Sales Company, Inc. | Thermal Zone | TZ80DZ1T075B3SA | Federally-Regulated Consumer Product | Non-Weatherized, Non-Condensin | 1253 | 237 |  | 12/08/2023 | 74903 | 208430222 | 12/08/2023
Rheem Sales Company, Inc. | Thermal Zone | TZ80DZ1V050A3SABAP | Federally-Regulated Consumer Product | Non-Weatherized, Non-Condensin | 1295 | 239 |  | 12/08/2023 | 51119 | 210728252 | 12/08/2023
Rheem Sales Company, Inc. | Thermal Zone | TZ80UH1V100B4NABAP | Federally-Regulated Consumer Product | Non-Weatherized, Non-Condensin | 1896 | 204 |  | 12/08/2023 | 99142 | 213351398 | 12/08/2023
Rheem Sales Company, Inc. | Thermal Zone | RGEAZR042AJT08XNA | Federally-Regulated Consumer Product | Weatherized Non-Condensing Gas | 1820 | 279 |  | 12/08/2023 | 81578 | 208698837 | 12/08/2023
Rheem Sales Company, Inc. | Thermal Zone | RGEAZS024AJV061CA | Federally-Regulated Consumer Product | Weatherized Non-Condensing Gas | 1089 | 247 |  | 12/08/2023 | 60430 | 212676553 | 12/08/2023
Rheem Sales Company, Inc. | Thermal Zone | TZ80UH1V100C5S | Federally-Regulated Consumer Product | Non-Weatherized, Non-Condensin | 2027 | 188 |  | 12/08/2023 | 100725 | 208676737 | 12/08/2023
Rheem Sales Company, Inc. | Thermal Zone | RGEAZR024AJT04UNA | Federally-Regulated Consumer Product | Weatherized Non-Condensing Gas | 1181 | 251 |  | 12/08/2023 | 40068 | 208698819 | 12/08/2023
Rheem Sales Company, Inc. | Thermal Zone | TZ80UH1V125D5NABAP | Federally-Regulated Consumer Product | Non-Weatherized, Non-Condensin | 2076 | 258 |  | 12/08/2023 | 124802 | 210802828 | 12/08/2023
Rheem Sales Company, Inc. | Thermal Zone | RGEAZR024AJT061NA | Federally-Regulated Consumer Product | Weatherized Non-Condensing Gas | 1270 | 255 |  | 12/08/2023 | 61123 | 208698803 | 12/08/2023
Rheem Sales Company, Inc. | Thermal Zone | TZ80DZ1V075C5SABAP | Federally-Regulated Consumer Product | Non-Weatherized, Non-Condensin | 2163 | 277 |  | 12/08/2023 | 75029 | 210728258 | 12/08/2023
Rheem Sales Company, Inc. | Thermal Zone | TZ80UH1V125D5S | Federally-Regulated Consumer Product | Non-Weatherized, Non-Condensin | 2027 | 188 |  | 12/08/2023 | 100725 | 208676738 | 12/08/2023
Rheem Sales Company, Inc. | Thermal Zone | RGEAZR060AJT10UNA | Federally-Regulated Consumer Product | Weatherized Non-Condensing Gas | 1911 | 283 |  | 12/08/2023 | 99261 | 208698845 | 12/08/2023
Rheem Sales Company, Inc. | Thermal Zone | TZ80UH2V150D5SA | Federally-Regulated Consumer Product | Non-Weatherized, Non-Condensin | 2092 | 274 |  | 12/08/2023 | 104565 | 208430250 | 12/08/2023
Rheem Sales Company, Inc. | Thermal Zone | RGEAZR048AJT10XNA | Federally-Regulated Consumer Product | Weatherized Non-Condensing Gas | 2001 | 287 |  | 12/08/2023 | 101705 | 208698842 | 12/08/2023
Rheem Sales Company, Inc. | Thermal Zone | RGEAZR030AJT06XNA | Federally-Regulated Consumer Product | Weatherized Non-Condensing Gas | 1342 | 258 |  | 12/08/2023 | 61240 | 208698828 | 12/08/2023
Rheem Sales Company, Inc. | Thermal Zone | TZ95M41T040B3S | Federally-Regulated Consumer Product | Non-Weatherized, Condensing Ga | 1107 | 244 |  | 12/08/2023 | 41877 | 208676713 | 12/08/2023
Rheem Sales Company, Inc. | Thermal Zone | TZ80UH1V100C5NABAP | Federally-Regulated Consumer Product | Non-Weatherized, Non-Condensin | 2027 | 188 |  | 12/08/2023 | 100725 | 210802827 | 12/08/2023
Rheem Sales Company, Inc. | Thermal Zone | TZ80DZ1V075B4SABAP | Federally-Regulated Consumer Product | Non-Weatherized, Non-Condensin | 1680 | 255 |  | 11/21/2023 | 76001 | 210728255 | 12/08/2023
Rheem Sales Company, Inc. | Thermal Zone | TZ80DZ1V100C5NABAP | Federally-Regulated Consumer Product | Non-Weatherized, Non-Condensin | 2095 | 257 |  | 12/08/2023 | 100302 | 210728260 | 12/08/2023
Rheem Sales Company, Inc. | Thermal Zone | RGEAZR042AJT101NA | Federally-Regulated Consumer Product | Weatherized Non-Condensing Gas | 1774 | 277 |  | 12/08/2023 | 100987 | 208698813 | 12/08/2023
Rheem Sales Company, Inc. | Thermal Zone | TZ80DZ2V125D5NABAP | Federally-Regulated Consumer Product | Non-Weatherized, Non-Condensin | 2179 | 278 |  | 12/05/2023 | 86625 | 211873437 | 12/08/2023
Rheem Sales Company, Inc. | Thermal Zone | TZ96M42V060B3SA | Federally-Regulated Consumer Product | Non-Weatherized, Condensing Ga | 1372 | 255 |  | 12/08/2023 | 37932 | 208430244 | 12/08/2023
Rheem Sales Company, Inc. | Thermal Zone | RGEAZR048AJT08XNA | Federally-Regulated Consumer Product | Weatherized Non-Condensing Gas | 1847 | 280 |  | 12/08/2023 | 80515 | 208698840 | 12/08/2023
Rheem Sales Company, Inc. | Thermal Zone | RGEAZR042AJT10XNA | Federally-Regulated Consumer Product | Weatherized Non-Condensing Gas | 1774 | 277 |  | 12/08/2023 | 100987 | 208698838 | 12/08/2023
Rheem Sales Company, Inc. | Thermal Zone | RGEAZR030AJT061NA | Federally-Regulated Consumer Product | Weatherized Non-Condensing Gas | 1342 | 258 |  | 12/08/2023 | 61240 | 208698806 | 12/08/2023
Rheem Sales Company, Inc. | Thermal Zone | RGEAZR030AJT04XNA | Federally-Regulated Consumer Product | Weatherized Non-Condensing Gas | 1342 | 258 |  | 12/08/2023 | 39842 | 208698825 | 12/08/2023
Rheem Sales Company, Inc. | Thermal Zone | TZ80UH1V075C5S | Federally-Regulated Consumer Product | Non-Weatherized, Non-Condensin | 1813 | 235 |  | 12/08/2023 | 75573 | 208676736 | 12/08/2023
Rheem Sales Company, Inc. | Thermal Zone | RGEAZR048AJT08UNA | Federally-Regulated Consumer Product | Weatherized Non-Condensing Gas | 2026 | 288 |  | 12/08/2023 | 80019 | 208698839 | 12/08/2023
Rheem Sales Company, Inc. | Thermal Zone | TZ80UH2V150D5SABAP | Federally-Regulated Consumer Product | Non-Weatherized, Non-Condensin | 2092 | 274 |  | 12/08/2023 | 104565 | 210728272 | 12/08/2023
Rheem Sales Company, Inc. | Thermal Zone | TZ80UH1V050B4NABAP | Federally-Regulated Consumer Product | Non-Weatherized, Non-Condensin | 1682 | 256 |  | 12/08/2023 | 50501 | 211873421 | 12/08/2023
Rheem Sales Company, Inc. | Thermal Zone | TZ80UH1V075B4NABAP | Federally-Regulated Consumer Product | Non-Weatherized, Non-Condensin | 1830 | 223 |  | 12/08/2023 | 75693 | 210802825 | 12/08/2023
Rheem Sales Company, Inc. | Thermal Zone | TZ95UH1V040B3UABAP | Federally-Regulated Consumer Product | Non-Weatherized, Condensing Ga | 1335 | 254 |  | 12/08/2023 | 42103 | 212922396 | 12/08/2023
Rheem Sales Company, Inc. | Thermal Zone | TZ80DZ1V125D5NABAP | Federally-Regulated Consumer Product | Non-Weatherized, Non-Condensin | 2075 | 273 |  | 12/08/2023 | 124289 | 210728263 | 12/08/2023
Rheem Sales Company, Inc. | Thermal Zone | RGEAZR036AJT10XNA | Federally-Regulated Consumer Product | Weatherized Non-Condensing Gas | 1380 | 260 |  | 11/21/2023 | 100130 | 208698834 | 12/08/2023
Rheem Sales Company, Inc. | Thermal Zone | TZ80UH1T150D5NANAS | Federally-Regulated Consumer Product | Non-Weatherized, Non-Condensin | 1910 | 233 |  | 12/08/2023 | 150068 | 213351396 | 12/08/2023
Rheem Sales Company, Inc. | Thermal Zone | RGEAZR060AJT101NA | Federally-Regulated Consumer Product | Weatherized Non-Condensing Gas | 2131 | 293 |  | 12/08/2023 | 101980 | 208698818 | 12/08/2023
Rheem Sales Company, Inc. | Thermal Zone | RGEAZR048AJT081NA | Federally-Regulated Consumer Product | Weatherized Non-Condensing Gas | 1847 | 280 |  | 12/08/2023 | 80515 | 208698814 | 12/08/2023
Rheem Sales Company, Inc. | Thermal Zone | TZ80UH1V050B4UABAP | Federally-Regulated Consumer Product | Non-Weatherized, Non-Condensin | 1376 | 243 |  | 12/08/2023 | 50203 | 211873423 | 12/08/2023
Rheem Sales Company, Inc. | Thermal Zone | TZ95M41T115D5S | Federally-Regulated Consumer Product | Non-Weatherized, Condensing Ga | 2041 | 285 |  | 12/08/2023 | 111488 | 208676719 | 12/08/2023
Rheem Sales Company, Inc. | Thermal Zone | RGEAZR030AJT06UNA | Federally-Regulated Consumer Product | Weatherized Non-Condensing Gas | 1125 | 248 |  | 12/08/2023 | 60094 | 208698827 | 12/08/2023
Rheem Sales Company, Inc. | Thermal Zone | TZ95M41T060B3S | Federally-Regulated Consumer Product | Non-Weatherized, Condensing Ga | 1156 | 246 |  | 12/08/2023 | 55624 | 208676714 | 12/08/2023
Rheem Sales Company, Inc. | Thermal Zone | TZ80DZ1V100C5SABAP | Federally-Regulated Consumer Product | Non-Weatherized, Non-Condensin | 2095 | 257 |  | 12/08/2023 | 100302 | 210728261 | 12/08/2023
Rheem Sales Company, Inc. | Thermal Zone | RGEAZR060AJT081NA | Federally-Regulated Consumer Product | Weatherized Non-Condensing Gas | 2041 | 289 |  | 12/08/2023 | 79422 | 208698817 | 12/08/2023
Rheem Sales Company, Inc. | Thermal Zone | TZ80DZ1V125D5SABAP | Federally-Regulated Consumer Product | Non-Weatherized, Non-Condensin | 2075 | 273 |  | 12/08/2023 | 124289 | 210728265 | 12/08/2023
Rheem Sales Company, Inc. | Thermal Zone | TZ80UH1V050A3NABAP | Federally-Regulated Consumer Product | Non-Weatherized, Non-Condensin | 1308 | 184 |  | 12/08/2023 | 50472 | 210802824 | 12/08/2023
Rheem Sales Company, Inc. | Thermal Zone | RGEAZR024AJT06XNA | Federally-Regulated Consumer Product | Weatherized Non-Condensing Gas | 1270 | 255 |  | 12/08/2023 | 61123 | 208698822 | 12/08/2023
Rheem Sales Company, Inc. | Fujitsu | FF75214LT80X | Federally-Regulated Consumer Product | Non-Weatherized, Non-Condensin | 1718 | 258 |  | 11/09/2023 | 52500 | 10515037 | 12/08/2023
Rheem Sales Company, Inc. | Fujitsu | FF80ST410017UHNNAAS | Federally-Regulated Consumer Product | Non-Weatherized, Non-Condensin | 1448 | 212 |  | 11/21/2023 | 98573 | 213351386 | 12/08/2023
Rheem Sales Company, Inc. | Fujitsu | RGEA14048AJT101AB | Federally-Regulated Consumer Product | Weatherized Non-Condensing Gas | 1809 | 279 |  | 11/21/2023 | 99189 | 204117040 | 12/08/2023
Rheem Sales Company, Inc. | Fujitsu | FF80ST305014DZNNA*S | Federally-Regulated Consumer Product | Non-Weatherized, Non-Condensin | 1223 | 236 | 236 | 05/25/2022 | 51119 | 208430081 | 12/08/2023
Rheem Sales Company, Inc. | Fujitsu | FF80ST407521UHSNA*S | Federally-Regulated Consumer Product | Non-Weatherized, Non-Condensin | 1634 | 254 |  | 11/30/2023 | 75736 | 208430068 | 12/08/2023
Rheem Sales Company, Inc. | Fujitsu | FF80ST410021UHUNA | Federally-Regulated Consumer Product | Non-Weatherized, Non-Condensin | 1861 | 264 |  | 05/25/2023 | 98348 | 208486671 | 12/08/2023
Rheem Sales Company, Inc. | Fujitsu | FF95SV304017M4S | Federally-Regulated Consumer Product | Non-Weatherized, Condensing Ga | 1292 | 228 |  | 06/24/2022 | 42494 | 208676628 | 12/08/2023
Rheem Sales Company, Inc. | Fujitsu | FF92SV510021M4S | Federally-Regulated Consumer Product | Non-Weatherized, Condensing Ga | 2153 | 271 |  | 09/26/2023 | 98911 | 208676626 | 12/08/2023
Rheem Sales Company, Inc. | Fujitsu | FF80ST307517DZNNA*S | Federally-Regulated Consumer Product | Non-Weatherized, Non-Condensin | 1253 | 237 |  | 11/10/2022 | 74903 | 208430082 | 12/08/2023
Rheem Sales Company, Inc. | Fujitsu | FF125245LT80X | Federally-Regulated Consumer Product | Non-Weatherized, Non-Condensin | 2073 | 273 |  | 11/09/2023 | 87500 | 10515041 | 12/08/2023
Rheem Sales Company, Inc. | Fujitsu | FF100215LT80D | Federally-Regulated Consumer Product | Non-Weatherized, Non-Condensin | 2291 | 283 |  | 11/21/2023 | 70210 | 10515090 | 12/08/2023
Rheem Sales Company, Inc. | Fujitsu | FF80TV510021DZNCAAP | Federally-Regulated Consumer Product | Non-Weatherized, Non-Condensin | 2120 | 275 |  | 12/05/2023 | 69817 | 211873318 | 12/08/2023
Rheem Sales Company, Inc. | Fujitsu | FF80ST507521DZSNA*S | Federally-Regulated Consumer Product | Non-Weatherized, Non-Condensin | 1883 | 265 |  | 11/21/2023 | 75029 | 208430078 | 12/08/2023
Rheem Sales Company, Inc. | Fujitsu | RGEA16024AJV062AB | Federally-Regulated Consumer Product | Weatherized Non-Condensing Gas | 1358 | 259 |  | 11/21/2023 | 46205 | 205785653 | 12/08/2023
Rheem Sales Company, Inc. | Fujitsu | FF92ST307017M4S | Federally-Regulated Consumer Product | Non-Weatherized, Condensing Ga | 1362 | 255 |  | 09/26/2023 | 69960 | 208676609 | 12/08/2023
Rheem Sales Company, Inc. | Fujitsu | RGECZT060AJT07**C | Federally-Regulated Consumer Product | Weatherized Non-Condensing Gas | 2336 | 182 |  | 11/21/2023 | 52310 | 212631800 | 12/08/2023
Rheem Sales Company, Inc. | Fujitsu | FF60173LT96M | Federally-Regulated Consumer Product | Non-Weatherized, Condensing Ga | 1372 | 255 | 255 | 06/22/2023 | 37932 | 10515134 | 12/08/2023
Rheem Sales Company, Inc. | Fujitsu | RGECZT036AJT07**C | Federally-Regulated Consumer Product | Weatherized Non-Condensing Gas | 1475 | 165 |  | 11/21/2023 | 53157 | 212631796 | 12/08/2023
Rheem Sales Company, Inc. | Fujitsu | FF95SV508521M4S | Federally-Regulated Consumer Product | Non-Weatherized, Condensing Ga | 1851 | 246 |  | 09/26/2023 | 84247 | 208676632 | 12/08/2023
Rheem Sales Company, Inc. | Fujitsu | FF80TV507521UHNCA*P | Federally-Regulated Consumer Product | Non-Weatherized, Non-Condensin | 1718 | 258 |  | 05/25/2023 | 52500 | 208430094 | 12/08/2023
Rheem Sales Company, Inc. | Fujitsu | RGEAZS024AJV06XCA | Federally-Regulated Consumer Product | Weatherized Non-Condensing Gas | 1089 | 247 |  | 11/21/2023 | 60430 | 212676550 | 12/08/2023
Rheem Sales Company, Inc. | Fujitsu | FF80TV407517UHNCA*P | Federally-Regulated Consumer Product | Non-Weatherized, Non-Condensin | 1458 | 246 | 246 | 05/25/2022 | 52564 | 208430093 | 12/08/2023
Rheem Sales Company, Inc. | Fujitsu | RGEXZS060AJV10T | Federally-Regulated Consumer Product | Weatherized Non-Condensing Gas | 2129 | 188 |  | 11/21/2023 | 70580 | 213352280 | 12/08/2023
Rheem Sales Company, Inc. | Fujitsu | FF80TV410017UHNCA*P | Federally-Regulated Consumer Product | Non-Weatherized, Non-Condensin | 1730 | 258 | 258 | 05/25/2022 | 70020 | 208430095 | 12/08/2023
Rheem Sales Company, Inc. | Fujitsu | RGEXZS048AJV082 | Federally-Regulated Consumer Product | Weatherized Non-Condensing Gas | 1734 | 168 |  | 11/21/2023 | 57017 | 213352273 | 12/08/2023
Rheem Sales Company, Inc. | Fujitsu | RGEXZS048AJV102 | Federally-Regulated Consumer Product | Weatherized Non-Condensing Gas | 1797 | 277 |  | 11/21/2023 | 70225 | 213352275 | 12/08/2023
Rheem Sales Company, Inc. | Fujitsu | FF95SV306017M4S | Federally-Regulated Consumer Product | Non-Weatherized, Condensing Ga | 1356 | 249 |  | 09/26/2023 | 56054 | 208676629 | 12/08/2023
Rheem Sales Company, Inc. | Fujitsu | FF95SV304017UHUCAAP | Federally-Regulated Consumer Product | Non-Weatherized, Condensing Ga | 1335 | 254 |  | 11/21/2023 | 42103 | 212922384 | 12/08/2023
Rheem Sales Company, Inc. | Fujitsu | FF80ST510021UHNNA*S | Federally-Regulated Consumer Product | Non-Weatherized, Non-Condensin | 1812 | 262 | 262 | 05/25/2022 | 99863 | 208430074 | 12/08/2023
Rheem Sales Company, Inc. | Fujitsu | FF80ST515024UHNNAAS | Federally-Regulated Consumer Product | Non-Weatherized, Non-Condensin | 1910 | 233 |  | 11/21/2023 | 150068 | 213351388 | 12/08/2023
Rheem Sales Company, Inc. | Fujitsu | FF92SV304017M4S | Federally-Regulated Consumer Product | Non-Weatherized, Condensing Ga | 1292 | 228 |  | 06/24/2022 | 42494 | 208676621 | 12/08/2023
Rheem Sales Company, Inc. | Fujitsu | FF92ST306017M4S | Federally-Regulated Consumer Product | Non-Weatherized, Condensing Ga | 1156 | 246 |  | 09/26/2023 | 55624 | 208676608 | 12/08/2023
Rheem Sales Company, Inc. | Fujitsu | FF80ST307017UHUNA | Federally-Regulated Consumer Product | Non-Weatherized, Non-Condensin | 1189 | 234 |  | 06/15/2022 | 70542 | 208486669 | 12/08/2023
Rheem Sales Company, Inc. | Fujitsu | FF50173LT80X | Federally-Regulated Consumer Product | Non-Weatherized, Non-Condensin | 1318 | 240 |  | 11/09/2023 | 35484 | 10357485 | 12/08/2023
Rheem Sales Company, Inc. | Fujitsu | FF85215TS92M | Federally-Regulated Consumer Product | Non-Weatherized, Condensing Ga | 1929 | 280 | 280 | 05/26/2023 | 84515 | 10260140 | 12/08/2023
Rheem Sales Company, Inc. | Fujitsu | FF80TV512524UHNCA*P | Federally-Regulated Consumer Product | Non-Weatherized, Non-Condensin | 2073 | 273 |  | 05/25/2023 | 87500 | 208430097 | 12/08/2023
Rheem Sales Company, Inc. | Fujitsu | FF100215LT80X | Federally-Regulated Consumer Product | Non-Weatherized, Non-Condensin | 1905 | 266 |  | 11/09/2023 | 70000 | 10515039 | 12/08/2023
Rheem Sales Company, Inc. | Fujitsu | RGEXZS048AJV08T | Federally-Regulated Consumer Product | Weatherized Non-Condensing Gas | 1734 | 168 |  | 11/21/2023 | 57017 | 213352274 | 12/08/2023
Rheem Sales Company, Inc. | Fujitsu | FF80ST305017UHUNA | Federally-Regulated Consumer Product | Non-Weatherized, Non-Condensin | 1165 | 233 |  | 06/15/2022 | 49157 | 208486667 | 12/08/2023
Rheem Sales Company, Inc. | Fujitsu | FF125245LT80Y | Federally-Regulated Consumer Product | Non-Weatherized, Non-Condensin | 2322 | 284 |  | 11/21/2023 | 87684 | 10515093 | 12/08/2023
Rheem Sales Company, Inc. | Fujitsu | FF125245LT80D | Federally-Regulated Consumer Product | Non-Weatherized, Non-Condensin | 2322 | 284 |  | 11/21/2023 | 87684 | 10515092 | 12/08/2023
Rheem Sales Company, Inc. | Fujitsu | FF80ST512524UHSNA*S | Federally-Regulated Consumer Product | Non-Weatherized, Non-Condensin | 1991 | 270 |  | 11/21/2023 | 123598 | 208430070 | 12/08/2023
Rheem Sales Company, Inc. | Fujitsu | FF75173LT80Y | Federally-Regulated Consumer Product | Non-Weatherized, Non-Condensin | 1324 | 240 |  | 11/21/2023 | 52495 | 10515087 | 12/08/2023
Rheem Sales Company, Inc. | Fujitsu | RGEA14030AJT081AC | Federally-Regulated Consumer Product | Weatherized Non-Condensing Gas | 1147 | 249 |  | 11/21/2023 | 79965 | 206606680 | 12/08/2023
Rheem Sales Company, Inc. | Fujitsu | FF80SV515024UHNCAAP | Federally-Regulated Consumer Product | Non-Weatherized, Non-Condensin | 2440 | 249 |  | 11/21/2023 | 150642 | 213351392 | 12/08/2023
Rheem Sales Company, Inc. | Fujitsu | FF75214LT80D | Federally-Regulated Consumer Product | Non-Weatherized, Non-Condensin | 2017 | 271 |  | 11/21/2023 | 52471 | 10515088 | 12/08/2023
Rheem Sales Company, Inc. | Fujitsu | RGEA16036AJV062AB | Federally-Regulated Consumer Product | Weatherized Non-Condensing Gas | 1648 | 259 |  | 11/21/2023 | 76362 | 205785655 | 12/08/2023
Rheem Sales Company, Inc. | Fujitsu | RGEXZS060AJV082 | Federally-Regulated Consumer Product | Weatherized Non-Condensing Gas | 1950 | 177 |  | 11/21/2023 | 56366 | 213352277 | 12/08/2023
Rheem Sales Company, Inc. | Fujitsu | FF95SV307017M4S | Federally-Regulated Consumer Product | Non-Weatherized, Condensing Ga | 1166 | 246 |  | 09/26/2023 | 70001 | 208676630 | 12/08/2023
Rheem Sales Company, Inc. | Fujitsu | FF92ST304017M4S | Federally-Regulated Consumer Product | Non-Weatherized, Condensing Ga | 1107 | 244 |  | 06/22/2022 | 41877 | 208676607 | 12/08/2023
Rheem Sales Company, Inc. | Fujitsu | RGEA14030AJT04UAA | Federally-Regulated Consumer Product | Weatherized Non-Condensing Gas | 1189 | 251 |  | 12/05/2023 | 39887 | 205965577 | 12/08/2023
Rheem Sales Company, Inc. | Fujitsu | FF92SV306017M4S | Federally-Regulated Consumer Product | Non-Weatherized, Condensing Ga | 1356 | 249 |  | 09/26/2023 | 56054 | 208676622 | 12/08/2023
Rheem Sales Company, Inc. | Fujitsu | FF80ST407517UHNNA*S | Federally-Regulated Consumer Product | Non-Weatherized, Non-Condensin | 1496 | 248 | 248 | 05/25/2022 | 75177 | 208430072 | 12/08/2023
Rheem Sales Company, Inc. | Fujitsu | FF95SV510021UHUCAAP | Federally-Regulated Consumer Product | Non-Weatherized, Condensing Ga | 2062 | 286 |  | 11/21/2023 | 94650 | 212922386 | 12/08/2023
Rheem Sales Company, Inc. | Fujitsu | FF80ST507521DZNNA*S | Federally-Regulated Consumer Product | Non-Weatherized, Non-Condensin | 1883 | 265 |  | 05/25/2023 | 75029 | 208430083 | 12/08/2023
Rheem Sales Company, Inc. | Fujitsu | FF80ST512524DZNNA*S | Federally-Regulated Consumer Product | Non-Weatherized, Non-Condensin | 1835 | 263 |  | 05/25/2023 | 124389 | 208430085 | 12/08/2023
Rheem Sales Company, Inc. | Fujitsu | FF80ST512524UHNNA*S | Federally-Regulated Consumer Product | Non-Weatherized, Non-Condensin | 1991 | 270 |  | 11/21/2023 | 123598 | 208430075 | 12/08/2023
Rheem Sales Company, Inc. | Fujitsu | FF80TV515024UHNCA*P | Federally-Regulated Consumer Product | Non-Weatherized, Non-Condensin | 2092 | 274 | 274 | 05/25/2022 | 104565 | 208430106 | 12/08/2023
Rheem Sales Company, Inc. | Fujitsu | FF80ST410017UHSNAAS | Federally-Regulated Consumer Product | Non-Weatherized, Non-Condensin | 1448 | 212 |  | 11/21/2023 | 98573 | 213351385 | 12/08/2023
Rheem Sales Company, Inc. | Fujitsu | FF80ST305014UHNNA*S | Federally-Regulated Consumer Product | Non-Weatherized, Non-Condensin | 1388 | 243 |  | 05/25/2023 | 49660 | 208430071 | 12/08/2023
Rheem Sales Company, Inc. | Fujitsu | FF75173LT80X | Federally-Regulated Consumer Product | Non-Weatherized, Non-Condensin | 1458 | 246 |  | 05/25/2023 | 52564 | 10515035 | 12/08/2023
Rheem Sales Company, Inc. | Fujitsu | RGEXZS060AJV08T | Federally-Regulated Consumer Product | Weatherized Non-Condensing Gas | 1950 | 177 |  | 11/21/2023 | 56366 | 213352278 | 12/08/2023
Rheem Sales Company, Inc. | Fujitsu | FF80ST510021UHSNA*S | Federally-Regulated Consumer Product | Non-Weatherized, Non-Condensin | 1812 | 262 |  | 11/30/2023 | 99863 | 208430069 | 12/08/2023
Rheem Sales Company, Inc. | Fujitsu | FF80ST407517UHSNA*S | Federally-Regulated Consumer Product | Non-Weatherized, Non-Condensin | 1496 | 248 |  | 11/30/2023 | 75177 | 208430067 | 12/08/2023
Rheem Sales Company, Inc. | Fujitsu | FF95SV511524M4S | Federally-Regulated Consumer Product | Non-Weatherized, Condensing Ga | 2137 | 231 |  | 09/26/2023 | 111605 | 208676634 | 12/08/2023
Rheem Sales Company, Inc. | Fujitsu | FF80ST510021DZSNA*S | Federally-Regulated Consumer Product | Non-Weatherized, Non-Condensin | 1895 | 265 |  | 11/30/2023 | 100302 | 208430079 | 12/08/2023
Rheem Sales Company, Inc. | Fujitsu | FF80ST305014DZSNA*S | Federally-Regulated Consumer Product | Non-Weatherized, Non-Condensin | 1223 | 236 |  | 11/30/2023 | 51119 | 208430076 | 12/08/2023
Rheem Sales Company, Inc. | Fujitsu | FF80TV305014UHNCA*P | Federally-Regulated Consumer Product | Non-Weatherized, Non-Condensin | 1318 | 240 | 240 | 05/25/2022 | 35484 | 208430092 | 12/08/2023
Rheem Sales Company, Inc. | Fujitsu | FF80SV410017UHSCAAP | Federally-Regulated Consumer Product | Non-Weatherized, Non-Condensin | 1896 | 204 |  | 11/21/2023 | 99142 | 213351389 | 12/08/2023
Rheem Sales Company, Inc. | Fujitsu | FF92ST511524M4S | Federally-Regulated Consumer Product | Non-Weatherized, Condensing Ga | 2041 | 285 |  | 09/26/2023 | 111488 | 208676613 | 12/08/2023
Rheem Sales Company, Inc. | Fujitsu | FF80ST407521UHNNA*S | Federally-Regulated Consumer Product | Non-Weatherized, Non-Condensin | 1634 | 254 | 254 | 05/25/2022 | 75736 | 208430073 | 12/08/2023
Rheem Sales Company, Inc. | Fujitsu | FF80ST515024UHSNAAS | Federally-Regulated Consumer Product | Non-Weatherized, Non-Condensin | 1910 | 233 |  | 11/21/2023 | 150068 | 213351387 | 12/08/2023
Rheem Sales Company, Inc. | Fujitsu | FF75214LT80Y | Federally-Regulated Consumer Product | Non-Weatherized, Non-Condensin | 2017 | 271 |  | 11/21/2023 | 52471 | 10515089 | 12/08/2023
Rheem Sales Company, Inc. | Fujitsu | FF92ST510021M4S | Federally-Regulated Consumer Product | Non-Weatherized, Condensing Ga | 2066 | 286 |  | 09/26/2023 | 98023 | 208676612 | 12/08/2023
Rheem Sales Company, Inc. | Fujitsu | FF92SV511524M4S | Federally-Regulated Consumer Product | Non-Weatherized, Condensing Ga | 2137 | 231 |  | 09/26/2023 | 111605 | 208676627 | 12/08/2023
Rheem Sales Company, Inc. | Fujitsu | RGEA16036AJV06TAB | Federally-Regulated Consumer Product | Weatherized Non-Condensing Gas | 1648 | 259 |  | 11/21/2023 | 76362 | 205785656 | 12/08/2023
Rheem Sales Company, Inc. | Fujitsu | FF75173LT80D | Federally-Regulated Consumer Product | Non-Weatherized, Non-Condensin | 1324 | 240 |  | 11/21/2023 | 52495 | 10515042 | 12/08/2023
Rheem Sales Company, Inc. | Fujitsu | FF95SV306017UHUCAAP | Federally-Regulated Consumer Product | Non-Weatherized, Condensing Ga | 1246 | 250 |  | 11/21/2023 | 56140 | 212922385 | 12/08/2023
Rheem Sales Company, Inc. | Fujitsu | FF80ST510021DZNNA*S | Federally-Regulated Consumer Product | Non-Weatherized, Non-Condensin | 1895 | 265 | 265 | 05/25/2022 | 100302 | 208430084 | 12/08/2023
Rheem Sales Company, Inc. | Fujitsu | RGECZT036AJT10**C | Federally-Regulated Consumer Product | Weatherized Non-Condensing Gas | 1576 | 218 |  | 11/21/2023 | 100764 | 212631797 | 12/08/2023
Rheem Sales Company, Inc. | Fujitsu | RGEXZS048AJV10T | Federally-Regulated Consumer Product | Weatherized Non-Condensing Gas | 1797 | 277 |  | 11/21/2023 | 70225 | 213352276 | 12/08/2023
Rheem Sales Company, Inc. | Fujitsu | RGEXZS060AJV102 | Federally-Regulated Consumer Product | Weatherized Non-Condensing Gas | 2129 | 188 |  | 11/21/2023 | 70580 | 213352279 | 12/08/2023
Rheem Sales Company, Inc. | Fujitsu | FF80SV410017UHNCAAP | Federally-Regulated Consumer Product | Non-Weatherized, Non-Condensin | 1896 | 204 |  | 11/21/2023 | 99142 | 213351390 | 12/08/2023
Rheem Sales Company, Inc. | Fujitsu | RGECZT060AJT12**C | Federally-Regulated Consumer Product | Weatherized Non-Condensing Gas | 2183 | 266 |  | 11/21/2023 | 83968 | 212631801 | 12/08/2023
Rheem Sales Company, Inc. | Fujitsu | FF80SV515024UHSCAAP | Federally-Regulated Consumer Product | Non-Weatherized, Non-Condensin | 2440 | 249 |  | 11/21/2023 | 150642 | 213351391 | 12/08/2023
Rheem Sales Company, Inc. | Fujitsu | FF96TV510021M4SCA*P | Federally-Regulated Consumer Product | Non-Weatherized, Condensing Ga | 1858 | 277 |  | 05/25/2023 | 68679 | 208430103 | 12/08/2023
Rheem Sales Company, Inc. | Fujitsu | FF92SV508521M4S | Federally-Regulated Consumer Product | Non-Weatherized, Condensing Ga | 1851 | 246 |  | 09/26/2023 | 84247 | 208676625 | 12/08/2023
Rheem Sales Company, Inc. | Fujitsu | RGEA14036AJT06UAA | Federally-Regulated Consumer Product | Weatherized Non-Condensing Gas | 1434 | 262 |  | 12/05/2023 | 60723 | 205965579 | 12/08/2023
Rheem Sales Company, Inc. | Fujitsu | FF92ST508521M4S | Federally-Regulated Consumer Product | Non-Weatherized, Condensing Ga | 1929 | 280 |  | 09/26/2023 | 84515 | 208676611 | 12/08/2023
Rheem Sales Company, Inc. | Fujitsu | FF80ST512524DZSNA*S | Federally-Regulated Consumer Product | Non-Weatherized, Non-Condensin | 1835 | 263 |  | 11/30/2023 | 124389 | 208430080 | 12/08/2023
Rheem Sales Company, Inc. | Fujitsu | FF80TV510021UHNCA*P | Federally-Regulated Consumer Product | Non-Weatherized, Non-Condensin | 1905 | 266 | 266 | 05/25/2022 | 70000 | 208430096 | 12/08/2023
Rheem Sales Company, Inc. | Fujitsu | RGEAZS024AJV061CA | Federally-Regulated Consumer Product | Weatherized Non-Condensing Gas | 1089 | 247 |  | 11/21/2023 | 60430 | 212676549 | 12/08/2023
Rheem Sales Company, Inc. | Fujitsu | FF92SV307017M4S | Federally-Regulated Consumer Product | Non-Weatherized, Condensing Ga | 1166 | 246 |  | 09/26/2023 | 70001 | 208676623 | 12/08/2023
Rheem Sales Company, Inc. | Fujitsu | FF95SV510021M4S | Federally-Regulated Consumer Product | Non-Weatherized, Condensing Ga | 2153 | 271 |  | 09/26/2023 | 98911 | 208676633 | 12/08/2023
Rheem Sales Company, Inc. | Fujitsu | FF80TV410017UHSCAAP | Federally-Regulated Consumer Product | Non-Weatherized, Non-Condensin | 1730 | 258 |  | 11/30/2023 | 70020 | 210727897 | 12/08/2023
Rheem Sales Company, Inc. | Fujitsu | FF80TV407517UHSCA*P | Federally-Regulated Consumer Product | Non-Weatherized, Non-Condensin | 1458 | 246 |  | 11/30/2023 | 52564 | 208430087 | 12/08/2023
Rheem Sales Company, Inc. | Fujitsu | FF80TV510021UHSCA*P | Federally-Regulated Consumer Product | Non-Weatherized, Non-Condensin | 1905 | 266 |  | 11/30/2023 | 70000 | 208430090 | 12/08/2023
Rheem Sales Company, Inc. | Fujitsu | FF80TV507521UHSCAAP | Federally-Regulated Consumer Product | Non-Weatherized, Non-Condensin | 1718 | 258 |  | 11/30/2023 | 52500 | 210727895 | 12/08/2023
Rheem Sales Company, Inc. | Fujitsu | FF80TV507521UHSCA*P | Federally-Regulated Consumer Product | Non-Weatherized, Non-Condensin | 1718 | 258 |  | 11/30/2023 | 52500 | 208430088 | 12/08/2023
Rheem Sales Company, Inc. | Fujitsu | FF80TV410017UHSCA*P | Federally-Regulated Consumer Product | Non-Weatherized, Non-Condensin | 1730 | 258 |  | 11/30/2023 | 70020 | 208430089 | 12/08/2023
Rheem Sales Company, Inc. | Fujitsu | RGEA14042AJT101AC | Federally-Regulated Consumer Product | Weatherized Non-Condensing Gas | 1494 | 265 |  | 11/21/2023 | 99609 | 206606690 | 12/08/2023
Rheem Sales Company, Inc. | Fujitsu | FF80TV510021UHSCAAP | Federally-Regulated Consumer Product | Non-Weatherized, Non-Condensin | 1905 | 266 |  | 11/30/2023 | 70000 | 210727898 | 12/08/2023
Rheem Sales Company, Inc. | Fujitsu | FF80ST305014UHSNA*S | Federally-Regulated Consumer Product | Non-Weatherized, Non-Condensin | 1388 | 243 |  | 11/30/2023 | 49660 | 208430066 | 12/08/2023
Rheem Sales Company, Inc. | Fujitsu | FF96TV306017M4SCA*P | Federally-Regulated Consumer Product | Non-Weatherized, Condensing Ga | 1372 | 255 | 255 | 05/25/2022 | 37932 | 208430099 | 12/08/2023
Rheem Sales Company, Inc. | Fujitsu | FF80TV305014UHSCA*P | Federally-Regulated Consumer Product | Non-Weatherized, Non-Condensin | 1318 | 240 |  | 11/21/2023 | 35484 | 208430086 | 12/08/2023
Rheem Sales Company, Inc. | Fujitsu | FF80TV512524UHSCA*P | Federally-Regulated Consumer Product | Non-Weatherized, Non-Condensin | 2073 | 273 |  | 11/30/2023 | 87500 | 208430091 | 12/08/2023
Rheem Sales Company, Inc. | Fujitsu | FF80TV305014UHSCAAP | Federally-Regulated Consumer Product | Non-Weatherized, Non-Condensin | 1318 | 240 |  | 11/21/2023 | 35484 | 210727894 | 12/08/2023
Rheem Sales Company, Inc. | Fujitsu | RGEAZR048AJT08UNA | Federally-Regulated Consumer Product | Weatherized Non-Condensing Gas | 2026 | 288 |  | 12/08/2023 | 80019 | 208699018 | 12/08/2023
Rheem Sales Company, Inc. | Fujitsu | FF80SV510021UHS | Federally-Regulated Consumer Product | Non-Weatherized, Non-Condensin | 2027 | 188 |  | 12/08/2023 | 100725 | 208676638 | 12/08/2023
Rheem Sales Company, Inc. | Fujitsu | RGEAZR024AJT06XNA | Federally-Regulated Consumer Product | Weatherized Non-Condensing Gas | 1270 | 255 |  | 12/08/2023 | 61123 | 208699003 | 12/08/2023
Rheem Sales Company, Inc. | Fujitsu | RGECZR048AJT07**C | Federally-Regulated Consumer Product | Weatherized Non-Condensing Gas | 1873 | 167 |  | 12/08/2023 | 52596 | 210279559 | 12/08/2023
Rheem Sales Company, Inc. | Fujitsu | FF80SV305014UHS | Federally-Regulated Consumer Product | Non-Weatherized, Non-Condensin | 1308 | 184 |  | 12/08/2023 | 50472 | 208676635 | 12/08/2023
Rheem Sales Company, Inc. | Fujitsu | RGEAZR048AJT10UNA | Federally-Regulated Consumer Product | Weatherized Non-Condensing Gas | 1832 | 280 |  | 12/08/2023 | 100370 | 208699020 | 12/08/2023
Rheem Sales Company, Inc. | Fujitsu | FF95ST511524M4S | Federally-Regulated Consumer Product | Non-Weatherized, Condensing Ga | 2041 | 285 |  | 12/08/2023 | 111488 | 208676620 | 12/08/2023
Rheem Sales Company, Inc. | Fujitsu | FF80ST510021UHUNA | Federally-Regulated Consumer Product | Non-Weatherized, Non-Condensin | 2096 | 274 |  | 12/08/2023 | 100583 | 208486672 | 12/08/2023
Rheem Sales Company, Inc. | Fujitsu | FF80SV507521UHNCAAP | Federally-Regulated Consumer Product | Non-Weatherized, Non-Condensin | 1813 | 235 |  | 12/08/2023 | 75573 | 210802784 | 12/08/2023
Rheem Sales Company, Inc. | Fujitsu | RGEAZR036AJT06UNA | Federally-Regulated Consumer Product | Weatherized Non-Condensing Gas | 1434 | 262 |  | 12/08/2023 | 60723 | 208699010 | 12/08/2023
Rheem Sales Company, Inc. | Fujitsu | RGEAZR024AJT061NA | Federally-Regulated Consumer Product | Weatherized Non-Condensing Gas | 1270 | 255 |  | 12/08/2023 | 61123 | 208698986 | 12/08/2023
Rheem Sales Company, Inc. | Fujitsu | FF97MV307017DHS*A | Federally-Regulated Consumer Product | Non-Weatherized, Condensing Ga | 1282 | 251 |  | 12/08/2023 | 28494 | 208157103 | 12/08/2023
Rheem Sales Company, Inc. | Fujitsu | RGEAZR048AJT10XNA | Federally-Regulated Consumer Product | Weatherized Non-Condensing Gas | 2001 | 287 |  | 12/08/2023 | 101705 | 208699021 | 12/08/2023
Rheem Sales Company, Inc. | Fujitsu | FF80SV510021DZSCAAP | Federally-Regulated Consumer Product | Non-Weatherized, Non-Condensin | 2095 | 257 |  | 12/08/2023 | 100302 | 210727890 | 12/08/2023
Rheem Sales Company, Inc. | Fujitsu | FF80SV305014DZNCAAP | Federally-Regulated Consumer Product | Non-Weatherized, Non-Condensin | 2163 | 277 |  | 12/08/2023 | 51119 | 210727879 | 12/08/2023
Rheem Sales Company, Inc. | Fujitsu | RGECZT048AJT12**C | Federally-Regulated Consumer Product | Weatherized Non-Condensing Gas | 1902 | 259 |  | 12/08/2023 | 84032 | 212631799 | 12/08/2023
Rheem Sales Company, Inc. | Fujitsu | FF80SV507521DZNCAAP | Federally-Regulated Consumer Product | Non-Weatherized, Non-Condensin | 2163 | 277 |  | 12/08/2023 | 75029 | 210727885 | 12/08/2023
Rheem Sales Company, Inc. | Fujitsu | RGEAZR024AJT081NA | Federally-Regulated Consumer Product | Weatherized Non-Condensing Gas | 1202 | 252 |  | 12/08/2023 | 79659 | 208698987 | 12/08/2023
Rheem Sales Company, Inc. | Fujitsu | RGECZR060AJT12**C | Federally-Regulated Consumer Product | Weatherized Non-Condensing Gas | 2183 | 266 |  | 12/08/2023 | 83968 | 210279562 | 12/08/2023
Rheem Sales Company, Inc. | Fujitsu | FF80SV407517UHNCAAP | Federally-Regulated Consumer Product | Non-Weatherized, Non-Condensin | 1830 | 223 |  | 12/08/2023 | 75693 | 210802783 | 12/08/2023
Rheem Sales Company, Inc. | Fujitsu | RGEAZR060AJT08XNA | Federally-Regulated Consumer Product | Weatherized Non-Condensing Gas | 2041 | 289 |  | 12/08/2023 | 79422 | 208699022 | 12/08/2023
Rheem Sales Company, Inc. | Fujitsu | FF80ST407017UHUNA | Federally-Regulated Consumer Product | Non-Weatherized, Non-Condensin | 1823 | 262 |  | 12/08/2023 | 70109 | 208486670 | 12/08/2023
Rheem Sales Company, Inc. | Fujitsu | RGEAZR030AJT04XNA | Federally-Regulated Consumer Product | Weatherized Non-Condensing Gas | 1342 | 258 |  | 12/08/2023 | 39842 | 208699006 | 12/08/2023
Rheem Sales Company, Inc. | Fujitsu | FF80SV407517DZNCAAP | Federally-Regulated Consumer Product | Non-Weatherized, Non-Condensin | 1680 | 255 |  | 12/08/2023 | 76001 | 210727882 | 12/08/2023
Rheem Sales Company, Inc. | Fujitsu | FF80TV512524DZSCAAP | Federally-Regulated Consumer Product | Non-Weatherized, Non-Condensin | 2179 | 278 |  | 12/08/2023 | 86625 | 211873321 | 12/08/2023
Rheem Sales Company, Inc. | Fujitsu | RGEAZR042AJT08UNA | Federally-Regulated Consumer Product | Weatherized Non-Condensing Gas | 1635 | 271 |  | 12/08/2023 | 80943 | 208699015 | 12/08/2023
Rheem Sales Company, Inc. | Fujitsu | FF97MV306017DHS*A | Federally-Regulated Consumer Product | Non-Weatherized, Condensing Ga | 1327 | 253 |  | 12/08/2023 | 22218 | 208157102 | 12/08/2023
Rheem Sales Company, Inc. | Fujitsu | FF80ST405017UHUNA | Federally-Regulated Consumer Product | Non-Weatherized, Non-Condensin | 1502 | 248 |  | 12/08/2023 | 50342 | 208486668 | 12/08/2023
Rheem Sales Company, Inc. | Fujitsu | FF80SV405017UHSCAAP | Federally-Regulated Consumer Product | Non-Weatherized, Non-Condensin | 1682 | 256 |  | 12/08/2023 | 50501 | 211873306 | 12/08/2023
Rheem Sales Company, Inc. | Fujitsu | RGEAZR036AJT081NA | Federally-Regulated Consumer Product | Weatherized Non-Condensing Gas | 1387 | 260 |  | 12/08/2023 | 80632 | 208698992 | 12/08/2023
Rheem Sales Company, Inc. | Fujitsu | FF80TV405017UHSCAAP | Federally-Regulated Consumer Product | Non-Weatherized, Non-Condensin | 1712 | 257 |  | 12/08/2023 | 34534 | 211873313 | 12/08/2023
Rheem Sales Company, Inc. | Fujitsu | FF80SV407017UHUCAAP | Federally-Regulated Consumer Product | Non-Weatherized, Non-Condensin | 1723 | 258 |  | 12/08/2023 | 70568 | 211873308 | 12/08/2023
Rheem Sales Company, Inc. | Fujitsu | RGEAZR036AJT061NA | Federally-Regulated Consumer Product | Weatherized Non-Condensing Gas | 1259 | 254 |  | 12/08/2023 | 58986 | 208698991 | 12/08/2023
Rheem Sales Company, Inc. | Fujitsu | FF80TV515024UHSCAAP | Federally-Regulated Consumer Product | Non-Weatherized, Non-Condensin | 2092 | 274 |  | 12/08/2023 | 104565 | 210727900 | 12/08/2023
Rheem Sales Company, Inc. | Fujitsu | RGEAZR048AJT101NA | Federally-Regulated Consumer Product | Weatherized Non-Condensing Gas | 2001 | 287 |  | 12/08/2023 | 101705 | 208698997 | 12/08/2023
Rheem Sales Company, Inc. | Fujitsu | RGEAZR024AJT04XNA | Federally-Regulated Consumer Product | Weatherized Non-Condensing Gas | 1205 | 252 |  | 12/08/2023 | 40798 | 208699001 | 12/08/2023
Rheem Sales Company, Inc. | Fujitsu | FF80SV510021UHUCAAP | Federally-Regulated Consumer Product | Non-Weatherized, Non-Condensin | 1966 | 269 |  | 12/08/2023 | 97612 | 211873309 | 12/08/2023
Rheem Sales Company, Inc. | Fujitsu | FF80SV512524DZSCAAP | Federally-Regulated Consumer Product | Non-Weatherized, Non-Condensin | 2075 | 273 |  | 12/08/2023 | 124289 | 210727893 | 12/08/2023
Rheem Sales Company, Inc. | Fujitsu | RGEAZR060AJT081NA | Federally-Regulated Consumer Product | Weatherized Non-Condensing Gas | 2041 | 289 |  | 12/08/2023 | 79422 | 208698998 | 12/08/2023
Rheem Sales Company, Inc. | Fujitsu | FF80ST405017UHNNAAS | Federally-Regulated Consumer Product | Non-Weatherized, Non-Condensin | 1517 | 249 |  | 12/08/2023 | 50545 | 211873303 | 12/08/2023
Rheem Sales Company, Inc. | Fujitsu | FF80SV407517UHS | Federally-Regulated Consumer Product | Non-Weatherized, Non-Condensin | 1830 | 223 |  | 12/08/2023 | 75693 | 208676636 | 12/08/2023
Rheem Sales Company, Inc. | Fujitsu | FF97MV508521DHS*A | Federally-Regulated Consumer Product | Non-Weatherized, Condensing Ga | 2138 | 289 |  | 12/08/2023 | 33549 | 208157104 | 12/08/2023
Rheem Sales Company, Inc. | Fujitsu | FF96TV307017M4SCA*P | Federally-Regulated Consumer Product | Non-Weatherized, Condensing Ga | 1290 | 252 |  | 12/08/2023 | 48940 | 208430100 | 12/08/2023
Rheem Sales Company, Inc. | Fujitsu | RGEAZR030AJT081NA | Federally-Regulated Consumer Product | Weatherized Non-Condensing Gas | 1216 | 253 |  | 12/08/2023 | 80365 | 208698990 | 12/08/2023
Rheem Sales Company, Inc. | Fujitsu | RGEAZR024AJT06UNA | Federally-Regulated Consumer Product | Weatherized Non-Condensing Gas | 1236 | 253 |  | 12/08/2023 | 61566 | 208699002 | 12/08/2023
Rheem Sales Company, Inc. | Fujitsu | RGECZR036AJT10**C | Federally-Regulated Consumer Product | Weatherized Non-Condensing Gas | 1576 | 218 |  | 12/08/2023 | 100764 | 210279558 | 12/08/2023
Rheem Sales Company, Inc. | Fujitsu | FF80TV507521DZSCAAP | Federally-Regulated Consumer Product | Non-Weatherized, Non-Condensin | 2041 | 272 |  | 12/08/2023 | 52592 | 211873317 | 12/08/2023
Rheem Sales Company, Inc. | Fujitsu | FF80SV507521UHS | Federally-Regulated Consumer Product | Non-Weatherized, Non-Condensin | 1813 | 235 |  | 12/08/2023 | 75573 | 208676637 | 12/08/2023
Rheem Sales Company, Inc. | Fujitsu | RGEAZR042AJT101NA | Federally-Regulated Consumer Product | Weatherized Non-Condensing Gas | 1774 | 277 |  | 12/08/2023 | 100987 | 208698995 | 12/08/2023
Rheem Sales Company, Inc. | Fujitsu | FF95ST306017M4S | Federally-Regulated Consumer Product | Non-Weatherized, Condensing Ga | 1156 | 246 |  | 12/08/2023 | 55624 | 208676615 | 12/08/2023
Rheem Sales Company, Inc. | Fujitsu | FF80TV405017UHNCAAP | Federally-Regulated Consumer Product | Non-Weatherized, Non-Condensin | 1712 | 257 |  | 12/08/2023 | 34534 | 211873312 | 12/08/2023
Rheem Sales Company, Inc. | Fujitsu | RGEAZR030AJT061NA | Federally-Regulated Consumer Product | Weatherized Non-Condensing Gas | 1342 | 258 |  | 12/08/2023 | 61240 | 208698989 | 12/08/2023
Rheem Sales Company, Inc. | Fujitsu | RGEAZR060AJT10UNA | Federally-Regulated Consumer Product | Weatherized Non-Condensing Gas | 1911 | 283 |  | 12/08/2023 | 99261 | 208699023 | 12/08/2023
Rheem Sales Company, Inc. | Fujitsu | RGEAZR060AJT101NA | Federally-Regulated Consumer Product | Weatherized Non-Condensing Gas | 2131 | 293 |  | 12/08/2023 | 101980 | 208698999 | 12/08/2023
Rheem Sales Company, Inc. | Fujitsu | RGEAZR030AJT04UNA | Federally-Regulated Consumer Product | Weatherized Non-Condensing Gas | 1189 | 251 |  | 12/08/2023 | 39887 | 208699005 | 12/08/2023
Rheem Sales Company, Inc. | Fujitsu | RGEAZR030AJT06UNA | Federally-Regulated Consumer Product | Weatherized Non-Condensing Gas | 1125 | 248 |  | 12/08/2023 | 60094 | 208699007 | 12/08/2023
Rheem Sales Company, Inc. | Fujitsu | RGECZR060AJT07**C | Federally-Regulated Consumer Product | Weatherized Non-Condensing Gas | 2336 | 182 |  | 12/08/2023 | 52310 | 210279561 | 12/08/2023
Rheem Sales Company, Inc. | Fujitsu | FF80TV507521DZNCAAP | Federally-Regulated Consumer Product | Non-Weatherized, Non-Condensin | 2041 | 272 |  | 12/08/2023 | 52592 | 211873316 | 12/08/2023
Rheem Sales Company, Inc. | Fujitsu | RGECZR036AJT07**C | Federally-Regulated Consumer Product | Weatherized Non-Condensing Gas | 1475 | 165 |  | 12/08/2023 | 53157 | 208503410 | 12/08/2023
Rheem Sales Company, Inc. | Fujitsu | RGEAZR042AJT08XNA | Federally-Regulated Consumer Product | Weatherized Non-Condensing Gas | 1820 | 279 |  | 12/08/2023 | 81578 | 208699016 | 12/08/2023
Rheem Sales Company, Inc. | Fujitsu | RGECZT048AJT07**C | Federally-Regulated Consumer Product | Weatherized Non-Condensing Gas | 1873 | 167 |  | 12/08/2023 | 52596 | 212631798 | 12/08/2023
Rheem Sales Company, Inc. | Fujitsu | RGEAZR030AJT06XNA | Federally-Regulated Consumer Product | Weatherized Non-Condensing Gas | 1342 | 258 |  | 12/08/2023 | 61240 | 208699008 | 12/08/2023
Rheem Sales Company, Inc. | Fujitsu | FF80ST405017UHSNAAS | Federally-Regulated Consumer Product | Non-Weatherized, Non-Condensin | 1517 | 249 |  | 12/08/2023 | 50545 | 211873304 | 12/08/2023
Rheem Sales Company, Inc. | Fujitsu | FF80ST307517DZSNA*S | Federally-Regulated Consumer Product | Non-Weatherized, Non-Condensin | 1253 | 237 |  | 12/08/2023 | 74903 | 208430077 | 12/08/2023
Rheem Sales Company, Inc. | Fujitsu | FF80TV510021DZSCAAP | Federally-Regulated Consumer Product | Non-Weatherized, Non-Condensin | 2120 | 275 |  | 12/08/2023 | 69817 | 211873319 | 12/08/2023
Rheem Sales Company, Inc. | Fujitsu | RGEAZR042AJT081NA | Federally-Regulated Consumer Product | Weatherized Non-Condensing Gas | 1820 | 279 |  | 12/08/2023 | 81578 | 208698994 | 12/08/2023
Rheem Sales Company, Inc. | Fujitsu | RGEAZR042AJT10XNA | Federally-Regulated Consumer Product | Weatherized Non-Condensing Gas | 1774 | 277 |  | 12/08/2023 | 100987 | 208699017 | 12/08/2023
Rheem Sales Company, Inc. | Fujitsu | RGEAZR030AJT041NA | Federally-Regulated Consumer Product | Weatherized Non-Condensing Gas | 1342 | 258 |  | 12/08/2023 | 39842 | 208698988 | 12/08/2023
Rheem Sales Company, Inc. | Fujitsu | RGEAZR036AJT06XNA | Federally-Regulated Consumer Product | Weatherized Non-Condensing Gas | 1259 | 254 |  | 12/08/2023 | 58986 | 208699011 | 12/08/2023
Rheem Sales Company, Inc. | Fujitsu | FF80SV405017UHNCAAP | Federally-Regulated Consumer Product | Non-Weatherized, Non-Condensin | 1682 | 256 |  | 12/08/2023 | 50501 | 211873305 | 12/08/2023
Rheem Sales Company, Inc. | Fujitsu | FF96TV508521M4SCA*P | Federally-Regulated Consumer Product | Non-Weatherized, Condensing Ga | 1947 | 281 |  | 12/08/2023 | 58053 | 208430102 | 12/08/2023
Rheem Sales Company, Inc. | Fujitsu | FF80SV407517DZSCAAP | Federally-Regulated Consumer Product | Non-Weatherized, Non-Condensin | 1680 | 255 |  | 12/08/2023 | 76001 | 210727884 | 12/08/2023
Rheem Sales Company, Inc. | Fujitsu | FF80TV305014DZSCAAP | Federally-Regulated Consumer Product | Non-Weatherized, Non-Condensin | 1250 | 237 |  | 12/08/2023 | 34844 | 211873311 | 12/08/2023
Rheem Sales Company, Inc. | Fujitsu | RGEAZR030AJT08XNA | Federally-Regulated Consumer Product | Weatherized Non-Condensing Gas | 1216 | 253 |  | 12/08/2023 | 80365 | 208699009 | 12/08/2023
Rheem Sales Company, Inc. | Fujitsu | FF80TV512524DZNCAAP | Federally-Regulated Consumer Product | Non-Weatherized, Non-Condensin | 2179 | 278 |  | 12/08/2023 | 86625 | 211873320 | 12/08/2023
Rheem Sales Company, Inc. | Fujitsu | RGEAZR024AJT041NA | Federally-Regulated Consumer Product | Weatherized Non-Condensing Gas | 1205 | 252 |  | 12/08/2023 | 40798 | 208698985 | 12/08/2023
Rheem Sales Company, Inc. | Fujitsu | RGEAZR060AJT10XNA | Federally-Regulated Consumer Product | Weatherized Non-Condensing Gas | 2131 | 293 |  | 12/08/2023 | 101980 | 208699024 | 12/08/2023
Rheem Sales Company, Inc. | Fujitsu | FF80TV305014DZNCAAP | Federally-Regulated Consumer Product | Non-Weatherized, Non-Condensin | 1250 | 237 |  | 12/08/2023 | 34844 | 211873310 | 12/08/2023
Rheem Sales Company, Inc. | Fujitsu | RGEAZR036AJT08UNA | Federally-Regulated Consumer Product | Weatherized Non-Condensing Gas | 1382 | 260 |  | 12/08/2023 | 80891 | 208699012 | 12/08/2023
Rheem Sales Company, Inc. | Fujitsu | FF80SV305014UHNCAAP | Federally-Regulated Consumer Product | Non-Weatherized, Non-Condensin | 1308 | 184 |  | 12/08/2023 | 50472 | 210802781 | 12/08/2023
Rheem Sales Company, Inc. | Fujitsu | RGEAZR036AJT08XNA | Federally-Regulated Consumer Product | Weatherized Non-Condensing Gas | 1387 | 260 |  | 12/08/2023 | 80632 | 208699013 | 12/08/2023
Rheem Sales Company, Inc. | Fujitsu | FF80SV507521DZSCAAP | Federally-Regulated Consumer Product | Non-Weatherized, Non-Condensin | 2163 | 277 |  | 12/08/2023 | 75029 | 210727887 | 12/08/2023
Rheem Sales Company, Inc. | Fujitsu | FF80SV512524UHNCAAP | Federally-Regulated Consumer Product | Non-Weatherized, Non-Condensin | 2076 | 258 |  | 12/08/2023 | 124802 | 210802788 | 12/08/2023
Rheem Sales Company, Inc. | Fujitsu | FF80SV512524UHS | Federally-Regulated Consumer Product | Non-Weatherized, Non-Condensin | 2076 | 258 |  | 12/08/2023 | 124802 | 208676639 | 12/08/2023
Rheem Sales Company, Inc. | Fujitsu | FF80SV305014DZSCAAP | Federally-Regulated Consumer Product | Non-Weatherized, Non-Condensin | 1295 | 239 |  | 12/08/2023 | 51119 | 210727881 | 12/08/2023
Rheem Sales Company, Inc. | Fujitsu | FF95ST304017M4S | Federally-Regulated Consumer Product | Non-Weatherized, Condensing Ga | 1107 | 244 |  | 12/08/2023 | 41877 | 208676614 | 12/08/2023
Rheem Sales Company, Inc. | Fujitsu | FF80SV512524DZNCAAP | Federally-Regulated Consumer Product | Non-Weatherized, Non-Condensin | 2075 | 273 |  | 12/08/2023 | 124289 | 210727892 | 12/08/2023
Rheem Sales Company, Inc. | Fujitsu | RGEAZR036AJT101NA | Federally-Regulated Consumer Product | Weatherized Non-Condensing Gas | 1380 | 260 |  | 12/08/2023 | 100130 | 208698993 | 12/08/2023
Rheem Sales Company, Inc. | Fujitsu | RGEAZR024AJT08XNA | Federally-Regulated Consumer Product | Weatherized Non-Condensing Gas | 1202 | 252 |  | 12/08/2023 | 79659 | 208699004 | 12/08/2023
Rheem Sales Company, Inc. | Fujitsu | FF80TV407517DZSCAAP | Federally-Regulated Consumer Product | Non-Weatherized, Non-Condensin | 1628 | 254 |  | 12/08/2023 | 52707 | 211873315 | 12/08/2023
Rheem Sales Company, Inc. | Fujitsu | FF80SV510021DZNCAAP | Federally-Regulated Consumer Product | Non-Weatherized, Non-Condensin | 2095 | 257 |  | 12/08/2023 | 100302 | 210727889 | 12/08/2023
Rheem Sales Company, Inc. | Fujitsu | RGEAZR048AJT08XNA | Federally-Regulated Consumer Product | Weatherized Non-Condensing Gas | 1847 | 280 |  | 12/08/2023 | 80515 | 208699019 | 12/08/2023
Rheem Sales Company, Inc. | Fujitsu | RGEAZR036AJT10XNA | Federally-Regulated Consumer Product | Weatherized Non-Condensing Gas | 1380 | 260 |  | 12/08/2023 | 100130 | 208699014 | 12/08/2023
Rheem Sales Company, Inc. | Fujitsu | RGEAZR024AJT04UNA | Federally-Regulated Consumer Product | Weatherized Non-Condensing Gas | 1181 | 251 |  | 12/08/2023 | 40068 | 208699000 | 12/08/2023
Rheem Sales Company, Inc. | Fujitsu | RGECZR048AJT12**C | Federally-Regulated Consumer Product | Weatherized Non-Condensing Gas | 1902 | 259 |  | 12/08/2023 | 84032 | 210279560 | 12/08/2023
Rheem Sales Company, Inc. | Fujitsu | RGEAZR048AJT081NA | Federally-Regulated Consumer Product | Weatherized Non-Condensing Gas | 1847 | 280 |  | 12/08/2023 | 80515 | 208698996 | 12/08/2023
Rheem Sales Company, Inc. | Fujitsu | FF80TV515024UHSCA*P | Federally-Regulated Consumer Product | Non-Weatherized, Non-Condensin | 2092 | 274 |  | 12/08/2023 | 104565 | 208430105 | 12/08/2023
Rheem Sales Company, Inc. | Fujitsu | FF80SV405017UHUCAAP | Federally-Regulated Consumer Product | Non-Weatherized, Non-Condensin | 1376 | 243 |  | 12/08/2023 | 50203 | 211873307 | 12/08/2023
Rheem Sales Company, Inc. | Fujitsu | FF80TV407517DZNCAAP | Federally-Regulated Consumer Product | Non-Weatherized, Non-Condensin | 1628 | 254 |  | 12/08/2023 | 52707 | 211873314 | 12/08/2023
Rheem Sales Company, Inc. | Fujitsu | FF80SV510021UHNCAAP | Federally-Regulated Consumer Product | Non-Weatherized, Non-Condensin | 2027 | 188 |  | 12/08/2023 | 100725 | 210802786 | 12/08/2023
Rheem Sales Company, Inc. | DURASTAR | DR80UHAT0501417U | Federally-Regulated Consumer Product | Non-Weatherized, Non-Condensin | 1502 | 248 |  | 12/05/2023 | 50342 | 208486662 | 12/08/2023
Rheem Sales Company, Inc. | DURASTAR | DR96M4AW0852521S | Federally-Regulated Consumer Product | Non-Weatherized, Condensing Ga | 1947 | 281 |  | 05/25/2023 | 58053 | 208430145 | 12/08/2023
Rheem Sales Company, Inc. | DURASTAR | DR80UHAW0701417UAB | Federally-Regulated Consumer Product | Non-Weatherized, Non-Condensin | 1723 | 258 |  | 11/21/2023 | 70568 | 212675824 | 12/08/2023
Rheem Sales Company, Inc. | DURASTAR | DR80DZAT1251524N | Federally-Regulated Consumer Product | Non-Weatherized, Non-Condensin | 1835 | 263 |  | 05/25/2023 | 124389 | 208430128 | 12/08/2023
Rheem Sales Company, Inc. | DURASTAR | DR80UHAW0501314NAB | Federally-Regulated Consumer Product | Non-Weatherized, Non-Condensin | 1308 | 184 |  | 11/21/2023 | 50472 | 210802622 | 12/08/2023
Rheem Sales Company, Inc. | DURASTAR | DR80UHAT1001521N | Federally-Regulated Consumer Product | Non-Weatherized, Non-Condensin | 1812 | 262 |  | 05/25/2023 | 99863 | 208430117 | 12/08/2023
Rheem Sales Company, Inc. | DURASTAR | DR95M4AW1151524S | Federally-Regulated Consumer Product | Non-Weatherized, Condensing Ga | 2137 | 231 |  | 09/26/2023 | 111605 | 208676601 | 12/08/2023
Rheem Sales Company, Inc. | DURASTAR | DR80UHAW1501524NAB | Federally-Regulated Consumer Product | Non-Weatherized, Non-Condensin | 2440 | 249 |  | 11/21/2023 | 150642 | 213351384 | 12/08/2023
Rheem Sales Company, Inc. | DURASTAR | DR80UHAW1252524N | Federally-Regulated Consumer Product | Non-Weatherized, Non-Condensin | 2073 | 273 |  | 05/25/2023 | 87500 | 208430140 | 12/08/2023
Rheem Sales Company, Inc. | DURASTAR | DR80UHAW1001417NAB | Federally-Regulated Consumer Product | Non-Weatherized, Non-Condensin | 1896 | 204 |  | 11/21/2023 | 99142 | 213351382 | 12/08/2023
Rheem Sales Company, Inc. | DURASTAR | DR80DZAW1001521SAB | Federally-Regulated Consumer Product | Non-Weatherized, Non-Condensin | 2095 | 257 |  | 11/21/2023 | 100302 | 210727811 | 12/08/2023
Rheem Sales Company, Inc. | DURASTAR | DR80DZAW0751521SAB | Federally-Regulated Consumer Product | Non-Weatherized, Non-Condensin | 2163 | 277 |  | 11/21/2023 | 75029 | 210727809 | 12/08/2023
Rheem Sales Company, Inc. | DURASTAR | DR95M4AT1151524S | Federally-Regulated Consumer Product | Non-Weatherized, Condensing Ga | 2041 | 285 |  | 11/30/2023 | 111488 | 208676594 | 12/08/2023
Rheem Sales Company, Inc. | DURASTAR | DR80UHAW0501314S | Federally-Regulated Consumer Product | Non-Weatherized, Non-Condensin | 1308 | 184 |  | 11/21/2023 | 50472 | 208676602 | 12/08/2023
Rheem Sales Company, Inc. | DURASTAR | DR80UHAT0501314N | Federally-Regulated Consumer Product | Non-Weatherized, Non-Condensin | 1388 | 243 |  | 05/25/2023 | 49660 | 208430114 | 12/08/2023
Rheem Sales Company, Inc. | DURASTAR | DR80UHAW0501417NAB | Federally-Regulated Consumer Product | Non-Weatherized, Non-Condensin | 1682 | 256 |  | 12/05/2023 | 50501 | 211873038 | 12/08/2023
Rheem Sales Company, Inc. | DURASTAR | DR80DZAW1252524NAB | Federally-Regulated Consumer Product | Non-Weatherized, Non-Condensin | 2179 | 278 |  | 12/05/2023 | 86625 | 211873051 | 12/08/2023
Rheem Sales Company, Inc. | DURASTAR | DR80UHAW1002417N | Federally-Regulated Consumer Product | Non-Weatherized, Non-Condensin | 1730 | 258 |  | 05/25/2023 | 70020 | 208430138 | 12/08/2023
Rheem Sales Company, Inc. | DURASTAR | DR80DZAT0751521N | Federally-Regulated Consumer Product | Non-Weatherized, Non-Condensin | 1883 | 265 |  | 05/25/2023 | 75029 | 208430126 | 12/08/2023
Rheem Sales Company, Inc. | DURASTAR | DR80UHAW1002521SAB | Federally-Regulated Consumer Product | Non-Weatherized, Non-Condensin | 1905 | 266 |  | 05/25/2023 | 70000 | 210727817 | 12/08/2023
Rheem Sales Company, Inc. | DURASTAR | DR80UHAT0751421N | Federally-Regulated Consumer Product | Non-Weatherized, Non-Condensin | 1634 | 254 |  | 05/25/2023 | 75736 | 208430116 | 12/08/2023
Rheem Sales Company, Inc. | DURASTAR | DR95M4AT0601317S | Federally-Regulated Consumer Product | Non-Weatherized, Condensing Ga | 1156 | 246 |  | 11/30/2023 | 55624 | 208676589 | 12/08/2023
Rheem Sales Company, Inc. | DURASTAR | DR80DZAW1002521NAB | Federally-Regulated Consumer Product | Non-Weatherized, Non-Condensin | 2120 | 275 |  | 12/05/2023 | 69817 | 211873049 | 12/08/2023
Rheem Sales Company, Inc. | DURASTAR | DR80UHAT1001417SAN | Federally-Regulated Consumer Product | Non-Weatherized, Non-Condensin | 1448 | 212 |  | 11/21/2023 | 98573 | 213351377 | 12/08/2023
Rheem Sales Company, Inc. | DURASTAR | DR80UHAW1251524NAB | Federally-Regulated Consumer Product | Non-Weatherized, Non-Condensin | 2076 | 258 |  | 11/21/2023 | 124802 | 210802628 | 12/08/2023
Rheem Sales Company, Inc. | DURASTAR | DR80UHAW0751417S | Federally-Regulated Consumer Product | Non-Weatherized, Non-Condensin | 1830 | 223 |  | 11/21/2023 | 75693 | 208676603 | 12/08/2023
Rheem Sales Company, Inc. | DURASTAR | DR95M4AT0401317S | Federally-Regulated Consumer Product | Non-Weatherized, Condensing Ga | 1292 | 228 |  | 05/25/2023 | 42494 | 208676588 | 12/08/2023
Rheem Sales Company, Inc. | DURASTAR | DR80UHAW1002521N | Federally-Regulated Consumer Product | Non-Weatherized, Non-Condensin | 1905 | 266 |  | 05/25/2023 | 70000 | 208430139 | 12/08/2023
Rheem Sales Company, Inc. | DURASTAR | DR80UHAW0502314N | Federally-Regulated Consumer Product | Non-Weatherized, Non-Condensin | 1318 | 240 |  | 05/25/2023 | 35484 | 208430135 | 12/08/2023
Rheem Sales Company, Inc. | DURASTAR | DR96M4AW1002521S | Federally-Regulated Consumer Product | Non-Weatherized, Condensing Ga | 1858 | 277 |  | 05/25/2023 | 68679 | 208430146 | 12/08/2023
Rheem Sales Company, Inc. | DURASTAR | DR80UHAW1251524S | Federally-Regulated Consumer Product | Non-Weatherized, Non-Condensin | 2076 | 258 |  | 11/21/2023 | 124802 | 208676606 | 12/08/2023
Rheem Sales Company, Inc. | DURASTAR | DR80DZAW1251524SAB | Federally-Regulated Consumer Product | Non-Weatherized, Non-Condensin | 2075 | 273 |  | 11/21/2023 | 124289 | 210727813 | 12/08/2023
Rheem Sales Company, Inc. | DURASTAR | DR80UHAT0501417SAN | Federally-Regulated Consumer Product | Non-Weatherized, Non-Condensin | 1517 | 249 |  | 11/21/2023 | 50545 | 211873037 | 12/08/2023
Rheem Sales Company, Inc. | DURASTAR | DR80UHAW1502524N | Federally-Regulated Consumer Product | Non-Weatherized, Non-Condensin | 2092 | 274 |  | 05/25/2023 | 104565 | 208430149 | 12/08/2023
Rheem Sales Company, Inc. | DURASTAR | DR80UHAW1001521UAB | Federally-Regulated Consumer Product | Non-Weatherized, Non-Condensin | 1966 | 269 |  | 11/21/2023 | 97612 | 212675825 | 12/08/2023
Rheem Sales Company, Inc. | DURASTAR | DR95UHAW0601317UAB | Federally-Regulated Consumer Product | Non-Weatherized, Condensing Ga | 1246 | 250 |  | 11/21/2023 | 56140 | 212922388 | 12/08/2023
Rheem Sales Company, Inc. | DURASTAR | DR80UHAW0752521SAB | Federally-Regulated Consumer Product | Non-Weatherized, Non-Condensin | 1718 | 258 |  | 05/25/2023 | 52500 | 210727815 | 12/08/2023
Rheem Sales Company, Inc. | DURASTAR | DR80DZAW1251524NAB | Federally-Regulated Consumer Product | Non-Weatherized, Non-Condensin | 2075 | 273 |  | 12/05/2023 | 124289 | 210727812 | 12/08/2023
Rheem Sales Company, Inc. | DURASTAR | DR80DZAW1002521SAB | Federally-Regulated Consumer Product | Non-Weatherized, Non-Condensin | 2120 | 275 |  | 11/21/2023 | 69817 | 211873050 | 12/08/2023
Rheem Sales Company, Inc. | DURASTAR | DR96M4AW0702317S | Federally-Regulated Consumer Product | Non-Weatherized, Condensing Ga | 1290 | 252 |  | 05/25/2023 | 48940 | 208430143 | 12/08/2023
Rheem Sales Company, Inc. | DURASTAR | DR95M4AW0401317S | Federally-Regulated Consumer Product | Non-Weatherized, Condensing Ga | 1156 | 246 |  | 11/30/2023 | 55624 | 208676595 | 12/08/2023
Rheem Sales Company, Inc. | DURASTAR | DR80DZAT0751317S | Federally-Regulated Consumer Product | Non-Weatherized, Non-Condensin | 1253 | 237 |  | 11/30/2023 | 74903 | 208430120 | 12/08/2023
Rheem Sales Company, Inc. | DURASTAR | DR80UHAW0501417SAB | Federally-Regulated Consumer Product | Non-Weatherized, Non-Condensin | 1682 | 256 |  | 11/21/2023 | 50501 | 211873039 | 12/08/2023
Rheem Sales Company, Inc. | DURASTAR | DR80DZAW1252524SAB | Federally-Regulated Consumer Product | Non-Weatherized, Non-Condensin | 2179 | 278 |  | 11/21/2023 | 86625 | 211873447 | 12/08/2023
Rheem Sales Company, Inc. | DURASTAR | DR80DZAW0751521NAB | Federally-Regulated Consumer Product | Non-Weatherized, Non-Condensin | 2163 | 277 |  | 12/05/2023 | 75029 | 210727808 | 12/08/2023
Rheem Sales Company, Inc. | DURASTAR | DR80UHAW0751417NAB | Federally-Regulated Consumer Product | Non-Weatherized, Non-Condensin | 1830 | 223 |  | 11/21/2023 | 75693 | 210802624 | 12/08/2023
Rheem Sales Company, Inc. | DURASTAR | DR80UHAT1001521U | Federally-Regulated Consumer Product | Non-Weatherized, Non-Condensin | 2096 | 274 |  | 12/05/2023 | 100583 | 208486666 | 12/08/2023
Rheem Sales Company, Inc. | DURASTAR | DR80UHAW1001521NAB | Federally-Regulated Consumer Product | Non-Weatherized, Non-Condensin | 2027 | 188 |  | 11/21/2023 | 100725 | 210802626 | 12/08/2023
Rheem Sales Company, Inc. | DURASTAR | DR80UHAT1001417NAN | Federally-Regulated Consumer Product | Non-Weatherized, Non-Condensin | 1448 | 212 |  | 11/21/2023 | 98573 | 213351378 | 12/08/2023
Rheem Sales Company, Inc. | DURASTAR | DR80DZAT0501314N | Federally-Regulated Consumer Product | Non-Weatherized, Non-Condensin | 1223 | 236 |  | 05/25/2023 | 51119 | 208430124 | 12/08/2023
Rheem Sales Company, Inc. | DURASTAR | DR80UHAW1501524SAB | Federally-Regulated Consumer Product | Non-Weatherized, Non-Condensin | 2440 | 249 |  | 11/21/2023 | 150642 | 213351383 | 12/08/2023
Rheem Sales Company, Inc. | DURASTAR | DR80UHAW0752417N | Federally-Regulated Consumer Product | Non-Weatherized, Non-Condensin | 1458 | 246 |  | 05/25/2023 | 52564 | 208430136 | 12/08/2023
Rheem Sales Company, Inc. | DURASTAR | DR80UHAW1001521S | Federally-Regulated Consumer Product | Non-Weatherized, Non-Condensin | 2027 | 188 |  | 11/21/2023 | 100725 | 208676605 | 12/08/2023
Rheem Sales Company, Inc. | DURASTAR | DR80UHAW0752521N | Federally-Regulated Consumer Product | Non-Weatherized, Non-Condensin | 1718 | 258 |  | 05/25/2023 | 52500 | 208430137 | 12/08/2023
Rheem Sales Company, Inc. | DURASTAR | DR95UHAW0401317UAB | Federally-Regulated Consumer Product | Non-Weatherized, Condensing Ga | 1335 | 254 |  | 11/21/2023 | 42103 | 212922387 | 12/08/2023
Rheem Sales Company, Inc. | DURASTAR | DR80DZAW0502314NAB | Federally-Regulated Consumer Product | Non-Weatherized, Non-Condensin | 1250 | 237 |  | 12/05/2023 | 34844 | 211873040 | 12/08/2023
Rheem Sales Company, Inc. | DURASTAR | DR80DZAW0502314SAB | Federally-Regulated Consumer Product | Non-Weatherized, Non-Condensin | 1250 | 237 |  | 11/21/2023 | 34844 | 211873041 | 12/08/2023
Rheem Sales Company, Inc. | DURASTAR | DR80UHAT0501417NAN | Federally-Regulated Consumer Product | Non-Weatherized, Non-Condensin | 1517 | 249 |  | 12/05/2023 | 50545 | 211873036 | 12/08/2023
Rheem Sales Company, Inc. | DURASTAR | DR80DZAT1001521N | Federally-Regulated Consumer Product | Non-Weatherized, Non-Condensin | 1895 | 265 |  | 05/25/2023 | 100302 | 208430127 | 12/08/2023
Rheem Sales Company, Inc. | DURASTAR | DR80DZAW0752521SAB | Federally-Regulated Consumer Product | Non-Weatherized, Non-Condensin | 2041 | 272 |  | 11/21/2023 | 52592 | 211873048 | 12/08/2023
Rheem Sales Company, Inc. | DURASTAR | DR80UHAT0501317U | Federally-Regulated Consumer Product | Non-Weatherized, Non-Condensin | 1165 | 233 |  | 05/25/2023 | 49157 | 208486661 | 12/08/2023
Rheem Sales Company, Inc. | DURASTAR | DR80UHAW0502417NAB | Federally-Regulated Consumer Product | Non-Weatherized, Non-Condensin | 1712 | 257 |  | 12/05/2023 | 34534 | 211873042 | 12/08/2023
Rheem Sales Company, Inc. | DURASTAR | DR80UHAT1001421U | Federally-Regulated Consumer Product | Non-Weatherized, Non-Condensin | 1861 | 264 |  | 05/25/2023 | 98348 | 208486665 | 12/08/2023
Rheem Sales Company, Inc. | DURASTAR | DR80UHAW0751521NAB | Federally-Regulated Consumer Product | Non-Weatherized, Non-Condensin | 1813 | 235 |  | 11/21/2023 | 75573 | 210802625 | 12/08/2023
Rheem Sales Company, Inc. | DURASTAR | DR80UHAW0501417UAB | Federally-Regulated Consumer Product | Non-Weatherized, Non-Condensin | 1376 | 243 |  | 11/21/2023 | 50203 | 212675823 | 12/08/2023
Rheem Sales Company, Inc. | DURASTAR | DR80UHAW1002417SAB | Federally-Regulated Consumer Product | Non-Weatherized, Non-Condensin | 1730 | 258 |  | 05/25/2023 | 70020 | 210727816 | 12/08/2023
Rheem Sales Company, Inc. | DURASTAR | DR80DZAW0752521NAB | Federally-Regulated Consumer Product | Non-Weatherized, Non-Condensin | 2041 | 272 |  | 12/05/2023 | 52592 | 211873047 | 12/08/2023
Rheem Sales Company, Inc. | DURASTAR | DR80DZAT0501314S | Federally-Regulated Consumer Product | Non-Weatherized, Non-Condensin | 1223 | 236 |  | 11/30/2023 | 51119 | 208430119 | 12/08/2023
Rheem Sales Company, Inc. | DURASTAR | DR96M4AW0602317S | Federally-Regulated Consumer Product | Non-Weatherized, Condensing Ga | 1372 | 255 |  | 05/25/2023 | 37932 | 208430142 | 12/08/2023
Rheem Sales Company, Inc. | DURASTAR | DR95M4AW0701317S | Federally-Regulated Consumer Product | Non-Weatherized, Condensing Ga | 1166 | 246 |  | 09/26/2023 | 70001 | 208676597 | 12/08/2023
Rheem Sales Company, Inc. | DURASTAR | DR80UHAT0701317U | Federally-Regulated Consumer Product | Non-Weatherized, Non-Condensin | 1189 | 234 |  | 05/25/2023 | 70542 | 208486663 | 12/08/2023
Rheem Sales Company, Inc. | DURASTAR | DR80DZAW0751417SAB | Federally-Regulated Consumer Product | Non-Weatherized, Non-Condensin | 1680 | 255 |  | 11/21/2023 | 76001 | 210802619 | 12/08/2023
Rheem Sales Company, Inc. | DURASTAR | DR80UHAT0701417U | Federally-Regulated Consumer Product | Non-Weatherized, Non-Condensin | 1823 | 262 |  | 12/05/2023 | 70109 | 208486664 | 12/08/2023
Rheem Sales Company, Inc. | DURASTAR | DR80UHAW0502417SAB | Federally-Regulated Consumer Product | Non-Weatherized, Non-Condensin | 1712 | 257 |  | 11/21/2023 | 34534 | 211873044 | 12/08/2023
Rheem Sales Company, Inc. | DURASTAR | DR80UHAT1501524SAN | Federally-Regulated Consumer Product | Non-Weatherized, Non-Condensin | 1910 | 233 |  | 11/21/2023 | 150068 | 213351379 | 12/08/2023
Rheem Sales Company, Inc. | DURASTAR | DR80UHAT0751417N | Federally-Regulated Consumer Product | Non-Weatherized, Non-Condensin | 1496 | 248 |  | 05/25/2023 | 75177 | 208430115 | 12/08/2023
Rheem Sales Company, Inc. | DURASTAR | DR80UHAW1502524S | Federally-Regulated Consumer Product | Non-Weatherized, Non-Condensin | 2092 | 274 |  | 11/30/2023 | 104565 | 208430148 | 12/08/2023
Rheem Sales Company, Inc. | DURASTAR | DR95M4AW0851521S | Federally-Regulated Consumer Product | Non-Weatherized, Condensing Ga | 1851 | 246 |  | 09/26/2023 | 84247 | 208676599 | 12/08/2023
Rheem Sales Company, Inc. | DURASTAR | DR80DZAW1001521NAB | Federally-Regulated Consumer Product | Non-Weatherized, Non-Condensin | 2095 | 257 |  | 12/05/2023 | 100302 | 210727810 | 12/08/2023
Rheem Sales Company, Inc. | DURASTAR | DR80UHAW0751521S | Federally-Regulated Consumer Product | Non-Weatherized, Non-Condensin | 1813 | 235 |  | 11/21/2023 | 75573 | 208676604 | 12/08/2023
Rheem Sales Company, Inc. | DURASTAR | DR80UHAT1501524NAN | Federally-Regulated Consumer Product | Non-Weatherized, Non-Condensin | 1910 | 233 |  | 11/21/2023 | 150068 | 213351380 | 12/08/2023
Rheem Sales Company, Inc. | DURASTAR | DR80DZAT0751317N | Federally-Regulated Consumer Product | Non-Weatherized, Non-Condensin | 1253 | 237 |  | 05/25/2023 | 74903 | 208430125 | 12/08/2023
Rheem Sales Company, Inc. | DURASTAR | DR80UHAW0502314SAB | Federally-Regulated Consumer Product | Non-Weatherized, Non-Condensin | 1318 | 240 |  | 05/25/2023 | 35484 | 210727814 | 12/08/2023
Rheem Sales Company, Inc. | DURASTAR | DR80UHAW1001417SAB | Federally-Regulated Consumer Product | Non-Weatherized, Non-Condensin | 1896 | 204 |  | 11/21/2023 | 99142 | 213351381 | 12/08/2023
Rheem Sales Company, Inc. | DURASTAR | DR80DZAW0752417NAB | Federally-Regulated Consumer Product | Non-Weatherized, Non-Condensin | 1628 | 254 |  | 12/05/2023 | 52707 | 211873045 | 12/08/2023
Rheem Sales Company, Inc. | DURASTAR | DR95M4AW0601317S | Federally-Regulated Consumer Product | Non-Weatherized, Condensing Ga | 1356 | 249 |  | 09/26/2023 | 56054 | 208676596 | 12/08/2023
Rheem Sales Company, Inc. | DURASTAR | DR80DZAW0752417SAB | Federally-Regulated Consumer Product | Non-Weatherized, Non-Condensin | 1628 | 254 |  | 11/21/2023 | 52707 | 211873046 | 12/08/2023
Rheem Sales Company, Inc. | DURASTAR | DR95UHAW1001521UAB | Federally-Regulated Consumer Product | Non-Weatherized, Condensing Ga | 2062 | 286 |  | 11/21/2023 | 94650 | 212922389 | 12/08/2023
Rheem Sales Company, Inc. | DURASTAR | DR80DZAW0501314NAB | Federally-Regulated Consumer Product | Non-Weatherized, Non-Condensin | 2163 | 277 |  | 12/05/2023 | 51119 | 210727806 | 12/08/2023
Rheem Sales Company, Inc. | DURASTAR | DR80DZAW0751417NAB | Federally-Regulated Consumer Product | Non-Weatherized, Non-Condensin | 1680 | 255 |  | 12/05/2023 | 76001 | 210802618 | 12/08/2023
Rheem Sales Company, Inc. | DURASTAR | DR80DZAW0501314SAB | Federally-Regulated Consumer Product | Non-Weatherized, Non-Condensin | 2163 | 277 |  | 11/21/2023 | 51119 | 210727807 | 12/08/2023
Rheem Sales Company, Inc. | DURASTAR | DR80UHAW1502524SAB | Federally-Regulated Consumer Product | Non-Weatherized, Non-Condensin | 2092 | 274 |  | 05/25/2023 | 104565 | 210727818 | 12/08/2023
Rheem Sales Company, Inc. | DURASTAR | DR95M4AW1001521S | Federally-Regulated Consumer Product | Non-Weatherized, Condensing Ga | 2153 | 271 |  | 09/26/2023 | 98911 | 208676600 | 12/08/2023
Rheem Sales Company, Inc. | DURASTAR | DR80UHAW0502314S | Federally-Regulated Consumer Product | Non-Weatherized, Non-Condensin | 1318 | 240 |  | 11/21/2023 | 35484 | 208430129 | 12/08/2023
Rheem Sales Company, Inc. | DURASTAR | DR80UHAW1252524S | Federally-Regulated Consumer Product | Non-Weatherized, Non-Condensin | 2073 | 273 |  | 11/30/2023 | 87500 | 208430134 | 12/08/2023
Rheem Sales Company, Inc. | DURASTAR | DR80UHAT1001521S | Federally-Regulated Consumer Product | Non-Weatherized, Non-Condensin | 1812 | 262 |  | 11/30/2023 | 99863 | 208430112 | 12/08/2023
Rheem Sales Company, Inc. | DURASTAR | DR80UHAT0751421S | Federally-Regulated Consumer Product | Non-Weatherized, Non-Condensin | 1634 | 254 |  | 11/30/2023 | 75736 | 208430111 | 12/08/2023
Rheem Sales Company, Inc. | DURASTAR | DR80UHAW1002521S | Federally-Regulated Consumer Product | Non-Weatherized, Non-Condensin | 1905 | 266 |  | 11/30/2023 | 70000 | 208430133 | 12/08/2023
Rheem Sales Company, Inc. | DURASTAR | DR80UHAT1251524N | Federally-Regulated Consumer Product | Non-Weatherized, Non-Condensin | 1991 | 270 |  | 11/21/2023 | 123598 | 208430118 | 12/08/2023
Rheem Sales Company, Inc. | DURASTAR | DR80UHAW0752417S | Federally-Regulated Consumer Product | Non-Weatherized, Non-Condensin | 1458 | 246 |  | 11/30/2023 | 52564 | 208430130 | 12/08/2023
Rheem Sales Company, Inc. | DURASTAR | DR80UHAT0501314S | Federally-Regulated Consumer Product | Non-Weatherized, Non-Condensin | 1388 | 243 |  | 11/30/2023 | 49660 | 208430109 | 12/08/2023
Rheem Sales Company, Inc. | DURASTAR | DR80DZAT1251524S | Federally-Regulated Consumer Product | Non-Weatherized, Non-Condensin | 1835 | 263 |  | 11/30/2023 | 124389 | 208430123 | 12/08/2023
Rheem Sales Company, Inc. | DURASTAR | DR80DZAT1001521S | Federally-Regulated Consumer Product | Non-Weatherized, Non-Condensin | 1895 | 265 |  | 11/30/2023 | 100302 | 208430122 | 12/08/2023
Rheem Sales Company, Inc. | DURASTAR | DR80UHAW0752521S | Federally-Regulated Consumer Product | Non-Weatherized, Non-Condensin | 1718 | 258 |  | 11/30/2023 | 52500 | 208430131 | 12/08/2023
Rheem Sales Company, Inc. | DURASTAR | DR80UHAT0751417S | Federally-Regulated Consumer Product | Non-Weatherized, Non-Condensin | 1496 | 248 |  | 11/30/2023 | 75177 | 208430110 | 12/08/2023
Rheem Sales Company, Inc. | DURASTAR | DR80UHAT1251524S | Federally-Regulated Consumer Product | Non-Weatherized, Non-Condensin | 1991 | 270 |  | 11/21/2023 | 123598 | 208430113 | 12/08/2023
Rheem Sales Company, Inc. | DURASTAR | DR80DZAT0751521S | Federally-Regulated Consumer Product | Non-Weatherized, Non-Condensin | 1883 | 265 |  | 11/21/2023 | 75029 | 208430121 | 12/08/2023
Rheem Sales Company, Inc. | DURASTAR | DR80UHAW1002417S | Federally-Regulated Consumer Product | Non-Weatherized, Non-Condensin | 1730 | 258 |  | 11/30/2023 | 70020 | 208430132 | 12/08/2023
Rheem Sales Company, Inc. | Fujitsu | FF80TV410017UHSCAAP | Federally-Regulated Consumer Product | Non-Weatherized, Non-Condensin | 1730 | 258 |  | 12/08/2023 | 70020 | 210727897 | 12/08/2023
Rheem Sales Company, Inc. | Fujitsu | FF80TV407517UHSCA*P | Federally-Regulated Consumer Product | Non-Weatherized, Non-Condensin | 1458 | 246 |  | 12/08/2023 | 52564 | 208430087 | 12/08/2023
Rheem Sales Company, Inc. | Fujitsu | FF80TV510021UHSCA*P | Federally-Regulated Consumer Product | Non-Weatherized, Non-Condensin | 1905 | 266 |  | 12/08/2023 | 70000 | 208430090 | 12/08/2023
Rheem Sales Company, Inc. | Fujitsu | FF80TV507521UHSCAAP | Federally-Regulated Consumer Product | Non-Weatherized, Non-Condensin | 1718 | 258 |  | 12/08/2023 | 52500 | 210727895 | 12/08/2023
Rheem Sales Company, Inc. | Fujitsu | FF80TV507521UHSCA*P | Federally-Regulated Consumer Product | Non-Weatherized, Non-Condensin | 1718 | 258 |  | 12/08/2023 | 52500 | 208430088 | 12/08/2023
Rheem Sales Company, Inc. | Fujitsu | FF80TV410017UHSCA*P | Federally-Regulated Consumer Product | Non-Weatherized, Non-Condensin | 1730 | 258 |  | 12/08/2023 | 70020 | 208430089 | 12/08/2023
Rheem Sales Company, Inc. | Fujitsu | RGEA14042AJT101AC | Federally-Regulated Consumer Product | Weatherized Non-Condensing Gas | 1494 | 265 |  | 11/21/2023 | 99609 | 206606690 | 12/08/2023
Rheem Sales Company, Inc. | Fujitsu | FF80TV510021UHSCAAP | Federally-Regulated Consumer Product | Non-Weatherized, Non-Condensin | 1905 | 266 |  | 12/08/2023 | 70000 | 210727898 | 12/08/2023
Rheem Sales Company, Inc. | Fujitsu | FF80ST305014UHSNA*S | Federally-Regulated Consumer Product | Non-Weatherized, Non-Condensin | 1388 | 243 |  | 12/08/2023 | 49660 | 208430066 | 12/08/2023
Rheem Sales Company, Inc. | Fujitsu | FF96TV306017M4SCA*P | Federally-Regulated Consumer Product | Non-Weatherized, Condensing Ga | 1372 | 255 |  | 12/08/2023 | 37932 | 208430099 | 12/08/2023
Rheem Sales Company, Inc. | Fujitsu | FF80TV305014UHSCA*P | Federally-Regulated Consumer Product | Non-Weatherized, Non-Condensin | 1318 | 240 |  | 12/08/2023 | 35484 | 208430086 | 12/08/2023
Rheem Sales Company, Inc. | Fujitsu | FF80TV512524UHSCA*P | Federally-Regulated Consumer Product | Non-Weatherized, Non-Condensin | 2073 | 273 |  | 12/08/2023 | 87500 | 208430091 | 12/08/2023
Rheem Sales Company, Inc. | Fujitsu | FF80TV305014UHSCAAP | Federally-Regulated Consumer Product | Non-Weatherized, Non-Condensin | 1318 | 240 |  | 12/08/2023 | 35484 | 210727894 | 12/08/2023
Rheem Sales Company, Inc. | Rheem | RGEAZR030AJT04UNA | Federally-Regulated Consumer Product | Weatherized Non-Condensing Gas | 1189 | 251 |  | 12/05/2023 | 39887 | 208676488 | 12/08/2023
Rheem Sales Company, Inc. | Rheem | RGECZR036AJT10**C | Federally-Regulated Consumer Product | Weatherized Non-Condensing Gas | 1576 | 218 |  | 11/21/2023 | 100764 | 210279533 | 12/08/2023
Rheem Sales Company, Inc. | Rheem | R802V0755A21DZSCAP | Federally-Regulated Consumer Product | Non-Weatherized, Non-Condensin | 2041 | 272 |  | 11/21/2023 | 52592 | 211774237 | 12/08/2023
Rheem Sales Company, Inc. | Rheem | R802V0504A17UHNCAP | Federally-Regulated Consumer Product | Non-Weatherized, Non-Condensin | 1712 | 257 |  | 12/05/2023 | 34534 | 211806603 | 12/08/2023
Rheem Sales Company, Inc. | Rheem | RGECZR036AJT07**C | Federally-Regulated Consumer Product | Weatherized Non-Condensing Gas | 1475 | 165 |  | 11/21/2023 | 53157 | 208503159 | 12/08/2023
Rheem Sales Company, Inc. | Rheem | R801V1255A24DZSCAP | Federally-Regulated Consumer Product | Non-Weatherized, Non-Condensin | 2075 | 273 |  | 11/21/2023 | 124289 | 210646657 | 12/08/2023
Rheem Sales Company, Inc. | Rheem | RGEAZR060AJT081NA | Federally-Regulated Consumer Product | Weatherized Non-Condensing Gas | 2041 | 289 |  | 11/21/2023 | 79422 | 208676453 | 12/08/2023
Rheem Sales Company, Inc. | Rheem | R801V0755A21DZNCAP | Federally-Regulated Consumer Product | Non-Weatherized, Non-Condensin | 2163 | 277 |  | 12/05/2023 | 75029 | 210646673 | 12/08/2023
Rheem Sales Company, Inc. | Rheem | R801V1005A21DZNCAP | Federally-Regulated Consumer Product | Non-Weatherized, Non-Condensin | 2095 | 257 |  | 12/05/2023 | 100302 | 210646658 | 12/08/2023
Rheem Sales Company, Inc. | Rheem | R802V1505A24UHS | Federally-Regulated Consumer Product | Non-Weatherized, Non-Condensin | 2092 | 274 |  | 11/30/2023 | 104565 | 208243574 | 12/08/2023
Rheem Sales Company, Inc. | Rheem | RGECZR060AJT07**C | Federally-Regulated Consumer Product | Weatherized Non-Condensing Gas | 2336 | 182 |  | 11/21/2023 | 52310 | 210279545 | 12/08/2023
Rheem Sales Company, Inc. | Rheem | R801T0704A17UHU | Federally-Regulated Consumer Product | Non-Weatherized, Non-Condensin | 1823 | 262 |  | 12/05/2023 | 70109 | 208430270 | 12/08/2023
Rheem Sales Company, Inc. | Rheem | R951V0403A17UHUCAP | Federally-Regulated Consumer Product | Non-Weatherized, Condensing Ga | 1335 | 254 |  | 11/21/2023 | 42103 | 212921443 | 12/08/2023
Rheem Sales Company, Inc. | Rheem | R801V1005A21UHUCAP | Federally-Regulated Consumer Product | Non-Weatherized, Non-Condensin | 1966 | 269 |  | 11/21/2023 | 97612 | 211806381 | 12/08/2023
Rheem Sales Company, Inc. | Rheem | RGEAZR030AJT041NA | Federally-Regulated Consumer Product | Weatherized Non-Condensing Gas | 1342 | 258 |  | 11/21/2023 | 39842 | 208676403 | 12/08/2023
Rheem Sales Company, Inc. | Rheem | RGEAZR030AJT04XNA | Federally-Regulated Consumer Product | Weatherized Non-Condensing Gas | 1342 | 258 |  | 11/21/2023 | 39842 | 208676493 | 12/08/2023
Rheem Sales Company, Inc. | Rheem | RGEAZR060AJT10XNA | Federally-Regulated Consumer Product | Weatherized Non-Condensing Gas | 2131 | 293 |  | 11/21/2023 | 101980 | 208676583 | 12/08/2023
Rheem Sales Company, Inc. | Rheem | R802V0503A14DZSCAP | Federally-Regulated Consumer Product | Non-Weatherized, Non-Condensin | 1250 | 237 |  | 11/21/2023 | 34844 | 211806382 | 12/08/2023
Rheem Sales Company, Inc. | Rheem | RGEAZR048AJT08XNA | Federally-Regulated Consumer Product | Weatherized Non-Condensing Gas | 1847 | 280 |  | 11/21/2023 | 80515 | 208676558 | 12/08/2023
Rheem Sales Company, Inc. | Rheem | RGEAZR048AJT08UNA | Federally-Regulated Consumer Product | Weatherized Non-Condensing Gas | 2026 | 288 |  | 12/05/2023 | 80019 | 208676553 | 12/08/2023
Rheem Sales Company, Inc. | Rheem | R802V0504A17UHSCAP | Federally-Regulated Consumer Product | Non-Weatherized, Non-Condensin | 1712 | 257 |  | 11/21/2023 | 34534 | 211806383 | 12/08/2023
Rheem Sales Company, Inc. | Rheem | RGEAZR030AJT08XNA | Federally-Regulated Consumer Product | Weatherized Non-Condensing Gas | 1216 | 253 |  | 11/21/2023 | 80365 | 208676508 | 12/08/2023
Rheem Sales Company, Inc. | Rheem | R962V0855A21M4S | Federally-Regulated Consumer Product | Non-Weatherized, Condensing Ga | 1947 | 281 | 281 | 05/25/2023 | 58053 | 208243262 | 12/08/2023
Rheem Sales Company, Inc. | Rheem | RGEAZR042AJT101NA | Federally-Regulated Consumer Product | Weatherized Non-Condensing Gas | 1774 | 277 |  | 11/21/2023 | 100987 | 208676438 | 12/08/2023
Rheem Sales Company, Inc. | Rheem | R801V0755A21UH | Federally-Regulated Consumer Product | Non-Weatherized, Non-Condensin | 1813 | 235 |  | 11/21/2023 | 75573 | 208665951 | 12/08/2023
Rheem Sales Company, Inc. | Rheem | RGEAZR036AJT10XNA | Federally-Regulated Consumer Product | Weatherized Non-Condensing Gas | 1380 | 260 |  | 11/21/2023 | 100130 | 208676533 | 12/08/2023
Rheem Sales Company, Inc. | Rheem | RGEAZR024AJT04UNA | Federally-Regulated Consumer Product | Weatherized Non-Condensing Gas | 1181 | 251 |  | 12/05/2023 | 40068 | 208676463 | 12/08/2023
Rheem Sales Company, Inc. | Rheem | RGEAZR048AJT101NA | Federally-Regulated Consumer Product | Weatherized Non-Condensing Gas | 2001 | 287 |  | 11/21/2023 | 101705 | 208676448 | 12/08/2023
Rheem Sales Company, Inc. | Rheem | RGECZT048AJT12**C | Federally-Regulated Consumer Product | Weatherized Non-Condensing Gas | 1902 | 259 |  | 11/21/2023 | 84032 | 212604405 | 12/08/2023
Rheem Sales Company, Inc. | Rheem | R801V0503A14DZNCAP | Federally-Regulated Consumer Product | Non-Weatherized, Non-Condensin | 2163 | 277 |  | 12/05/2023 | 51119 | 210641913 | 12/08/2023
Rheem Sales Company, Inc. | Rheem | R802V1255A24DZNCAP | Federally-Regulated Consumer Product | Non-Weatherized, Non-Condensin | 2179 | 278 |  | 12/05/2023 | 86625 | 211774732 | 12/08/2023
Rheem Sales Company, Inc. | Rheem | R951T1155A24M4 | Federally-Regulated Consumer Product | Non-Weatherized, Condensing Ga | 2041 | 285 |  | 11/30/2023 | 111488 | 208663350 | 12/08/2023
Rheem Sales Company, Inc. | Rheem | RGEAZR042AJT10XNA | Federally-Regulated Consumer Product | Weatherized Non-Condensing Gas | 1774 | 277 |  | 11/21/2023 | 100987 | 208676548 | 12/08/2023
Rheem Sales Company, Inc. | Rheem | R97MV0703A17DHS | Federally-Regulated Consumer Product | Non-Weatherized, Condensing Ga | 1282 | 251 |  | 10/17/2023 | 28494 | 208157022 | 12/08/2023
Rheem Sales Company, Inc. | Rheem | R802V0754A17DZNCAP | Federally-Regulated Consumer Product | Non-Weatherized, Non-Condensin | 1628 | 254 |  | 12/05/2023 | 52707 | 211774714 | 12/08/2023
Rheem Sales Company, Inc. | Rheem | R801V0503A14DZSCAP | Federally-Regulated Consumer Product | Non-Weatherized, Non-Condensin | 1295 | 239 |  | 11/21/2023 | 51119 | 210641917 | 12/08/2023
Rheem Sales Company, Inc. | Rheem | R801T1005A21UHU | Federally-Regulated Consumer Product | Non-Weatherized, Non-Condensin | 2096 | 274 |  | 12/05/2023 | 100583 | 208430272 | 12/08/2023
Rheem Sales Company, Inc. | Rheem | RGEAZR060AJT101NA | Federally-Regulated Consumer Product | Weatherized Non-Condensing Gas | 2131 | 293 |  | 11/21/2023 | 101980 | 208676458 | 12/08/2023
Rheem Sales Company, Inc. | Rheem | R802V1005A21DZNCAP | Federally-Regulated Consumer Product | Non-Weatherized, Non-Condensin | 2120 | 275 |  | 12/05/2023 | 69817 | 211806611 | 12/08/2023
Rheem Sales Company, Inc. | Rheem | RGEAZR036AJT06XNA | Federally-Regulated Consumer Product | Weatherized Non-Condensing Gas | 1259 | 254 |  | 11/21/2023 | 58986 | 208676518 | 12/08/2023
Rheem Sales Company, Inc. | Rheem | R801V0504A17UHSCAP | Federally-Regulated Consumer Product | Non-Weatherized, Non-Condensin | 1682 | 256 |  | 11/21/2023 | 50501 | 211774233 | 12/08/2023
Rheem Sales Company, Inc. | Rheem | RGEAZR024AJT06XNA | Federally-Regulated Consumer Product | Weatherized Non-Condensing Gas | 1270 | 255 |  | 11/21/2023 | 61123 | 208676478 | 12/08/2023
Rheem Sales Company, Inc. | Rheem | R951V1005A21UHUCAP | Federally-Regulated Consumer Product | Non-Weatherized, Condensing Ga | 2062 | 286 |  | 11/21/2023 | 94650 | 212921445 | 12/08/2023
Rheem Sales Company, Inc. | Rheem | RGEAZR024AJT08XNA | Federally-Regulated Consumer Product | Weatherized Non-Condensing Gas | 1202 | 252 |  | 11/21/2023 | 79659 | 208676483 | 12/08/2023
Rheem Sales Company, Inc. | Rheem | RGECZT036AJT07**C | Federally-Regulated Consumer Product | Weatherized Non-Condensing Gas | 1475 | 165 |  | 11/21/2023 | 53157 | 212604387 | 12/08/2023
Rheem Sales Company, Inc. | Rheem | RGECZR060AJT12**C | Federally-Regulated Consumer Product | Weatherized Non-Condensing Gas | 2183 | 266 |  | 11/21/2023 | 83968 | 210279549 | 12/08/2023
Rheem Sales Company, Inc. | Rheem | RGEAZR042AJT081NA | Federally-Regulated Consumer Product | Weatherized Non-Condensing Gas | 1820 | 279 |  | 11/21/2023 | 81578 | 208676433 | 12/08/2023
Rheem Sales Company, Inc. | Rheem | RGEAZR030AJT06XNA | Federally-Regulated Consumer Product | Weatherized Non-Condensing Gas | 1342 | 258 |  | 11/21/2023 | 61240 | 208676503 | 12/08/2023
Rheem Sales Company, Inc. | Rheem | R801V0504A17UHNCAP | Federally-Regulated Consumer Product | Non-Weatherized, Non-Condensin | 1682 | 256 |  | 12/05/2023 | 50501 | 211774698 | 12/08/2023
Rheem Sales Company, Inc. | Rheem | RGEAZR030AJT081NA | Federally-Regulated Consumer Product | Weatherized Non-Condensing Gas | 1216 | 253 |  | 11/21/2023 | 80365 | 208676413 | 12/08/2023
Rheem Sales Company, Inc. | Rheem | RGECZT048AJT07**C | Federally-Regulated Consumer Product | Weatherized Non-Condensing Gas | 1873 | 167 |  | 11/21/2023 | 52596 | 212604399 | 12/08/2023
Rheem Sales Company, Inc. | Rheem | R951T0403A17M4 | Federally-Regulated Consumer Product | Non-Weatherized, Condensing Ga | 1107 | 244 |  | 09/14/2023 | 41877 | 208663403 | 12/08/2023
Rheem Sales Company, Inc. | Rheem | R802V0754A17DZSCAP | Federally-Regulated Consumer Product | Non-Weatherized, Non-Condensin | 1628 | 254 |  | 11/21/2023 | 52707 | 211774236 | 12/08/2023
Rheem Sales Company, Inc. | Rheem | RGEAZR036AJT08XNA | Federally-Regulated Consumer Product | Weatherized Non-Condensing Gas | 1387 | 260 |  | 11/21/2023 | 80632 | 208676528 | 12/08/2023
Rheem Sales Company, Inc. | Rheem | R801V0504A17UHUCAP | Federally-Regulated Consumer Product | Non-Weatherized, Non-Condensin | 1376 | 243 |  | 11/21/2023 | 50203 | 211806380 | 12/08/2023
Rheem Sales Company, Inc. | Rheem | RGEAZR048AJT10UNA | Federally-Regulated Consumer Product | Weatherized Non-Condensing Gas | 1832 | 280 |  | 12/05/2023 | 100370 | 208676563 | 12/08/2023
Rheem Sales Company, Inc. | Rheem | RGEAZR048AJT081NA | Federally-Regulated Consumer Product | Weatherized Non-Condensing Gas | 1847 | 280 |  | 11/21/2023 | 80515 | 208676443 | 12/08/2023
Rheem Sales Company, Inc. | Rheem | RGEAZR036AJT06UNA | Federally-Regulated Consumer Product | Weatherized Non-Condensing Gas | 1434 | 262 |  | 12/05/2023 | 60723 | 208676513 | 12/08/2023
Rheem Sales Company, Inc. | Rheem | RGEAZR060AJT10UNA | Federally-Regulated Consumer Product | Weatherized Non-Condensing Gas | 1911 | 283 |  | 12/05/2023 | 99261 | 208676578 | 12/08/2023
Rheem Sales Company, Inc. | Rheem | RGECZR048AJT07**C | Federally-Regulated Consumer Product | Weatherized Non-Condensing Gas | 1873 | 167 |  | 11/21/2023 | 52596 | 210279537 | 12/08/2023
Rheem Sales Company, Inc. | Rheem | RGEAZR030AJT061NA | Federally-Regulated Consumer Product | Weatherized Non-Condensing Gas | 1342 | 258 |  | 11/21/2023 | 61240 | 208676408 | 12/08/2023
Rheem Sales Company, Inc. | Rheem | R801V0503A14UH | Federally-Regulated Consumer Product | Non-Weatherized, Non-Condensin | 1308 | 184 |  | 11/21/2023 | 50472 | 208665949 | 12/08/2023
Rheem Sales Company, Inc. | Rheem | R962V0703A17M4S | Federally-Regulated Consumer Product | Non-Weatherized, Condensing Ga | 1290 | 252 | 252 | 05/25/2023 | 48940 | 208243259 | 12/08/2023
Rheem Sales Company, Inc. | Rheem | RGEAZR024AJT06UNA | Federally-Regulated Consumer Product | Weatherized Non-Condensing Gas | 1236 | 253 |  | 12/05/2023 | 61566 | 208676473 | 12/08/2023
Rheem Sales Company, Inc. | Rheem | RGEAZR024AJT04XNA | Federally-Regulated Consumer Product | Weatherized Non-Condensing Gas | 1205 | 252 |  | 11/21/2023 | 40798 | 208676468 | 12/08/2023
Rheem Sales Company, Inc. | Rheem | R801V0755A21DZSCAP | Federally-Regulated Consumer Product | Non-Weatherized, Non-Condensin | 2163 | 277 |  | 11/21/2023 | 75029 | 210646672 | 12/08/2023
Rheem Sales Company, Inc. | Rheem | R801V0754A17DZNCAP | Federally-Regulated Consumer Product | Non-Weatherized, Non-Condensin | 1680 | 255 |  | 12/05/2023 | 76001 | 210646680 | 12/08/2023
Rheem Sales Company, Inc. | Rheem | RGEAZR030AJT06UNA | Federally-Regulated Consumer Product | Weatherized Non-Condensing Gas | 1125 | 248 |  | 12/05/2023 | 60094 | 208676498 | 12/08/2023
Rheem Sales Company, Inc. | Rheem | R97MV0603A17DHS | Federally-Regulated Consumer Product | Non-Weatherized, Condensing Ga | 1327 | 253 |  | 10/17/2023 | 22218 | 208157021 | 12/08/2023
Rheem Sales Company, Inc. | Rheem | R801V1255A24DZNCAP | Federally-Regulated Consumer Product | Non-Weatherized, Non-Condensin | 2075 | 273 |  | 12/05/2023 | 124289 | 210646663 | 12/08/2023
Rheem Sales Company, Inc. | Rheem | R802V1005A21DZSCAP | Federally-Regulated Consumer Product | Non-Weatherized, Non-Condensin | 2120 | 275 |  | 11/21/2023 | 69817 | 211806384 | 12/08/2023
Rheem Sales Company, Inc. | Rheem | RGEAZR036AJT08UNA | Federally-Regulated Consumer Product | Weatherized Non-Condensing Gas | 1382 | 260 |  | 12/05/2023 | 80891 | 208676523 | 12/08/2023
Rheem Sales Company, Inc. | Rheem | R801V0754A17UH | Federally-Regulated Consumer Product | Non-Weatherized, Non-Condensin | 1830 | 223 |  | 11/21/2023 | 75693 | 208665950 | 12/08/2023
Rheem Sales Company, Inc. | Rheem | RGEAZR036AJT061NA | Federally-Regulated Consumer Product | Weatherized Non-Condensing Gas | 1259 | 254 |  | 11/21/2023 | 58986 | 208676418 | 12/08/2023
Rheem Sales Company, Inc. | Rheem | R97MV0855A21DHS | Federally-Regulated Consumer Product | Non-Weatherized, Condensing Ga | 2138 | 289 |  | 10/17/2023 | 33549 | 208157023 | 12/08/2023
Rheem Sales Company, Inc. | Rheem | R801T0504A17UHSNAS | Federally-Regulated Consumer Product | Non-Weatherized, Non-Condensin | 1517 | 249 |  | 11/21/2023 | 50545 | 211806379 | 12/08/2023
Rheem Sales Company, Inc. | Rheem | RGECZT036AJT10**C | Federally-Regulated Consumer Product | Weatherized Non-Condensing Gas | 1576 | 218 |  | 11/21/2023 | 100764 | 212604393 | 12/08/2023
Rheem Sales Company, Inc. | Rheem | R801T0504A17UHU | Federally-Regulated Consumer Product | Non-Weatherized, Non-Condensin | 1502 | 248 |  | 12/05/2023 | 50342 | 208430268 | 12/08/2023
Rheem Sales Company, Inc. | Rheem | R951T0603A17M4 | Federally-Regulated Consumer Product | Non-Weatherized, Condensing Ga | 1156 | 246 |  | 11/30/2023 | 55624 | 208663404 | 12/08/2023
Rheem Sales Company, Inc. | Rheem | R801V1005A21UH | Federally-Regulated Consumer Product | Non-Weatherized, Non-Condensin | 2027 | 188 |  | 11/21/2023 | 100725 | 208665952 | 12/08/2023
Rheem Sales Company, Inc. | Rheem | R801V1255A24UH | Federally-Regulated Consumer Product | Non-Weatherized, Non-Condensin | 2076 | 258 |  | 11/21/2023 | 124802 | 208665953 | 12/08/2023
Rheem Sales Company, Inc. | Rheem | RGEAZR024AJT041NA | Federally-Regulated Consumer Product | Weatherized Non-Condensing Gas | 1205 | 252 |  | 11/21/2023 | 40798 | 208676388 | 12/08/2023
Rheem Sales Company, Inc. | Rheem | R801V0754A17DZSCAP | Federally-Regulated Consumer Product | Non-Weatherized, Non-Condensin | 1680 | 255 |  | 11/21/2023 | 76001 | 210646681 | 12/08/2023
Rheem Sales Company, Inc. | Rheem | RGEAZR024AJT061NA | Federally-Regulated Consumer Product | Weatherized Non-Condensing Gas | 1270 | 255 |  | 11/21/2023 | 61123 | 208676393 | 12/08/2023
Rheem Sales Company, Inc. | Rheem | RGECZR048AJT12**C | Federally-Regulated Consumer Product | Weatherized Non-Condensing Gas | 1902 | 259 |  | 11/21/2023 | 84032 | 210279541 | 12/08/2023
Rheem Sales Company, Inc. | Rheem | R802V0755A21DZNCAP | Federally-Regulated Consumer Product | Non-Weatherized, Non-Condensin | 2041 | 272 |  | 12/05/2023 | 52592 | 211774723 | 12/08/2023
Rheem Sales Company, Inc. | Rheem | R951V0603A17UHUCAP | Federally-Regulated Consumer Product | Non-Weatherized, Condensing Ga | 1246 | 250 |  | 11/21/2023 | 56140 | 212921444 | 12/08/2023
Rheem Sales Company, Inc. | Rheem | R801V1005A21DZSCAP | Federally-Regulated Consumer Product | Non-Weatherized, Non-Condensin | 2095 | 257 |  | 11/21/2023 | 100302 | 210646656 | 12/08/2023
Rheem Sales Company, Inc. | Rheem | RGEAZR048AJT10XNA | Federally-Regulated Consumer Product | Weatherized Non-Condensing Gas | 2001 | 287 |  | 11/21/2023 | 101705 | 208676568 | 12/08/2023
Rheem Sales Company, Inc. | Rheem | R801T0753A17DZS | Federally-Regulated Consumer Product | Non-Weatherized, Non-Condensin | 1253 | 237 |  | 11/30/2023 | 74903 | 208429529 | 12/08/2023
Rheem Sales Company, Inc. | Rheem | RGEAZR024AJT081NA | Federally-Regulated Consumer Product | Weatherized Non-Condensing Gas | 1202 | 252 |  | 11/21/2023 | 79659 | 208676398 | 12/08/2023
Rheem Sales Company, Inc. | Rheem | RGEAZR042AJT08UNA | Federally-Regulated Consumer Product | Weatherized Non-Condensing Gas | 1635 | 271 |  | 12/05/2023 | 80943 | 208676538 | 12/08/2023
Rheem Sales Company, Inc. | Rheem | RGEAZR060AJT08XNA | Federally-Regulated Consumer Product | Weatherized Non-Condensing Gas | 2041 | 289 |  | 11/21/2023 | 79422 | 208676573 | 12/08/2023
Rheem Sales Company, Inc. | Rheem | R802V0503A14DZNCAP | Federally-Regulated Consumer Product | Non-Weatherized, Non-Condensin | 1250 | 237 |  | 12/05/2023 | 34844 | 211806596 | 12/08/2023
Rheem Sales Company, Inc. | Rheem | R801T0504A17UHNNAS | Federally-Regulated Consumer Product | Non-Weatherized, Non-Condensin | 1517 | 249 |  | 12/05/2023 | 50545 | 211806579 | 12/08/2023
Rheem Sales Company, Inc. | Rheem | RGEAZR036AJT101NA | Federally-Regulated Consumer Product | Weatherized Non-Condensing Gas | 1380 | 260 |  | 11/21/2023 | 100130 | 208676428 | 12/08/2023
Rheem Sales Company, Inc. | Rheem | RGEAZR042AJT08XNA | Federally-Regulated Consumer Product | Weatherized Non-Condensing Gas | 1820 | 279 |  | 11/21/2023 | 81578 | 208676543 | 12/08/2023
Rheem Sales Company, Inc. | Rheem | RGEAZR036AJT081NA | Federally-Regulated Consumer Product | Weatherized Non-Condensing Gas | 1387 | 260 |  | 11/21/2023 | 80632 | 208676423 | 12/08/2023
Rheem Sales Company, Inc. | Rheem | R802V1255A24DZSCAP | Federally-Regulated Consumer Product | Non-Weatherized, Non-Condensin | 2179 | 278 |  | 11/21/2023 | 86625 | 211774239 | 12/08/2023
Rheem Sales Company, Inc. | Rheem | R801V0704A17UHUCAP | Federally-Regulated Consumer Product | Non-Weatherized, Non-Condensin | 1723 | 258 |  | 11/21/2023 | 70568 | 211774235 | 12/08/2023
Rheem Sales Company, Inc. | DURASTAR | DR80UHAW0502314S | Federally-Regulated Consumer Product | Non-Weatherized, Non-Condensin | 1318 | 240 |  | 12/08/2023 | 35484 | 208430129 | 12/08/2023
Rheem Sales Company, Inc. | DURASTAR | DR80UHAW1252524S | Federally-Regulated Consumer Product | Non-Weatherized, Non-Condensin | 2073 | 273 |  | 12/08/2023 | 87500 | 208430134 | 12/08/2023
Rheem Sales Company, Inc. | DURASTAR | DR80UHAT1001521S | Federally-Regulated Consumer Product | Non-Weatherized, Non-Condensin | 1812 | 262 |  | 12/08/2023 | 99863 | 208430112 | 12/08/2023
Rheem Sales Company, Inc. | DURASTAR | DR80UHAT0751421S | Federally-Regulated Consumer Product | Non-Weatherized, Non-Condensin | 1634 | 254 |  | 12/08/2023 | 75736 | 208430111 | 12/08/2023
Rheem Sales Company, Inc. | DURASTAR | DR80UHAW1002521S | Federally-Regulated Consumer Product | Non-Weatherized, Non-Condensin | 1905 | 266 |  | 12/08/2023 | 70000 | 208430133 | 12/08/2023
Rheem Sales Company, Inc. | DURASTAR | DR80UHAT1251524N | Federally-Regulated Consumer Product | Non-Weatherized, Non-Condensin | 1991 | 270 |  | 12/08/2023 | 123598 | 208430118 | 12/08/2023
Rheem Sales Company, Inc. | DURASTAR | DR80UHAW0752417S | Federally-Regulated Consumer Product | Non-Weatherized, Non-Condensin | 1458 | 246 |  | 12/08/2023 | 52564 | 208430130 | 12/08/2023
Rheem Sales Company, Inc. | DURASTAR | DR80UHAT0501314S | Federally-Regulated Consumer Product | Non-Weatherized, Non-Condensin | 1388 | 243 |  | 12/08/2023 | 49660 | 208430109 | 12/08/2023
Rheem Sales Company, Inc. | DURASTAR | DR80DZAT1251524S | Federally-Regulated Consumer Product | Non-Weatherized, Non-Condensin | 1835 | 263 |  | 12/08/2023 | 124389 | 208430123 | 12/08/2023
Rheem Sales Company, Inc. | DURASTAR | DR80DZAT1001521S | Federally-Regulated Consumer Product | Non-Weatherized, Non-Condensin | 1895 | 265 |  | 12/08/2023 | 100302 | 208430122 | 12/08/2023
Rheem Sales Company, Inc. | DURASTAR | DR80UHAW0752521S | Federally-Regulated Consumer Product | Non-Weatherized, Non-Condensin | 1718 | 258 |  | 12/08/2023 | 52500 | 208430131 | 12/08/2023
Rheem Sales Company, Inc. | DURASTAR | DR80UHAT0751417S | Federally-Regulated Consumer Product | Non-Weatherized, Non-Condensin | 1496 | 248 |  | 12/08/2023 | 75177 | 208430110 | 12/08/2023
Rheem Sales Company, Inc. | DURASTAR | DR80UHAT1251524S | Federally-Regulated Consumer Product | Non-Weatherized, Non-Condensin | 1991 | 270 |  | 12/08/2023 | 123598 | 208430113 | 12/08/2023
Rheem Sales Company, Inc. | DURASTAR | DR80DZAT0751521S | Federally-Regulated Consumer Product | Non-Weatherized, Non-Condensin | 1883 | 265 |  | 12/08/2023 | 75029 | 208430121 | 12/08/2023
Rheem Sales Company, Inc. | DURASTAR | DR80UHAW1002417S | Federally-Regulated Consumer Product | Non-Weatherized, Non-Condensin | 1730 | 258 |  | 12/08/2023 | 70020 | 208430132 | 12/08/2023
Rheem Sales Company, Inc. | Rheem | R802V0503A14UHS | Federally-Regulated Consumer Product | Non-Weatherized, Non-Condensin | 1318 | 240 |  | 11/21/2023 | 35484 | 208243236 | 12/08/2023
Rheem Sales Company, Inc. | Rheem | R802V0755A21UHS | Federally-Regulated Consumer Product | Non-Weatherized, Non-Condensin | 1718 | 258 |  | 11/30/2023 | 52500 | 208243239 | 12/08/2023
Rheem Sales Company, Inc. | Sure | S802V0755A21UHN | Federally-Regulated Consumer Product | Non-Weatherized, Non-Condensin | 1718 | 258 | 258 | 05/25/2023 | 52500 | 208243311 | 12/08/2023
Rheem Sales Company, Inc. | Sure | S921V1005A21M4 | Federally-Regulated Consumer Product | Non-Weatherized, Condensing Ga | 2153 | 271 |  | 10/17/2023 | 98911 | 208676298 | 12/08/2023
Rheem Sales Company, Inc. | Sure | S802V0755A21UHS | Federally-Regulated Consumer Product | Non-Weatherized, Non-Condensin | 1718 | 258 |  | 05/25/2023 | 52500 | 208243300 | 12/08/2023
Rheem Sales Company, Inc. | Sure | S802VA075421ZSB | Federally-Regulated Consumer Product | Non-Weatherized, Non-Condensin | 2017 | 271 |  | 11/21/2023 | 52471 | 8087210 | 12/08/2023
Rheem Sales Company, Inc. | Sure | S921V1155A24M4 | Federally-Regulated Consumer Product | Non-Weatherized, Condensing Ga | 2137 | 231 |  | 10/17/2023 | 111605 | 208676299 | 12/08/2023
Rheem Sales Company, Inc. | Sure | S801T1505A24UHSNAS | Federally-Regulated Consumer Product | Non-Weatherized, Non-Condensin | 1910 | 233 |  | 11/21/2023 | 150068 | 213351300 | 12/08/2023
Rheem Sales Company, Inc. | Sure | S801V1004A17UHSBAP | Federally-Regulated Consumer Product | Non-Weatherized, Non-Condensin | 1896 | 204 |  | 11/21/2023 | 99142 | 213351304 | 12/08/2023
Rheem Sales Company, Inc. | Sure | S951V1005A21M4 | Federally-Regulated Consumer Product | Non-Weatherized, Condensing Ga | 2153 | 271 |  | 10/17/2023 | 98911 | 208676330 | 12/08/2023
Rheem Sales Company, Inc. | Sure | S951V0855A21M4 | Federally-Regulated Consumer Product | Non-Weatherized, Condensing Ga | 1851 | 246 |  | 10/17/2023 | 84247 | 208676329 | 12/08/2023
Rheem Sales Company, Inc. | Sure | S801T1005A21DZN | Federally-Regulated Consumer Product | Non-Weatherized, Non-Condensin | 1895 | 265 | 265 | 05/25/2023 | 100302 | 208242419 | 12/08/2023
Rheem Sales Company, Inc. | Sure | S801T1005A21UHS | Federally-Regulated Consumer Product | Non-Weatherized, Non-Condensin | 1812 | 262 | 262 | 05/25/2023 | 99863 | 208242401 | 12/08/2023
Rheem Sales Company, Inc. | Sure | S802VA125524MXA | Federally-Regulated Consumer Product | Non-Weatherized, Non-Condensin | 2073 | 273 |  | 11/09/2023 | 87500 | 7979996 | 12/08/2023
Rheem Sales Company, Inc. | Sure | S801T1255A24DZN | Federally-Regulated Consumer Product | Non-Weatherized, Non-Condensin | 1835 | 263 | 263 | 05/25/2023 | 124389 | 208242420 | 12/08/2023
Rheem Sales Company, Inc. | Sure | S921V0855A21M4 | Federally-Regulated Consumer Product | Non-Weatherized, Condensing Ga | 1851 | 246 |  | 10/17/2023 | 84247 | 208676297 | 12/08/2023
Rheem Sales Company, Inc. | Sure | S921V0703A17M4 | Federally-Regulated Consumer Product | Non-Weatherized, Condensing Ga | 1166 | 246 |  | 10/17/2023 | 70001 | 208676295 | 12/08/2023
Rheem Sales Company, Inc. | Sure | S802V1505A24UHN | Federally-Regulated Consumer Product | Non-Weatherized, Non-Condensin | 2092 | 274 |  | 05/25/2023 | 104565 | 208243583 | 12/08/2023
Rheem Sales Company, Inc. | Sure | S802V1004A17UHS | Federally-Regulated Consumer Product | Non-Weatherized, Non-Condensin | 1730 | 258 | 258 | 05/25/2023 | 70020 | 208243302 | 12/08/2023
Rheem Sales Company, Inc. | Sure | S801TA070417MUA | Federally-Regulated Consumer Product | Non-Weatherized, Non-Condensin | 1823 | 262 |  | 11/21/2023 | 70109 | 204501685 | 12/08/2023
Rheem Sales Company, Inc. | Sure | S801V1004A17UHNBAP | Federally-Regulated Consumer Product | Non-Weatherized, Non-Condensin | 1896 | 204 |  | 11/21/2023 | 99142 | 213351306 | 12/08/2023
Rheem Sales Company, Inc. | Sure | S921T0603A17M4 | Federally-Regulated Consumer Product | Non-Weatherized, Condensing Ga | 1156 | 246 |  | 10/17/2023 | 55624 | 208663455 | 12/08/2023
Rheem Sales Company, Inc. | Sure | S802V1005A21UHN | Federally-Regulated Consumer Product | Non-Weatherized, Non-Condensin | 1905 | 266 |  | 05/25/2023 | 70000 | 208243315 | 12/08/2023
Rheem Sales Company, Inc. | Sure | S97MV0855A21DHS | Federally-Regulated Consumer Product | Non-Weatherized, Condensing Ga | 2138 | 289 |  | 10/17/2023 | 33549 | 208157043 | 12/08/2023
Rheem Sales Company, Inc. | Sure | S921T0855A21M4 | Federally-Regulated Consumer Product | Non-Weatherized, Condensing Ga | 1929 | 280 |  | 10/17/2023 | 84515 | 208663458 | 12/08/2023
Rheem Sales Company, Inc. | Sure | S962V0703A17M4S | Federally-Regulated Consumer Product | Non-Weatherized, Condensing Ga | 1290 | 252 | 252 | 05/25/2023 | 48940 | 208243321 | 12/08/2023
Rheem Sales Company, Inc. | Sure | S921T1005A21M4 | Federally-Regulated Consumer Product | Non-Weatherized, Condensing Ga | 2066 | 286 |  | 10/17/2023 | 98023 | 208663459 | 12/08/2023
Rheem Sales Company, Inc. | Sure | S801T0753A17DZS | Federally-Regulated Consumer Product | Non-Weatherized, Non-Condensin | 1253 | 237 | 237 | 05/25/2023 | 74903 | 208429533 | 12/08/2023
Rheem Sales Company, Inc. | Rheem | RGEAZR030AJT04UNA | Federally-Regulated Consumer Product | Weatherized Non-Condensing Gas | 1189 | 251 |  | 12/08/2023 | 39887 | 208676488 | 12/08/2023
Rheem Sales Company, Inc. | Sure | RGEA14030AJT04UAA | Federally-Regulated Consumer Product | Weatherized Non-Condensing Gas | 1189 | 251 |  | 12/05/2023 | 39887 | 205965542 | 12/08/2023
Rheem Sales Company, Inc. | Rheem | RGECZR036AJT10**C | Federally-Regulated Consumer Product | Weatherized Non-Condensing Gas | 1576 | 218 |  | 12/08/2023 | 100764 | 210279533 | 12/08/2023
Rheem Sales Company, Inc. | Sure | S802VA075317MXA | Federally-Regulated Consumer Product | Non-Weatherized, Non-Condensin | 1458 | 246 |  | 05/25/2023 | 52564 | 7979959 | 12/08/2023
Rheem Sales Company, Inc. | Rheem | R802V0755A21DZSCAP | Federally-Regulated Consumer Product | Non-Weatherized, Non-Condensin | 2041 | 272 |  | 12/08/2023 | 52592 | 211774237 | 12/08/2023
Rheem Sales Company, Inc. | Sure | S802V0503A14UHS | Federally-Regulated Consumer Product | Non-Weatherized, Non-Condensin | 1318 | 240 |  | 05/25/2023 | 35484 | 208243297 | 12/08/2023
Rheem Sales Company, Inc. | Rheem | R802V0504A17UHNCAP | Federally-Regulated Consumer Product | Non-Weatherized, Non-Condensin | 1712 | 257 |  | 12/08/2023 | 34534 | 211806603 | 12/08/2023
Rheem Sales Company, Inc. | Sure | RGEA14030AJT081AC | Federally-Regulated Consumer Product | Weatherized Non-Condensing Gas | 1147 | 249 |  | 11/21/2023 | 79965 | 206606603 | 12/08/2023
Rheem Sales Company, Inc. | Rheem | RGECZR036AJT07**C | Federally-Regulated Consumer Product | Weatherized Non-Condensing Gas | 1475 | 165 |  | 12/08/2023 | 53157 | 208503159 | 12/08/2023
Rheem Sales Company, Inc. | Sure | S801T1005A21UHU | Federally-Regulated Consumer Product | Non-Weatherized, Non-Condensin | 2096 | 274 |  | 05/25/2023 | 100583 | 208430284 | 12/08/2023
Rheem Sales Company, Inc. | Sure | S97MV0703A17DHS | Federally-Regulated Consumer Product | Non-Weatherized, Condensing Ga | 1282 | 251 |  | 10/17/2023 | 28494 | 208157042 | 12/08/2023
Rheem Sales Company, Inc. | Rheem | R801V1255A24DZSCAP | Federally-Regulated Consumer Product | Non-Weatherized, Non-Condensin | 2075 | 273 |  | 12/08/2023 | 124289 | 210646657 | 12/08/2023
Rheem Sales Company, Inc. | Sure | S801T0503A14UHS | Federally-Regulated Consumer Product | Non-Weatherized, Non-Condensin | 1388 | 243 |  | 05/25/2023 | 49660 | 208242398 | 12/08/2023
Rheem Sales Company, Inc. | Rheem | RGEAZR060AJT081NA | Federally-Regulated Consumer Product | Weatherized Non-Condensing Gas | 2041 | 289 |  | 12/08/2023 | 79422 | 208676453 | 12/08/2023
Rheem Sales Company, Inc. | Sure | S921T1155A24M4 | Federally-Regulated Consumer Product | Non-Weatherized, Condensing Ga | 2041 | 285 |  | 10/17/2023 | 111488 | 208663460 | 12/08/2023
Rheem Sales Company, Inc. | Rheem | R801V0755A21DZNCAP | Federally-Regulated Consumer Product | Non-Weatherized, Non-Condensin | 2163 | 277 |  | 12/08/2023 | 75029 | 210646673 | 12/08/2023
Rheem Sales Company, Inc. | Sure | S802VA125524ZSB | Federally-Regulated Consumer Product | Non-Weatherized, Non-Condensin | 2322 | 284 |  | 11/21/2023 | 87684 | 8087230 | 12/08/2023
Rheem Sales Company, Inc. | Rheem | R801V1005A21DZNCAP | Federally-Regulated Consumer Product | Non-Weatherized, Non-Condensin | 2095 | 257 |  | 12/08/2023 | 100302 | 210646658 | 12/08/2023
Rheem Sales Company, Inc. | Sure | RGEXZS060AJV10T | Federally-Regulated Consumer Product | Weatherized Non-Condensing Gas | 2129 | 188 |  | 11/21/2023 | 70580 | 213352255 | 12/08/2023
Rheem Sales Company, Inc. | Rheem | R802V1505A24UHS | Federally-Regulated Consumer Product | Non-Weatherized, Non-Condensin | 2092 | 274 |  | 12/08/2023 | 104565 | 208243574 | 12/08/2023
Rheem Sales Company, Inc. | Sure | S951T1005A21M4 | Federally-Regulated Consumer Product | Non-Weatherized, Condensing Ga | 2066 | 286 |  | 10/17/2023 | 98023 | 208663426 | 12/08/2023
Rheem Sales Company, Inc. | Rheem | RGECZR060AJT07**C | Federally-Regulated Consumer Product | Weatherized Non-Condensing Gas | 2336 | 182 |  | 12/08/2023 | 52310 | 210279545 | 12/08/2023
Rheem Sales Company, Inc. | Sure | S801T0754A21UHN | Federally-Regulated Consumer Product | Non-Weatherized, Non-Condensin | 1634 | 254 |  | 05/25/2023 | 75736 | 208242405 | 12/08/2023
Rheem Sales Company, Inc. | Rheem | R801T0704A17UHU | Federally-Regulated Consumer Product | Non-Weatherized, Non-Condensin | 1823 | 262 |  | 12/08/2023 | 70109 | 208430270 | 12/08/2023
Rheem Sales Company, Inc. | Sure | S802VA075421MXA | Federally-Regulated Consumer Product | Non-Weatherized, Non-Condensin | 1718 | 258 |  | 11/09/2023 | 52500 | 7979974 | 12/08/2023
Rheem Sales Company, Inc. | Rheem | R951V0403A17UHUCAP | Federally-Regulated Consumer Product | Non-Weatherized, Condensing Ga | 1335 | 254 |  | 12/08/2023 | 42103 | 212921443 | 12/08/2023
Rheem Sales Company, Inc. | Sure | S802V1005A21UHS | Federally-Regulated Consumer Product | Non-Weatherized, Non-Condensin | 1905 | 266 | 266 | 05/25/2023 | 70000 | 208243304 | 12/08/2023
Rheem Sales Company, Inc. | Rheem | R801V1005A21UHUCAP | Federally-Regulated Consumer Product | Non-Weatherized, Non-Condensin | 1966 | 269 |  | 12/08/2023 | 97612 | 211806381 | 12/08/2023
Rheem Sales Company, Inc. | Sure | S951T0603A17M4 | Federally-Regulated Consumer Product | Non-Weatherized, Condensing Ga | 1156 | 246 |  | 10/17/2023 | 55624 | 208663422 | 12/08/2023
Rheem Sales Company, Inc. | Rheem | RGEAZR030AJT041NA | Federally-Regulated Consumer Product | Weatherized Non-Condensing Gas | 1342 | 258 |  | 12/08/2023 | 39842 | 208676403 | 12/08/2023
Rheem Sales Company, Inc. | Sure | S921T0403A17M4 | Federally-Regulated Consumer Product | Non-Weatherized, Condensing Ga | 1107 | 244 | 244 | 05/25/2023 | 41877 | 208663454 | 12/08/2023
Rheem Sales Company, Inc. | Rheem | RGEAZR030AJT04XNA | Federally-Regulated Consumer Product | Weatherized Non-Condensing Gas | 1342 | 258 |  | 12/08/2023 | 39842 | 208676493 | 12/08/2023
Rheem Sales Company, Inc. | Sure | S802V0754A17UHN | Federally-Regulated Consumer Product | Non-Weatherized, Non-Condensin | 1458 | 246 | 246 | 05/25/2023 | 52564 | 208243309 | 12/08/2023
Rheem Sales Company, Inc. | Rheem | RGEAZR060AJT10XNA | Federally-Regulated Consumer Product | Weatherized Non-Condensing Gas | 2131 | 293 |  | 12/08/2023 | 101980 | 208676583 | 12/08/2023
Rheem Sales Company, Inc. | Sure | S802VA125524ZXB | Federally-Regulated Consumer Product | Non-Weatherized, Non-Condensin | 2322 | 284 |  | 11/21/2023 | 87684 | 8087235 | 12/08/2023
Rheem Sales Company, Inc. | Rheem | R802V0503A14DZSCAP | Federally-Regulated Consumer Product | Non-Weatherized, Non-Condensin | 1250 | 237 |  | 12/08/2023 | 34844 | 211806382 | 12/08/2023
Rheem Sales Company, Inc. | Sure | S802V1004A17UHN | Federally-Regulated Consumer Product | Non-Weatherized, Non-Condensin | 1730 | 258 | 258 | 05/25/2023 | 70020 | 208243313 | 12/08/2023
Rheem Sales Company, Inc. | Rheem | RGEAZR048AJT08XNA | Federally-Regulated Consumer Product | Weatherized Non-Condensing Gas | 1847 | 280 |  | 12/08/2023 | 80515 | 208676558 | 12/08/2023
Rheem Sales Company, Inc. | Sure | S801T0755A21DZS | Federally-Regulated Consumer Product | Non-Weatherized, Non-Condensin | 1883 | 265 | 265 | 05/25/2023 | 75029 | 208242412 | 12/08/2023
Rheem Sales Company, Inc. | Rheem | RGEAZR048AJT08UNA | Federally-Regulated Consumer Product | Weatherized Non-Condensing Gas | 2026 | 288 |  | 12/08/2023 | 80019 | 208676553 | 12/08/2023
Rheem Sales Company, Inc. | Sure | S802V0503A14UHN | Federally-Regulated Consumer Product | Non-Weatherized, Non-Condensin | 1318 | 240 | 240 | 05/25/2023 | 35484 | 208243307 | 12/08/2023
Rheem Sales Company, Inc. | Rheem | R802V0504A17UHSCAP | Federally-Regulated Consumer Product | Non-Weatherized, Non-Condensin | 1712 | 257 |  | 12/08/2023 | 34534 | 211806383 | 12/08/2023
Rheem Sales Company, Inc. | Sure | S801T1505A24UHNNAS | Federally-Regulated Consumer Product | Non-Weatherized, Non-Condensin | 1910 | 233 |  | 11/21/2023 | 150068 | 213351302 | 12/08/2023
Rheem Sales Company, Inc. | Rheem | RGEAZR030AJT08XNA | Federally-Regulated Consumer Product | Weatherized Non-Condensing Gas | 1216 | 253 |  | 12/08/2023 | 80365 | 208676508 | 12/08/2023
Rheem Sales Company, Inc. | Sure | S802VA075317ZSB | Federally-Regulated Consumer Product | Non-Weatherized, Non-Condensin | 1324 | 240 |  | 11/21/2023 | 52495 | 8087198 | 12/08/2023
Rheem Sales Company, Inc. | Rheem | R962V0855A21M4S | Federally-Regulated Consumer Product | Non-Weatherized, Condensing Ga | 1947 | 281 |  | 12/08/2023 | 58053 | 208243262 | 12/08/2023
Rheem Sales Company, Inc. | Sure | S951T0855A21M4 | Federally-Regulated Consumer Product | Non-Weatherized, Condensing Ga | 1929 | 280 |  | 10/17/2023 | 84515 | 208663425 | 12/08/2023
Rheem Sales Company, Inc. | Rheem | RGEAZR042AJT101NA | Federally-Regulated Consumer Product | Weatherized Non-Condensing Gas | 1774 | 277 |  | 12/08/2023 | 100987 | 208676438 | 12/08/2023
Rheem Sales Company, Inc. | Sure | S801T0504A17UHU | Federally-Regulated Consumer Product | Non-Weatherized, Non-Condensin | 1502 | 248 |  | 05/25/2023 | 50342 | 208430280 | 12/08/2023
Rheem Sales Company, Inc. | Rheem | R801V0755A21UH | Federally-Regulated Consumer Product | Non-Weatherized, Non-Condensin | 1813 | 235 |  | 12/08/2023 | 75573 | 208665951 | 12/08/2023
Rheem Sales Company, Inc. | Sure | S801T0753A17DZN | Federally-Regulated Consumer Product | Non-Weatherized, Non-Condensin | 1253 | 237 | 237 | 05/25/2023 | 74903 | 208429534 | 12/08/2023
Rheem Sales Company, Inc. | Rheem | RGEAZR036AJT10XNA | Federally-Regulated Consumer Product | Weatherized Non-Condensing Gas | 1380 | 260 |  | 12/08/2023 | 100130 | 208676533 | 12/08/2023
Rheem Sales Company, Inc. | Sure | S951V0603A17M4 | Federally-Regulated Consumer Product | Non-Weatherized, Condensing Ga | 1356 | 249 |  | 10/17/2023 | 56054 | 208676326 | 12/08/2023
Rheem Sales Company, Inc. | Rheem | RGEAZR024AJT04UNA | Federally-Regulated Consumer Product | Weatherized Non-Condensing Gas | 1181 | 251 |  | 12/08/2023 | 40068 | 208676463 | 12/08/2023
Rheem Sales Company, Inc. | Sure | S801T0703A17UHU | Federally-Regulated Consumer Product | Non-Weatherized, Non-Condensin | 1189 | 234 | 234 | 05/25/2023 | 70542 | 208430281 | 12/08/2023
Rheem Sales Company, Inc. | Rheem | RGEAZR048AJT101NA | Federally-Regulated Consumer Product | Weatherized Non-Condensing Gas | 2001 | 287 |  | 12/08/2023 | 101705 | 208676448 | 12/08/2023
Rheem Sales Company, Inc. | Sure | S801T1005A21UHN | Federally-Regulated Consumer Product | Non-Weatherized, Non-Condensin | 1812 | 262 | 262 | 05/25/2023 | 99863 | 208242406 | 12/08/2023
Rheem Sales Company, Inc. | Rheem | RGECZT048AJT12**C | Federally-Regulated Consumer Product | Weatherized Non-Condensing Gas | 1902 | 259 |  | 12/08/2023 | 84032 | 212604405 | 12/08/2023
Rheem Sales Company, Inc. | Sure | S801T1004A21UHU | Federally-Regulated Consumer Product | Non-Weatherized, Non-Condensin | 1861 | 264 | 264 | 05/25/2023 | 98348 | 208430283 | 12/08/2023
Rheem Sales Company, Inc. | Rheem | R801V0503A14DZNCAP | Federally-Regulated Consumer Product | Non-Weatherized, Non-Condensin | 2163 | 277 |  | 12/08/2023 | 51119 | 210641913 | 12/08/2023
Rheem Sales Company, Inc. | Sure | RGEA14042AJT101AC | Federally-Regulated Consumer Product | Weatherized Non-Condensing Gas | 1494 | 265 |  | 11/21/2023 | 99609 | 206606648 | 12/08/2023
Rheem Sales Company, Inc. | Rheem | R802V1255A24DZNCAP | Federally-Regulated Consumer Product | Non-Weatherized, Non-Condensin | 2179 | 278 |  | 12/08/2023 | 86625 | 211774732 | 12/08/2023
Rheem Sales Company, Inc. | Sure | S962V1005A21M4S | Federally-Regulated Consumer Product | Non-Weatherized, Condensing Ga | 1858 | 277 | 277 | 05/25/2023 | 68679 | 208243326 | 12/08/2023
Rheem Sales Company, Inc. | Rheem | R951T1155A24M4 | Federally-Regulated Consumer Product | Non-Weatherized, Condensing Ga | 2041 | 285 |  | 12/08/2023 | 111488 | 208663350 | 12/08/2023
Rheem Sales Company, Inc. | Sure | S802VA050317MXA | Federally-Regulated Consumer Product | Non-Weatherized, Non-Condensin | 1318 | 240 |  | 11/09/2023 | 35484 | 7979944 | 12/08/2023
Rheem Sales Company, Inc. | Rheem | RGEAZR042AJT10XNA | Federally-Regulated Consumer Product | Weatherized Non-Condensing Gas | 1774 | 277 |  | 12/08/2023 | 100987 | 208676548 | 12/08/2023
Rheem Sales Company, Inc. | Sure | S801T1005A21DZS | Federally-Regulated Consumer Product | Non-Weatherized, Non-Condensin | 1895 | 265 | 265 | 05/25/2023 | 100302 | 208242413 | 12/08/2023
Rheem Sales Company, Inc. | Rheem | R97MV0703A17DHS | Federally-Regulated Consumer Product | Non-Weatherized, Condensing Ga | 1282 | 251 |  | 12/08/2023 | 28494 | 208157022 | 12/08/2023
Rheem Sales Company, Inc. | Sure | S951T0703A17M4 | Federally-Regulated Consumer Product | Non-Weatherized, Condensing Ga | 1362 | 255 |  | 10/17/2023 | 69960 | 208663423 | 12/08/2023
Rheem Sales Company, Inc. | Rheem | R802V0754A17DZNCAP | Federally-Regulated Consumer Product | Non-Weatherized, Non-Condensin | 1628 | 254 |  | 12/08/2023 | 52707 | 211774714 | 12/08/2023
Rheem Sales Company, Inc. | Sure | S97MV0603A17DHS | Federally-Regulated Consumer Product | Non-Weatherized, Condensing Ga | 1327 | 253 |  | 10/17/2023 | 22218 | 208157041 | 12/08/2023
Rheem Sales Company, Inc. | Rheem | R801V0503A14DZSCAP | Federally-Regulated Consumer Product | Non-Weatherized, Non-Condensin | 1295 | 239 |  | 12/08/2023 | 51119 | 210641917 | 12/08/2023
Rheem Sales Company, Inc. | Sure | S951V0403A17M4 | Federally-Regulated Consumer Product | Non-Weatherized, Condensing Ga | 1292 | 228 | 252 | 05/25/2023 | 42494 | 208676325 | 12/08/2023
Rheem Sales Company, Inc. | Rheem | R801T1005A21UHU | Federally-Regulated Consumer Product | Non-Weatherized, Non-Condensin | 2096 | 274 |  | 12/08/2023 | 100583 | 208430272 | 12/08/2023
Rheem Sales Company, Inc. | Sure | S801T0503A17UHU | Federally-Regulated Consumer Product | Non-Weatherized, Non-Condensin | 1165 | 233 | 233 | 05/25/2023 | 49157 | 208430279 | 12/08/2023
Rheem Sales Company, Inc. | Rheem | RGEAZR060AJT101NA | Federally-Regulated Consumer Product | Weatherized Non-Condensing Gas | 2131 | 293 |  | 12/08/2023 | 101980 | 208676458 | 12/08/2023
Rheem Sales Company, Inc. | Sure | S801T0754A17UHN | Federally-Regulated Consumer Product | Non-Weatherized, Non-Condensin | 1496 | 248 | 248 | 05/25/2023 | 75177 | 208242404 | 12/08/2023
Rheem Sales Company, Inc. | Rheem | R802V1005A21DZNCAP | Federally-Regulated Consumer Product | Non-Weatherized, Non-Condensin | 2120 | 275 |  | 12/08/2023 | 69817 | 211806611 | 12/08/2023
Rheem Sales Company, Inc. | Sure | S951T1155A24M4 | Federally-Regulated Consumer Product | Non-Weatherized, Condensing Ga | 2041 | 285 |  | 10/17/2023 | 111488 | 208663353 | 12/08/2023
Rheem Sales Company, Inc. | Rheem | RGEAZR036AJT06XNA | Federally-Regulated Consumer Product | Weatherized Non-Condensing Gas | 1259 | 254 |  | 12/08/2023 | 58986 | 208676518 | 12/08/2023
Rheem Sales Company, Inc. | Sure | S801T0755A21DZN | Federally-Regulated Consumer Product | Non-Weatherized, Non-Condensin | 1883 | 265 | 265 | 05/25/2023 | 75029 | 208242417 | 12/08/2023
Rheem Sales Company, Inc. | Rheem | R801V0504A17UHSCAP | Federally-Regulated Consumer Product | Non-Weatherized, Non-Condensin | 1682 | 256 |  | 12/08/2023 | 50501 | 211774233 | 12/08/2023
Rheem Sales Company, Inc. | Sure | S962V0855A21M4S | Federally-Regulated Consumer Product | Non-Weatherized, Condensing Ga | 1947 | 281 | 281 | 05/25/2023 | 58053 | 208243324 | 12/08/2023
Rheem Sales Company, Inc. | Rheem | RGEAZR024AJT06XNA | Federally-Regulated Consumer Product | Weatherized Non-Condensing Gas | 1270 | 255 |  | 12/08/2023 | 61123 | 208676478 | 12/08/2023
Rheem Sales Company, Inc. | Sure | S802V1505A24UHS | Federally-Regulated Consumer Product | Non-Weatherized, Non-Condensin | 2092 | 274 |  | 05/25/2023 | 104565 | 208243581 | 12/08/2023
Rheem Sales Company, Inc. | Rheem | R951V1005A21UHUCAP | Federally-Regulated Consumer Product | Non-Weatherized, Condensing Ga | 2062 | 286 |  | 12/08/2023 | 94650 | 212921445 | 12/08/2023
Rheem Sales Company, Inc. | Sure | S951V1155A24M4 | Federally-Regulated Consumer Product | Non-Weatherized, Condensing Ga | 2137 | 231 |  | 10/17/2023 | 111605 | 208676273 | 12/08/2023
Rheem Sales Company, Inc. | Rheem | RGEAZR024AJT08XNA | Federally-Regulated Consumer Product | Weatherized Non-Condensing Gas | 1202 | 252 |  | 12/08/2023 | 79659 | 208676483 | 12/08/2023
Rheem Sales Company, Inc. | Sure | RGEXZS060AJV102 | Federally-Regulated Consumer Product | Weatherized Non-Condensing Gas | 2129 | 188 |  | 11/21/2023 | 70580 | 213352252 | 12/08/2023
Rheem Sales Company, Inc. | Rheem | RGECZT036AJT07**C | Federally-Regulated Consumer Product | Weatherized Non-Condensing Gas | 1475 | 165 |  | 12/08/2023 | 53157 | 212604387 | 12/08/2023
Rheem Sales Company, Inc. | Sure | S801TA050317MUA | Federally-Regulated Consumer Product | Non-Weatherized, Non-Condensin | 1165 | 233 | 233 | 05/26/2023 | 49157 | 202132849 | 12/08/2023
Rheem Sales Company, Inc. | Rheem | RGECZR060AJT12**C | Federally-Regulated Consumer Product | Weatherized Non-Condensing Gas | 2183 | 266 |  | 12/08/2023 | 83968 | 210279549 | 12/08/2023
Rheem Sales Company, Inc. | Sure | S801T0503A14DZN | Federally-Regulated Consumer Product | Non-Weatherized, Non-Condensin | 1223 | 236 | 236 | 05/25/2023 | 51119 | 208242415 | 12/08/2023
Rheem Sales Company, Inc. | Rheem | RGEAZR042AJT081NA | Federally-Regulated Consumer Product | Weatherized Non-Condensing Gas | 1820 | 279 |  | 12/08/2023 | 81578 | 208676433 | 12/08/2023
Rheem Sales Company, Inc. | Sure | S802VA075317ZXB | Federally-Regulated Consumer Product | Non-Weatherized, Non-Condensin | 1324 | 240 |  | 11/21/2023 | 52495 | 8087203 | 12/08/2023
Rheem Sales Company, Inc. | Rheem | RGEAZR030AJT06XNA | Federally-Regulated Consumer Product | Weatherized Non-Condensing Gas | 1342 | 258 |  | 12/08/2023 | 61240 | 208676503 | 12/08/2023
Rheem Sales Company, Inc. | Sure | S801V1505A24UHSBAP | Federally-Regulated Consumer Product | Non-Weatherized, Non-Condensin | 2440 | 249 |  | 11/21/2023 | 150642 | 213351308 | 12/08/2023
Rheem Sales Company, Inc. | Rheem | R801V0504A17UHNCAP | Federally-Regulated Consumer Product | Non-Weatherized, Non-Condensin | 1682 | 256 |  | 12/08/2023 | 50501 | 211774698 | 12/08/2023
Rheem Sales Company, Inc. | Sure | S802VA100521ZSB | Federally-Regulated Consumer Product | Non-Weatherized, Non-Condensin | 2291 | 283 |  | 11/21/2023 | 70210 | 8087220 | 12/08/2023
Rheem Sales Company, Inc. | Rheem | RGEAZR030AJT081NA | Federally-Regulated Consumer Product | Weatherized Non-Condensing Gas | 1216 | 253 |  | 12/08/2023 | 80365 | 208676413 | 12/08/2023
Rheem Sales Company, Inc. | Sure | RGEXZS060AJV082 | Federally-Regulated Consumer Product | Weatherized Non-Condensing Gas | 1950 | 177 |  | 11/21/2023 | 56366 | 213352267 | 12/08/2023
Rheem Sales Company, Inc. | Rheem | RGECZT048AJT07**C | Federally-Regulated Consumer Product | Weatherized Non-Condensing Gas | 1873 | 167 |  | 12/08/2023 | 52596 | 212604399 | 12/08/2023
Rheem Sales Company, Inc. | Sure | S801T0754A17UHS | Federally-Regulated Consumer Product | Non-Weatherized, Non-Condensin | 1496 | 248 | 248 | 05/25/2023 | 75177 | 208242399 | 12/08/2023
Rheem Sales Company, Inc. | Sure | S802VA075421ZXB | Federally-Regulated Consumer Product | Non-Weatherized, Non-Condensin | 2017 | 271 |  | 11/21/2023 | 52471 | 8087215 | 12/08/2023
Rheem Sales Company, Inc. | Rheem | R951T0403A17M4 | Federally-Regulated Consumer Product | Non-Weatherized, Condensing Ga | 1107 | 244 |  | 12/08/2023 | 41877 | 208663403 | 12/08/2023
Rheem Sales Company, Inc. | Sure | S802VA100521MXA | Federally-Regulated Consumer Product | Non-Weatherized, Non-Condensin | 1905 | 266 |  | 11/09/2023 | 70000 | 7979985 | 12/08/2023
Rheem Sales Company, Inc. | Rheem | R802V0754A17DZSCAP | Federally-Regulated Consumer Product | Non-Weatherized, Non-Condensin | 1628 | 254 |  | 12/08/2023 | 52707 | 211774236 | 12/08/2023
Rheem Sales Company, Inc. | Sure | S802V1255A24UHN | Federally-Regulated Consumer Product | Non-Weatherized, Non-Condensin | 2073 | 273 | 273 | 05/25/2023 | 87500 | 208243316 | 12/08/2023
Rheem Sales Company, Inc. | Rheem | RGEAZR036AJT08XNA | Federally-Regulated Consumer Product | Weatherized Non-Condensing Gas | 1387 | 260 |  | 12/08/2023 | 80632 | 208676528 | 12/08/2023
Rheem Sales Company, Inc. | Sure | S801T0503A14DZS | Federally-Regulated Consumer Product | Non-Weatherized, Non-Condensin | 1223 | 236 | 236 | 05/25/2023 | 51119 | 208242408 | 12/08/2023
Rheem Sales Company, Inc. | Rheem | R801V0504A17UHUCAP | Federally-Regulated Consumer Product | Non-Weatherized, Non-Condensin | 1376 | 243 |  | 12/08/2023 | 50203 | 211806380 | 12/08/2023
Rheem Sales Company, Inc. | Sure | S801T0503A14UHN | Federally-Regulated Consumer Product | Non-Weatherized, Non-Condensin | 1388 | 243 | 243 | 05/25/2023 | 49660 | 208242403 | 12/08/2023
Rheem Sales Company, Inc. | Rheem | RGEAZR048AJT10UNA | Federally-Regulated Consumer Product | Weatherized Non-Condensing Gas | 1832 | 280 |  | 12/08/2023 | 100370 | 208676563 | 12/08/2023
Rheem Sales Company, Inc. | Sure | S951T0403A17M4 | Federally-Regulated Consumer Product | Non-Weatherized, Condensing Ga | 1107 | 244 |  | 05/25/2023 | 41877 | 208663421 | 12/08/2023
Rheem Sales Company, Inc. | Rheem | RGEAZR048AJT081NA | Federally-Regulated Consumer Product | Weatherized Non-Condensing Gas | 1847 | 280 |  | 12/08/2023 | 80515 | 208676443 | 12/08/2023
Rheem Sales Company, Inc. | Sure | S951V0703A17M4 | Federally-Regulated Consumer Product | Non-Weatherized, Condensing Ga | 1166 | 246 |  | 10/17/2023 | 70001 | 208676327 | 12/08/2023
Rheem Sales Company, Inc. | Rheem | RGEAZR036AJT06UNA | Federally-Regulated Consumer Product | Weatherized Non-Condensing Gas | 1434 | 262 |  | 12/08/2023 | 60723 | 208676513 | 12/08/2023