Rheem Sales Company, Inc. | Sure | S921T0703A17M4 | Federally-Regulated Consumer Product | Non-Weatherized, Condensing Ga | 1362 | 255 |  | 10/17/2023 | 69960 | 208663456 | 12/08/2023
Rheem Sales Company, Inc. | Rheem | RGEAZR060AJT10UNA | Federally-Regulated Consumer Product | Weatherized Non-Condensing Gas | 1911 | 283 |  | 12/08/2023 | 99261 | 208676578 | 12/08/2023
Rheem Sales Company, Inc. | Sure | S801T0754A21UHS | Federally-Regulated Consumer Product | Non-Weatherized, Non-Condensin | 1634 | 254 | 254 | 05/25/2023 | 75736 | 208242400 | 12/08/2023
Rheem Sales Company, Inc. | Rheem | RGECZR048AJT07**C | Federally-Regulated Consumer Product | Weatherized Non-Condensing Gas | 1873 | 167 |  | 12/08/2023 | 52596 | 210279537 | 12/08/2023
Rheem Sales Company, Inc. | Sure | S802V0754A17UHS | Federally-Regulated Consumer Product | Non-Weatherized, Non-Condensin | 1458 | 246 | 246 | 05/25/2023 | 52564 | 208243298 | 12/08/2023
Rheem Sales Company, Inc. | Rheem | RGEAZR030AJT061NA | Federally-Regulated Consumer Product | Weatherized Non-Condensing Gas | 1342 | 258 |  | 12/08/2023 | 61240 | 208676408 | 12/08/2023
Rheem Sales Company, Inc. | Sure | S921V0603A17M4 | Federally-Regulated Consumer Product | Non-Weatherized, Condensing Ga | 1356 | 249 |  | 10/17/2023 | 56054 | 208676294 | 12/08/2023
Rheem Sales Company, Inc. | Rheem | R801V0503A14UH | Federally-Regulated Consumer Product | Non-Weatherized, Non-Condensin | 1308 | 184 |  | 12/08/2023 | 50472 | 208665949 | 12/08/2023
Rheem Sales Company, Inc. | Sure | RGEXZS060AJV08T | Federally-Regulated Consumer Product | Weatherized Non-Condensing Gas | 1950 | 177 |  | 11/21/2023 | 56366 | 213352263 | 12/08/2023
Rheem Sales Company, Inc. | Rheem | R962V0703A17M4S | Federally-Regulated Consumer Product | Non-Weatherized, Condensing Ga | 1290 | 252 |  | 12/08/2023 | 48940 | 208243259 | 12/08/2023
Rheem Sales Company, Inc. | Sure | S921V0403A17M4 | Federally-Regulated Consumer Product | Non-Weatherized, Condensing Ga | 1292 | 228 |  | 05/25/2023 | 42494 | 208676293 | 12/08/2023
Rheem Sales Company, Inc. | Rheem | RGEAZR024AJT06UNA | Federally-Regulated Consumer Product | Weatherized Non-Condensing Gas | 1236 | 253 |  | 12/08/2023 | 61566 | 208676473 | 12/08/2023
Rheem Sales Company, Inc. | Sure | S802V1255A24UHS | Federally-Regulated Consumer Product | Non-Weatherized, Non-Condensin | 2073 | 273 | 273 | 05/25/2023 | 87500 | 208243306 | 12/08/2023
Rheem Sales Company, Inc. | Rheem | RGEAZR024AJT04XNA | Federally-Regulated Consumer Product | Weatherized Non-Condensing Gas | 1205 | 252 |  | 12/08/2023 | 40798 | 208676468 | 12/08/2023
Rheem Sales Company, Inc. | Sure | RGEA14048AJT101AB | Federally-Regulated Consumer Product | Weatherized Non-Condensing Gas | 1809 | 279 |  | 11/21/2023 | 99189 | 203404495 | 12/08/2023
Rheem Sales Company, Inc. | Rheem | R801V0755A21DZSCAP | Federally-Regulated Consumer Product | Non-Weatherized, Non-Condensin | 2163 | 277 |  | 12/08/2023 | 75029 | 210646672 | 12/08/2023
Rheem Sales Company, Inc. | Sure | S801T1255A24DZS | Federally-Regulated Consumer Product | Non-Weatherized, Non-Condensin | 1835 | 263 | 263 | 05/25/2023 | 124389 | 208242414 | 12/08/2023
Rheem Sales Company, Inc. | Rheem | R801V0754A17DZNCAP | Federally-Regulated Consumer Product | Non-Weatherized, Non-Condensin | 1680 | 255 |  | 12/08/2023 | 76001 | 210646680 | 12/08/2023
Rheem Sales Company, Inc. | Rheem | RGEAZR030AJT06UNA | Federally-Regulated Consumer Product | Weatherized Non-Condensing Gas | 1125 | 248 |  | 12/08/2023 | 60094 | 208676498 | 12/08/2023
Rheem Sales Company, Inc. | Rheem | R97MV0603A17DHS | Federally-Regulated Consumer Product | Non-Weatherized, Condensing Ga | 1327 | 253 |  | 12/08/2023 | 22218 | 208157021 | 12/08/2023
Rheem Sales Company, Inc. | Rheem | R801V1255A24DZNCAP | Federally-Regulated Consumer Product | Non-Weatherized, Non-Condensin | 2075 | 273 |  | 12/08/2023 | 124289 | 210646663 | 12/08/2023
Rheem Sales Company, Inc. | Rheem | R802V1005A21DZSCAP | Federally-Regulated Consumer Product | Non-Weatherized, Non-Condensin | 2120 | 275 |  | 12/08/2023 | 69817 | 211806384 | 12/08/2023
Rheem Sales Company, Inc. | Rheem | RGEAZR036AJT08UNA | Federally-Regulated Consumer Product | Weatherized Non-Condensing Gas | 1382 | 260 |  | 12/08/2023 | 80891 | 208676523 | 12/08/2023
Rheem Sales Company, Inc. | Rheem | R801V0754A17UH | Federally-Regulated Consumer Product | Non-Weatherized, Non-Condensin | 1830 | 223 |  | 12/08/2023 | 75693 | 208665950 | 12/08/2023
Rheem Sales Company, Inc. | Rheem | RGEAZR036AJT061NA | Federally-Regulated Consumer Product | Weatherized Non-Condensing Gas | 1259 | 254 |  | 12/08/2023 | 58986 | 208676418 | 12/08/2023
Rheem Sales Company, Inc. | Rheem | R97MV0855A21DHS | Federally-Regulated Consumer Product | Non-Weatherized, Condensing Ga | 2138 | 289 |  | 12/08/2023 | 33549 | 208157023 | 12/08/2023
Rheem Sales Company, Inc. | Rheem | R801T0504A17UHSNAS | Federally-Regulated Consumer Product | Non-Weatherized, Non-Condensin | 1517 | 249 |  | 12/08/2023 | 50545 | 211806379 | 12/08/2023
Rheem Sales Company, Inc. | Rheem | RGECZT036AJT10**C | Federally-Regulated Consumer Product | Weatherized Non-Condensing Gas | 1576 | 218 |  | 12/08/2023 | 100764 | 212604393 | 12/08/2023
Rheem Sales Company, Inc. | Rheem | R801T0504A17UHU | Federally-Regulated Consumer Product | Non-Weatherized, Non-Condensin | 1502 | 248 |  | 12/08/2023 | 50342 | 208430268 | 12/08/2023
Rheem Sales Company, Inc. | Rheem | R951T0603A17M4 | Federally-Regulated Consumer Product | Non-Weatherized, Condensing Ga | 1156 | 246 |  | 12/08/2023 | 55624 | 208663404 | 12/08/2023
Rheem Sales Company, Inc. | Rheem | R801V1005A21UH | Federally-Regulated Consumer Product | Non-Weatherized, Non-Condensin | 2027 | 188 |  | 12/08/2023 | 100725 | 208665952 | 12/08/2023
Rheem Sales Company, Inc. | Rheem | R801V1255A24UH | Federally-Regulated Consumer Product | Non-Weatherized, Non-Condensin | 2076 | 258 |  | 12/08/2023 | 124802 | 208665953 | 12/08/2023
Rheem Sales Company, Inc. | Rheem | RGEAZR024AJT041NA | Federally-Regulated Consumer Product | Weatherized Non-Condensing Gas | 1205 | 252 |  | 12/08/2023 | 40798 | 208676388 | 12/08/2023
Rheem Sales Company, Inc. | Rheem | R801V0754A17DZSCAP | Federally-Regulated Consumer Product | Non-Weatherized, Non-Condensin | 1680 | 255 |  | 12/08/2023 | 76001 | 210646681 | 12/08/2023
Rheem Sales Company, Inc. | Rheem | RGEAZR024AJT061NA | Federally-Regulated Consumer Product | Weatherized Non-Condensing Gas | 1270 | 255 |  | 12/08/2023 | 61123 | 208676393 | 12/08/2023
Rheem Sales Company, Inc. | Rheem | RGECZR048AJT12**C | Federally-Regulated Consumer Product | Weatherized Non-Condensing Gas | 1902 | 259 |  | 12/08/2023 | 84032 | 210279541 | 12/08/2023
Rheem Sales Company, Inc. | Rheem | R802V0755A21DZNCAP | Federally-Regulated Consumer Product | Non-Weatherized, Non-Condensin | 2041 | 272 |  | 12/08/2023 | 52592 | 211774723 | 12/08/2023
Rheem Sales Company, Inc. | Rheem | R951V0603A17UHUCAP | Federally-Regulated Consumer Product | Non-Weatherized, Condensing Ga | 1246 | 250 |  | 12/08/2023 | 56140 | 212921444 | 12/08/2023
Rheem Sales Company, Inc. | Rheem | R801V1005A21DZSCAP | Federally-Regulated Consumer Product | Non-Weatherized, Non-Condensin | 2095 | 257 |  | 12/08/2023 | 100302 | 210646656 | 12/08/2023
Rheem Sales Company, Inc. | Rheem | RGEAZR048AJT10XNA | Federally-Regulated Consumer Product | Weatherized Non-Condensing Gas | 2001 | 287 |  | 12/08/2023 | 101705 | 208676568 | 12/08/2023
Rheem Sales Company, Inc. | Rheem | R801T0753A17DZS | Federally-Regulated Consumer Product | Non-Weatherized, Non-Condensin | 1253 | 237 |  | 12/08/2023 | 74903 | 208429529 | 12/08/2023
Rheem Sales Company, Inc. | Rheem | RGEAZR024AJT081NA | Federally-Regulated Consumer Product | Weatherized Non-Condensing Gas | 1202 | 252 |  | 12/08/2023 | 79659 | 208676398 | 12/08/2023
Rheem Sales Company, Inc. | Rheem | RGEAZR042AJT08UNA | Federally-Regulated Consumer Product | Weatherized Non-Condensing Gas | 1635 | 271 |  | 12/08/2023 | 80943 | 208676538 | 12/08/2023
Rheem Sales Company, Inc. | Rheem | RGEAZR060AJT08XNA | Federally-Regulated Consumer Product | Weatherized Non-Condensing Gas | 2041 | 289 |  | 12/08/2023 | 79422 | 208676573 | 12/08/2023
Rheem Sales Company, Inc. | Rheem | R802V0503A14DZNCAP | Federally-Regulated Consumer Product | Non-Weatherized, Non-Condensin | 1250 | 237 |  | 12/08/2023 | 34844 | 211806596 | 12/08/2023
Rheem Sales Company, Inc. | Rheem | R801T0504A17UHNNAS | Federally-Regulated Consumer Product | Non-Weatherized, Non-Condensin | 1517 | 249 |  | 12/08/2023 | 50545 | 211806579 | 12/08/2023
Rheem Sales Company, Inc. | Rheem | RGEAZR036AJT101NA | Federally-Regulated Consumer Product | Weatherized Non-Condensing Gas | 1380 | 260 |  | 12/08/2023 | 100130 | 208676428 | 12/08/2023
Rheem Sales Company, Inc. | Rheem | RGEAZR042AJT08XNA | Federally-Regulated Consumer Product | Weatherized Non-Condensing Gas | 1820 | 279 |  | 12/08/2023 | 81578 | 208676543 | 12/08/2023
Rheem Sales Company, Inc. | Rheem | RGEAZR036AJT081NA | Federally-Regulated Consumer Product | Weatherized Non-Condensing Gas | 1387 | 260 |  | 12/08/2023 | 80632 | 208676423 | 12/08/2023
Rheem Sales Company, Inc. | Rheem | R802V1255A24DZSCAP | Federally-Regulated Consumer Product | Non-Weatherized, Non-Condensin | 2179 | 278 |  | 12/08/2023 | 86625 | 211774239 | 12/08/2023
Rheem Sales Company, Inc. | Rheem | R801V0704A17UHUCAP | Federally-Regulated Consumer Product | Non-Weatherized, Non-Condensin | 1723 | 258 |  | 12/08/2023 | 70568 | 211774235 | 12/08/2023
Rheem Sales Company, Inc. | Rheem | R802V0503A14UHS | Federally-Regulated Consumer Product | Non-Weatherized, Non-Condensin | 1318 | 240 |  | 12/08/2023 | 35484 | 208243236 | 12/08/2023
Rheem Sales Company, Inc. | Rheem | R802V0755A21UHS | Federally-Regulated Consumer Product | Non-Weatherized, Non-Condensin | 1718 | 258 |  | 12/08/2023 | 52500 | 208243239 | 12/08/2023
Rheem Sales Company, Inc. | Sure | RGEAZR036AJT081NA | Federally-Regulated Consumer Product | Weatherized Non-Condensing Gas | 1387 | 260 |  | 11/21/2023 | 80632 | 208676426 | 12/08/2023
Rheem Sales Company, Inc. | Sure | RGECZT036AJT07**C | Federally-Regulated Consumer Product | Weatherized Non-Condensing Gas | 1475 | 165 |  | 11/21/2023 | 53157 | 212604390 | 12/08/2023
Rheem Sales Company, Inc. | Sure | RGEAZR030AJT06XNA | Federally-Regulated Consumer Product | Weatherized Non-Condensing Gas | 1342 | 258 |  | 11/21/2023 | 61240 | 208676506 | 12/08/2023
Rheem Sales Company, Inc. | Sure | RGEAZR048AJT101NA | Federally-Regulated Consumer Product | Weatherized Non-Condensing Gas | 2001 | 287 |  | 11/21/2023 | 101705 | 208676451 | 12/08/2023
Rheem Sales Company, Inc. | Sure | S801V1255A24DZSBAP | Federally-Regulated Consumer Product | Non-Weatherized, Non-Condensin | 2075 | 273 |  | 11/21/2023 | 124289 | 210646667 | 12/08/2023
Rheem Sales Company, Inc. | Sure | RGEAZR048AJT10XNA | Federally-Regulated Consumer Product | Weatherized Non-Condensing Gas | 2001 | 287 |  | 11/21/2023 | 101705 | 208676571 | 12/08/2023
Rheem Sales Company, Inc. | Sure | S951V0603A17UHUBAP | Federally-Regulated Consumer Product | Non-Weatherized, Condensing Ga | 1246 | 250 |  | 11/21/2023 | 56140 | 212921452 | 12/08/2023
Rheem Sales Company, Inc. | Sure | S801V1005A21UH | Federally-Regulated Consumer Product | Non-Weatherized, Non-Condensin | 2027 | 188 |  | 11/21/2023 | 100725 | 208665968 | 12/08/2023
Rheem Sales Company, Inc. | Sure | RGEAZR036AJT06UNA | Federally-Regulated Consumer Product | Weatherized Non-Condensing Gas | 1434 | 262 |  | 12/05/2023 | 60723 | 208676516 | 12/08/2023
Rheem Sales Company, Inc. | Sure | RGEAZR060AJT08XNA | Federally-Regulated Consumer Product | Weatherized Non-Condensing Gas | 2041 | 289 |  | 11/21/2023 | 79422 | 208676576 | 12/08/2023
Rheem Sales Company, Inc. | Sure | RGEAZR030AJT081NA | Federally-Regulated Consumer Product | Weatherized Non-Condensing Gas | 1216 | 253 |  | 11/21/2023 | 80365 | 208676416 | 12/08/2023
Rheem Sales Company, Inc. | Sure | RGEAZR030AJT06UNA | Federally-Regulated Consumer Product | Weatherized Non-Condensing Gas | 1125 | 248 |  | 12/05/2023 | 60094 | 208676501 | 12/08/2023
Rheem Sales Company, Inc. | Sure | RGEAZR024AJT08XNA | Federally-Regulated Consumer Product | Weatherized Non-Condensing Gas | 1202 | 252 |  | 11/21/2023 | 79659 | 208676486 | 12/08/2023
Rheem Sales Company, Inc. | Sure | S802V0504A17UHNBAP | Federally-Regulated Consumer Product | Non-Weatherized, Non-Condensin | 1712 | 257 |  | 12/05/2023 | 34534 | 211806602 | 12/08/2023
Rheem Sales Company, Inc. | Sure | RGEAZR024AJT061NA | Federally-Regulated Consumer Product | Weatherized Non-Condensing Gas | 1270 | 255 |  | 11/21/2023 | 61123 | 208676396 | 12/08/2023
Rheem Sales Company, Inc. | Sure | RGEAZR042AJT081NA | Federally-Regulated Consumer Product | Weatherized Non-Condensing Gas | 1820 | 279 |  | 11/21/2023 | 81578 | 208676436 | 12/08/2023
Rheem Sales Company, Inc. | Sure | S801T1004A17UHSNAS | Federally-Regulated Consumer Product | Non-Weatherized, Non-Condensin | 1448 | 212 |  | 11/21/2023 | 98573 | 213351296 | 12/08/2023
Rheem Sales Company, Inc. | Sure | RGEXZS048AJV102 | Federally-Regulated Consumer Product | Weatherized Non-Condensing Gas | 1797 | 277 |  | 11/21/2023 | 70225 | 213352240 | 12/08/2023
Rheem Sales Company, Inc. | Sure | RGEAZR024AJT06XNA | Federally-Regulated Consumer Product | Weatherized Non-Condensing Gas | 1270 | 255 |  | 11/21/2023 | 61123 | 208676481 | 12/08/2023
Rheem Sales Company, Inc. | Sure | RGECZT060AJT12**C | Federally-Regulated Consumer Product | Weatherized Non-Condensing Gas | 2183 | 266 |  | 11/21/2023 | 83968 | 212604420 | 12/08/2023
Rheem Sales Company, Inc. | Sure | S801V0754A17DZNBAP | Federally-Regulated Consumer Product | Non-Weatherized, Non-Condensin | 1680 | 255 |  | 12/05/2023 | 76001 | 210646684 | 12/08/2023
Rheem Sales Company, Inc. | Sure | S801V0755A21DZSBAP | Federally-Regulated Consumer Product | Non-Weatherized, Non-Condensin | 2163 | 277 |  | 11/21/2023 | 75029 | 210646677 | 12/08/2023
Rheem Sales Company, Inc. | Sure | S802V1005A21DZSBAP | Federally-Regulated Consumer Product | Non-Weatherized, Non-Condensin | 2120 | 275 |  | 11/21/2023 | 69817 | 211806614 | 12/08/2023
Rheem Sales Company, Inc. | Sure | RGEAZR024AJT04UNA | Federally-Regulated Consumer Product | Weatherized Non-Condensing Gas | 1181 | 251 |  | 12/05/2023 | 40068 | 208676466 | 12/08/2023
Rheem Sales Company, Inc. | Sure | S801V0754A17DZSBAP | Federally-Regulated Consumer Product | Non-Weatherized, Non-Condensin | 1680 | 255 |  | 11/21/2023 | 76001 | 210646687 | 12/08/2023
Rheem Sales Company, Inc. | Sure | RGEAZR042AJT08UNA | Federally-Regulated Consumer Product | Weatherized Non-Condensing Gas | 1635 | 271 |  | 12/05/2023 | 80943 | 208676541 | 12/08/2023
Rheem Sales Company, Inc. | Sure | S802V1255A24DZSBAP | Federally-Regulated Consumer Product | Non-Weatherized, Non-Condensin | 2179 | 278 |  | 11/21/2023 | 86625 | 211774736 | 12/08/2023
Rheem Sales Company, Inc. | Sure | S951V1005A21UHUBAP | Federally-Regulated Consumer Product | Non-Weatherized, Condensing Ga | 2062 | 286 |  | 11/21/2023 | 94650 | 212921454 | 12/08/2023
Rheem Sales Company, Inc. | Sure | RGEAZR048AJT081NA | Federally-Regulated Consumer Product | Weatherized Non-Condensing Gas | 1847 | 280 |  | 11/21/2023 | 80515 | 208676446 | 12/08/2023
Rheem Sales Company, Inc. | Sure | RGEAZR030AJT061NA | Federally-Regulated Consumer Product | Weatherized Non-Condensing Gas | 1342 | 258 |  | 11/21/2023 | 61240 | 208676411 | 12/08/2023
Rheem Sales Company, Inc. | Sure | RGEAZS024AJV06XCA | Federally-Regulated Consumer Product | Weatherized Non-Condensing Gas | 1089 | 247 |  | 11/21/2023 | 60430 | 212675821 | 12/08/2023
Rheem Sales Company, Inc. | Sure | RGECZR036AJT10**C | Federally-Regulated Consumer Product | Weatherized Non-Condensing Gas | 1576 | 218 |  | 11/21/2023 | 100764 | 210279536 | 12/08/2023
Rheem Sales Company, Inc. | Sure | S802V1255A24DZNBAP | Federally-Regulated Consumer Product | Non-Weatherized, Non-Condensin | 2179 | 278 |  | 12/05/2023 | 86625 | 211774731 | 12/08/2023
Rheem Sales Company, Inc. | Sure | RGECZR060AJT12**C | Federally-Regulated Consumer Product | Weatherized Non-Condensing Gas | 2183 | 266 |  | 11/21/2023 | 83968 | 210279552 | 12/08/2023
Rheem Sales Company, Inc. | Sure | RGECZT048AJT12**C | Federally-Regulated Consumer Product | Weatherized Non-Condensing Gas | 1902 | 259 |  | 11/21/2023 | 84032 | 212604408 | 12/08/2023
Rheem Sales Company, Inc. | Sure | RGEAZR024AJT081NA | Federally-Regulated Consumer Product | Weatherized Non-Condensing Gas | 1202 | 252 |  | 11/21/2023 | 79659 | 208676401 | 12/08/2023
Rheem Sales Company, Inc. | Sure | S801V1255A24UH | Federally-Regulated Consumer Product | Non-Weatherized, Non-Condensin | 2076 | 258 |  | 11/21/2023 | 124802 | 208665972 | 12/08/2023
Rheem Sales Company, Inc. | Sure | RGEAZR030AJT04UNA | Federally-Regulated Consumer Product | Weatherized Non-Condensing Gas | 1189 | 251 |  | 12/05/2023 | 39887 | 208676491 | 12/08/2023
Rheem Sales Company, Inc. | Sure | S802V0503A14DZNBAP | Federally-Regulated Consumer Product | Non-Weatherized, Non-Condensin | 1250 | 237 |  | 12/05/2023 | 34844 | 211806595 | 12/08/2023
Rheem Sales Company, Inc. | Sure | S801V0503A14UH | Federally-Regulated Consumer Product | Non-Weatherized, Non-Condensin | 1308 | 184 |  | 11/21/2023 | 50472 | 208665956 | 12/08/2023
Rheem Sales Company, Inc. | Sure | RGEAZR024AJT04XNA | Federally-Regulated Consumer Product | Weatherized Non-Condensing Gas | 1205 | 252 |  | 11/21/2023 | 40798 | 208676471 | 12/08/2023
Rheem Sales Company, Inc. | Sure | S801V1505A24UHNBAP | Federally-Regulated Consumer Product | Non-Weatherized, Non-Condensin | 2440 | 249 |  | 11/21/2023 | 150642 | 213351310 | 12/08/2023
Rheem Sales Company, Inc. | Sure | S802V1005A21DZNBAP | Federally-Regulated Consumer Product | Non-Weatherized, Non-Condensin | 2120 | 275 |  | 12/05/2023 | 69817 | 211806610 | 12/08/2023
Rheem Sales Company, Inc. | Sure | S801V1005A21UHUBAP | Federally-Regulated Consumer Product | Non-Weatherized, Non-Condensin | 1966 | 269 |  | 11/21/2023 | 97612 | 211806592 | 12/08/2023
Rheem Sales Company, Inc. | Sure | S801V0503A14DZSBAP | Federally-Regulated Consumer Product | Non-Weatherized, Non-Condensin | 2163 | 277 |  | 11/21/2023 | 51119 | 210641920 | 12/08/2023
Rheem Sales Company, Inc. | Sure | S802V0754A17DZSBAP | Federally-Regulated Consumer Product | Non-Weatherized, Non-Condensin | 1628 | 254 |  | 11/21/2023 | 52707 | 211774718 | 12/08/2023
Rheem Sales Company, Inc. | Sure | S802V0754A17DZNBAP | Federally-Regulated Consumer Product | Non-Weatherized, Non-Condensin | 1628 | 254 |  | 12/05/2023 | 52707 | 211774713 | 12/08/2023
Rheem Sales Company, Inc. | Sure | RGECZT036AJT10**C | Federally-Regulated Consumer Product | Weatherized Non-Condensing Gas | 1576 | 218 |  | 11/21/2023 | 100764 | 212604396 | 12/08/2023
Rheem Sales Company, Inc. | Sure | S801T1004A17UHNNAS | Federally-Regulated Consumer Product | Non-Weatherized, Non-Condensin | 1448 | 212 |  | 11/21/2023 | 98573 | 213351298 | 12/08/2023
Rheem Sales Company, Inc. | Sure | S801T0504A17UHSNAS | Federally-Regulated Consumer Product | Non-Weatherized, Non-Condensin | 1517 | 249 |  | 11/21/2023 | 50545 | 211806586 | 12/08/2023
Rheem Sales Company, Inc. | Sure | S801T0704A17UHU | Federally-Regulated Consumer Product | Non-Weatherized, Non-Condensin | 1823 | 262 |  | 12/05/2023 | 70109 | 208430282 | 12/08/2023
Rheem Sales Company, Inc. | Sure | RGEAZR030AJT041NA | Federally-Regulated Consumer Product | Weatherized Non-Condensing Gas | 1342 | 258 |  | 11/21/2023 | 39842 | 208676406 | 12/08/2023
Rheem Sales Company, Inc. | Sure | S801V0755A21DZNBAP | Federally-Regulated Consumer Product | Non-Weatherized, Non-Condensin | 2163 | 277 |  | 12/05/2023 | 75029 | 210646675 | 12/08/2023
Rheem Sales Company, Inc. | Sure | RGEAZR036AJT101NA | Federally-Regulated Consumer Product | Weatherized Non-Condensing Gas | 1380 | 260 |  | 11/21/2023 | 100130 | 208676431 | 12/08/2023
Rheem Sales Company, Inc. | Sure | RGEAZR042AJT101NA | Federally-Regulated Consumer Product | Weatherized Non-Condensing Gas | 1774 | 277 |  | 11/21/2023 | 100987 | 208676441 | 12/08/2023
Rheem Sales Company, Inc. | Sure | S802V0755A21DZSBAP | Federally-Regulated Consumer Product | Non-Weatherized, Non-Condensin | 2041 | 272 |  | 11/21/2023 | 52592 | 211774727 | 12/08/2023
Rheem Sales Company, Inc. | Sure | RGEAZR042AJT08XNA | Federally-Regulated Consumer Product | Weatherized Non-Condensing Gas | 1820 | 279 |  | 11/21/2023 | 81578 | 208676546 | 12/08/2023
Rheem Sales Company, Inc. | Sure | S802V0504A17UHSBAP | Federally-Regulated Consumer Product | Non-Weatherized, Non-Condensin | 1712 | 257 |  | 11/21/2023 | 34534 | 211806607 | 12/08/2023
Rheem Sales Company, Inc. | Sure | RGECZR036AJT07**C | Federally-Regulated Consumer Product | Weatherized Non-Condensing Gas | 1475 | 165 |  | 11/21/2023 | 53157 | 208503163 | 12/08/2023
Rheem Sales Company, Inc. | Sure | RGEAZR060AJT10UNA | Federally-Regulated Consumer Product | Weatherized Non-Condensing Gas | 1911 | 283 |  | 12/05/2023 | 99261 | 208676581 | 12/08/2023
Rheem Sales Company, Inc. | Sure | RGEAZR036AJT08XNA | Federally-Regulated Consumer Product | Weatherized Non-Condensing Gas | 1387 | 260 |  | 11/21/2023 | 80632 | 208676531 | 12/08/2023
Rheem Sales Company, Inc. | Sure | S801V0503A14DZNBAP | Federally-Regulated Consumer Product | Non-Weatherized, Non-Condensin | 2163 | 277 |  | 12/05/2023 | 51119 | 210641916 | 12/08/2023
Rheem Sales Company, Inc. | Sure | RGEAZR048AJT10UNA | Federally-Regulated Consumer Product | Weatherized Non-Condensing Gas | 1832 | 280 |  | 12/05/2023 | 100370 | 208676566 | 12/08/2023
Rheem Sales Company, Inc. | Sure | S801V0755A21UH | Federally-Regulated Consumer Product | Non-Weatherized, Non-Condensin | 1813 | 235 |  | 11/21/2023 | 75573 | 208665964 | 12/08/2023
Rheem Sales Company, Inc. | Sure | RGEAZR036AJT10XNA | Federally-Regulated Consumer Product | Weatherized Non-Condensing Gas | 1380 | 260 |  | 11/21/2023 | 100130 | 208676536 | 12/08/2023
Rheem Sales Company, Inc. | Sure | RGEAZR030AJT08XNA | Federally-Regulated Consumer Product | Weatherized Non-Condensing Gas | 1216 | 253 |  | 11/21/2023 | 80365 | 208676511 | 12/08/2023
Rheem Sales Company, Inc. | Sure | RGEXZS048AJV08T | Federally-Regulated Consumer Product | Weatherized Non-Condensing Gas | 1734 | 168 |  | 11/21/2023 | 57017 | 213352235 | 12/08/2023
Rheem Sales Company, Inc. | Sure | RGEXZS048AJV082 | Federally-Regulated Consumer Product | Weatherized Non-Condensing Gas | 1734 | 168 |  | 11/21/2023 | 57017 | 213352230 | 12/08/2023
Rheem Sales Company, Inc. | Sure | RGECZT060AJT07**C | Federally-Regulated Consumer Product | Weatherized Non-Condensing Gas | 2336 | 182 |  | 11/21/2023 | 52310 | 212604414 | 12/08/2023
Rheem Sales Company, Inc. | Sure | RGEAZR024AJT041NA | Federally-Regulated Consumer Product | Weatherized Non-Condensing Gas | 1205 | 252 |  | 11/21/2023 | 40798 | 208676391 | 12/08/2023
Rheem Sales Company, Inc. | Sure | S801V1255A24DZNBAP | Federally-Regulated Consumer Product | Non-Weatherized, Non-Condensin | 2075 | 273 |  | 12/05/2023 | 124289 | 210646665 | 12/08/2023
Rheem Sales Company, Inc. | Sure | RGECZR048AJT07**C | Federally-Regulated Consumer Product | Weatherized Non-Condensing Gas | 1873 | 167 |  | 11/21/2023 | 52596 | 210279540 | 12/08/2023
Rheem Sales Company, Inc. | Sure | RGEAZR060AJT101NA | Federally-Regulated Consumer Product | Weatherized Non-Condensing Gas | 2131 | 293 |  | 11/21/2023 | 101980 | 208676461 | 12/08/2023
Rheem Sales Company, Inc. | Sure | RGECZR048AJT12**C | Federally-Regulated Consumer Product | Weatherized Non-Condensing Gas | 1902 | 259 |  | 11/21/2023 | 84032 | 210279544 | 12/08/2023
Rheem Sales Company, Inc. | Sure | RGEAZR036AJT08UNA | Federally-Regulated Consumer Product | Weatherized Non-Condensing Gas | 1382 | 260 |  | 12/05/2023 | 80891 | 208676526 | 12/08/2023
Rheem Sales Company, Inc. | Sure | RGECZT048AJT07**C | Federally-Regulated Consumer Product | Weatherized Non-Condensing Gas | 1873 | 167 |  | 11/21/2023 | 52596 | 212604402 | 12/08/2023
Rheem Sales Company, Inc. | Sure | S801V0504A17UHSBAP | Federally-Regulated Consumer Product | Non-Weatherized, Non-Condensin | 1682 | 256 |  | 11/21/2023 | 50501 | 211774702 | 12/08/2023
Rheem Sales Company, Inc. | Sure | RGEAZR036AJT061NA | Federally-Regulated Consumer Product | Weatherized Non-Condensing Gas | 1259 | 254 |  | 11/21/2023 | 58986 | 208676421 | 12/08/2023
Rheem Sales Company, Inc. | Sure | RGEAZR048AJT08XNA | Federally-Regulated Consumer Product | Weatherized Non-Condensing Gas | 1847 | 280 |  | 11/21/2023 | 80515 | 208676561 | 12/08/2023
Rheem Sales Company, Inc. | Sure | S951V0403A17UHUBAP | Federally-Regulated Consumer Product | Non-Weatherized, Condensing Ga | 1335 | 254 |  | 11/21/2023 | 42103 | 212921450 | 12/08/2023
Rheem Sales Company, Inc. | Sure | RGEAZR048AJT08UNA | Federally-Regulated Consumer Product | Weatherized Non-Condensing Gas | 2026 | 288 |  | 12/05/2023 | 80022 | 208676556 | 12/08/2023
Rheem Sales Company, Inc. | Sure | RGECZR060AJT07**C | Federally-Regulated Consumer Product | Weatherized Non-Condensing Gas | 2336 | 182 |  | 11/21/2023 | 52310 | 210279548 | 12/08/2023
Rheem Sales Company, Inc. | Sure | RGEXZS048AJV10T | Federally-Regulated Consumer Product | Weatherized Non-Condensing Gas | 1797 | 277 |  | 11/21/2023 | 70225 | 213352245 | 12/08/2023
Rheem Sales Company, Inc. | Sure | S801V0754A17UH | Federally-Regulated Consumer Product | Non-Weatherized, Non-Condensin | 1830 | 223 |  | 11/21/2023 | 75693 | 208665960 | 12/08/2023
Rheem Sales Company, Inc. | Sure | RGEAZR042AJT10XNA | Federally-Regulated Consumer Product | Weatherized Non-Condensing Gas | 1774 | 277 |  | 11/21/2023 | 100987 | 208676551 | 12/08/2023
Rheem Sales Company, Inc. | Sure | RGEAZR030AJT04XNA | Federally-Regulated Consumer Product | Weatherized Non-Condensing Gas | 1342 | 258 |  | 11/21/2023 | 39842 | 208676496 | 12/08/2023
Rheem Sales Company, Inc. | Sure | RGEAZR036AJT06XNA | Federally-Regulated Consumer Product | Weatherized Non-Condensing Gas | 1259 | 254 |  | 11/21/2023 | 58986 | 208676521 | 12/08/2023
Rheem Sales Company, Inc. | Sure | RGEAZS024AJV061CA | Federally-Regulated Consumer Product | Weatherized Non-Condensing Gas | 1089 | 247 |  | 11/21/2023 | 60430 | 212675817 | 12/08/2023
Rheem Sales Company, Inc. | Sure | S801V1005A21DZSBAP | Federally-Regulated Consumer Product | Non-Weatherized, Non-Condensin | 2095 | 257 |  | 11/21/2023 | 100302 | 210646662 | 12/08/2023
Rheem Sales Company, Inc. | Sure | S801V0504A17UHNBAP | Federally-Regulated Consumer Product | Non-Weatherized, Non-Condensin | 1682 | 256 |  | 12/05/2023 | 50501 | 211774697 | 12/08/2023
Rheem Sales Company, Inc. | Sure | S801V1005A21DZNBAP | Federally-Regulated Consumer Product | Non-Weatherized, Non-Condensin | 2095 | 257 |  | 12/05/2023 | 100302 | 210646660 | 12/08/2023
Rheem Sales Company, Inc. | Sure | S801T0504A17UHNNAS | Federally-Regulated Consumer Product | Non-Weatherized, Non-Condensin | 1517 | 249 |  | 12/05/2023 | 50545 | 211806582 | 12/08/2023
Rheem Sales Company, Inc. | Sure | S802V0755A21DZNBAP | Federally-Regulated Consumer Product | Non-Weatherized, Non-Condensin | 2041 | 272 |  | 12/05/2023 | 52592 | 211774722 | 12/08/2023
Rheem Sales Company, Inc. | Sure | RGEAZR060AJT10XNA | Federally-Regulated Consumer Product | Weatherized Non-Condensing Gas | 2131 | 293 |  | 11/21/2023 | 101980 | 208676586 | 12/08/2023
Rheem Sales Company, Inc. | Sure | S802V0503A14DZSBAP | Federally-Regulated Consumer Product | Non-Weatherized, Non-Condensin | 1250 | 237 |  | 11/21/2023 | 34844 | 211806599 | 12/08/2023
Rheem Sales Company, Inc. | Sure | S801V0704A17UHUBAP | Federally-Regulated Consumer Product | Non-Weatherized, Non-Condensin | 1723 | 258 |  | 11/21/2023 | 70568 | 211774706 | 12/08/2023
Rheem Sales Company, Inc. | Sure | RGEAZR060AJT081NA | Federally-Regulated Consumer Product | Weatherized Non-Condensing Gas | 2041 | 289 |  | 11/21/2023 | 79422 | 208676456 | 12/08/2023
Rheem Sales Company, Inc. | Sure | S801V0504A17UHUBAP | Federally-Regulated Consumer Product | Non-Weatherized, Non-Condensin | 1376 | 243 |  | 11/21/2023 | 50203 | 211806589 | 12/08/2023
Rheem Sales Company, Inc. | Sure | S962V0603A17M4S | Federally-Regulated Consumer Product | Non-Weatherized, Condensing Ga | 1372 | 255 |  | 05/25/2023 | 37932 | 208243319 | 12/08/2023
Rheem Sales Company, Inc. | Sure | RGEAZR024AJT06UNA | Federally-Regulated Consumer Product | Weatherized Non-Condensing Gas | 1236 | 253 |  | 12/05/2023 | 61566 | 208676476 | 12/08/2023
Rheem Sales Company, Inc. | Sure | S801T1255A24UHS | Federally-Regulated Consumer Product | Non-Weatherized, Non-Condensin | 1991 | 270 |  | 11/21/2023 | 123598 | 208242402 | 12/08/2023
Rheem Sales Company, Inc. | Sure | S802V0755A21UHN | Federally-Regulated Consumer Product | Non-Weatherized, Non-Condensin | 1718 | 258 |  | 12/08/2023 | 52500 | 208243311 | 12/08/2023
Rheem Sales Company, Inc. | Sure | S921V1005A21M4 | Federally-Regulated Consumer Product | Non-Weatherized, Condensing Ga | 2153 | 271 |  | 12/08/2023 | 98911 | 208676298 | 12/08/2023
Rheem Sales Company, Inc. | Sure | S802V0755A21UHS | Federally-Regulated Consumer Product | Non-Weatherized, Non-Condensin | 1718 | 258 |  | 12/08/2023 | 52500 | 208243300 | 12/08/2023
Rheem Sales Company, Inc. | Sure | S802VA075421ZSB | Federally-Regulated Consumer Product | Non-Weatherized, Non-Condensin | 2017 | 271 |  | 12/08/2023 | 52471 | 8087210 | 12/08/2023
Rheem Sales Company, Inc. | Sure | S921V1155A24M4 | Federally-Regulated Consumer Product | Non-Weatherized, Condensing Ga | 2137 | 231 |  | 12/08/2023 | 111605 | 208676299 | 12/08/2023
Rheem Sales Company, Inc. | Sure | S801T1505A24UHSNAS | Federally-Regulated Consumer Product | Non-Weatherized, Non-Condensin | 1910 | 233 |  | 12/08/2023 | 150068 | 213351300 | 12/08/2023
Rheem Sales Company, Inc. | Sure | S801V1004A17UHSBAP | Federally-Regulated Consumer Product | Non-Weatherized, Non-Condensin | 1896 | 204 |  | 12/08/2023 | 99142 | 213351304 | 12/08/2023
Rheem Sales Company, Inc. | Sure | S951V1005A21M4 | Federally-Regulated Consumer Product | Non-Weatherized, Condensing Ga | 2153 | 271 |  | 12/08/2023 | 98911 | 208676330 | 12/08/2023
Rheem Sales Company, Inc. | Sure | S951V0855A21M4 | Federally-Regulated Consumer Product | Non-Weatherized, Condensing Ga | 1851 | 246 |  | 12/08/2023 | 84247 | 208676329 | 12/08/2023
Rheem Sales Company, Inc. | Sure | S801T1005A21DZN | Federally-Regulated Consumer Product | Non-Weatherized, Non-Condensin | 1895 | 265 |  | 12/08/2023 | 100302 | 208242419 | 12/08/2023
Rheem Sales Company, Inc. | Sure | S801T1005A21UHS | Federally-Regulated Consumer Product | Non-Weatherized, Non-Condensin | 1812 | 262 |  | 12/08/2023 | 99863 | 208242401 | 12/08/2023
Rheem Sales Company, Inc. | Sure | S802VA125524MXA | Federally-Regulated Consumer Product | Non-Weatherized, Non-Condensin | 2073 | 273 |  | 12/08/2023 | 87500 | 7979996 | 12/08/2023
Rheem Sales Company, Inc. | Sure | S801T1255A24DZN | Federally-Regulated Consumer Product | Non-Weatherized, Non-Condensin | 1835 | 263 |  | 12/08/2023 | 124389 | 208242420 | 12/08/2023
Rheem Sales Company, Inc. | Sure | S921V0855A21M4 | Federally-Regulated Consumer Product | Non-Weatherized, Condensing Ga | 1851 | 246 |  | 12/08/2023 | 84247 | 208676297 | 12/08/2023
Rheem Sales Company, Inc. | Sure | S921V0703A17M4 | Federally-Regulated Consumer Product | Non-Weatherized, Condensing Ga | 1166 | 246 |  | 12/08/2023 | 70001 | 208676295 | 12/08/2023
Rheem Sales Company, Inc. | Sure | S802V1505A24UHN | Federally-Regulated Consumer Product | Non-Weatherized, Non-Condensin | 2092 | 274 |  | 12/08/2023 | 104565 | 208243583 | 12/08/2023
Rheem Sales Company, Inc. | Sure | S802V1004A17UHS | Federally-Regulated Consumer Product | Non-Weatherized, Non-Condensin | 1730 | 258 |  | 12/08/2023 | 70020 | 208243302 | 12/08/2023
Rheem Sales Company, Inc. | Sure | S801TA070417MUA | Federally-Regulated Consumer Product | Non-Weatherized, Non-Condensin | 1823 | 262 |  | 12/08/2023 | 70109 | 204501685 | 12/08/2023
Rheem Sales Company, Inc. | Sure | S801V1004A17UHNBAP | Federally-Regulated Consumer Product | Non-Weatherized, Non-Condensin | 1896 | 204 |  | 12/08/2023 | 99142 | 213351306 | 12/08/2023
Rheem Sales Company, Inc. | Sure | S921T0603A17M4 | Federally-Regulated Consumer Product | Non-Weatherized, Condensing Ga | 1156 | 246 |  | 12/08/2023 | 55624 | 208663455 | 12/08/2023
Rheem Sales Company, Inc. | Sure | S802V1005A21UHN | Federally-Regulated Consumer Product | Non-Weatherized, Non-Condensin | 1905 | 266 |  | 12/08/2023 | 70000 | 208243315 | 12/08/2023
Rheem Sales Company, Inc. | Sure | S97MV0855A21DHS | Federally-Regulated Consumer Product | Non-Weatherized, Condensing Ga | 2138 | 289 |  | 12/08/2023 | 33549 | 208157043 | 12/08/2023
Rheem Sales Company, Inc. | Sure | S921T0855A21M4 | Federally-Regulated Consumer Product | Non-Weatherized, Condensing Ga | 1929 | 280 |  | 12/08/2023 | 84515 | 208663458 | 12/08/2023
Rheem Sales Company, Inc. | Sure | S962V0703A17M4S | Federally-Regulated Consumer Product | Non-Weatherized, Condensing Ga | 1290 | 252 |  | 12/08/2023 | 48940 | 208243321 | 12/08/2023
Rheem Sales Company, Inc. | Sure | S921T1005A21M4 | Federally-Regulated Consumer Product | Non-Weatherized, Condensing Ga | 2066 | 286 |  | 12/08/2023 | 98023 | 208663459 | 12/08/2023
Rheem Sales Company, Inc. | Sure | S801T0753A17DZS | Federally-Regulated Consumer Product | Non-Weatherized, Non-Condensin | 1253 | 237 |  | 12/08/2023 | 74903 | 208429533 | 12/08/2023
Rheem Sales Company, Inc. | Sure | RGEA14030AJT04UAA | Federally-Regulated Consumer Product | Weatherized Non-Condensing Gas | 1189 | 251 |  | 12/08/2023 | 39887 | 205965542 | 12/08/2023
Rheem Sales Company, Inc. | Sure | S802VA075317MXA | Federally-Regulated Consumer Product | Non-Weatherized, Non-Condensin | 1458 | 246 |  | 12/08/2023 | 52564 | 7979959 | 12/08/2023
Rheem Sales Company, Inc. | Sure | S802V0503A14UHS | Federally-Regulated Consumer Product | Non-Weatherized, Non-Condensin | 1318 | 240 |  | 12/08/2023 | 35484 | 208243297 | 12/08/2023
Rheem Sales Company, Inc. | Sure | RGEA14030AJT081AC | Federally-Regulated Consumer Product | Weatherized Non-Condensing Gas | 1147 | 249 |  | 12/08/2023 | 79965 | 206606603 | 12/08/2023
Rheem Sales Company, Inc. | Sure | S801T1005A21UHU | Federally-Regulated Consumer Product | Non-Weatherized, Non-Condensin | 2096 | 274 |  | 12/08/2023 | 100583 | 208430284 | 12/08/2023
Rheem Sales Company, Inc. | Sure | S97MV0703A17DHS | Federally-Regulated Consumer Product | Non-Weatherized, Condensing Ga | 1282 | 251 |  | 12/08/2023 | 28494 | 208157042 | 12/08/2023
Rheem Sales Company, Inc. | Sure | S801T0503A14UHS | Federally-Regulated Consumer Product | Non-Weatherized, Non-Condensin | 1388 | 243 |  | 12/08/2023 | 49660 | 208242398 | 12/08/2023
Rheem Sales Company, Inc. | Sure | S921T1155A24M4 | Federally-Regulated Consumer Product | Non-Weatherized, Condensing Ga | 2041 | 285 |  | 12/08/2023 | 111488 | 208663460 | 12/08/2023
Rheem Sales Company, Inc. | Sure | S802VA125524ZSB | Federally-Regulated Consumer Product | Non-Weatherized, Non-Condensin | 2322 | 284 |  | 12/08/2023 | 87684 | 8087230 | 12/08/2023
Rheem Sales Company, Inc. | Sure | RGEXZS060AJV10T | Federally-Regulated Consumer Product | Weatherized Non-Condensing Gas | 2129 | 188 |  | 12/08/2023 | 70580 | 213352255 | 12/08/2023
Rheem Sales Company, Inc. | Sure | S951T1005A21M4 | Federally-Regulated Consumer Product | Non-Weatherized, Condensing Ga | 2066 | 286 |  | 12/08/2023 | 98023 | 208663426 | 12/08/2023
Rheem Sales Company, Inc. | Sure | S801T0754A21UHN | Federally-Regulated Consumer Product | Non-Weatherized, Non-Condensin | 1634 | 254 |  | 12/08/2023 | 75736 | 208242405 | 12/08/2023
Rheem Sales Company, Inc. | Sure | S802VA075421MXA | Federally-Regulated Consumer Product | Non-Weatherized, Non-Condensin | 1718 | 258 |  | 12/08/2023 | 52500 | 7979974 | 12/08/2023
Rheem Sales Company, Inc. | Sure | S802V1005A21UHS | Federally-Regulated Consumer Product | Non-Weatherized, Non-Condensin | 1905 | 266 |  | 12/08/2023 | 70000 | 208243304 | 12/08/2023
Rheem Sales Company, Inc. | Sure | S951T0603A17M4 | Federally-Regulated Consumer Product | Non-Weatherized, Condensing Ga | 1156 | 246 |  | 12/08/2023 | 55624 | 208663422 | 12/08/2023
Rheem Sales Company, Inc. | Sure | S921T0403A17M4 | Federally-Regulated Consumer Product | Non-Weatherized, Condensing Ga | 1107 | 244 |  | 12/08/2023 | 41877 | 208663454 | 12/08/2023
Rheem Sales Company, Inc. | Sure | S802V0754A17UHN | Federally-Regulated Consumer Product | Non-Weatherized, Non-Condensin | 1458 | 246 |  | 12/08/2023 | 52564 | 208243309 | 12/08/2023
Rheem Sales Company, Inc. | Sure | S802VA125524ZXB | Federally-Regulated Consumer Product | Non-Weatherized, Non-Condensin | 2322 | 284 |  | 12/08/2023 | 87684 | 8087235 | 12/08/2023
Rheem Sales Company, Inc. | Sure | S802V1004A17UHN | Federally-Regulated Consumer Product | Non-Weatherized, Non-Condensin | 1730 | 258 |  | 12/08/2023 | 70020 | 208243313 | 12/08/2023
Rheem Sales Company, Inc. | Sure | S801T0755A21DZS | Federally-Regulated Consumer Product | Non-Weatherized, Non-Condensin | 1883 | 265 |  | 12/08/2023 | 75029 | 208242412 | 12/08/2023
Rheem Sales Company, Inc. | Sure | S802V0503A14UHN | Federally-Regulated Consumer Product | Non-Weatherized, Non-Condensin | 1318 | 240 |  | 12/08/2023 | 35484 | 208243307 | 12/08/2023
Rheem Sales Company, Inc. | Sure | S801T1505A24UHNNAS | Federally-Regulated Consumer Product | Non-Weatherized, Non-Condensin | 1910 | 233 |  | 12/08/2023 | 150068 | 213351302 | 12/08/2023
Rheem Sales Company, Inc. | Sure | S802VA075317ZSB | Federally-Regulated Consumer Product | Non-Weatherized, Non-Condensin | 1324 | 240 |  | 12/08/2023 | 52495 | 8087198 | 12/08/2023
Rheem Sales Company, Inc. | Sure | S951T0855A21M4 | Federally-Regulated Consumer Product | Non-Weatherized, Condensing Ga | 1929 | 280 |  | 12/08/2023 | 84515 | 208663425 | 12/08/2023
Rheem Sales Company, Inc. | Sure | S801T0504A17UHU | Federally-Regulated Consumer Product | Non-Weatherized, Non-Condensin | 1502 | 248 |  | 12/08/2023 | 50342 | 208430280 | 12/08/2023
Rheem Sales Company, Inc. | Sure | S801T0753A17DZN | Federally-Regulated Consumer Product | Non-Weatherized, Non-Condensin | 1253 | 237 |  | 12/08/2023 | 74903 | 208429534 | 12/08/2023
Rheem Sales Company, Inc. | Sure | S951V0603A17M4 | Federally-Regulated Consumer Product | Non-Weatherized, Condensing Ga | 1356 | 249 |  | 12/08/2023 | 56054 | 208676326 | 12/08/2023
Rheem Sales Company, Inc. | Sure | S801T0703A17UHU | Federally-Regulated Consumer Product | Non-Weatherized, Non-Condensin | 1189 | 234 |  | 12/08/2023 | 70542 | 208430281 | 12/08/2023
Rheem Sales Company, Inc. | Sure | S801T1005A21UHN | Federally-Regulated Consumer Product | Non-Weatherized, Non-Condensin | 1812 | 262 |  | 12/08/2023 | 99863 | 208242406 | 12/08/2023
Rheem Sales Company, Inc. | Sure | S801T1004A21UHU | Federally-Regulated Consumer Product | Non-Weatherized, Non-Condensin | 1861 | 264 |  | 12/08/2023 | 98348 | 208430283 | 12/08/2023
Rheem Sales Company, Inc. | Sure | RGEA14042AJT101AC | Federally-Regulated Consumer Product | Weatherized Non-Condensing Gas | 1494 | 265 |  | 12/08/2023 | 99609 | 206606648 | 12/08/2023
Rheem Sales Company, Inc. | Sure | S962V1005A21M4S | Federally-Regulated Consumer Product | Non-Weatherized, Condensing Ga | 1858 | 277 |  | 12/08/2023 | 68679 | 208243326 | 12/08/2023
Rheem Sales Company, Inc. | Sure | S802VA050317MXA | Federally-Regulated Consumer Product | Non-Weatherized, Non-Condensin | 1318 | 240 |  | 12/08/2023 | 35484 | 7979944 | 12/08/2023
Rheem Sales Company, Inc. | Sure | S801T1005A21DZS | Federally-Regulated Consumer Product | Non-Weatherized, Non-Condensin | 1895 | 265 |  | 12/08/2023 | 100302 | 208242413 | 12/08/2023
Rheem Sales Company, Inc. | Sure | S951T0703A17M4 | Federally-Regulated Consumer Product | Non-Weatherized, Condensing Ga | 1362 | 255 |  | 12/08/2023 | 69960 | 208663423 | 12/08/2023
Rheem Sales Company, Inc. | Sure | S97MV0603A17DHS | Federally-Regulated Consumer Product | Non-Weatherized, Condensing Ga | 1327 | 253 |  | 12/08/2023 | 22218 | 208157041 | 12/08/2023
Rheem Sales Company, Inc. | Sure | S951V0403A17M4 | Federally-Regulated Consumer Product | Non-Weatherized, Condensing Ga | 1292 | 228 |  | 12/08/2023 | 42494 | 208676325 | 12/08/2023
Rheem Sales Company, Inc. | Sure | S801T0503A17UHU | Federally-Regulated Consumer Product | Non-Weatherized, Non-Condensin | 1165 | 233 |  | 12/08/2023 | 49157 | 208430279 | 12/08/2023
Rheem Sales Company, Inc. | Sure | S801T0754A17UHN | Federally-Regulated Consumer Product | Non-Weatherized, Non-Condensin | 1496 | 248 |  | 12/08/2023 | 75177 | 208242404 | 12/08/2023
Rheem Sales Company, Inc. | Sure | S951T1155A24M4 | Federally-Regulated Consumer Product | Non-Weatherized, Condensing Ga | 2041 | 285 |  | 12/08/2023 | 111488 | 208663353 | 12/08/2023
Rheem Sales Company, Inc. | Sure | S801T0755A21DZN | Federally-Regulated Consumer Product | Non-Weatherized, Non-Condensin | 1883 | 265 |  | 12/08/2023 | 75029 | 208242417 | 12/08/2023
Rheem Sales Company, Inc. | Sure | S962V0855A21M4S | Federally-Regulated Consumer Product | Non-Weatherized, Condensing Ga | 1947 | 281 |  | 12/08/2023 | 58053 | 208243324 | 12/08/2023
Rheem Sales Company, Inc. | Sure | S802V1505A24UHS | Federally-Regulated Consumer Product | Non-Weatherized, Non-Condensin | 2092 | 274 |  | 12/08/2023 | 104565 | 208243581 | 12/08/2023
Rheem Sales Company, Inc. | Sure | S951V1155A24M4 | Federally-Regulated Consumer Product | Non-Weatherized, Condensing Ga | 2137 | 231 |  | 12/08/2023 | 111605 | 208676273 | 12/08/2023
Rheem Sales Company, Inc. | Sure | RGEXZS060AJV102 | Federally-Regulated Consumer Product | Weatherized Non-Condensing Gas | 2129 | 188 |  | 12/08/2023 | 70580 | 213352252 | 12/08/2023
Rheem Sales Company, Inc. | Sure | S801TA050317MUA | Federally-Regulated Consumer Product | Non-Weatherized, Non-Condensin | 1165 | 233 |  | 12/08/2023 | 49157 | 202132849 | 12/08/2023
Rheem Sales Company, Inc. | Sure | S801T0503A14DZN | Federally-Regulated Consumer Product | Non-Weatherized, Non-Condensin | 1223 | 236 |  | 12/08/2023 | 51119 | 208242415 | 12/08/2023
Rheem Sales Company, Inc. | Sure | S802VA075317ZXB | Federally-Regulated Consumer Product | Non-Weatherized, Non-Condensin | 1324 | 240 |  | 12/08/2023 | 52495 | 8087203 | 12/08/2023
Rheem Sales Company, Inc. | Sure | S801V1505A24UHSBAP | Federally-Regulated Consumer Product | Non-Weatherized, Non-Condensin | 2440 | 249 |  | 12/08/2023 | 150642 | 213351308 | 12/08/2023
Rheem Sales Company, Inc. | Sure | S802VA100521ZSB | Federally-Regulated Consumer Product | Non-Weatherized, Non-Condensin | 2291 | 283 |  | 11/21/2023 | 70210 | 8087220 | 12/08/2023
Rheem Sales Company, Inc. | Sure | RGEXZS060AJV082 | Federally-Regulated Consumer Product | Weatherized Non-Condensing Gas | 1950 | 177 |  | 12/08/2023 | 56366 | 213352267 | 12/08/2023
Rheem Sales Company, Inc. | Sure | S801T0754A17UHS | Federally-Regulated Consumer Product | Non-Weatherized, Non-Condensin | 1496 | 248 |  | 12/08/2023 | 75177 | 208242399 | 12/08/2023
Rheem Sales Company, Inc. | Sure | S802VA075421ZXB | Federally-Regulated Consumer Product | Non-Weatherized, Non-Condensin | 2017 | 271 |  | 12/08/2023 | 52471 | 8087215 | 12/08/2023
Rheem Sales Company, Inc. | Sure | S802VA100521MXA | Federally-Regulated Consumer Product | Non-Weatherized, Non-Condensin | 1905 | 266 |  | 12/08/2023 | 70000 | 7979985 | 12/08/2023
Rheem Sales Company, Inc. | Sure | S802V1255A24UHN | Federally-Regulated Consumer Product | Non-Weatherized, Non-Condensin | 2073 | 273 |  | 12/08/2023 | 87500 | 208243316 | 12/08/2023
Rheem Sales Company, Inc. | Sure | S801T0503A14DZS | Federally-Regulated Consumer Product | Non-Weatherized, Non-Condensin | 1223 | 236 |  | 12/08/2023 | 51119 | 208242408 | 12/08/2023
Rheem Sales Company, Inc. | Sure | S801T0503A14UHN | Federally-Regulated Consumer Product | Non-Weatherized, Non-Condensin | 1388 | 243 |  | 12/08/2023 | 49660 | 208242403 | 12/08/2023
Rheem Sales Company, Inc. | Sure | S951T0403A17M4 | Federally-Regulated Consumer Product | Non-Weatherized, Condensing Ga | 1107 | 244 |  | 12/08/2023 | 41877 | 208663421 | 12/08/2023
Rheem Sales Company, Inc. | Sure | S951V0703A17M4 | Federally-Regulated Consumer Product | Non-Weatherized, Condensing Ga | 1166 | 246 |  | 12/08/2023 | 70001 | 208676327 | 12/08/2023
Rheem Sales Company, Inc. | Sure | S921T0703A17M4 | Federally-Regulated Consumer Product | Non-Weatherized, Condensing Ga | 1362 | 255 |  | 12/08/2023 | 69960 | 208663456 | 12/08/2023
Rheem Sales Company, Inc. | Sure | S801T0754A21UHS | Federally-Regulated Consumer Product | Non-Weatherized, Non-Condensin | 1634 | 254 |  | 12/08/2023 | 75736 | 208242400 | 12/08/2023
Rheem Sales Company, Inc. | Sure | S802V0754A17UHS | Federally-Regulated Consumer Product | Non-Weatherized, Non-Condensin | 1458 | 246 |  | 12/08/2023 | 52564 | 208243298 | 12/08/2023
Rheem Sales Company, Inc. | Sure | S921V0603A17M4 | Federally-Regulated Consumer Product | Non-Weatherized, Condensing Ga | 1356 | 249 |  | 12/08/2023 | 56054 | 208676294 | 12/08/2023
Rheem Sales Company, Inc. | Sure | RGEXZS060AJV08T | Federally-Regulated Consumer Product | Weatherized Non-Condensing Gas | 1950 | 177 |  | 12/08/2023 | 56366 | 213352263 | 12/08/2023
Rheem Sales Company, Inc. | Sure | S921V0403A17M4 | Federally-Regulated Consumer Product | Non-Weatherized, Condensing Ga | 1292 | 228 |  | 12/08/2023 | 42494 | 208676293 | 12/08/2023
Rheem Sales Company, Inc. | Sure | S802V1255A24UHS | Federally-Regulated Consumer Product | Non-Weatherized, Non-Condensin | 2073 | 273 |  | 12/08/2023 | 87500 | 208243306 | 12/08/2023
Rheem Sales Company, Inc. | Sure | RGEA14048AJT101AB | Federally-Regulated Consumer Product | Weatherized Non-Condensing Gas | 1809 | 279 |  | 11/21/2023 | 99189 | 203404495 | 12/08/2023
Rheem Sales Company, Inc. | Sure | S801T1255A24DZS | Federally-Regulated Consumer Product | Non-Weatherized, Non-Condensin | 1835 | 263 |  | 12/08/2023 | 124389 | 208242414 | 12/08/2023
Rheem Sales Company, Inc. | RUSSELL | RGEXZS048AJV08T | Federally-Regulated Consumer Product | Weatherized Non-Condensing Gas | 1734 | 168 |  | 11/21/2023 | 57017 | 213352233 | 12/08/2023
Rheem Sales Company, Inc. | RUSSELL | RGECZR060AJT07**C | Federally-Regulated Consumer Product | Weatherized Non-Condensing Gas | 2336 | 182 |  | 11/21/2023 | 52310 | 210279546 | 12/08/2023
Rheem Sales Company, Inc. | RUSSELL | S802V0754A17DZSBAP | Federally-Regulated Consumer Product | Non-Weatherized, Non-Condensin | 1628 | 254 |  | 11/21/2023 | 52707 | 211774717 | 12/08/2023
Rheem Sales Company, Inc. | RUSSELL | RGECZR036AJT10**C | Federally-Regulated Consumer Product | Weatherized Non-Condensing Gas | 1576 | 218 |  | 11/21/2023 | 100764 | 210279534 | 12/08/2023
Rheem Sales Company, Inc. | RUSSELL | RGEAZR048AJT101NA | Federally-Regulated Consumer Product | Weatherized Non-Condensing Gas | 2001 | 287 |  | 11/21/2023 | 101705 | 208676450 | 12/08/2023
Rheem Sales Company, Inc. | RUSSELL | RGEAZR060AJT081NA | Federally-Regulated Consumer Product | Weatherized Non-Condensing Gas | 2041 | 289 |  | 11/21/2023 | 79422 | 208676455 | 12/08/2023
Rheem Sales Company, Inc. | RUSSELL | RGEAZR024AJT04XNA | Federally-Regulated Consumer Product | Weatherized Non-Condensing Gas | 1205 | 252 |  | 11/21/2023 | 40798 | 208676470 | 12/08/2023
Rheem Sales Company, Inc. | RUSSELL | S951V0603A17UHUBAP | Federally-Regulated Consumer Product | Non-Weatherized, Condensing Ga | 1246 | 250 |  | 11/21/2023 | 56140 | 212921451 | 12/08/2023
Rheem Sales Company, Inc. | RUSSELL | RGEAZR036AJT081NA | Federally-Regulated Consumer Product | Weatherized Non-Condensing Gas | 1387 | 260 |  | 11/21/2023 | 80632 | 208676425 | 12/08/2023
Rheem Sales Company, Inc. | RUSSELL | RGECZT048AJT12**C | Federally-Regulated Consumer Product | Weatherized Non-Condensing Gas | 1902 | 259 |  | 11/21/2023 | 84032 | 212604406 | 12/08/2023
Rheem Sales Company, Inc. | RUSSELL | S802V0503A14DZSBAP | Federally-Regulated Consumer Product | Non-Weatherized, Non-Condensin | 1250 | 237 |  | 11/21/2023 | 34844 | 211806598 | 12/08/2023
Rheem Sales Company, Inc. | RUSSELL | RGEAZR030AJT041NA | Federally-Regulated Consumer Product | Weatherized Non-Condensing Gas | 1342 | 258 |  | 11/21/2023 | 39842 | 208676405 | 12/08/2023
Rheem Sales Company, Inc. | RUSSELL | RGEAZR042AJT081NA | Federally-Regulated Consumer Product | Weatherized Non-Condensing Gas | 1820 | 279 |  | 11/21/2023 | 81578 | 208676435 | 12/08/2023
Rheem Sales Company, Inc. | RUSSELL | S801T0504A17UHNNAS | Federally-Regulated Consumer Product | Non-Weatherized, Non-Condensin | 1517 | 249 |  | 12/05/2023 | 50545 | 211806580 | 12/08/2023
Rheem Sales Company, Inc. | RUSSELL | S802V1255A24DZNBAP | Federally-Regulated Consumer Product | Non-Weatherized, Non-Condensin | 2179 | 278 |  | 12/05/2023 | 86625 | 211774729 | 12/08/2023
Rheem Sales Company, Inc. | RUSSELL | S802V0503A14DZNBAP | Federally-Regulated Consumer Product | Non-Weatherized, Non-Condensin | 1250 | 237 |  | 12/05/2023 | 34844 | 211806594 | 12/08/2023
Rheem Sales Company, Inc. | RUSSELL | RGEAZR060AJT10UNA | Federally-Regulated Consumer Product | Weatherized Non-Condensing Gas | 1911 | 283 |  | 12/05/2023 | 99261 | 208676580 | 12/08/2023
Rheem Sales Company, Inc. | RUSSELL | S802V1255A24DZSBAP | Federally-Regulated Consumer Product | Non-Weatherized, Non-Condensin | 2179 | 278 |  | 11/21/2023 | 86625 | 211774735 | 12/08/2023
Rheem Sales Company, Inc. | RUSSELL | S951V1005A21UHUBAP | Federally-Regulated Consumer Product | Non-Weatherized, Condensing Ga | 2062 | 286 |  | 11/21/2023 | 94650 | 212921453 | 12/08/2023
Rheem Sales Company, Inc. | RUSSELL | S801V1005A21UHUBAP | Federally-Regulated Consumer Product | Non-Weatherized, Non-Condensin | 1966 | 269 |  | 11/21/2023 | 97612 | 211806591 | 12/08/2023
Rheem Sales Company, Inc. | RUSSELL | RGEAZR036AJT08XNA | Federally-Regulated Consumer Product | Weatherized Non-Condensing Gas | 1387 | 260 |  | 11/21/2023 | 80632 | 208676530 | 12/08/2023
Rheem Sales Company, Inc. | RUSSELL | RGEAZR030AJT06XNA | Federally-Regulated Consumer Product | Weatherized Non-Condensing Gas | 1342 | 258 |  | 11/21/2023 | 61240 | 208676505 | 12/08/2023
Rheem Sales Company, Inc. | RUSSELL | RGEAZR024AJT06XNA | Federally-Regulated Consumer Product | Weatherized Non-Condensing Gas | 1270 | 255 |  | 11/21/2023 | 61123 | 208676480 | 12/08/2023
Rheem Sales Company, Inc. | RUSSELL | RGEAZR036AJT10XNA | Federally-Regulated Consumer Product | Weatherized Non-Condensing Gas | 1380 | 260 |  | 11/21/2023 | 100130 | 208676535 | 12/08/2023
Rheem Sales Company, Inc. | RUSSELL | RGECZR060AJT12**C | Federally-Regulated Consumer Product | Weatherized Non-Condensing Gas | 2183 | 266 |  | 11/21/2023 | 83968 | 210279550 | 12/08/2023
Rheem Sales Company, Inc. | RUSSELL | S802V1005A21DZNBAP | Federally-Regulated Consumer Product | Non-Weatherized, Non-Condensin | 2120 | 275 |  | 12/05/2023 | 69817 | 211806609 | 12/08/2023
Rheem Sales Company, Inc. | RUSSELL | S801T1004A17UHNNAS | Federally-Regulated Consumer Product | Non-Weatherized, Non-Condensin | 1448 | 212 |  | 11/21/2023 | 98573 | 213351299 | 12/08/2023
Rheem Sales Company, Inc. | RUSSELL | S801V0503A14UH | Federally-Regulated Consumer Product | Non-Weatherized, Non-Condensin | 1308 | 184 |  | 11/21/2023 | 50472 | 208665955 | 12/08/2023
Rheem Sales Company, Inc. | RUSSELL | S802V0755A21DZNBAP | Federally-Regulated Consumer Product | Non-Weatherized, Non-Condensin | 2041 | 272 |  | 12/05/2023 | 52592 | 211774720 | 12/08/2023
Rheem Sales Company, Inc. | RUSSELL | RGECZT060AJT12**C | Federally-Regulated Consumer Product | Weatherized Non-Condensing Gas | 2183 | 266 |  | 11/21/2023 | 83968 | 212604418 | 12/08/2023
Rheem Sales Company, Inc. | RUSSELL | RGEAZR024AJT041NA | Federally-Regulated Consumer Product | Weatherized Non-Condensing Gas | 1205 | 252 |  | 11/21/2023 | 40798 | 208676390 | 12/08/2023
Rheem Sales Company, Inc. | RUSSELL | RGEAZR048AJT10UNA | Federally-Regulated Consumer Product | Weatherized Non-Condensing Gas | 1832 | 280 |  | 12/05/2023 | 100370 | 208676565 | 12/08/2023
Rheem Sales Company, Inc. | RUSSELL | S802V1005A21DZSBAP | Federally-Regulated Consumer Product | Non-Weatherized, Non-Condensin | 2120 | 275 |  | 11/21/2023 | 69817 | 211806613 | 12/08/2023
Rheem Sales Company, Inc. | RUSSELL | RGEAZR048AJT10XNA | Federally-Regulated Consumer Product | Weatherized Non-Condensing Gas | 2001 | 287 |  | 11/21/2023 | 101705 | 208676570 | 12/08/2023
Rheem Sales Company, Inc. | RUSSELL | S802V0504A17UHSBAP | Federally-Regulated Consumer Product | Non-Weatherized, Non-Condensin | 1712 | 257 |  | 11/21/2023 | 34534 | 211806606 | 12/08/2023
Rheem Sales Company, Inc. | RUSSELL | RGECZT048AJT07**C | Federally-Regulated Consumer Product | Weatherized Non-Condensing Gas | 1873 | 167 |  | 11/21/2023 | 52596 | 212604400 | 12/08/2023
Rheem Sales Company, Inc. | RUSSELL | RGEAZR042AJT101NA | Federally-Regulated Consumer Product | Weatherized Non-Condensing Gas | 1774 | 277 |  | 11/21/2023 | 100987 | 208676440 | 12/08/2023
Rheem Sales Company, Inc. | RUSSELL | RGEAZR024AJT06UNA | Federally-Regulated Consumer Product | Weatherized Non-Condensing Gas | 1236 | 253 |  | 12/05/2023 | 61566 | 208676475 | 12/08/2023
Rheem Sales Company, Inc. | RUSSELL | S801T0704A17UHU | Federally-Regulated Consumer Product | Non-Weatherized, Non-Condensin | 1823 | 262 |  | 12/05/2023 | 70109 | 208430288 | 12/08/2023
Rheem Sales Company, Inc. | RUSSELL | RGECZT036AJT07**C | Federally-Regulated Consumer Product | Weatherized Non-Condensing Gas | 1475 | 165 |  | 11/21/2023 | 53157 | 212604388 | 12/08/2023
Rheem Sales Company, Inc. | RUSSELL | RGEAZR060AJT101NA | Federally-Regulated Consumer Product | Weatherized Non-Condensing Gas | 2131 | 293 |  | 11/21/2023 | 101980 | 208676460 | 12/08/2023
Rheem Sales Company, Inc. | RUSSELL | RGEAZR060AJT10XNA | Federally-Regulated Consumer Product | Weatherized Non-Condensing Gas | 2131 | 293 |  | 11/21/2023 | 101980 | 208676585 | 12/08/2023
Rheem Sales Company, Inc. | RUSSELL | RGEAZR030AJT061NA | Federally-Regulated Consumer Product | Weatherized Non-Condensing Gas | 1342 | 258 |  | 11/21/2023 | 61240 | 208676410 | 12/08/2023
Rheem Sales Company, Inc. | RUSSELL | S801V0504A17UHSBAP | Federally-Regulated Consumer Product | Non-Weatherized, Non-Condensin | 1682 | 256 |  | 11/21/2023 | 50501 | 211774701 | 12/08/2023
Rheem Sales Company, Inc. | RUSSELL | S801V0704A17UHUBAP | Federally-Regulated Consumer Product | Non-Weatherized, Non-Condensin | 1723 | 258 |  | 11/21/2023 | 70568 | 211774705 | 12/08/2023
Rheem Sales Company, Inc. | RUSSELL | RGEAZR048AJT08XNA | Federally-Regulated Consumer Product | Weatherized Non-Condensing Gas | 1847 | 280 |  | 11/21/2023 | 80515 | 208676560 | 12/08/2023
Rheem Sales Company, Inc. | RUSSELL | RGECZT036AJT10**C | Federally-Regulated Consumer Product | Weatherized Non-Condensing Gas | 1576 | 218 |  | 11/21/2023 | 100764 | 212604394 | 12/08/2023
Rheem Sales Company, Inc. | RUSSELL | RGEAZR042AJT08UNA | Federally-Regulated Consumer Product | Weatherized Non-Condensing Gas | 1635 | 271 |  | 12/05/2023 | 80943 | 208676540 | 12/08/2023
Rheem Sales Company, Inc. | RUSSELL | RGEAZR030AJT04XNA | Federally-Regulated Consumer Product | Weatherized Non-Condensing Gas | 1342 | 258 |  | 11/21/2023 | 39842 | 208676495 | 12/08/2023
Rheem Sales Company, Inc. | RUSSELL | RGEXZS048AJV082 | Federally-Regulated Consumer Product | Weatherized Non-Condensing Gas | 1734 | 168 |  | 11/21/2023 | 57017 | 213352228 | 12/08/2023
Rheem Sales Company, Inc. | RUSSELL | RGEAZR036AJT06UNA | Federally-Regulated Consumer Product | Weatherized Non-Condensing Gas | 1434 | 262 |  | 12/05/2023 | 60723 | 208676515 | 12/08/2023
Rheem Sales Company, Inc. | RUSSELL | RGECZR036AJT07**C | Federally-Regulated Consumer Product | Weatherized Non-Condensing Gas | 1475 | 165 |  | 11/21/2023 | 53157 | 208503162 | 12/08/2023
Rheem Sales Company, Inc. | RUSSELL | RGECZR048AJT07**C | Federally-Regulated Consumer Product | Weatherized Non-Condensing Gas | 1873 | 167 |  | 11/21/2023 | 52596 | 210279538 | 12/08/2023
Rheem Sales Company, Inc. | RUSSELL | S801T1004A17UHSNAS | Federally-Regulated Consumer Product | Non-Weatherized, Non-Condensin | 1448 | 212 |  | 11/21/2023 | 98573 | 213351297 | 12/08/2023
Rheem Sales Company, Inc. | RUSSELL | RGEAZR042AJT10XNA | Federally-Regulated Consumer Product | Weatherized Non-Condensing Gas | 1774 | 277 |  | 11/21/2023 | 100987 | 208676550 | 12/08/2023
Rheem Sales Company, Inc. | RUSSELL | RGEAZR036AJT101NA | Federally-Regulated Consumer Product | Weatherized Non-Condensing Gas | 1380 | 260 |  | 11/21/2023 | 100130 | 208676430 | 12/08/2023
Rheem Sales Company, Inc. | RUSSELL | S802V0504A17UHNBAP | Federally-Regulated Consumer Product | Non-Weatherized, Non-Condensin | 1712 | 257 |  | 12/05/2023 | 34534 | 211806601 | 12/08/2023
Rheem Sales Company, Inc. | RUSSELL | S802V0755A21DZSBAP | Federally-Regulated Consumer Product | Non-Weatherized, Non-Condensin | 2041 | 272 |  | 11/21/2023 | 52592 | 211774726 | 12/08/2023
Rheem Sales Company, Inc. | RUSSELL | RGEAZR030AJT08XNA | Federally-Regulated Consumer Product | Weatherized Non-Condensing Gas | 1216 | 253 |  | 11/21/2023 | 80365 | 208676510 | 12/08/2023
Rheem Sales Company, Inc. | RUSSELL | S801V1255A24UH | Federally-Regulated Consumer Product | Non-Weatherized, Non-Condensin | 2076 | 258 |  | 11/21/2023 | 124802 | 208665971 | 12/08/2023
Rheem Sales Company, Inc. | RUSSELL | RGEAZR036AJT08UNA | Federally-Regulated Consumer Product | Weatherized Non-Condensing Gas | 1382 | 260 |  | 12/05/2023 | 80891 | 208676525 | 12/08/2023
Rheem Sales Company, Inc. | RUSSELL | RGEAZR048AJT081NA | Federally-Regulated Consumer Product | Weatherized Non-Condensing Gas | 1847 | 280 |  | 11/21/2023 | 80515 | 208676445 | 12/08/2023
Rheem Sales Company, Inc. | RUSSELL | S801V0755A21UH | Federally-Regulated Consumer Product | Non-Weatherized, Non-Condensin | 1813 | 235 |  | 11/21/2023 | 75573 | 208665963 | 12/08/2023
Rheem Sales Company, Inc. | RUSSELL | RGEAZR030AJT04UNA | Federally-Regulated Consumer Product | Weatherized Non-Condensing Gas | 1189 | 251 |  | 12/05/2023 | 39887 | 208676490 | 12/08/2023
Rheem Sales Company, Inc. | RUSSELL | RGECZT060AJT07**C | Federally-Regulated Consumer Product | Weatherized Non-Condensing Gas | 2336 | 182 |  | 11/21/2023 | 52310 | 212604412 | 12/08/2023
Rheem Sales Company, Inc. | RUSSELL | RGEAZR024AJT061NA | Federally-Regulated Consumer Product | Weatherized Non-Condensing Gas | 1270 | 255 |  | 11/21/2023 | 61123 | 208676395 | 12/08/2023
Rheem Sales Company, Inc. | RUSSELL | S801V0754A17UH | Federally-Regulated Consumer Product | Non-Weatherized, Non-Condensin | 1830 | 223 |  | 11/21/2023 | 75693 | 208665959 | 12/08/2023
Rheem Sales Company, Inc. | RUSSELL | RGEAZR048AJT08UNA | Federally-Regulated Consumer Product | Weatherized Non-Condensing Gas | 2026 | 288 |  | 12/05/2023 | 80021 | 208676555 | 12/08/2023
Rheem Sales Company, Inc. | RUSSELL | S801T0504A17UHSNAS | Federally-Regulated Consumer Product | Non-Weatherized, Non-Condensin | 1517 | 249 |  | 11/21/2023 | 50545 | 211806584 | 12/08/2023
Rheem Sales Company, Inc. | RUSSELL | S801T1505A24UHSNAS | Federally-Regulated Consumer Product | Non-Weatherized, Non-Condensin | 1910 | 233 |  | 11/21/2023 | 150068 | 213351301 | 12/08/2023
Rheem Sales Company, Inc. | RUSSELL | RGEAZR024AJT04UNA | Federally-Regulated Consumer Product | Weatherized Non-Condensing Gas | 1181 | 251 |  | 12/05/2023 | 40068 | 208676465 | 12/08/2023
Rheem Sales Company, Inc. | RUSSELL | S962V0603A17M4S | Federally-Regulated Consumer Product | Non-Weatherized, Condensing Ga | 1372 | 255 |  | 05/25/2023 | 37932 | 208243351 | 12/08/2023
Rheem Sales Company, Inc. | RUSSELL | RGECZR048AJT12**C | Federally-Regulated Consumer Product | Weatherized Non-Condensing Gas | 1902 | 259 |  | 11/21/2023 | 84032 | 210279542 | 12/08/2023
Rheem Sales Company, Inc. | RUSSELL | RGEXZS048AJV10T | Federally-Regulated Consumer Product | Weatherized Non-Condensing Gas | 1797 | 277 |  | 11/21/2023 | 70225 | 213352243 | 12/08/2023
Rheem Sales Company, Inc. | RUSSELL | RGEXZS048AJV102 | Federally-Regulated Consumer Product | Weatherized Non-Condensing Gas | 1797 | 277 |  | 11/21/2023 | 70225 | 213352238 | 12/08/2023
Rheem Sales Company, Inc. | RUSSELL | RGEAZR036AJT061NA | Federally-Regulated Consumer Product | Weatherized Non-Condensing Gas | 1259 | 254 |  | 11/21/2023 | 58986 | 208676420 | 12/08/2023
Rheem Sales Company, Inc. | RUSSELL | S801V0504A17UHNBAP | Federally-Regulated Consumer Product | Non-Weatherized, Non-Condensin | 1682 | 256 |  | 12/05/2023 | 50501 | 211774696 | 12/08/2023
Rheem Sales Company, Inc. | RUSSELL | RGEAZR024AJT081NA | Federally-Regulated Consumer Product | Weatherized Non-Condensing Gas | 1202 | 252 |  | 11/21/2023 | 79659 | 208676400 | 12/08/2023
Rheem Sales Company, Inc. | RUSSELL | RGEAZS024AJV06XCA | Federally-Regulated Consumer Product | Weatherized Non-Condensing Gas | 1089 | 247 |  | 11/21/2023 | 60430 | 212675820 | 12/08/2023
Rheem Sales Company, Inc. | RUSSELL | RGEAZR024AJT08XNA | Federally-Regulated Consumer Product | Weatherized Non-Condensing Gas | 1202 | 252 |  | 11/21/2023 | 79659 | 208676485 | 12/08/2023
Rheem Sales Company, Inc. | RUSSELL | RGEAZR030AJT081NA | Federally-Regulated Consumer Product | Weatherized Non-Condensing Gas | 1216 | 253 |  | 11/21/2023 | 80365 | 208676415 | 12/08/2023
Rheem Sales Company, Inc. | RUSSELL | S802V0754A17DZNBAP | Federally-Regulated Consumer Product | Non-Weatherized, Non-Condensin | 1628 | 254 |  | 12/05/2023 | 52707 | 211774711 | 12/08/2023
Rheem Sales Company, Inc. | RUSSELL | S951V0403A17UHUBAP | Federally-Regulated Consumer Product | Non-Weatherized, Condensing Ga | 1335 | 254 |  | 11/21/2023 | 42103 | 212921449 | 12/08/2023
Rheem Sales Company, Inc. | RUSSELL | RGEAZS024AJV061CA | Federally-Regulated Consumer Product | Weatherized Non-Condensing Gas | 1089 | 247 |  | 11/21/2023 | 60430 | 212675816 | 12/08/2023
Rheem Sales Company, Inc. | RUSSELL | RGEAZR060AJT08XNA | Federally-Regulated Consumer Product | Weatherized Non-Condensing Gas | 2041 | 289 |  | 11/21/2023 | 79422 | 208676575 | 12/08/2023
Rheem Sales Company, Inc. | RUSSELL | RGEAZR036AJT06XNA | Federally-Regulated Consumer Product | Weatherized Non-Condensing Gas | 1259 | 254 |  | 11/21/2023 | 58986 | 208676520 | 12/08/2023
Rheem Sales Company, Inc. | RUSSELL | RGEAZR030AJT06UNA | Federally-Regulated Consumer Product | Weatherized Non-Condensing Gas | 1125 | 248 |  | 12/05/2023 | 60094 | 208676500 | 12/08/2023
Rheem Sales Company, Inc. | RUSSELL | S801V0504A17UHUBAP | Federally-Regulated Consumer Product | Non-Weatherized, Non-Condensin | 1376 | 243 |  | 11/21/2023 | 50203 | 211806588 | 12/08/2023
Rheem Sales Company, Inc. | RUSSELL | RGEAZR042AJT08XNA | Federally-Regulated Consumer Product | Weatherized Non-Condensing Gas | 1820 | 279 |  | 11/21/2023 | 81578 | 208676545 | 12/08/2023
Rheem Sales Company, Inc. | RUSSELL | S801V1005A21UH | Federally-Regulated Consumer Product | Non-Weatherized, Non-Condensin | 2027 | 188 |  | 11/21/2023 | 100725 | 208665967 | 12/08/2023
Rheem Sales Company, Inc. | Sure | RGEAZR036AJT081NA | Federally-Regulated Consumer Product | Weatherized Non-Condensing Gas | 1387 | 260 |  | 11/21/2023 | 80632 | 208676426 | 12/08/2023
Rheem Sales Company, Inc. | Sure | RGECZT036AJT07**C | Federally-Regulated Consumer Product | Weatherized Non-Condensing Gas | 1475 | 165 |  | 12/08/2023 | 53157 | 212604390 | 12/08/2023
Rheem Sales Company, Inc. | Sure | RGEAZR030AJT06XNA | Federally-Regulated Consumer Product | Weatherized Non-Condensing Gas | 1342 | 258 |  | 11/21/2023 | 61240 | 208676506 | 12/08/2023
Rheem Sales Company, Inc. | Sure | RGEAZR048AJT101NA | Federally-Regulated Consumer Product | Weatherized Non-Condensing Gas | 2001 | 287 |  | 12/08/2023 | 101705 | 208676451 | 12/08/2023
Rheem Sales Company, Inc. | Sure | S801V1255A24DZSBAP | Federally-Regulated Consumer Product | Non-Weatherized, Non-Condensin | 2075 | 273 |  | 12/08/2023 | 124289 | 210646667 | 12/08/2023
Rheem Sales Company, Inc. | Sure | RGEAZR048AJT10XNA | Federally-Regulated Consumer Product | Weatherized Non-Condensing Gas | 2001 | 287 |  | 12/08/2023 | 101705 | 208676571 | 12/08/2023
Rheem Sales Company, Inc. | Sure | S951V0603A17UHUBAP | Federally-Regulated Consumer Product | Non-Weatherized, Condensing Ga | 1246 | 250 |  | 12/08/2023 | 56140 | 212921452 | 12/08/2023
Rheem Sales Company, Inc. | Sure | S801V1005A21UH | Federally-Regulated Consumer Product | Non-Weatherized, Non-Condensin | 2027 | 188 |  | 11/21/2023 | 100725 | 208665968 | 12/08/2023
Rheem Sales Company, Inc. | Sure | RGEAZR036AJT06UNA | Federally-Regulated Consumer Product | Weatherized Non-Condensing Gas | 1434 | 262 |  | 12/08/2023 | 60723 | 208676516 | 12/08/2023
Rheem Sales Company, Inc. | Sure | RGEAZR060AJT08XNA | Federally-Regulated Consumer Product | Weatherized Non-Condensing Gas | 2041 | 289 |  | 12/08/2023 | 79422 | 208676576 | 12/08/2023
Rheem Sales Company, Inc. | Sure | RGEAZR030AJT081NA | Federally-Regulated Consumer Product | Weatherized Non-Condensing Gas | 1216 | 253 |  | 12/08/2023 | 80365 | 208676416 | 12/08/2023
Rheem Sales Company, Inc. | Sure | RGEAZR030AJT06UNA | Federally-Regulated Consumer Product | Weatherized Non-Condensing Gas | 1125 | 248 |  | 12/05/2023 | 60094 | 208676501 | 12/08/2023
Rheem Sales Company, Inc. | Sure | RGEAZR024AJT08XNA | Federally-Regulated Consumer Product | Weatherized Non-Condensing Gas | 1202 | 252 |  | 12/08/2023 | 79659 | 208676486 | 12/08/2023
Rheem Sales Company, Inc. | Sure | S802V0504A17UHNBAP | Federally-Regulated Consumer Product | Non-Weatherized, Non-Condensin | 1712 | 257 |  | 12/08/2023 | 34534 | 211806602 | 12/08/2023
Rheem Sales Company, Inc. | Sure | RGEAZR024AJT061NA | Federally-Regulated Consumer Product | Weatherized Non-Condensing Gas | 1270 | 255 |  | 12/08/2023 | 61123 | 208676396 | 12/08/2023
Rheem Sales Company, Inc. | Sure | RGEAZR042AJT081NA | Federally-Regulated Consumer Product | Weatherized Non-Condensing Gas | 1820 | 279 |  | 12/08/2023 | 81578 | 208676436 | 12/08/2023
Rheem Sales Company, Inc. | Sure | S801T1004A17UHSNAS | Federally-Regulated Consumer Product | Non-Weatherized, Non-Condensin | 1448 | 212 |  | 12/08/2023 | 98573 | 213351296 | 12/08/2023
Rheem Sales Company, Inc. | Sure | RGEXZS048AJV102 | Federally-Regulated Consumer Product | Weatherized Non-Condensing Gas | 1797 | 277 |  | 12/08/2023 | 70225 | 213352240 | 12/08/2023
Rheem Sales Company, Inc. | Sure | RGEAZR024AJT06XNA | Federally-Regulated Consumer Product | Weatherized Non-Condensing Gas | 1270 | 255 |  | 12/08/2023 | 61123 | 208676481 | 12/08/2023
Rheem Sales Company, Inc. | Sure | RGECZT060AJT12**C | Federally-Regulated Consumer Product | Weatherized Non-Condensing Gas | 2183 | 266 |  | 12/08/2023 | 83968 | 212604420 | 12/08/2023
Rheem Sales Company, Inc. | Sure | S801V0754A17DZNBAP | Federally-Regulated Consumer Product | Non-Weatherized, Non-Condensin | 1680 | 255 |  | 12/08/2023 | 76001 | 210646684 | 12/08/2023
Rheem Sales Company, Inc. | Sure | S801V0755A21DZSBAP | Federally-Regulated Consumer Product | Non-Weatherized, Non-Condensin | 2163 | 277 |  | 12/08/2023 | 75029 | 210646677 | 12/08/2023
Rheem Sales Company, Inc. | Sure | S802V1005A21DZSBAP | Federally-Regulated Consumer Product | Non-Weatherized, Non-Condensin | 2120 | 275 |  | 12/08/2023 | 69817 | 211806614 | 12/08/2023
Rheem Sales Company, Inc. | Sure | RGEAZR024AJT04UNA | Federally-Regulated Consumer Product | Weatherized Non-Condensing Gas | 1181 | 251 |  | 12/08/2023 | 40068 | 208676466 | 12/08/2023
Rheem Sales Company, Inc. | Sure | S801V0754A17DZSBAP | Federally-Regulated Consumer Product | Non-Weatherized, Non-Condensin | 1680 | 255 |  | 12/08/2023 | 76001 | 210646687 | 12/08/2023
Rheem Sales Company, Inc. | Sure | RGEAZR042AJT08UNA | Federally-Regulated Consumer Product | Weatherized Non-Condensing Gas | 1635 | 271 |  | 12/08/2023 | 80943 | 208676541 | 12/08/2023
Rheem Sales Company, Inc. | Sure | S802V1255A24DZSBAP | Federally-Regulated Consumer Product | Non-Weatherized, Non-Condensin | 2179 | 278 |  | 12/08/2023 | 86625 | 211774736 | 12/08/2023
Rheem Sales Company, Inc. | Sure | S951V1005A21UHUBAP | Federally-Regulated Consumer Product | Non-Weatherized, Condensing Ga | 2062 | 286 |  | 12/08/2023 | 94650 | 212921454 | 12/08/2023
Rheem Sales Company, Inc. | Sure | RGEAZR048AJT081NA | Federally-Regulated Consumer Product | Weatherized Non-Condensing Gas | 1847 | 280 |  | 12/08/2023 | 80515 | 208676446 | 12/08/2023
Rheem Sales Company, Inc. | Sure | RGEAZR030AJT061NA | Federally-Regulated Consumer Product | Weatherized Non-Condensing Gas | 1342 | 258 |  | 11/21/2023 | 61240 | 208676411 | 12/08/2023
Rheem Sales Company, Inc. | Sure | RGEAZS024AJV06XCA | Federally-Regulated Consumer Product | Weatherized Non-Condensing Gas | 1089 | 247 |  | 12/08/2023 | 60430 | 212675821 | 12/08/2023
Rheem Sales Company, Inc. | Sure | RGECZR036AJT10**C | Federally-Regulated Consumer Product | Weatherized Non-Condensing Gas | 1576 | 218 |  | 11/21/2023 | 100764 | 210279536 | 12/08/2023
Rheem Sales Company, Inc. | Sure | S802V1255A24DZNBAP | Federally-Regulated Consumer Product | Non-Weatherized, Non-Condensin | 2179 | 278 |  | 12/08/2023 | 86625 | 211774731 | 12/08/2023
Rheem Sales Company, Inc. | Sure | RGECZR060AJT12**C | Federally-Regulated Consumer Product | Weatherized Non-Condensing Gas | 2183 | 266 |  | 12/08/2023 | 83968 | 210279552 | 12/08/2023
Rheem Sales Company, Inc. | Sure | RGECZT048AJT12**C | Federally-Regulated Consumer Product | Weatherized Non-Condensing Gas | 1902 | 259 |  | 12/08/2023 | 84032 | 212604408 | 12/08/2023
Rheem Sales Company, Inc. | Sure | RGEAZR024AJT081NA | Federally-Regulated Consumer Product | Weatherized Non-Condensing Gas | 1202 | 252 |  | 12/08/2023 | 79659 | 208676401 | 12/08/2023
Rheem Sales Company, Inc. | Sure | S801V1255A24UH | Federally-Regulated Consumer Product | Non-Weatherized, Non-Condensin | 2076 | 258 |  | 12/08/2023 | 124802 | 208665972 | 12/08/2023
Rheem Sales Company, Inc. | Sure | RGEAZR030AJT04UNA | Federally-Regulated Consumer Product | Weatherized Non-Condensing Gas | 1189 | 251 |  | 12/08/2023 | 39887 | 208676491 | 12/08/2023
Rheem Sales Company, Inc. | Sure | S802V0503A14DZNBAP | Federally-Regulated Consumer Product | Non-Weatherized, Non-Condensin | 1250 | 237 |  | 12/08/2023 | 34844 | 211806595 | 12/08/2023
Rheem Sales Company, Inc. | Sure | S801V0503A14UH | Federally-Regulated Consumer Product | Non-Weatherized, Non-Condensin | 1308 | 184 |  | 12/08/2023 | 50472 | 208665956 | 12/08/2023
Rheem Sales Company, Inc. | Sure | RGEAZR024AJT04XNA | Federally-Regulated Consumer Product | Weatherized Non-Condensing Gas | 1205 | 252 |  | 12/08/2023 | 40798 | 208676471 | 12/08/2023
Rheem Sales Company, Inc. | Sure | S801V1505A24UHNBAP | Federally-Regulated Consumer Product | Non-Weatherized, Non-Condensin | 2440 | 249 |  | 12/08/2023 | 150642 | 213351310 | 12/08/2023
Rheem Sales Company, Inc. | Sure | S802V1005A21DZNBAP | Federally-Regulated Consumer Product | Non-Weatherized, Non-Condensin | 2120 | 275 |  | 12/05/2023 | 69817 | 211806610 | 12/08/2023
Rheem Sales Company, Inc. | Sure | S801V1005A21UHUBAP | Federally-Regulated Consumer Product | Non-Weatherized, Non-Condensin | 1966 | 269 |  | 12/08/2023 | 97612 | 211806592 | 12/08/2023
Rheem Sales Company, Inc. | Sure | S801V0503A14DZSBAP | Federally-Regulated Consumer Product | Non-Weatherized, Non-Condensin | 2163 | 277 |  | 12/08/2023 | 51119 | 210641920 | 12/08/2023
Rheem Sales Company, Inc. | Sure | S802V0754A17DZSBAP | Federally-Regulated Consumer Product | Non-Weatherized, Non-Condensin | 1628 | 254 |  | 11/21/2023 | 52707 | 211774718 | 12/08/2023
Rheem Sales Company, Inc. | Sure | S802V0754A17DZNBAP | Federally-Regulated Consumer Product | Non-Weatherized, Non-Condensin | 1628 | 254 |  | 12/08/2023 | 52707 | 211774713 | 12/08/2023
Rheem Sales Company, Inc. | Sure | RGECZT036AJT10**C | Federally-Regulated Consumer Product | Weatherized Non-Condensing Gas | 1576 | 218 |  | 12/08/2023 | 100764 | 212604396 | 12/08/2023
Rheem Sales Company, Inc. | Sure | S801T1004A17UHNNAS | Federally-Regulated Consumer Product | Non-Weatherized, Non-Condensin | 1448 | 212 |  | 12/08/2023 | 98573 | 213351298 | 12/08/2023
Rheem Sales Company, Inc. | Sure | S801T0504A17UHSNAS | Federally-Regulated Consumer Product | Non-Weatherized, Non-Condensin | 1517 | 249 |  | 12/08/2023 | 50545 | 211806586 | 12/08/2023
Rheem Sales Company, Inc. | Sure | S801T0704A17UHU | Federally-Regulated Consumer Product | Non-Weatherized, Non-Condensin | 1823 | 262 |  | 12/05/2023 | 70109 | 208430282 | 12/08/2023
Rheem Sales Company, Inc. | Sure | RGEAZR030AJT041NA | Federally-Regulated Consumer Product | Weatherized Non-Condensing Gas | 1342 | 258 |  | 12/08/2023 | 39842 | 208676406 | 12/08/2023
Rheem Sales Company, Inc. | Sure | S801V0755A21DZNBAP | Federally-Regulated Consumer Product | Non-Weatherized, Non-Condensin | 2163 | 277 |  | 12/08/2023 | 75029 | 210646675 | 12/08/2023
Rheem Sales Company, Inc. | Sure | RGEAZR036AJT101NA | Federally-Regulated Consumer Product | Weatherized Non-Condensing Gas | 1380 | 260 |  | 11/21/2023 | 100130 | 208676431 | 12/08/2023
Rheem Sales Company, Inc. | Sure | RGEAZR042AJT101NA | Federally-Regulated Consumer Product | Weatherized Non-Condensing Gas | 1774 | 277 |  | 12/08/2023 | 100987 | 208676441 | 12/08/2023
Rheem Sales Company, Inc. | Sure | S802V0755A21DZSBAP | Federally-Regulated Consumer Product | Non-Weatherized, Non-Condensin | 2041 | 272 |  | 12/08/2023 | 52592 | 211774727 | 12/08/2023
Rheem Sales Company, Inc. | Sure | RGEAZR042AJT08XNA | Federally-Regulated Consumer Product | Weatherized Non-Condensing Gas | 1820 | 279 |  | 12/08/2023 | 81578 | 208676546 | 12/08/2023
Rheem Sales Company, Inc. | Sure | S802V0504A17UHSBAP | Federally-Regulated Consumer Product | Non-Weatherized, Non-Condensin | 1712 | 257 |  | 12/08/2023 | 34534 | 211806607 | 12/08/2023
Rheem Sales Company, Inc. | Sure | RGECZR036AJT07**C | Federally-Regulated Consumer Product | Weatherized Non-Condensing Gas | 1475 | 165 |  | 12/08/2023 | 53157 | 208503163 | 12/08/2023
Rheem Sales Company, Inc. | Sure | RGEAZR060AJT10UNA | Federally-Regulated Consumer Product | Weatherized Non-Condensing Gas | 1911 | 283 |  | 12/05/2023 | 99261 | 208676581 | 12/08/2023
Rheem Sales Company, Inc. | Sure | RGEAZR036AJT08XNA | Federally-Regulated Consumer Product | Weatherized Non-Condensing Gas | 1387 | 260 |  | 12/08/2023 | 80632 | 208676531 | 12/08/2023
Rheem Sales Company, Inc. | Sure | S801V0503A14DZNBAP | Federally-Regulated Consumer Product | Non-Weatherized, Non-Condensin | 2163 | 277 |  | 12/08/2023 | 51119 | 210641916 | 12/08/2023
Rheem Sales Company, Inc. | Sure | RGEAZR048AJT10UNA | Federally-Regulated Consumer Product | Weatherized Non-Condensing Gas | 1832 | 280 |  | 12/08/2023 | 100370 | 208676566 | 12/08/2023
Rheem Sales Company, Inc. | Sure | S801V0755A21UH | Federally-Regulated Consumer Product | Non-Weatherized, Non-Condensin | 1813 | 235 |  | 12/08/2023 | 75573 | 208665964 | 12/08/2023
Rheem Sales Company, Inc. | Sure | RGEAZR036AJT10XNA | Federally-Regulated Consumer Product | Weatherized Non-Condensing Gas | 1380 | 260 |  | 12/08/2023 | 100130 | 208676536 | 12/08/2023
Rheem Sales Company, Inc. | Sure | RGEAZR030AJT08XNA | Federally-Regulated Consumer Product | Weatherized Non-Condensing Gas | 1216 | 253 |  | 12/08/2023 | 80365 | 208676511 | 12/08/2023
Rheem Sales Company, Inc. | Sure | RGEXZS048AJV08T | Federally-Regulated Consumer Product | Weatherized Non-Condensing Gas | 1734 | 168 |  | 12/08/2023 | 57017 | 213352235 | 12/08/2023
Rheem Sales Company, Inc. | Sure | RGEXZS048AJV082 | Federally-Regulated Consumer Product | Weatherized Non-Condensing Gas | 1734 | 168 |  | 12/08/2023 | 57017 | 213352230 | 12/08/2023
Rheem Sales Company, Inc. | Sure | RGECZT060AJT07**C | Federally-Regulated Consumer Product | Weatherized Non-Condensing Gas | 2336 | 182 |  | 12/08/2023 | 52310 | 212604414 | 12/08/2023
Rheem Sales Company, Inc. | Sure | RGEAZR024AJT041NA | Federally-Regulated Consumer Product | Weatherized Non-Condensing Gas | 1205 | 252 |  | 12/08/2023 | 40798 | 208676391 | 12/08/2023
Rheem Sales Company, Inc. | Sure | S801V1255A24DZNBAP | Federally-Regulated Consumer Product | Non-Weatherized, Non-Condensin | 2075 | 273 |  | 12/08/2023 | 124289 | 210646665 | 12/08/2023
Rheem Sales Company, Inc. | Sure | RGECZR048AJT07**C | Federally-Regulated Consumer Product | Weatherized Non-Condensing Gas | 1873 | 167 |  | 12/08/2023 | 52596 | 210279540 | 12/08/2023
Rheem Sales Company, Inc. | Sure | RGEAZR060AJT101NA | Federally-Regulated Consumer Product | Weatherized Non-Condensing Gas | 2131 | 293 |  | 12/08/2023 | 101980 | 208676461 | 12/08/2023
Rheem Sales Company, Inc. | Sure | RGECZR048AJT12**C | Federally-Regulated Consumer Product | Weatherized Non-Condensing Gas | 1902 | 259 |  | 12/08/2023 | 84032 | 210279544 | 12/08/2023
Rheem Sales Company, Inc. | Sure | RGEAZR036AJT08UNA | Federally-Regulated Consumer Product | Weatherized Non-Condensing Gas | 1382 | 260 |  | 12/05/2023 | 80891 | 208676526 | 12/08/2023
Rheem Sales Company, Inc. | Sure | RGECZT048AJT07**C | Federally-Regulated Consumer Product | Weatherized Non-Condensing Gas | 1873 | 167 |  | 12/08/2023 | 52596 | 212604402 | 12/08/2023
Rheem Sales Company, Inc. | Sure | S801V0504A17UHSBAP | Federally-Regulated Consumer Product | Non-Weatherized, Non-Condensin | 1682 | 256 |  | 12/08/2023 | 50501 | 211774702 | 12/08/2023
Rheem Sales Company, Inc. | Sure | RGEAZR036AJT061NA | Federally-Regulated Consumer Product | Weatherized Non-Condensing Gas | 1259 | 254 |  | 12/08/2023 | 58986 | 208676421 | 12/08/2023
Rheem Sales Company, Inc. | Sure | RGEAZR048AJT08XNA | Federally-Regulated Consumer Product | Weatherized Non-Condensing Gas | 1847 | 280 |  | 12/08/2023 | 80515 | 208676561 | 12/08/2023
Rheem Sales Company, Inc. | Sure | S951V0403A17UHUBAP | Federally-Regulated Consumer Product | Non-Weatherized, Condensing Ga | 1335 | 254 |  | 12/08/2023 | 42103 | 212921450 | 12/08/2023
Rheem Sales Company, Inc. | Sure | RGEAZR048AJT08UNA | Federally-Regulated Consumer Product | Weatherized Non-Condensing Gas | 2026 | 288 |  | 12/08/2023 | 80022 | 208676556 | 12/08/2023
Rheem Sales Company, Inc. | Sure | RGECZR060AJT07**C | Federally-Regulated Consumer Product | Weatherized Non-Condensing Gas | 2336 | 182 |  | 12/08/2023 | 52310 | 210279548 | 12/08/2023
Rheem Sales Company, Inc. | Sure | RGEXZS048AJV10T | Federally-Regulated Consumer Product | Weatherized Non-Condensing Gas | 1797 | 277 |  | 12/08/2023 | 70225 | 213352245 | 12/08/2023
Rheem Sales Company, Inc. | Sure | S801V0754A17UH | Federally-Regulated Consumer Product | Non-Weatherized, Non-Condensin | 1830 | 223 |  | 11/21/2023 | 75693 | 208665960 | 12/08/2023
Rheem Sales Company, Inc. | Sure | RGEAZR042AJT10XNA | Federally-Regulated Consumer Product | Weatherized Non-Condensing Gas | 1774 | 277 |  | 12/08/2023 | 100987 | 208676551 | 12/08/2023
Rheem Sales Company, Inc. | Sure | RGEAZR030AJT04XNA | Federally-Regulated Consumer Product | Weatherized Non-Condensing Gas | 1342 | 258 |  | 12/08/2023 | 39842 | 208676496 | 12/08/2023
Rheem Sales Company, Inc. | Sure | RGEAZR036AJT06XNA | Federally-Regulated Consumer Product | Weatherized Non-Condensing Gas | 1259 | 254 |  | 11/21/2023 | 58986 | 208676521 | 12/08/2023
Rheem Sales Company, Inc. | Sure | RGEAZS024AJV061CA | Federally-Regulated Consumer Product | Weatherized Non-Condensing Gas | 1089 | 247 |  | 12/08/2023 | 60430 | 212675817 | 12/08/2023
Rheem Sales Company, Inc. | Sure | S801V1005A21DZSBAP | Federally-Regulated Consumer Product | Non-Weatherized, Non-Condensin | 2095 | 257 |  | 12/08/2023 | 100302 | 210646662 | 12/08/2023
Rheem Sales Company, Inc. | Sure | S801V0504A17UHNBAP | Federally-Regulated Consumer Product | Non-Weatherized, Non-Condensin | 1682 | 256 |  | 12/08/2023 | 50501 | 211774697 | 12/08/2023
Rheem Sales Company, Inc. | Sure | S801V1005A21DZNBAP | Federally-Regulated Consumer Product | Non-Weatherized, Non-Condensin | 2095 | 257 |  | 12/08/2023 | 100302 | 210646660 | 12/08/2023
Rheem Sales Company, Inc. | Sure | S801T0504A17UHNNAS | Federally-Regulated Consumer Product | Non-Weatherized, Non-Condensin | 1517 | 249 |  | 12/08/2023 | 50545 | 211806582 | 12/08/2023
Rheem Sales Company, Inc. | Sure | S802V0755A21DZNBAP | Federally-Regulated Consumer Product | Non-Weatherized, Non-Condensin | 2041 | 272 |  | 12/05/2023 | 52592 | 211774722 | 12/08/2023
Rheem Sales Company, Inc. | Sure | RGEAZR060AJT10XNA | Federally-Regulated Consumer Product | Weatherized Non-Condensing Gas | 2131 | 293 |  | 12/08/2023 | 101980 | 208676586 | 12/08/2023
Rheem Sales Company, Inc. | Sure | S802V0503A14DZSBAP | Federally-Regulated Consumer Product | Non-Weatherized, Non-Condensin | 1250 | 237 |  | 12/08/2023 | 34844 | 211806599 | 12/08/2023
Rheem Sales Company, Inc. | Sure | S801V0704A17UHUBAP | Federally-Regulated Consumer Product | Non-Weatherized, Non-Condensin | 1723 | 258 |  | 12/08/2023 | 70568 | 211774706 | 12/08/2023
Rheem Sales Company, Inc. | Sure | RGEAZR060AJT081NA | Federally-Regulated Consumer Product | Weatherized Non-Condensing Gas | 2041 | 289 |  | 12/08/2023 | 79422 | 208676456 | 12/08/2023
Rheem Sales Company, Inc. | Sure | S801V0504A17UHUBAP | Federally-Regulated Consumer Product | Non-Weatherized, Non-Condensin | 1376 | 243 |  | 12/08/2023 | 50203 | 211806589 | 12/08/2023
Rheem Sales Company, Inc. | Sure | S962V0603A17M4S | Federally-Regulated Consumer Product | Non-Weatherized, Condensing Ga | 1372 | 255 |  | 12/08/2023 | 37932 | 208243319 | 12/08/2023
Rheem Sales Company, Inc. | Sure | RGEAZR024AJT06UNA | Federally-Regulated Consumer Product | Weatherized Non-Condensing Gas | 1236 | 253 |  | 12/08/2023 | 61566 | 208676476 | 12/08/2023
Rheem Sales Company, Inc. | Sure | S801T1255A24UHS | Federally-Regulated Consumer Product | Non-Weatherized, Non-Condensin | 1991 | 270 |  | 12/08/2023 | 123598 | 208242402 | 12/08/2023
Rheem Sales Company, Inc. | RUSSELL | S802V1255A24UHS | Federally-Regulated Consumer Product | Non-Weatherized, Non-Condensin | 2073 | 273 |  | 05/25/2023 | 87500 | 208243338 | 12/08/2023
Rheem Sales Company, Inc. | RUSSELL | S951V0855A21M4 | Federally-Regulated Consumer Product | Non-Weatherized, Condensing Ga | 1851 | 246 |  | 10/17/2023 | 84247 | 208676317 | 12/08/2023
Rheem Sales Company, Inc. | RUSSELL | S951V1155A24M4 | Federally-Regulated Consumer Product | Non-Weatherized, Condensing Ga | 2137 | 231 |  | 10/17/2023 | 111605 | 208676271 | 12/08/2023
Rheem Sales Company, Inc. | RUSSELL | S802V0503A14UHN | Federally-Regulated Consumer Product | Non-Weatherized, Non-Condensin | 1318 | 240 |  | 05/25/2023 | 35484 | 208243340 | 12/08/2023
Rheem Sales Company, Inc. | RUSSELL | RGEA14036AJT06UAA | Federally-Regulated Consumer Product | Weatherized Non-Condensing Gas | 1434 | 262 |  | 12/05/2023 | 60723 | 205965555 | 12/08/2023
Rheem Sales Company, Inc. | RUSSELL | S801V1505A24UHNBAP | Federally-Regulated Consumer Product | Non-Weatherized, Non-Condensin | 2440 | 249 |  | 11/21/2023 | 150642 | 213351311 | 12/08/2023
Rheem Sales Company, Inc. | RUSSELL | S801T0754A17UHN | Federally-Regulated Consumer Product | Non-Weatherized, Non-Condensin | 1496 | 248 |  | 05/25/2023 | 75177 | 208242428 | 12/08/2023
Rheem Sales Company, Inc. | RUSSELL | S801T1255A24DZS | Federally-Regulated Consumer Product | Non-Weatherized, Non-Condensin | 1835 | 263 |  | 05/25/2023 | 124389 | 208242437 | 12/08/2023
Rheem Sales Company, Inc. | RUSSELL | S801T1005A21DZN | Federally-Regulated Consumer Product | Non-Weatherized, Non-Condensin | 1895 | 265 |  | 05/25/2023 | 100302 | 208242442 | 12/08/2023
Rheem Sales Company, Inc. | RUSSELL | S951V0403A17M4 | Federally-Regulated Consumer Product | Non-Weatherized, Condensing Ga | 1292 | 228 |  | 05/25/2023 | 42494 | 208676313 | 12/08/2023
Rheem Sales Company, Inc. | RUSSELL | S801T0755A21DZN | Federally-Regulated Consumer Product | Non-Weatherized, Non-Condensin | 1883 | 265 |  | 05/25/2023 | 75029 | 208242441 | 12/08/2023
Rheem Sales Company, Inc. | RUSSELL | RGEXZS060AJV102 | Federally-Regulated Consumer Product | Weatherized Non-Condensing Gas | 2129 | 188 |  | 11/21/2023 | 70580 | 213352248 | 12/08/2023
Rheem Sales Company, Inc. | RUSSELL | S962V0855A21M4S | Federally-Regulated Consumer Product | Non-Weatherized, Condensing Ga | 1947 | 281 |  | 05/25/2023 | 58053 | 208243356 | 12/08/2023
Rheem Sales Company, Inc. | RUSSELL | RGEXZS060AJV10T | Federally-Regulated Consumer Product | Weatherized Non-Condensing Gas | 2129 | 188 |  | 11/21/2023 | 70580 | 213352250 | 12/08/2023
Rheem Sales Company, Inc. | RUSSELL | S802V0754A17UHN | Federally-Regulated Consumer Product | Non-Weatherized, Non-Condensin | 1458 | 246 |  | 05/25/2023 | 52564 | 208243341 | 12/08/2023
Rheem Sales Company, Inc. | RUSSELL | S802V1255A24UHN | Federally-Regulated Consumer Product | Non-Weatherized, Non-Condensin | 2073 | 273 |  | 05/25/2023 | 87500 | 208243347 | 12/08/2023
Rheem Sales Company, Inc. | RUSSELL | S951V1005A21M4 | Federally-Regulated Consumer Product | Non-Weatherized, Condensing Ga | 2153 | 271 |  | 10/17/2023 | 98911 | 208676318 | 12/08/2023
Rheem Sales Company, Inc. | RUSSELL | S951T1005A21M4 | Federally-Regulated Consumer Product | Non-Weatherized, Condensing Ga | 2066 | 286 |  | 10/17/2023 | 98023 | 208663414 | 12/08/2023
Rheem Sales Company, Inc. | RUSSELL | RGEA14042AJT101AC | Federally-Regulated Consumer Product | Weatherized Non-Condensing Gas | 1494 | 265 |  | 11/21/2023 | 99609 | 206606650 | 12/08/2023
Rheem Sales Company, Inc. | RUSSELL | S801T0753A17DZN | Federally-Regulated Consumer Product | Non-Weatherized, Non-Condensin | 1253 | 237 |  | 05/25/2023 | 74903 | 208429536 | 12/08/2023
Rheem Sales Company, Inc. | RUSSELL | S801T0503A14UHS | Federally-Regulated Consumer Product | Non-Weatherized, Non-Condensin | 1388 | 243 |  | 05/25/2023 | 49660 | 208242421 | 12/08/2023
Rheem Sales Company, Inc. | RUSSELL | S801T0703A17UHU | Federally-Regulated Consumer Product | Non-Weatherized, Non-Condensin | 1189 | 234 |  | 05/25/2023 | 70542 | 208430287 | 12/08/2023
Rheem Sales Company, Inc. | RUSSELL | S801T1005A21UHN | Federally-Regulated Consumer Product | Non-Weatherized, Non-Condensin | 1812 | 262 |  | 05/25/2023 | 99863 | 208242430 | 12/08/2023
Rheem Sales Company, Inc. | RUSSELL | S97MV0703A17DHS | Federally-Regulated Consumer Product | Non-Weatherized, Condensing Ga | 1282 | 251 |  | 10/17/2023 | 28494 | 208157052 | 12/08/2023
Rheem Sales Company, Inc. | RUSSELL | S801V1004A17UHNBAP | Federally-Regulated Consumer Product | Non-Weatherized, Non-Condensin | 1896 | 204 |  | 11/21/2023 | 99142 | 213351307 | 12/08/2023
Rheem Sales Company, Inc. | RUSSELL | S801T1005A21UHS | Federally-Regulated Consumer Product | Non-Weatherized, Non-Condensin | 1812 | 262 |  | 05/25/2023 | 99863 | 208242424 | 12/08/2023
Rheem Sales Company, Inc. | RUSSELL | S801T0754A17UHS | Federally-Regulated Consumer Product | Non-Weatherized, Non-Condensin | 1496 | 248 |  | 05/25/2023 | 75177 | 208242422 | 12/08/2023
Rheem Sales Company, Inc. | RUSSELL | S801V1004A17UHSBAP | Federally-Regulated Consumer Product | Non-Weatherized, Non-Condensin | 1896 | 204 |  | 11/21/2023 | 99142 | 213351305 | 12/08/2023
Rheem Sales Company, Inc. | RUSSELL | S802V1004A17UHS | Federally-Regulated Consumer Product | Non-Weatherized, Non-Condensin | 1730 | 258 |  | 05/25/2023 | 70020 | 208243335 | 12/08/2023
Rheem Sales Company, Inc. | RUSSELL | S801T0753A17DZS | Federally-Regulated Consumer Product | Non-Weatherized, Non-Condensin | 1253 | 237 |  | 05/25/2023 | 74903 | 208429535 | 12/08/2023
Rheem Sales Company, Inc. | RUSSELL | S802V0755A21UHN | Federally-Regulated Consumer Product | Non-Weatherized, Non-Condensin | 1718 | 258 |  | 05/25/2023 | 52500 | 208243342 | 12/08/2023
Rheem Sales Company, Inc. | RUSSELL | S801T1255A24DZN | Federally-Regulated Consumer Product | Non-Weatherized, Non-Condensin | 1835 | 263 |  | 05/25/2023 | 124389 | 208242443 | 12/08/2023
Rheem Sales Company, Inc. | RUSSELL | RGEXZS060AJV08T | Federally-Regulated Consumer Product | Weatherized Non-Condensing Gas | 1950 | 177 |  | 11/21/2023 | 56366 | 213352261 | 12/08/2023
Rheem Sales Company, Inc. | RUSSELL | S802V0503A14UHS | Federally-Regulated Consumer Product | Non-Weatherized, Non-Condensin | 1318 | 240 |  | 05/25/2023 | 35484 | 208243329 | 12/08/2023
Rheem Sales Company, Inc. | RUSSELL | S951T0403A17M4 | Federally-Regulated Consumer Product | Non-Weatherized, Condensing Ga | 1107 | 244 |  | 05/25/2023 | 41877 | 208663409 | 12/08/2023
Rheem Sales Company, Inc. | RUSSELL | S97MV0603A17DHS | Federally-Regulated Consumer Product | Non-Weatherized, Condensing Ga | 1327 | 253 |  | 10/17/2023 | 22218 | 208157051 | 12/08/2023
Rheem Sales Company, Inc. | RUSSELL | S801T0504A17UHU | Federally-Regulated Consumer Product | Non-Weatherized, Non-Condensin | 1502 | 248 |  | 05/25/2023 | 50342 | 208430286 | 12/08/2023
Rheem Sales Company, Inc. | RUSSELL | S921V0403A17M4 | Federally-Regulated Consumer Product | Non-Weatherized, Condensing Ga | 1292 | 228 |  | 05/25/2023 | 42494 | 208676279 | 12/08/2023
Rheem Sales Company, Inc. | RUSSELL | S801V1505A24UHSBAP | Federally-Regulated Consumer Product | Non-Weatherized, Non-Condensin | 2440 | 249 |  | 11/21/2023 | 150642 | 213351309 | 12/08/2023
Rheem Sales Company, Inc. | RUSSELL | S921T1155A24M4 | Federally-Regulated Consumer Product | Non-Weatherized, Condensing Ga | 2041 | 285 |  | 10/17/2023 | 111488 | 208663446 | 12/08/2023
Rheem Sales Company, Inc. | RUSSELL | S921T0703A17M4 | Federally-Regulated Consumer Product | Non-Weatherized, Condensing Ga | 1362 | 255 |  | 10/17/2023 | 69960 | 208663442 | 12/08/2023
Rheem Sales Company, Inc. | RUSSELL | S921V1005A21M4 | Federally-Regulated Consumer Product | Non-Weatherized, Condensing Ga | 2153 | 271 |  | 10/17/2023 | 98911 | 208676284 | 12/08/2023
Rheem Sales Company, Inc. | RUSSELL | S802V1505A24UHS | Federally-Regulated Consumer Product | Non-Weatherized, Non-Condensin | 2092 | 274 |  | 05/25/2023 | 104565 | 208243584 | 12/08/2023
Rheem Sales Company, Inc. | RUSSELL | S921T0855A21M4 | Federally-Regulated Consumer Product | Non-Weatherized, Condensing Ga | 1929 | 280 |  | 10/17/2023 | 84515 | 208663444 | 12/08/2023
Rheem Sales Company, Inc. | RUSSELL | S802V0755A21UHS | Federally-Regulated Consumer Product | Non-Weatherized, Non-Condensin | 1718 | 258 |  | 05/25/2023 | 52500 | 208243333 | 12/08/2023
Rheem Sales Company, Inc. | RUSSELL | S921V1155A24M4 | Federally-Regulated Consumer Product | Non-Weatherized, Condensing Ga | 2137 | 231 |  | 10/17/2023 | 111605 | 208676285 | 12/08/2023
Rheem Sales Company, Inc. | RUSSELL | RGEA14030AJT04UAA | Federally-Regulated Consumer Product | Weatherized Non-Condensing Gas | 1189 | 251 |  | 12/05/2023 | 39887 | 205965553 | 12/08/2023
Rheem Sales Company, Inc. | RUSSELL | S962V1005A21M4S | Federally-Regulated Consumer Product | Non-Weatherized, Condensing Ga | 1858 | 277 |  | 05/25/2023 | 68679 | 208243358 | 12/08/2023
Rheem Sales Company, Inc. | RUSSELL | S921T0403A17M4 | Federally-Regulated Consumer Product | Non-Weatherized, Condensing Ga | 1107 | 244 |  | 05/25/2023 | 41877 | 208663440 | 12/08/2023
Rheem Sales Company, Inc. | RUSSELL | S802V1005A21UHN | Federally-Regulated Consumer Product | Non-Weatherized, Non-Condensin | 1905 | 266 |  | 05/25/2023 | 70000 | 208243345 | 12/08/2023
Rheem Sales Company, Inc. | RUSSELL | S801T0754A21UHN | Federally-Regulated Consumer Product | Non-Weatherized, Non-Condensin | 1634 | 254 |  | 05/25/2023 | 75736 | 208242429 | 12/08/2023
Rheem Sales Company, Inc. | RUSSELL | S951T0703A17M4 | Federally-Regulated Consumer Product | Non-Weatherized, Condensing Ga | 1362 | 255 |  | 10/17/2023 | 69960 | 208663411 | 12/08/2023
Rheem Sales Company, Inc. | RUSSELL | S801T1004A21UHU | Federally-Regulated Consumer Product | Non-Weatherized, Non-Condensin | 1861 | 264 |  | 05/25/2023 | 98348 | 208430289 | 12/08/2023
Rheem Sales Company, Inc. | RUSSELL | S801T0755A21DZS | Federally-Regulated Consumer Product | Non-Weatherized, Non-Condensin | 1883 | 265 |  | 05/25/2023 | 75029 | 208242435 | 12/08/2023
Rheem Sales Company, Inc. | RUSSELL | S801T0754A21UHS | Federally-Regulated Consumer Product | Non-Weatherized, Non-Condensin | 1634 | 254 |  | 05/25/2023 | 75736 | 208242423 | 12/08/2023
Rheem Sales Company, Inc. | RUSSELL | S921T1005A21M4 | Federally-Regulated Consumer Product | Non-Weatherized, Condensing Ga | 2066 | 286 |  | 10/17/2023 | 98023 | 208663445 | 12/08/2023
Rheem Sales Company, Inc. | RUSSELL | S951V0603A17M4 | Federally-Regulated Consumer Product | Non-Weatherized, Condensing Ga | 1356 | 249 |  | 10/17/2023 | 56054 | 208676314 | 12/08/2023
Rheem Sales Company, Inc. | RUSSELL | S951T0855A21M4 | Federally-Regulated Consumer Product | Non-Weatherized, Condensing Ga | 1929 | 280 |  | 10/17/2023 | 84515 | 208663413 | 12/08/2023
Rheem Sales Company, Inc. | RUSSELL | S921V0703A17M4 | Federally-Regulated Consumer Product | Non-Weatherized, Condensing Ga | 1166 | 246 |  | 10/17/2023 | 70001 | 208676281 | 12/08/2023
Rheem Sales Company, Inc. | RUSSELL | S951T1155A24M4 | Federally-Regulated Consumer Product | Non-Weatherized, Condensing Ga | 2041 | 285 |  | 10/17/2023 | 111488 | 208663351 | 12/08/2023
Rheem Sales Company, Inc. | RUSSELL | S802V1005A21UHS | Federally-Regulated Consumer Product | Non-Weatherized, Non-Condensin | 1905 | 266 |  | 05/25/2023 | 70000 | 208243337 | 12/08/2023
Rheem Sales Company, Inc. | RUSSELL | S801T1005A21DZS | Federally-Regulated Consumer Product | Non-Weatherized, Non-Condensin | 1895 | 265 |  | 05/25/2023 | 100302 | 208242436 | 12/08/2023
Rheem Sales Company, Inc. | RUSSELL | RGEXZS060AJV082 | Federally-Regulated Consumer Product | Weatherized Non-Condensing Gas | 1950 | 177 |  | 11/21/2023 | 56366 | 213352265 | 12/08/2023
Rheem Sales Company, Inc. | RUSSELL | S802V1505A24UHN | Federally-Regulated Consumer Product | Non-Weatherized, Non-Condensin | 2092 | 274 |  | 05/25/2023 | 104565 | 208243586 | 12/08/2023
Rheem Sales Company, Inc. | RUSSELL | S951V0703A17M4 | Federally-Regulated Consumer Product | Non-Weatherized, Condensing Ga | 1166 | 246 |  | 10/17/2023 | 70001 | 208676315 | 12/08/2023
Rheem Sales Company, Inc. | RUSSELL | RGEA14030AJT081AC | Federally-Regulated Consumer Product | Weatherized Non-Condensing Gas | 1147 | 249 |  | 11/21/2023 | 79965 | 206606605 | 12/08/2023
Rheem Sales Company, Inc. | RUSSELL | S802V1004A17UHN | Federally-Regulated Consumer Product | Non-Weatherized, Non-Condensin | 1730 | 258 |  | 05/25/2023 | 70020 | 208243344 | 12/08/2023
Rheem Sales Company, Inc. | RUSSELL | S801T1505A24UHNNAS | Federally-Regulated Consumer Product | Non-Weatherized, Non-Condensin | 1910 | 233 |  | 11/21/2023 | 150068 | 213351303 | 12/08/2023
Rheem Sales Company, Inc. | RUSSELL | S921V0603A17M4 | Federally-Regulated Consumer Product | Non-Weatherized, Condensing Ga | 1356 | 249 |  | 10/17/2023 | 56054 | 208676280 | 12/08/2023
Rheem Sales Company, Inc. | RUSSELL | S962V0703A17M4S | Federally-Regulated Consumer Product | Non-Weatherized, Condensing Ga | 1290 | 252 |  | 05/25/2023 | 48940 | 208243353 | 12/08/2023
Rheem Sales Company, Inc. | RUSSELL | S951T0603A17M4 | Federally-Regulated Consumer Product | Non-Weatherized, Condensing Ga | 1156 | 246 |  | 10/17/2023 | 55624 | 208663410 | 12/08/2023
Rheem Sales Company, Inc. | RUSSELL | S801T1005A21UHU | Federally-Regulated Consumer Product | Non-Weatherized, Non-Condensin | 2096 | 274 |  | 05/25/2023 | 100583 | 208430290 | 12/08/2023
Rheem Sales Company, Inc. | RUSSELL | S801T0503A14UHN | Federally-Regulated Consumer Product | Non-Weatherized, Non-Condensin | 1388 | 243 |  | 05/25/2023 | 49660 | 208242427 | 12/08/2023
Rheem Sales Company, Inc. | RUSSELL | S97MV0855A21DHS | Federally-Regulated Consumer Product | Non-Weatherized, Condensing Ga | 2138 | 289 |  | 10/17/2023 | 33549 | 208157053 | 12/08/2023
Rheem Sales Company, Inc. | RUSSELL | S921V0855A21M4 | Federally-Regulated Consumer Product | Non-Weatherized, Condensing Ga | 1851 | 246 |  | 10/17/2023 | 84247 | 208676283 | 12/08/2023
Rheem Sales Company, Inc. | RUSSELL | S802V0754A17UHS | Federally-Regulated Consumer Product | Non-Weatherized, Non-Condensin | 1458 | 246 |  | 05/25/2023 | 52564 | 208243331 | 12/08/2023
Rheem Sales Company, Inc. | RUSSELL | S921T0603A17M4 | Federally-Regulated Consumer Product | Non-Weatherized, Condensing Ga | 1156 | 246 |  | 10/17/2023 | 55624 | 208663441 | 12/08/2023
Rheem Sales Company, Inc. | RUSSELL | S801T0503A14DZN | Federally-Regulated Consumer Product | Non-Weatherized, Non-Condensin | 1223 | 236 |  | 05/25/2023 | 51119 | 208242438 | 12/08/2023
Rheem Sales Company, Inc. | CLIMATEMASTER | RGEAZR048AJT10UNA | Federally-Regulated Consumer Product | Weatherized Non-Condensing Gas | 1832 | 280 |  | 12/05/2023 | 100370 | 208699121 | 12/08/2023
Rheem Sales Company, Inc. | CLIMATEMASTER | RGEAZR024AJT041NA | Federally-Regulated Consumer Product | Weatherized Non-Condensing Gas | 1205 | 252 |  | 11/21/2023 | 40798 | 208699086 | 12/08/2023
Rheem Sales Company, Inc. | CLIMATEMASTER | RGEAZR060AJT10XNA | Federally-Regulated Consumer Product | Weatherized Non-Condensing Gas | 2131 | 293 |  | 11/21/2023 | 101980 | 208699125 | 12/08/2023
Rheem Sales Company, Inc. | CLIMATEMASTER | RGEAZR036AJT06XNA | Federally-Regulated Consumer Product | Weatherized Non-Condensing Gas | 1259 | 254 |  | 11/21/2023 | 58986 | 208699112 | 12/08/2023
Rheem Sales Company, Inc. | CLIMATEMASTER | RGECZT060AJT12**C | Federally-Regulated Consumer Product | Weatherized Non-Condensing Gas | 2183 | 266 |  | 11/21/2023 | 83968 | 212631795 | 12/08/2023
Rheem Sales Company, Inc. | CLIMATEMASTER | RGEA14042AJT101AC | Federally-Regulated Consumer Product | Weatherized Non-Condensing Gas | 1494 | 265 |  | 11/21/2023 | 99609 | 206606672 | 12/08/2023
Rheem Sales Company, Inc. | CLIMATEMASTER | RGEAZR060AJT081NA | Federally-Regulated Consumer Product | Weatherized Non-Condensing Gas | 2041 | 289 |  | 11/21/2023 | 79422 | 208699099 | 12/08/2023
Rheem Sales Company, Inc. | CLIMATEMASTER | RGEA14048AJT101AB | Federally-Regulated Consumer Product | Weatherized Non-Condensing Gas | 1809 | 279 |  | 11/21/2023 | 99189 | 205785516 | 12/08/2023
Rheem Sales Company, Inc. | CLIMATEMASTER | RGEAZR024AJT08XNA | Federally-Regulated Consumer Product | Weatherized Non-Condensing Gas | 1202 | 252 |  | 11/21/2023 | 79659 | 208699105 | 12/08/2023
Rheem Sales Company, Inc. | CLIMATEMASTER | RGEA16036AJV062AB | Federally-Regulated Consumer Product | Weatherized Non-Condensing Gas | 1648 | 259 |  | 11/21/2023 | 76362 | 205785546 | 12/08/2023
Rheem Sales Company, Inc. | CLIMATEMASTER | RGECZR048AJT07**C | Federally-Regulated Consumer Product | Weatherized Non-Condensing Gas | 1873 | 167 |  | 11/21/2023 | 52596 | 210279564 | 12/08/2023
Rheem Sales Company, Inc. | CLIMATEMASTER | RGEAZR024AJT06UNA | Federally-Regulated Consumer Product | Weatherized Non-Condensing Gas | 1236 | 253 |  | 12/05/2023 | 61566 | 208699103 | 12/08/2023
Rheem Sales Company, Inc. | CLIMATEMASTER | RGEAZR036AJT08UNA | Federally-Regulated Consumer Product | Weatherized Non-Condensing Gas | 1382 | 260 |  | 12/05/2023 | 80891 | 208699113 | 12/08/2023
Rheem Sales Company, Inc. | CLIMATEMASTER | RGEAZR024AJT081NA | Federally-Regulated Consumer Product | Weatherized Non-Condensing Gas | 1202 | 252 |  | 11/21/2023 | 79659 | 208699088 | 12/08/2023
Rheem Sales Company, Inc. | CLIMATEMASTER | RGECZT036AJT07**C | Federally-Regulated Consumer Product | Weatherized Non-Condensing Gas | 1475 | 165 |  | 11/21/2023 | 53157 | 212631790 | 12/08/2023
Rheem Sales Company, Inc. | CLIMATEMASTER | RGEAZR042AJT101NA | Federally-Regulated Consumer Product | Weatherized Non-Condensing Gas | 1774 | 277 |  | 11/21/2023 | 100987 | 208699096 | 12/08/2023
Rheem Sales Company, Inc. | CLIMATEMASTER | RGEA14030AJT04UAA | Federally-Regulated Consumer Product | Weatherized Non-Condensing Gas | 1189 | 251 |  | 12/05/2023 | 39887 | 205965563 | 12/08/2023
Rheem Sales Company, Inc. | CLIMATEMASTER | RGEA16024AJV062AB | Federally-Regulated Consumer Product | Weatherized Non-Condensing Gas | 1358 | 259 |  | 11/21/2023 | 46205 | 205785544 | 12/08/2023
Rheem Sales Company, Inc. | CLIMATEMASTER | RGEAZR060AJT10UNA | Federally-Regulated Consumer Product | Weatherized Non-Condensing Gas | 1911 | 283 |  | 12/05/2023 | 99261 | 208699124 | 12/08/2023
Rheem Sales Company, Inc. | CLIMATEMASTER | RGEAZR048AJT08XNA | Federally-Regulated Consumer Product | Weatherized Non-Condensing Gas | 1847 | 280 |  | 11/21/2023 | 80515 | 208699120 | 12/08/2023
Rheem Sales Company, Inc. | CLIMATEMASTER | RGEAZR024AJT04XNA | Federally-Regulated Consumer Product | Weatherized Non-Condensing Gas | 1205 | 252 |  | 11/21/2023 | 40798 | 208699102 | 12/08/2023
Rheem Sales Company, Inc. | CLIMATEMASTER | RGECZR036AJT07**C | Federally-Regulated Consumer Product | Weatherized Non-Condensing Gas | 1475 | 165 |  | 11/21/2023 | 53157 | 208503341 | 12/08/2023
Rheem Sales Company, Inc. | CLIMATEMASTER | RGEAZR030AJT04XNA | Federally-Regulated Consumer Product | Weatherized Non-Condensing Gas | 1342 | 258 |  | 11/21/2023 | 39842 | 208699107 | 12/08/2023
Rheem Sales Company, Inc. | CLIMATEMASTER | RGEA16036AJV06TAB | Federally-Regulated Consumer Product | Weatherized Non-Condensing Gas | 1648 | 259 |  | 11/21/2023 | 76362 | 205785547 | 12/08/2023
Rheem Sales Company, Inc. | CLIMATEMASTER | RGEAZR036AJT10XNA | Federally-Regulated Consumer Product | Weatherized Non-Condensing Gas | 1380 | 260 |  | 11/21/2023 | 100130 | 208699115 | 12/08/2023
Rheem Sales Company, Inc. | CLIMATEMASTER | RGEAZR030AJT06XNA | Federally-Regulated Consumer Product | Weatherized Non-Condensing Gas | 1342 | 258 |  | 11/21/2023 | 61240 | 208699109 | 12/08/2023
Rheem Sales Company, Inc. | CLIMATEMASTER | RGECZT048AJT07**C | Federally-Regulated Consumer Product | Weatherized Non-Condensing Gas | 1873 | 167 |  | 11/21/2023 | 52596 | 212631792 | 12/08/2023
Rheem Sales Company, Inc. | CLIMATEMASTER | RGEAZR024AJT04UNA | Federally-Regulated Consumer Product | Weatherized Non-Condensing Gas | 1181 | 251 |  | 12/05/2023 | 40068 | 208699101 | 12/08/2023
Rheem Sales Company, Inc. | CLIMATEMASTER | RGECZT060AJT07**C | Federally-Regulated Consumer Product | Weatherized Non-Condensing Gas | 2336 | 182 |  | 11/21/2023 | 52310 | 212631794 | 12/08/2023
Rheem Sales Company, Inc. | CLIMATEMASTER | RGEAZR036AJT101NA | Federally-Regulated Consumer Product | Weatherized Non-Condensing Gas | 1380 | 260 |  | 11/21/2023 | 100130 | 208699094 | 12/08/2023
Rheem Sales Company, Inc. | CLIMATEMASTER | RGEAZR030AJT04UNA | Federally-Regulated Consumer Product | Weatherized Non-Condensing Gas | 1189 | 251 |  | 12/05/2023 | 39887 | 208699106 | 12/08/2023
Rheem Sales Company, Inc. | CLIMATEMASTER | RGECZT036AJT10**C | Federally-Regulated Consumer Product | Weatherized Non-Condensing Gas | 1576 | 218 |  | 11/21/2023 | 100764 | 212631791 | 12/08/2023
Rheem Sales Company, Inc. | CLIMATEMASTER | RGECZR048AJT12**C | Federally-Regulated Consumer Product | Weatherized Non-Condensing Gas | 1902 | 259 |  | 11/21/2023 | 84032 | 210279565 | 12/08/2023
Rheem Sales Company, Inc. | CLIMATEMASTER | RGECZR060AJT07**C | Federally-Regulated Consumer Product | Weatherized Non-Condensing Gas | 2336 | 182 |  | 11/21/2023 | 52310 | 210279566 | 12/08/2023
Rheem Sales Company, Inc. | CLIMATEMASTER | RGEAZR036AJT08XNA | Federally-Regulated Consumer Product | Weatherized Non-Condensing Gas | 1387 | 260 |  | 11/21/2023 | 80632 | 208699114 | 12/08/2023
Rheem Sales Company, Inc. | CLIMATEMASTER | RGEAZR060AJT08XNA | Federally-Regulated Consumer Product | Weatherized Non-Condensing Gas | 2041 | 289 |  | 11/21/2023 | 79422 | 208699123 | 12/08/2023
Rheem Sales Company, Inc. | CLIMATEMASTER | RGEAZR042AJT08UNA | Federally-Regulated Consumer Product | Weatherized Non-Condensing Gas | 1635 | 271 |  | 12/05/2023 | 80943 | 208699116 | 12/08/2023
Rheem Sales Company, Inc. | CLIMATEMASTER | RGEA14036AJT06UAA | Federally-Regulated Consumer Product | Weatherized Non-Condensing Gas | 1434 | 262 |  | 12/05/2023 | 60723 | 205965565 | 12/08/2023
Rheem Sales Company, Inc. | CLIMATEMASTER | RGEAZR048AJT101NA | Federally-Regulated Consumer Product | Weatherized Non-Condensing Gas | 2001 | 287 |  | 11/21/2023 | 101705 | 208699098 | 12/08/2023
Rheem Sales Company, Inc. | CLIMATEMASTER | RGEAZR030AJT081NA | Federally-Regulated Consumer Product | Weatherized Non-Condensing Gas | 1216 | 253 |  | 11/21/2023 | 80365 | 208699091 | 12/08/2023
Rheem Sales Company, Inc. | CLIMATEMASTER | RGEAZR030AJT041NA | Federally-Regulated Consumer Product | Weatherized Non-Condensing Gas | 1342 | 258 |  | 11/21/2023 | 39842 | 208699089 | 12/08/2023
Rheem Sales Company, Inc. | CLIMATEMASTER | RGEAZR030AJT061NA | Federally-Regulated Consumer Product | Weatherized Non-Condensing Gas | 1342 | 258 |  | 11/21/2023 | 61240 | 208699090 | 12/08/2023
Rheem Sales Company, Inc. | CLIMATEMASTER | RGEAZR024AJT061NA | Federally-Regulated Consumer Product | Weatherized Non-Condensing Gas | 1270 | 255 |  | 11/21/2023 | 61123 | 208699087 | 12/08/2023
Rheem Sales Company, Inc. | CLIMATEMASTER | RGEAZR048AJT081NA | Federally-Regulated Consumer Product | Weatherized Non-Condensing Gas | 1847 | 280 |  | 11/21/2023 | 80515 | 208699097 | 12/08/2023
Rheem Sales Company, Inc. | CLIMATEMASTER | RGEAZR030AJT08XNA | Federally-Regulated Consumer Product | Weatherized Non-Condensing Gas | 1216 | 253 |  | 11/21/2023 | 80365 | 208699110 | 12/08/2023
Rheem Sales Company, Inc. | CLIMATEMASTER | RGEA14030AJT081AC | Federally-Regulated Consumer Product | Weatherized Non-Condensing Gas | 1147 | 249 |  | 11/21/2023 | 79965 | 206606662 | 12/08/2023
Rheem Sales Company, Inc. | CLIMATEMASTER | RGEAZR048AJT10XNA | Federally-Regulated Consumer Product | Weatherized Non-Condensing Gas | 2001 | 287 |  | 11/21/2023 | 101705 | 208699122 | 12/08/2023
Rheem Sales Company, Inc. | CLIMATEMASTER | RGEAZR036AJT061NA | Federally-Regulated Consumer Product | Weatherized Non-Condensing Gas | 1259 | 254 |  | 11/21/2023 | 58986 | 208699092 | 12/08/2023
Rheem Sales Company, Inc. | CLIMATEMASTER | RGEAZR042AJT10XNA | Federally-Regulated Consumer Product | Weatherized Non-Condensing Gas | 1774 | 277 |  | 11/21/2023 | 100987 | 208699118 | 12/08/2023
Rheem Sales Company, Inc. | CLIMATEMASTER | RGEAZR036AJT06UNA | Federally-Regulated Consumer Product | Weatherized Non-Condensing Gas | 1434 | 262 |  | 12/05/2023 | 60723 | 208699111 | 12/08/2023
Rheem Sales Company, Inc. | CLIMATEMASTER | RGEAZR042AJT08XNA | Federally-Regulated Consumer Product | Weatherized Non-Condensing Gas | 1820 | 279 |  | 11/21/2023 | 81578 | 208699117 | 12/08/2023
Rheem Sales Company, Inc. | CLIMATEMASTER | RGEAZR048AJT08UNA | Federally-Regulated Consumer Product | Weatherized Non-Condensing Gas | 2026 | 288 |  | 12/05/2023 | 80019 | 208699119 | 12/08/2023
Rheem Sales Company, Inc. | CLIMATEMASTER | RGEAZR060AJT101NA | Federally-Regulated Consumer Product | Weatherized Non-Condensing Gas | 2131 | 293 |  | 11/21/2023 | 101980 | 208699100 | 12/08/2023
Rheem Sales Company, Inc. | CLIMATEMASTER | RGEAZR024AJT06XNA | Federally-Regulated Consumer Product | Weatherized Non-Condensing Gas | 1270 | 255 |  | 11/21/2023 | 61123 | 208699104 | 12/08/2023
Rheem Sales Company, Inc. | CLIMATEMASTER | RGECZR060AJT12**C | Federally-Regulated Consumer Product | Weatherized Non-Condensing Gas | 2183 | 266 |  | 11/21/2023 | 83968 | 210279567 | 12/08/2023
Rheem Sales Company, Inc. | CLIMATEMASTER | RGEAZR036AJT081NA | Federally-Regulated Consumer Product | Weatherized Non-Condensing Gas | 1387 | 260 |  | 11/21/2023 | 80632 | 208699093 | 12/08/2023
Rheem Sales Company, Inc. | CLIMATEMASTER | RGECZT048AJT12**C | Federally-Regulated Consumer Product | Weatherized Non-Condensing Gas | 1902 | 259 |  | 11/21/2023 | 84032 | 212631793 | 12/08/2023
Rheem Sales Company, Inc. | CLIMATEMASTER | RGEAZR042AJT081NA | Federally-Regulated Consumer Product | Weatherized Non-Condensing Gas | 1820 | 279 |  | 11/21/2023 | 81578 | 208699095 | 12/08/2023
Rheem Sales Company, Inc. | CLIMATEMASTER | RGEAZR030AJT06UNA | Federally-Regulated Consumer Product | Weatherized Non-Condensing Gas | 1125 | 248 |  | 12/05/2023 | 60094 | 208699108 | 12/08/2023
Rheem Sales Company, Inc. | CLIMATEMASTER | RGECZR036AJT10**C | Federally-Regulated Consumer Product | Weatherized Non-Condensing Gas | 1576 | 218 |  | 11/21/2023 | 100764 | 210279563 | 12/08/2023
Rheem Sales Company, Inc. | RUSSELL | RGEXZS048AJV08T | Federally-Regulated Consumer Product | Weatherized Non-Condensing Gas | 1734 | 168 |  | 12/08/2023 | 57017 | 213352233 | 12/08/2023
Rheem Sales Company, Inc. | RUSSELL | RGECZR060AJT07**C | Federally-Regulated Consumer Product | Weatherized Non-Condensing Gas | 2336 | 182 |  | 12/08/2023 | 52310 | 210279546 | 12/08/2023
Rheem Sales Company, Inc. | RUSSELL | S802V0754A17DZSBAP | Federally-Regulated Consumer Product | Non-Weatherized, Non-Condensin | 1628 | 254 |  | 12/08/2023 | 52707 | 211774717 | 12/08/2023
Rheem Sales Company, Inc. | RUSSELL | RGECZR036AJT10**C | Federally-Regulated Consumer Product | Weatherized Non-Condensing Gas | 1576 | 218 |  | 12/08/2023 | 100764 | 210279534 | 12/08/2023
Rheem Sales Company, Inc. | RUSSELL | RGEAZR048AJT101NA | Federally-Regulated Consumer Product | Weatherized Non-Condensing Gas | 2001 | 287 |  | 12/08/2023 | 101705 | 208676450 | 12/08/2023
Rheem Sales Company, Inc. | RUSSELL | RGEAZR060AJT081NA | Federally-Regulated Consumer Product | Weatherized Non-Condensing Gas | 2041 | 289 |  | 12/08/2023 | 79422 | 208676455 | 12/08/2023
Rheem Sales Company, Inc. | RUSSELL | RGEAZR024AJT04XNA | Federally-Regulated Consumer Product | Weatherized Non-Condensing Gas | 1205 | 252 |  | 12/08/2023 | 40798 | 208676470 | 12/08/2023
Rheem Sales Company, Inc. | RUSSELL | S951V0603A17UHUBAP | Federally-Regulated Consumer Product | Non-Weatherized, Condensing Ga | 1246 | 250 |  | 12/08/2023 | 56140 | 212921451 | 12/08/2023
Rheem Sales Company, Inc. | RUSSELL | RGEAZR036AJT081NA | Federally-Regulated Consumer Product | Weatherized Non-Condensing Gas | 1387 | 260 |  | 12/08/2023 | 80632 | 208676425 | 12/08/2023
Rheem Sales Company, Inc. | RUSSELL | RGECZT048AJT12**C | Federally-Regulated Consumer Product | Weatherized Non-Condensing Gas | 1902 | 259 |  | 12/08/2023 | 84032 | 212604406 | 12/08/2023
Rheem Sales Company, Inc. | RUSSELL | S802V0503A14DZSBAP | Federally-Regulated Consumer Product | Non-Weatherized, Non-Condensin | 1250 | 237 |  | 12/08/2023 | 34844 | 211806598 | 12/08/2023
Rheem Sales Company, Inc. | RUSSELL | RGEAZR030AJT041NA | Federally-Regulated Consumer Product | Weatherized Non-Condensing Gas | 1342 | 258 |  | 11/21/2023 | 39842 | 208676405 | 12/08/2023
Rheem Sales Company, Inc. | RUSSELL | RGEAZR042AJT081NA | Federally-Regulated Consumer Product | Weatherized Non-Condensing Gas | 1820 | 279 |  | 12/08/2023 | 81578 | 208676435 | 12/08/2023
Rheem Sales Company, Inc. | RUSSELL | S801T0504A17UHNNAS | Federally-Regulated Consumer Product | Non-Weatherized, Non-Condensin | 1517 | 249 |  | 12/08/2023 | 50545 | 211806580 | 12/08/2023
Rheem Sales Company, Inc. | RUSSELL | S802V1255A24DZNBAP | Federally-Regulated Consumer Product | Non-Weatherized, Non-Condensin | 2179 | 278 |  | 12/08/2023 | 86625 | 211774729 | 12/08/2023
Rheem Sales Company, Inc. | RUSSELL | S802V0503A14DZNBAP | Federally-Regulated Consumer Product | Non-Weatherized, Non-Condensin | 1250 | 237 |  | 12/08/2023 | 34844 | 211806594 | 12/08/2023
Rheem Sales Company, Inc. | RUSSELL | RGEAZR060AJT10UNA | Federally-Regulated Consumer Product | Weatherized Non-Condensing Gas | 1911 | 283 |  | 12/08/2023 | 99261 | 208676580 | 12/08/2023
Rheem Sales Company, Inc. | RUSSELL | S802V1255A24DZSBAP | Federally-Regulated Consumer Product | Non-Weatherized, Non-Condensin | 2179 | 278 |  | 12/08/2023 | 86625 | 211774735 | 12/08/2023
Rheem Sales Company, Inc. | RUSSELL | S951V1005A21UHUBAP | Federally-Regulated Consumer Product | Non-Weatherized, Condensing Ga | 2062 | 286 |  | 12/08/2023 | 94650 | 212921453 | 12/08/2023
Rheem Sales Company, Inc. | RUSSELL | S801V1005A21UHUBAP | Federally-Regulated Consumer Product | Non-Weatherized, Non-Condensin | 1966 | 269 |  | 12/08/2023 | 97612 | 211806591 | 12/08/2023
Rheem Sales Company, Inc. | RUSSELL | RGEAZR036AJT08XNA | Federally-Regulated Consumer Product | Weatherized Non-Condensing Gas | 1387 | 260 |  | 12/08/2023 | 80632 | 208676530 | 12/08/2023
Rheem Sales Company, Inc. | RUSSELL | RGEAZR030AJT06XNA | Federally-Regulated Consumer Product | Weatherized Non-Condensing Gas | 1342 | 258 |  | 12/08/2023 | 61240 | 208676505 | 12/08/2023
Rheem Sales Company, Inc. | RUSSELL | RGEAZR024AJT06XNA | Federally-Regulated Consumer Product | Weatherized Non-Condensing Gas | 1270 | 255 |  | 12/08/2023 | 61123 | 208676480 | 12/08/2023
Rheem Sales Company, Inc. | RUSSELL | RGEAZR036AJT10XNA | Federally-Regulated Consumer Product | Weatherized Non-Condensing Gas | 1380 | 260 |  | 12/08/2023 | 100130 | 208676535 | 12/08/2023
Rheem Sales Company, Inc. | RUSSELL | RGECZR060AJT12**C | Federally-Regulated Consumer Product | Weatherized Non-Condensing Gas | 2183 | 266 |  | 12/08/2023 | 83968 | 210279550 | 12/08/2023
Rheem Sales Company, Inc. | RUSSELL | S802V1005A21DZNBAP | Federally-Regulated Consumer Product | Non-Weatherized, Non-Condensin | 2120 | 275 |  | 12/08/2023 | 69817 | 211806609 | 12/08/2023
Rheem Sales Company, Inc. | RUSSELL | S801T1004A17UHNNAS | Federally-Regulated Consumer Product | Non-Weatherized, Non-Condensin | 1448 | 212 |  | 12/08/2023 | 98573 | 213351299 | 12/08/2023
Rheem Sales Company, Inc. | RUSSELL | S801V0503A14UH | Federally-Regulated Consumer Product | Non-Weatherized, Non-Condensin | 1308 | 184 |  | 12/08/2023 | 50472 | 208665955 | 12/08/2023
Rheem Sales Company, Inc. | RUSSELL | S802V0755A21DZNBAP | Federally-Regulated Consumer Product | Non-Weatherized, Non-Condensin | 2041 | 272 |  | 12/08/2023 | 52592 | 211774720 | 12/08/2023
Rheem Sales Company, Inc. | RUSSELL | RGECZT060AJT12**C | Federally-Regulated Consumer Product | Weatherized Non-Condensing Gas | 2183 | 266 |  | 12/08/2023 | 83968 | 212604418 | 12/08/2023
Rheem Sales Company, Inc. | RUSSELL | RGEAZR024AJT041NA | Federally-Regulated Consumer Product | Weatherized Non-Condensing Gas | 1205 | 252 |  | 12/08/2023 | 40798 | 208676390 | 12/08/2023
Rheem Sales Company, Inc. | RUSSELL | RGEAZR048AJT10UNA | Federally-Regulated Consumer Product | Weatherized Non-Condensing Gas | 1832 | 280 |  | 12/08/2023 | 100370 | 208676565 | 12/08/2023
Rheem Sales Company, Inc. | RUSSELL | S802V1005A21DZSBAP | Federally-Regulated Consumer Product | Non-Weatherized, Non-Condensin | 2120 | 275 |  | 12/08/2023 | 69817 | 211806613 | 12/08/2023
Rheem Sales Company, Inc. | RUSSELL | RGEAZR048AJT10XNA | Federally-Regulated Consumer Product | Weatherized Non-Condensing Gas | 2001 | 287 |  | 12/08/2023 | 101705 | 208676570 | 12/08/2023
Rheem Sales Company, Inc. | RUSSELL | S802V0504A17UHSBAP | Federally-Regulated Consumer Product | Non-Weatherized, Non-Condensin | 1712 | 257 |  | 12/08/2023 | 34534 | 211806606 | 12/08/2023
Rheem Sales Company, Inc. | RUSSELL | RGECZT048AJT07**C | Federally-Regulated Consumer Product | Weatherized Non-Condensing Gas | 1873 | 167 |  | 12/08/2023 | 52596 | 212604400 | 12/08/2023
Rheem Sales Company, Inc. | RUSSELL | RGEAZR042AJT101NA | Federally-Regulated Consumer Product | Weatherized Non-Condensing Gas | 1774 | 277 |  | 12/08/2023 | 100987 | 208676440 | 12/08/2023
Rheem Sales Company, Inc. | RUSSELL | RGEAZR024AJT06UNA | Federally-Regulated Consumer Product | Weatherized Non-Condensing Gas | 1236 | 253 |  | 12/08/2023 | 61566 | 208676475 | 12/08/2023
Rheem Sales Company, Inc. | RUSSELL | S801T0704A17UHU | Federally-Regulated Consumer Product | Non-Weatherized, Non-Condensin | 1823 | 262 |  | 12/08/2023 | 70109 | 208430288 | 12/08/2023
Rheem Sales Company, Inc. | RUSSELL | RGECZT036AJT07**C | Federally-Regulated Consumer Product | Weatherized Non-Condensing Gas | 1475 | 165 |  | 12/08/2023 | 53157 | 212604388 | 12/08/2023
Rheem Sales Company, Inc. | RUSSELL | RGEAZR060AJT101NA | Federally-Regulated Consumer Product | Weatherized Non-Condensing Gas | 2131 | 293 |  | 12/08/2023 | 101980 | 208676460 | 12/08/2023
Rheem Sales Company, Inc. | RUSSELL | RGEAZR060AJT10XNA | Federally-Regulated Consumer Product | Weatherized Non-Condensing Gas | 2131 | 293 |  | 12/08/2023 | 101980 | 208676585 | 12/08/2023
Rheem Sales Company, Inc. | RUSSELL | RGEAZR030AJT061NA | Federally-Regulated Consumer Product | Weatherized Non-Condensing Gas | 1342 | 258 |  | 12/08/2023 | 61240 | 208676410 | 12/08/2023
Rheem Sales Company, Inc. | RUSSELL | S801V0504A17UHSBAP | Federally-Regulated Consumer Product | Non-Weatherized, Non-Condensin | 1682 | 256 |  | 12/08/2023 | 50501 | 211774701 | 12/08/2023
Rheem Sales Company, Inc. | RUSSELL | S801V0704A17UHUBAP | Federally-Regulated Consumer Product | Non-Weatherized, Non-Condensin | 1723 | 258 |  | 12/08/2023 | 70568 | 211774705 | 12/08/2023
Rheem Sales Company, Inc. | RUSSELL | RGEAZR048AJT08XNA | Federally-Regulated Consumer Product | Weatherized Non-Condensing Gas | 1847 | 280 |  | 12/08/2023 | 80515 | 208676560 | 12/08/2023
Rheem Sales Company, Inc. | RUSSELL | RGECZT036AJT10**C | Federally-Regulated Consumer Product | Weatherized Non-Condensing Gas | 1576 | 218 |  | 12/08/2023 | 100764 | 212604394 | 12/08/2023
Rheem Sales Company, Inc. | RUSSELL | RGEAZR042AJT08UNA | Federally-Regulated Consumer Product | Weatherized Non-Condensing Gas | 1635 | 271 |  | 12/08/2023 | 80943 | 208676540 | 12/08/2023
Rheem Sales Company, Inc. | RUSSELL | RGEAZR030AJT04XNA | Federally-Regulated Consumer Product | Weatherized Non-Condensing Gas | 1342 | 258 |  | 12/08/2023 | 39842 | 208676495 | 12/08/2023
Rheem Sales Company, Inc. | RUSSELL | RGEXZS048AJV082 | Federally-Regulated Consumer Product | Weatherized Non-Condensing Gas | 1734 | 168 |  | 12/08/2023 | 57017 | 213352228 | 12/08/2023
Rheem Sales Company, Inc. | RUSSELL | RGEAZR036AJT06UNA | Federally-Regulated Consumer Product | Weatherized Non-Condensing Gas | 1434 | 262 |  | 12/08/2023 | 60723 | 208676515 | 12/08/2023
Rheem Sales Company, Inc. | RUSSELL | RGECZR036AJT07**C | Federally-Regulated Consumer Product | Weatherized Non-Condensing Gas | 1475 | 165 |  | 12/08/2023 | 53157 | 208503162 | 12/08/2023
Rheem Sales Company, Inc. | RUSSELL | RGECZR048AJT07**C | Federally-Regulated Consumer Product | Weatherized Non-Condensing Gas | 1873 | 167 |  | 12/08/2023 | 52596 | 210279538 | 12/08/2023
Rheem Sales Company, Inc. | RUSSELL | S801T1004A17UHSNAS | Federally-Regulated Consumer Product | Non-Weatherized, Non-Condensin | 1448 | 212 |  | 12/08/2023 | 98573 | 213351297 | 12/08/2023
Rheem Sales Company, Inc. | RUSSELL | RGEAZR042AJT10XNA | Federally-Regulated Consumer Product | Weatherized Non-Condensing Gas | 1774 | 277 |  | 12/08/2023 | 100987 | 208676550 | 12/08/2023
Rheem Sales Company, Inc. | RUSSELL | RGEAZR036AJT101NA | Federally-Regulated Consumer Product | Weatherized Non-Condensing Gas | 1380 | 260 |  | 12/08/2023 | 100130 | 208676430 | 12/08/2023
Rheem Sales Company, Inc. | RUSSELL | S802V0504A17UHNBAP | Federally-Regulated Consumer Product | Non-Weatherized, Non-Condensin | 1712 | 257 |  | 12/08/2023 | 34534 | 211806601 | 12/08/2023
Rheem Sales Company, Inc. | RUSSELL | S802V0755A21DZSBAP | Federally-Regulated Consumer Product | Non-Weatherized, Non-Condensin | 2041 | 272 |  | 12/08/2023 | 52592 | 211774726 | 12/08/2023
Rheem Sales Company, Inc. | RUSSELL | RGEAZR030AJT08XNA | Federally-Regulated Consumer Product | Weatherized Non-Condensing Gas | 1216 | 253 |  | 12/08/2023 | 80365 | 208676510 | 12/08/2023
Rheem Sales Company, Inc. | RUSSELL | S801V1255A24UH | Federally-Regulated Consumer Product | Non-Weatherized, Non-Condensin | 2076 | 258 |  | 12/08/2023 | 124802 | 208665971 | 12/08/2023
Rheem Sales Company, Inc. | RUSSELL | RGEAZR036AJT08UNA | Federally-Regulated Consumer Product | Weatherized Non-Condensing Gas | 1382 | 260 |  | 12/08/2023 | 80891 | 208676525 | 12/08/2023
Rheem Sales Company, Inc. | RUSSELL | RGEAZR048AJT081NA | Federally-Regulated Consumer Product | Weatherized Non-Condensing Gas | 1847 | 280 |  | 12/08/2023 | 80515 | 208676445 | 12/08/2023
Rheem Sales Company, Inc. | RUSSELL | S801V0755A21UH | Federally-Regulated Consumer Product | Non-Weatherized, Non-Condensin | 1813 | 235 |  | 12/08/2023 | 75573 | 208665963 | 12/08/2023
Rheem Sales Company, Inc. | RUSSELL | RGEAZR030AJT04UNA | Federally-Regulated Consumer Product | Weatherized Non-Condensing Gas | 1189 | 251 |  | 12/08/2023 | 39887 | 208676490 | 12/08/2023
Rheem Sales Company, Inc. | RUSSELL | RGECZT060AJT07**C | Federally-Regulated Consumer Product | Weatherized Non-Condensing Gas | 2336 | 182 |  | 12/08/2023 | 52310 | 212604412 | 12/08/2023
Rheem Sales Company, Inc. | RUSSELL | RGEAZR024AJT061NA | Federally-Regulated Consumer Product | Weatherized Non-Condensing Gas | 1270 | 255 |  | 12/08/2023 | 61123 | 208676395 | 12/08/2023
Rheem Sales Company, Inc. | RUSSELL | S801V0754A17UH | Federally-Regulated Consumer Product | Non-Weatherized, Non-Condensin | 1830 | 223 |  | 12/08/2023 | 75693 | 208665959 | 12/08/2023
Rheem Sales Company, Inc. | RUSSELL | RGEAZR048AJT08UNA | Federally-Regulated Consumer Product | Weatherized Non-Condensing Gas | 2026 | 288 |  | 12/08/2023 | 80021 | 208676555 | 12/08/2023
Rheem Sales Company, Inc. | RUSSELL | S801T0504A17UHSNAS | Federally-Regulated Consumer Product | Non-Weatherized, Non-Condensin | 1517 | 249 |  | 12/08/2023 | 50545 | 211806584 | 12/08/2023
Rheem Sales Company, Inc. | RUSSELL | S801T1505A24UHSNAS | Federally-Regulated Consumer Product | Non-Weatherized, Non-Condensin | 1910 | 233 |  | 12/08/2023 | 150068 | 213351301 | 12/08/2023
Rheem Sales Company, Inc. | RUSSELL | RGEAZR024AJT04UNA | Federally-Regulated Consumer Product | Weatherized Non-Condensing Gas | 1181 | 251 |  | 12/08/2023 | 40068 | 208676465 | 12/08/2023
Rheem Sales Company, Inc. | RUSSELL | S962V0603A17M4S | Federally-Regulated Consumer Product | Non-Weatherized, Condensing Ga | 1372 | 255 |  | 12/08/2023 | 37932 | 208243351 | 12/08/2023
Rheem Sales Company, Inc. | RUSSELL | RGECZR048AJT12**C | Federally-Regulated Consumer Product | Weatherized Non-Condensing Gas | 1902 | 259 |  | 12/08/2023 | 84032 | 210279542 | 12/08/2023
Rheem Sales Company, Inc. | RUSSELL | RGEXZS048AJV10T | Federally-Regulated Consumer Product | Weatherized Non-Condensing Gas | 1797 | 277 |  | 12/08/2023 | 70225 | 213352243 | 12/08/2023
Rheem Sales Company, Inc. | RUSSELL | RGEXZS048AJV102 | Federally-Regulated Consumer Product | Weatherized Non-Condensing Gas | 1797 | 277 |  | 12/08/2023 | 70225 | 213352238 | 12/08/2023
Rheem Sales Company, Inc. | RUSSELL | RGEAZR036AJT061NA | Federally-Regulated Consumer Product | Weatherized Non-Condensing Gas | 1259 | 254 |  | 12/08/2023 | 58986 | 208676420 | 12/08/2023
Rheem Sales Company, Inc. | RUSSELL | S801V0504A17UHNBAP | Federally-Regulated Consumer Product | Non-Weatherized, Non-Condensin | 1682 | 256 |  | 12/08/2023 | 50501 | 211774696 | 12/08/2023
Rheem Sales Company, Inc. | RUSSELL | RGEAZR024AJT081NA | Federally-Regulated Consumer Product | Weatherized Non-Condensing Gas | 1202 | 252 |  | 12/08/2023 | 79659 | 208676400 | 12/08/2023
Rheem Sales Company, Inc. | RUSSELL | RGEAZS024AJV06XCA | Federally-Regulated Consumer Product | Weatherized Non-Condensing Gas | 1089 | 247 |  | 12/08/2023 | 60430 | 212675820 | 12/08/2023
Rheem Sales Company, Inc. | RUSSELL | RGEAZR024AJT08XNA | Federally-Regulated Consumer Product | Weatherized Non-Condensing Gas | 1202 | 252 |  | 12/08/2023 | 79659 | 208676485 | 12/08/2023
Rheem Sales Company, Inc. | RUSSELL | RGEAZR030AJT081NA | Federally-Regulated Consumer Product | Weatherized Non-Condensing Gas | 1216 | 253 |  | 12/08/2023 | 80365 | 208676415 | 12/08/2023
Rheem Sales Company, Inc. | RUSSELL | S802V0754A17DZNBAP | Federally-Regulated Consumer Product | Non-Weatherized, Non-Condensin | 1628 | 254 |  | 12/08/2023 | 52707 | 211774711 | 12/08/2023
Rheem Sales Company, Inc. | RUSSELL | S951V0403A17UHUBAP | Federally-Regulated Consumer Product | Non-Weatherized, Condensing Ga | 1335 | 254 |  | 12/08/2023 | 42103 | 212921449 | 12/08/2023
Rheem Sales Company, Inc. | RUSSELL | RGEAZS024AJV061CA | Federally-Regulated Consumer Product | Weatherized Non-Condensing Gas | 1089 | 247 |  | 12/08/2023 | 60430 | 212675816 | 12/08/2023
Rheem Sales Company, Inc. | RUSSELL | RGEAZR060AJT08XNA | Federally-Regulated Consumer Product | Weatherized Non-Condensing Gas | 2041 | 289 |  | 11/21/2023 | 79422 | 208676575 | 12/08/2023
Rheem Sales Company, Inc. | RUSSELL | RGEAZR036AJT06XNA | Federally-Regulated Consumer Product | Weatherized Non-Condensing Gas | 1259 | 254 |  | 12/08/2023 | 58986 | 208676520 | 12/08/2023
Rheem Sales Company, Inc. | RUSSELL | RGEAZR030AJT06UNA | Federally-Regulated Consumer Product | Weatherized Non-Condensing Gas | 1125 | 248 |  | 12/08/2023 | 60094 | 208676500 | 12/08/2023
Rheem Sales Company, Inc. | RUSSELL | S801V0504A17UHUBAP | Federally-Regulated Consumer Product | Non-Weatherized, Non-Condensin | 1376 | 243 |  | 12/08/2023 | 50203 | 211806588 | 12/08/2023
Rheem Sales Company, Inc. | RUSSELL | RGEAZR042AJT08XNA | Federally-Regulated Consumer Product | Weatherized Non-Condensing Gas | 1820 | 279 |  | 12/08/2023 | 81578 | 208676545 | 12/08/2023
Rheem Sales Company, Inc. | RUSSELL | S801V1005A21UH | Federally-Regulated Consumer Product | Non-Weatherized, Non-Condensin | 2027 | 188 |  | 12/08/2023 | 100725 | 208665967 | 12/08/2023
Rheem Sales Company, Inc. | Ruud | RGEAZR060AJT08XNA | Federally-Regulated Consumer Product | Weatherized Non-Condensing Gas | 2041 | 289 |  | 11/21/2023 | 79422 | 208676574 | 12/08/2023
Rheem Sales Company, Inc. | Ruud | R801V0504A17UHUCAP | Federally-Regulated Consumer Product | Non-Weatherized, Non-Condensin | 1376 | 243 |  | 11/21/2023 | 50203 | 211806590 | 12/08/2023
Rheem Sales Company, Inc. | Ruud | RGEAZR024AJT04XNA | Federally-Regulated Consumer Product | Weatherized Non-Condensing Gas | 1205 | 252 |  | 11/21/2023 | 40798 | 208676469 | 12/08/2023
Rheem Sales Company, Inc. | Ruud | R962V0603A17M4S | Federally-Regulated Consumer Product | Non-Weatherized, Condensing Ga | 1372 | 255 |  | 05/25/2023 | 37932 | 208243286 | 12/08/2023
Rheem Sales Company, Inc. | Ruud | RGEAZR030AJT081NA | Federally-Regulated Consumer Product | Weatherized Non-Condensing Gas | 1216 | 253 |  | 11/21/2023 | 80365 | 208676414 | 12/08/2023
Rheem Sales Company, Inc. | Ruud | RGECZT048AJT12**C | Federally-Regulated Consumer Product | Weatherized Non-Condensing Gas | 1902 | 259 |  | 11/21/2023 | 84032 | 212604407 | 12/08/2023
Rheem Sales Company, Inc. | Ruud | R801T1505A24UHNNAS | Federally-Regulated Consumer Product | Non-Weatherized, Non-Condensin | 1910 | 233 |  | 11/21/2023 | 150068 | 213351289 | 12/08/2023
Rheem Sales Company, Inc. | Ruud | RGEAZR036AJT06UNA | Federally-Regulated Consumer Product | Weatherized Non-Condensing Gas | 1434 | 262 | 262 | 12/05/2023 | 60723 | 208676514 | 12/08/2023
Rheem Sales Company, Inc. | Ruud | RGEAZR048AJT10XNA | Federally-Regulated Consumer Product | Weatherized Non-Condensing Gas | 2001 | 287 |  | 11/21/2023 | 101705 | 208676569 | 12/08/2023
Rheem Sales Company, Inc. | Ruud | RGEAZR042AJT10XNA | Federally-Regulated Consumer Product | Weatherized Non-Condensing Gas | 1774 | 277 |  | 11/21/2023 | 100987 | 208676549 | 12/08/2023
Rheem Sales Company, Inc. | Ruud | RGECZR048AJT07**C | Federally-Regulated Consumer Product | Weatherized Non-Condensing Gas | 1873 | 167 |  | 11/21/2023 | 52596 | 210279539 | 12/08/2023
Rheem Sales Company, Inc. | Ruud | RGEAZR030AJT06XNA | Federally-Regulated Consumer Product | Weatherized Non-Condensing Gas | 1342 | 258 |  | 11/21/2023 | 61240 | 208676504 | 12/08/2023
Rheem Sales Company, Inc. | Ruud | RGEAZR042AJT08XNA | Federally-Regulated Consumer Product | Weatherized Non-Condensing Gas | 1820 | 279 |  | 11/21/2023 | 81578 | 208676544 | 12/08/2023
Rheem Sales Company, Inc. | Ruud | R802V1255A24DZSCAP | Federally-Regulated Consumer Product | Non-Weatherized, Non-Condensin | 2179 | 278 |  | 11/21/2023 | 86625 | 211774737 | 12/08/2023
Rheem Sales Company, Inc. | Ruud | RGEAZS024AJV06XCA | Federally-Regulated Consumer Product | Weatherized Non-Condensing Gas | 1089 | 247 |  | 11/21/2023 | 60430 | 212675819 | 12/08/2023
Rheem Sales Company, Inc. | Ruud | RGEAZR030AJT041NA | Federally-Regulated Consumer Product | Weatherized Non-Condensing Gas | 1342 | 258 |  | 11/21/2023 | 39842 | 208676404 | 12/08/2023
Rheem Sales Company, Inc. | Ruud | RGECZR036AJT07**C | Federally-Regulated Consumer Product | Weatherized Non-Condensing Gas | 1475 | 165 |  | 11/21/2023 | 53157 | 208503161 | 12/08/2023
Rheem Sales Company, Inc. | Ruud | R801T0504A17UHNNAS | Federally-Regulated Consumer Product | Non-Weatherized, Non-Condensin | 1517 | 249 | 249 | 12/05/2023 | 50545 | 211806581 | 12/08/2023
Rheem Sales Company, Inc. | Ruud | RGECZR036AJT10**C | Federally-Regulated Consumer Product | Weatherized Non-Condensing Gas | 1576 | 218 |  | 11/21/2023 | 100764 | 210279535 | 12/08/2023
Rheem Sales Company, Inc. | Ruud | R802V1005A21DZNCAP | Federally-Regulated Consumer Product | Non-Weatherized, Non-Condensin | 2120 | 275 | 275 | 12/05/2023 | 69817 | 211806612 | 12/08/2023
Rheem Sales Company, Inc. | Ruud | R801V1004A17UHSCAP | Federally-Regulated Consumer Product | Non-Weatherized, Non-Condensin | 1896 | 204 |  | 11/21/2023 | 99142 | 213351290 | 12/08/2023
Rheem Sales Company, Inc. | Ruud | RGEAZR048AJT10UNA | Federally-Regulated Consumer Product | Weatherized Non-Condensing Gas | 1832 | 280 | 280 | 12/05/2023 | 100370 | 208676564 | 12/08/2023
Rheem Sales Company, Inc. | Ruud | RGEAZR030AJT04UNA | Federally-Regulated Consumer Product | Weatherized Non-Condensing Gas | 1189 | 251 | 251 | 12/05/2023 | 39887 | 208676489 | 12/08/2023
Rheem Sales Company, Inc. | Ruud | RGEAZR036AJT06XNA | Federally-Regulated Consumer Product | Weatherized Non-Condensing Gas | 1259 | 254 |  | 11/21/2023 | 58986 | 208676519 | 12/08/2023
Rheem Sales Company, Inc. | Ruud | R951V0403A17UHUCAP | Federally-Regulated Consumer Product | Non-Weatherized, Condensing Ga | 1335 | 254 |  | 11/21/2023 | 42103 | 212921446 | 12/08/2023
Rheem Sales Company, Inc. | Ruud | RGEAZR036AJT08UNA | Federally-Regulated Consumer Product | Weatherized Non-Condensing Gas | 1382 | 260 | 260 | 12/05/2023 | 80891 | 208676524 | 12/08/2023
Rheem Sales Company, Inc. | Ruud | RGEAZR048AJT081NA | Federally-Regulated Consumer Product | Weatherized Non-Condensing Gas | 1847 | 280 |  | 11/21/2023 | 80515 | 208676444 | 12/08/2023
Rheem Sales Company, Inc. | Ruud | R801V1004A17UHNCAP | Federally-Regulated Consumer Product | Non-Weatherized, Non-Condensin | 1896 | 204 |  | 11/21/2023 | 99142 | 213351292 | 12/08/2023
Rheem Sales Company, Inc. | Ruud | RGEAZR060AJT10XNA | Federally-Regulated Consumer Product | Weatherized Non-Condensing Gas | 2131 | 293 |  | 11/21/2023 | 101980 | 208676584 | 12/08/2023
Rheem Sales Company, Inc. | Ruud | RGEAZR024AJT08XNA | Federally-Regulated Consumer Product | Weatherized Non-Condensing Gas | 1202 | 252 |  | 11/21/2023 | 79659 | 208676484 | 12/08/2023
Rheem Sales Company, Inc. | Ruud | RGEAZR060AJT10UNA | Federally-Regulated Consumer Product | Weatherized Non-Condensing Gas | 1911 | 283 | 283 | 12/05/2023 | 99261 | 208676579 | 12/08/2023
Rheem Sales Company, Inc. | Ruud | R802V0504A17UHSCAP | Federally-Regulated Consumer Product | Non-Weatherized, Non-Condensin | 1712 | 257 |  | 11/21/2023 | 34534 | 211806608 | 12/08/2023
Rheem Sales Company, Inc. | Ruud | R951V0603A17UHUCAP | Federally-Regulated Consumer Product | Non-Weatherized, Condensing Ga | 1246 | 250 |  | 11/21/2023 | 56140 | 212921447 | 12/08/2023
Rheem Sales Company, Inc. | Ruud | RGECZT048AJT07**C | Federally-Regulated Consumer Product | Weatherized Non-Condensing Gas | 1873 | 167 |  | 11/21/2023 | 52596 | 212604401 | 12/08/2023
Rheem Sales Company, Inc. | Ruud | RGEAZR024AJT081NA | Federally-Regulated Consumer Product | Weatherized Non-Condensing Gas | 1202 | 252 |  | 11/21/2023 | 79659 | 208676399 | 12/08/2023
Rheem Sales Company, Inc. | Ruud | R801V0755A21UH | Federally-Regulated Consumer Product | Non-Weatherized, Non-Condensin | 1813 | 235 |  | 11/21/2023 | 75573 | 208665962 | 12/08/2023
Rheem Sales Company, Inc. | Ruud | R801V0754A17UH | Federally-Regulated Consumer Product | Non-Weatherized, Non-Condensin | 1830 | 223 |  | 11/21/2023 | 75693 | 208665958 | 12/08/2023
Rheem Sales Company, Inc. | Ruud | R801V1005A21UH | Federally-Regulated Consumer Product | Non-Weatherized, Non-Condensin | 2027 | 188 |  | 11/21/2023 | 100725 | 208665966 | 12/08/2023
Rheem Sales Company, Inc. | Ruud | R802V1005A21DZSCAP | Federally-Regulated Consumer Product | Non-Weatherized, Non-Condensin | 2120 | 275 |  | 11/21/2023 | 69817 | 211806615 | 12/08/2023
Rheem Sales Company, Inc. | Ruud | R801V0503A14UH | Federally-Regulated Consumer Product | Non-Weatherized, Non-Condensin | 1308 | 184 |  | 11/21/2023 | 50472 | 208665954 | 12/08/2023
Rheem Sales Company, Inc. | Ruud | RGEAZR030AJT08XNA | Federally-Regulated Consumer Product | Weatherized Non-Condensing Gas | 1216 | 253 |  | 11/21/2023 | 80365 | 208676509 | 12/08/2023
Rheem Sales Company, Inc. | Ruud | R802V0755A21DZSCAP | Federally-Regulated Consumer Product | Non-Weatherized, Non-Condensin | 2041 | 272 |  | 11/21/2023 | 52592 | 211774728 | 12/08/2023
Rheem Sales Company, Inc. | Ruud | R802V0503A14DZNCAP | Federally-Regulated Consumer Product | Non-Weatherized, Non-Condensin | 1250 | 237 | 237 | 12/05/2023 | 34844 | 211806597 | 12/08/2023
Rheem Sales Company, Inc. | Ruud | R951V1005A21UHUCAP | Federally-Regulated Consumer Product | Non-Weatherized, Condensing Ga | 2062 | 286 |  | 11/21/2023 | 94650 | 212921448 | 12/08/2023
Rheem Sales Company, Inc. | Ruud | RGEAZR024AJT041NA | Federally-Regulated Consumer Product | Weatherized Non-Condensing Gas | 1205 | 252 |  | 11/21/2023 | 40798 | 208676389 | 12/08/2023
Rheem Sales Company, Inc. | Ruud | RGEAZR030AJT061NA | Federally-Regulated Consumer Product | Weatherized Non-Condensing Gas | 1342 | 258 |  | 11/21/2023 | 61240 | 208676409 | 12/08/2023
Rheem Sales Company, Inc. | Ruud | R802V1255A24DZNCAP | Federally-Regulated Consumer Product | Non-Weatherized, Non-Condensin | 2179 | 278 | 278 | 12/05/2023 | 86625 | 211774733 | 12/08/2023
Rheem Sales Company, Inc. | Ruud | RGECZT060AJT12**C | Federally-Regulated Consumer Product | Weatherized Non-Condensing Gas | 2183 | 266 |  | 11/21/2023 | 83968 | 212604419 | 12/08/2023
Rheem Sales Company, Inc. | Ruud | RGEAZR024AJT061NA | Federally-Regulated Consumer Product | Weatherized Non-Condensing Gas | 1270 | 255 |  | 11/21/2023 | 61123 | 208676394 | 12/08/2023
Rheem Sales Company, Inc. | Ruud | RGEAZR030AJT06UNA | Federally-Regulated Consumer Product | Weatherized Non-Condensing Gas | 1125 | 248 | 249 | 12/05/2023 | 60094 | 208676499 | 12/08/2023
Rheem Sales Company, Inc. | Ruud | R802V0755A21DZNCAP | Federally-Regulated Consumer Product | Non-Weatherized, Non-Condensin | 2041 | 272 | 272 | 12/05/2023 | 52592 | 211774724 | 12/08/2023
Rheem Sales Company, Inc. | Ruud | R802V0503A14DZSCAP | Federally-Regulated Consumer Product | Non-Weatherized, Non-Condensin | 1250 | 237 |  | 11/21/2023 | 34844 | 211806600 | 12/08/2023
Rheem Sales Company, Inc. | Ruud | RGEAZS024AJV061CA | Federally-Regulated Consumer Product | Weatherized Non-Condensing Gas | 1089 | 247 |  | 11/21/2023 | 60430 | 212675815 | 12/08/2023
Rheem Sales Company, Inc. | Ruud | RGECZT036AJT10**C | Federally-Regulated Consumer Product | Weatherized Non-Condensing Gas | 1576 | 218 |  | 11/21/2023 | 100764 | 212604395 | 12/08/2023
Rheem Sales Company, Inc. | Ruud | RGEAZR036AJT061NA | Federally-Regulated Consumer Product | Weatherized Non-Condensing Gas | 1259 | 254 |  | 11/21/2023 | 58986 | 208676419 | 12/08/2023
Rheem Sales Company, Inc. | Ruud | R801V1505A24UHSCAP | Federally-Regulated Consumer Product | Non-Weatherized, Non-Condensin | 2440 | 249 |  | 11/21/2023 | 150642 | 213351293 | 12/08/2023
Rheem Sales Company, Inc. | Ruud | RGEAZR042AJT08UNA | Federally-Regulated Consumer Product | Weatherized Non-Condensing Gas | 1635 | 271 | 271 | 12/05/2023 | 80943 | 208676539 | 12/08/2023
Rheem Sales Company, Inc. | Ruud | R801T1004A17UHNNAS | Federally-Regulated Consumer Product | Non-Weatherized, Non-Condensin | 1448 | 212 |  | 11/21/2023 | 98573 | 213351286 | 12/08/2023
Rheem Sales Company, Inc. | Ruud | RGECZR048AJT12**C | Federally-Regulated Consumer Product | Weatherized Non-Condensing Gas | 1902 | 259 |  | 11/21/2023 | 84032 | 210279543 | 12/08/2023
Rheem Sales Company, Inc. | Ruud | RGEAZR042AJT081NA | Federally-Regulated Consumer Product | Weatherized Non-Condensing Gas | 1820 | 279 |  | 11/21/2023 | 81578 | 208676434 | 12/08/2023
Rheem Sales Company, Inc. | Ruud | RGEAZR036AJT101NA | Federally-Regulated Consumer Product | Weatherized Non-Condensing Gas | 1380 | 260 |  | 11/21/2023 | 100130 | 208676429 | 12/08/2023
Rheem Sales Company, Inc. | Ruud | RGECZT036AJT07**C | Federally-Regulated Consumer Product | Weatherized Non-Condensing Gas | 1475 | 165 |  | 11/21/2023 | 53157 | 212604389 | 12/08/2023
Rheem Sales Company, Inc. | Ruud | R801V0504A17UHSCAP | Federally-Regulated Consumer Product | Non-Weatherized, Non-Condensin | 1682 | 256 |  | 11/21/2023 | 50501 | 211774703 | 12/08/2023
Rheem Sales Company, Inc. | Ruud | RGEAZR060AJT101NA | Federally-Regulated Consumer Product | Weatherized Non-Condensing Gas | 2131 | 293 |  | 11/21/2023 | 101980 | 208676459 | 12/08/2023
Rheem Sales Company, Inc. | Ruud | RGEAZR024AJT06UNA | Federally-Regulated Consumer Product | Weatherized Non-Condensing Gas | 1236 | 253 | 253 | 12/05/2023 | 61566 | 208676474 | 12/08/2023
Rheem Sales Company, Inc. | Ruud | RGEAZR036AJT10XNA | Federally-Regulated Consumer Product | Weatherized Non-Condensing Gas | 1380 | 260 |  | 11/21/2023 | 100130 | 208676534 | 12/08/2023
Rheem Sales Company, Inc. | Ruud | RGECZR060AJT07**C | Federally-Regulated Consumer Product | Weatherized Non-Condensing Gas | 2336 | 182 |  | 11/21/2023 | 52310 | 210279547 | 12/08/2023
Rheem Sales Company, Inc. | Ruud | RGEAZR030AJT04XNA | Federally-Regulated Consumer Product | Weatherized Non-Condensing Gas | 1342 | 258 |  | 11/21/2023 | 39842 | 208676494 | 12/08/2023
Rheem Sales Company, Inc. | Ruud | RGECZT060AJT07**C | Federally-Regulated Consumer Product | Weatherized Non-Condensing Gas | 2336 | 182 |  | 11/21/2023 | 52310 | 212604413 | 12/08/2023
Rheem Sales Company, Inc. | Ruud | RGEAZR036AJT08XNA | Federally-Regulated Consumer Product | Weatherized Non-Condensing Gas | 1387 | 260 |  | 11/21/2023 | 80632 | 208676529 | 12/08/2023
Rheem Sales Company, Inc. | Ruud | RGEAZR048AJT08UNA | Federally-Regulated Consumer Product | Weatherized Non-Condensing Gas | 2026 | 288 | 288 | 12/05/2023 | 80020 | 208676554 | 12/08/2023
Rheem Sales Company, Inc. | Ruud | R802V0504A17UHNCAP | Federally-Regulated Consumer Product | Non-Weatherized, Non-Condensin | 1712 | 257 | 257 | 12/05/2023 | 34534 | 211806605 | 12/08/2023
Rheem Sales Company, Inc. | Ruud | R801T0504A17UHSNAS | Federally-Regulated Consumer Product | Non-Weatherized, Non-Condensin | 1517 | 249 |  | 11/21/2023 | 50545 | 211806585 | 12/08/2023
Rheem Sales Company, Inc. | Ruud | R801T1505A24UHSNAS | Federally-Regulated Consumer Product | Non-Weatherized, Non-Condensin | 1910 | 233 |  | 11/21/2023 | 150068 | 213351287 | 12/08/2023
Rheem Sales Company, Inc. | Ruud | R801T0704A17UHU | Federally-Regulated Consumer Product | Non-Weatherized, Non-Condensin | 1823 | 262 | 262 | 12/05/2023 | 70109 | 208430276 | 12/08/2023
Rheem Sales Company, Inc. | Ruud | R801V0704A17UHUCAP | Federally-Regulated Consumer Product | Non-Weatherized, Non-Condensin | 1723 | 258 |  | 11/21/2023 | 70568 | 211774707 | 12/08/2023
Rheem Sales Company, Inc. | Ruud | R801V0504A17UHNCAP | Federally-Regulated Consumer Product | Non-Weatherized, Non-Condensin | 1682 | 256 | 256 | 12/05/2023 | 50501 | 211774700 | 12/08/2023
Rheem Sales Company, Inc. | Ruud | RGEAZR042AJT101NA | Federally-Regulated Consumer Product | Weatherized Non-Condensing Gas | 1774 | 277 |  | 11/21/2023 | 100987 | 208676439 | 12/08/2023
Rheem Sales Company, Inc. | Ruud | RGEAZR024AJT06XNA | Federally-Regulated Consumer Product | Weatherized Non-Condensing Gas | 1270 | 255 |  | 11/21/2023 | 61123 | 208676479 | 12/08/2023
Rheem Sales Company, Inc. | Ruud | R801V1005A21UHUCAP | Federally-Regulated Consumer Product | Non-Weatherized, Non-Condensin | 1966 | 269 |  | 11/21/2023 | 97612 | 211806593 | 12/08/2023
Rheem Sales Company, Inc. | Ruud | R801V1505A24UHNCAP | Federally-Regulated Consumer Product | Non-Weatherized, Non-Condensin | 2440 | 249 |  | 11/21/2023 | 150642 | 213351295 | 12/08/2023
Rheem Sales Company, Inc. | Ruud | R802V0754A17DZSCAP | Federally-Regulated Consumer Product | Non-Weatherized, Non-Condensin | 1628 | 254 |  | 11/21/2023 | 52707 | 211774719 | 12/08/2023
Rheem Sales Company, Inc. | Ruud | RGEAZR024AJT04UNA | Federally-Regulated Consumer Product | Weatherized Non-Condensing Gas | 1181 | 251 | 251 | 12/05/2023 | 40068 | 208676464 | 12/08/2023
Rheem Sales Company, Inc. | Ruud | R802V0754A17DZNCAP | Federally-Regulated Consumer Product | Non-Weatherized, Non-Condensin | 1628 | 254 | 254 | 12/05/2023 | 52707 | 211774715 | 12/08/2023
Rheem Sales Company, Inc. | Ruud | R801V1255A24UH | Federally-Regulated Consumer Product | Non-Weatherized, Non-Condensin | 2076 | 258 |  | 11/21/2023 | 124802 | 208665970 | 12/08/2023
Rheem Sales Company, Inc. | Ruud | RGEAZR060AJT081NA | Federally-Regulated Consumer Product | Weatherized Non-Condensing Gas | 2041 | 289 |  | 11/21/2023 | 79422 | 208676454 | 12/08/2023
Rheem Sales Company, Inc. | Ruud | RGEAZR036AJT081NA | Federally-Regulated Consumer Product | Weatherized Non-Condensing Gas | 1387 | 260 |  | 11/21/2023 | 80632 | 208676424 | 12/08/2023
Rheem Sales Company, Inc. | Ruud | RGEAZR048AJT08XNA | Federally-Regulated Consumer Product | Weatherized Non-Condensing Gas | 1847 | 280 |  | 11/21/2023 | 80515 | 208676559 | 12/08/2023
Rheem Sales Company, Inc. | Ruud | RGECZR060AJT12**C | Federally-Regulated Consumer Product | Weatherized Non-Condensing Gas | 2183 | 266 |  | 11/21/2023 | 83968 | 210279551 | 12/08/2023
Rheem Sales Company, Inc. | Ruud | RGEAZR048AJT101NA | Federally-Regulated Consumer Product | Weatherized Non-Condensing Gas | 2001 | 287 |  | 11/21/2023 | 101705 | 208676449 | 12/08/2023
Rheem Sales Company, Inc. | Ruud | RGEA14042AJT101AC | Federally-Regulated Consumer Product | Weatherized Non-Condensing Gas | 1494 | 265 |  | 11/21/2023 | 99609 | 206606647 | 12/08/2023
Rheem Sales Company, Inc. | Ruud | R801T1255A24UHN | Federally-Regulated Consumer Product | Non-Weatherized, Non-Condensin | 1991 | 270 |  | 11/21/2023 | 123598 | 208242385 | 12/08/2023
Rheem Sales Company, Inc. | Ruud | RGEA16036AJV06TAB | Federally-Regulated Consumer Product | Weatherized Non-Condensing Gas | 1358 | 259 |  | 11/21/2023 | 46205 | 203404616 | 12/08/2023
Rheem Sales Company, Inc. | Ruud | RGEA16024AJV062AB | Federally-Regulated Consumer Product | Weatherized Non-Condensing Gas | 1358 | 259 |  | 11/21/2023 | 46205 | 203404610 | 12/08/2023
Rheem Sales Company, Inc. | Ruud | RGEA16036AJV062AB | Federally-Regulated Consumer Product | Weatherized Non-Condensing Gas | 1358 | 259 |  | 11/21/2023 | 46205 | 203404614 | 12/08/2023
Rheem Sales Company, Inc. | RUSSELL | S802V1255A24UHS | Federally-Regulated Consumer Product | Non-Weatherized, Non-Condensin | 2073 | 273 |  | 12/08/2023 | 87500 | 208243338 | 12/08/2023
Rheem Sales Company, Inc. | RUSSELL | S951V0855A21M4 | Federally-Regulated Consumer Product | Non-Weatherized, Condensing Ga | 1851 | 246 |  | 12/08/2023 | 84247 | 208676317 | 12/08/2023
Rheem Sales Company, Inc. | RUSSELL | S951V1155A24M4 | Federally-Regulated Consumer Product | Non-Weatherized, Condensing Ga | 2137 | 231 |  | 12/08/2023 | 111605 | 208676271 | 12/08/2023
Rheem Sales Company, Inc. | RUSSELL | S802V0503A14UHN | Federally-Regulated Consumer Product | Non-Weatherized, Non-Condensin | 1318 | 240 |  | 12/08/2023 | 35484 | 208243340 | 12/08/2023
Rheem Sales Company, Inc. | RUSSELL | RGEA14036AJT06UAA | Federally-Regulated Consumer Product | Weatherized Non-Condensing Gas | 1434 | 262 |  | 12/08/2023 | 60723 | 205965555 | 12/08/2023
Rheem Sales Company, Inc. | RUSSELL | S801V1505A24UHNBAP | Federally-Regulated Consumer Product | Non-Weatherized, Non-Condensin | 2440 | 249 |  | 12/08/2023 | 150642 | 213351311 | 12/08/2023
Rheem Sales Company, Inc. | RUSSELL | S801T0754A17UHN | Federally-Regulated Consumer Product | Non-Weatherized, Non-Condensin | 1496 | 248 |  | 12/08/2023 | 75177 | 208242428 | 12/08/2023
Rheem Sales Company, Inc. | RUSSELL | S801T1255A24DZS | Federally-Regulated Consumer Product | Non-Weatherized, Non-Condensin | 1835 | 263 |  | 12/08/2023 | 124389 | 208242437 | 12/08/2023
Rheem Sales Company, Inc. | RUSSELL | S801T1005A21DZN | Federally-Regulated Consumer Product | Non-Weatherized, Non-Condensin | 1895 | 265 |  | 12/08/2023 | 100302 | 208242442 | 12/08/2023
Rheem Sales Company, Inc. | RUSSELL | S951V0403A17M4 | Federally-Regulated Consumer Product | Non-Weatherized, Condensing Ga | 1292 | 228 |  | 12/08/2023 | 42494 | 208676313 | 12/08/2023
Rheem Sales Company, Inc. | RUSSELL | S801T0755A21DZN | Federally-Regulated Consumer Product | Non-Weatherized, Non-Condensin | 1883 | 265 |  | 12/08/2023 | 75029 | 208242441 | 12/08/2023
Rheem Sales Company, Inc. | RUSSELL | RGEXZS060AJV102 | Federally-Regulated Consumer Product | Weatherized Non-Condensing Gas | 2129 | 188 |  | 12/08/2023 | 70580 | 213352248 | 12/08/2023
Rheem Sales Company, Inc. | RUSSELL | S962V0855A21M4S | Federally-Regulated Consumer Product | Non-Weatherized, Condensing Ga | 1947 | 281 |  | 12/08/2023 | 58053 | 208243356 | 12/08/2023
Rheem Sales Company, Inc. | RUSSELL | RGEXZS060AJV10T | Federally-Regulated Consumer Product | Weatherized Non-Condensing Gas | 2129 | 188 |  | 12/08/2023 | 70580 | 213352250 | 12/08/2023
Rheem Sales Company, Inc. | RUSSELL | S802V0754A17UHN | Federally-Regulated Consumer Product | Non-Weatherized, Non-Condensin | 1458 | 246 |  | 12/08/2023 | 52564 | 208243341 | 12/08/2023
Rheem Sales Company, Inc. | RUSSELL | S802V1255A24UHN | Federally-Regulated Consumer Product | Non-Weatherized, Non-Condensin | 2073 | 273 |  | 12/08/2023 | 87500 | 208243347 | 12/08/2023
Rheem Sales Company, Inc. | RUSSELL | S951V1005A21M4 | Federally-Regulated Consumer Product | Non-Weatherized, Condensing Ga | 2153 | 271 |  | 12/08/2023 | 98911 | 208676318 | 12/08/2023
Rheem Sales Company, Inc. | RUSSELL | S951T1005A21M4 | Federally-Regulated Consumer Product | Non-Weatherized, Condensing Ga | 2066 | 286 |  | 12/08/2023 | 98023 | 208663414 | 12/08/2023
Rheem Sales Company, Inc. | RUSSELL | RGEA14042AJT101AC | Federally-Regulated Consumer Product | Weatherized Non-Condensing Gas | 1494 | 265 |  | 12/08/2023 | 99609 | 206606650 | 12/08/2023
Rheem Sales Company, Inc. | RUSSELL | S801T0753A17DZN | Federally-Regulated Consumer Product | Non-Weatherized, Non-Condensin | 1253 | 237 |  | 12/08/2023 | 74903 | 208429536 | 12/08/2023
Rheem Sales Company, Inc. | RUSSELL | S801T0503A14UHS | Federally-Regulated Consumer Product | Non-Weatherized, Non-Condensin | 1388 | 243 |  | 12/08/2023 | 49660 | 208242421 | 12/08/2023
Rheem Sales Company, Inc. | RUSSELL | S801T0703A17UHU | Federally-Regulated Consumer Product | Non-Weatherized, Non-Condensin | 1189 | 234 |  | 12/08/2023 | 70542 | 208430287 | 12/08/2023
Rheem Sales Company, Inc. | RUSSELL | S801T1005A21UHN | Federally-Regulated Consumer Product | Non-Weatherized, Non-Condensin | 1812 | 262 |  | 12/08/2023 | 99863 | 208242430 | 12/08/2023
Rheem Sales Company, Inc. | RUSSELL | S97MV0703A17DHS | Federally-Regulated Consumer Product | Non-Weatherized, Condensing Ga | 1282 | 251 |  | 12/08/2023 | 28494 | 208157052 | 12/08/2023
Rheem Sales Company, Inc. | RUSSELL | S801V1004A17UHNBAP | Federally-Regulated Consumer Product | Non-Weatherized, Non-Condensin | 1896 | 204 |  | 12/08/2023 | 99142 | 213351307 | 12/08/2023
Rheem Sales Company, Inc. | RUSSELL | S801T1005A21UHS | Federally-Regulated Consumer Product | Non-Weatherized, Non-Condensin | 1812 | 262 |  | 12/08/2023 | 99863 | 208242424 | 12/08/2023
Rheem Sales Company, Inc. | RUSSELL | S801T0754A17UHS | Federally-Regulated Consumer Product | Non-Weatherized, Non-Condensin | 1496 | 248 |  | 12/08/2023 | 75177 | 208242422 | 12/08/2023
Rheem Sales Company, Inc. | RUSSELL | S801V1004A17UHSBAP | Federally-Regulated Consumer Product | Non-Weatherized, Non-Condensin | 1896 | 204 |  | 12/08/2023 | 99142 | 213351305 | 12/08/2023
Rheem Sales Company, Inc. | RUSSELL | S802V1004A17UHS | Federally-Regulated Consumer Product | Non-Weatherized, Non-Condensin | 1730 | 258 |  | 12/08/2023 | 70020 | 208243335 | 12/08/2023
Rheem Sales Company, Inc. | RUSSELL | S801T0753A17DZS | Federally-Regulated Consumer Product | Non-Weatherized, Non-Condensin | 1253 | 237 |  | 12/08/2023 | 74903 | 208429535 | 12/08/2023
Rheem Sales Company, Inc. | RUSSELL | S802V0755A21UHN | Federally-Regulated Consumer Product | Non-Weatherized, Non-Condensin | 1718 | 258 |  | 12/08/2023 | 52500 | 208243342 | 12/08/2023
Rheem Sales Company, Inc. | RUSSELL | S801T1255A24DZN | Federally-Regulated Consumer Product | Non-Weatherized, Non-Condensin | 1835 | 263 |  | 12/08/2023 | 124389 | 208242443 | 12/08/2023
Rheem Sales Company, Inc. | RUSSELL | RGEXZS060AJV08T | Federally-Regulated Consumer Product | Weatherized Non-Condensing Gas | 1950 | 177 |  | 12/08/2023 | 56366 | 213352261 | 12/08/2023
Rheem Sales Company, Inc. | RUSSELL | S802V0503A14UHS | Federally-Regulated Consumer Product | Non-Weatherized, Non-Condensin | 1318 | 240 |  | 12/08/2023 | 35484 | 208243329 | 12/08/2023
Rheem Sales Company, Inc. | RUSSELL | S951T0403A17M4 | Federally-Regulated Consumer Product | Non-Weatherized, Condensing Ga | 1107 | 244 |  | 12/08/2023 | 41877 | 208663409 | 12/08/2023
Rheem Sales Company, Inc. | RUSSELL | S97MV0603A17DHS | Federally-Regulated Consumer Product | Non-Weatherized, Condensing Ga | 1327 | 253 |  | 12/08/2023 | 22218 | 208157051 | 12/08/2023
Rheem Sales Company, Inc. | RUSSELL | S801T0504A17UHU | Federally-Regulated Consumer Product | Non-Weatherized, Non-Condensin | 1502 | 248 |  | 12/08/2023 | 50342 | 208430286 | 12/08/2023
Rheem Sales Company, Inc. | RUSSELL | S921V0403A17M4 | Federally-Regulated Consumer Product | Non-Weatherized, Condensing Ga | 1292 | 228 |  | 12/08/2023 | 42494 | 208676279 | 12/08/2023
Rheem Sales Company, Inc. | RUSSELL | S801V1505A24UHSBAP | Federally-Regulated Consumer Product | Non-Weatherized, Non-Condensin | 2440 | 249 |  | 12/08/2023 | 150642 | 213351309 | 12/08/2023
Rheem Sales Company, Inc. | RUSSELL | S921T1155A24M4 | Federally-Regulated Consumer Product | Non-Weatherized, Condensing Ga | 2041 | 285 |  | 12/08/2023 | 111488 | 208663446 | 12/08/2023
Rheem Sales Company, Inc. | RUSSELL | S921T0703A17M4 | Federally-Regulated Consumer Product | Non-Weatherized, Condensing Ga | 1362 | 255 |  | 12/08/2023 | 69960 | 208663442 | 12/08/2023
Rheem Sales Company, Inc. | RUSSELL | S921V1005A21M4 | Federally-Regulated Consumer Product | Non-Weatherized, Condensing Ga | 2153 | 271 |  | 12/08/2023 | 98911 | 208676284 | 12/08/2023
Rheem Sales Company, Inc. | RUSSELL | S802V1505A24UHS | Federally-Regulated Consumer Product | Non-Weatherized, Non-Condensin | 2092 | 274 |  | 12/08/2023 | 104565 | 208243584 | 12/08/2023
Rheem Sales Company, Inc. | RUSSELL | S921T0855A21M4 | Federally-Regulated Consumer Product | Non-Weatherized, Condensing Ga | 1929 | 280 |  | 12/08/2023 | 84515 | 208663444 | 12/08/2023
Rheem Sales Company, Inc. | RUSSELL | S802V0755A21UHS | Federally-Regulated Consumer Product | Non-Weatherized, Non-Condensin | 1718 | 258 |  | 12/08/2023 | 52500 | 208243333 | 12/08/2023
Rheem Sales Company, Inc. | RUSSELL | S921V1155A24M4 | Federally-Regulated Consumer Product | Non-Weatherized, Condensing Ga | 2137 | 231 |  | 12/08/2023 | 111605 | 208676285 | 12/08/2023
Rheem Sales Company, Inc. | RUSSELL | RGEA14030AJT04UAA | Federally-Regulated Consumer Product | Weatherized Non-Condensing Gas | 1189 | 251 |  | 12/08/2023 | 39887 | 205965553 | 12/08/2023
Rheem Sales Company, Inc. | RUSSELL | S962V1005A21M4S | Federally-Regulated Consumer Product | Non-Weatherized, Condensing Ga | 1858 | 277 |  | 12/08/2023 | 68679 | 208243358 | 12/08/2023
Rheem Sales Company, Inc. | RUSSELL | S921T0403A17M4 | Federally-Regulated Consumer Product | Non-Weatherized, Condensing Ga | 1107 | 244 |  | 12/08/2023 | 41877 | 208663440 | 12/08/2023
Rheem Sales Company, Inc. | RUSSELL | S802V1005A21UHN | Federally-Regulated Consumer Product | Non-Weatherized, Non-Condensin | 1905 | 266 |  | 12/08/2023 | 70000 | 208243345 | 12/08/2023
Rheem Sales Company, Inc. | RUSSELL | S801T0754A21UHN | Federally-Regulated Consumer Product | Non-Weatherized, Non-Condensin | 1634 | 254 |  | 12/08/2023 | 75736 | 208242429 | 12/08/2023
Rheem Sales Company, Inc. | RUSSELL | S951T0703A17M4 | Federally-Regulated Consumer Product | Non-Weatherized, Condensing Ga | 1362 | 255 |  | 12/08/2023 | 69960 | 208663411 | 12/08/2023
Rheem Sales Company, Inc. | RUSSELL | S801T1004A21UHU | Federally-Regulated Consumer Product | Non-Weatherized, Non-Condensin | 1861 | 264 |  | 12/08/2023 | 98348 | 208430289 | 12/08/2023
Rheem Sales Company, Inc. | RUSSELL | S801T0755A21DZS | Federally-Regulated Consumer Product | Non-Weatherized, Non-Condensin | 1883 | 265 |  | 12/08/2023 | 75029 | 208242435 | 12/08/2023
Rheem Sales Company, Inc. | RUSSELL | S801T0754A21UHS | Federally-Regulated Consumer Product | Non-Weatherized, Non-Condensin | 1634 | 254 |  | 12/08/2023 | 75736 | 208242423 | 12/08/2023
Rheem Sales Company, Inc. | RUSSELL | S921T1005A21M4 | Federally-Regulated Consumer Product | Non-Weatherized, Condensing Ga | 2066 | 286 |  | 12/08/2023 | 98023 | 208663445 | 12/08/2023
Rheem Sales Company, Inc. | RUSSELL | S951V0603A17M4 | Federally-Regulated Consumer Product | Non-Weatherized, Condensing Ga | 1356 | 249 |  | 12/08/2023 | 56054 | 208676314 | 12/08/2023
Rheem Sales Company, Inc. | RUSSELL | S951T0855A21M4 | Federally-Regulated Consumer Product | Non-Weatherized, Condensing Ga | 1929 | 280 |  | 12/08/2023 | 84515 | 208663413 | 12/08/2023
Rheem Sales Company, Inc. | RUSSELL | S921V0703A17M4 | Federally-Regulated Consumer Product | Non-Weatherized, Condensing Ga | 1166 | 246 |  | 12/08/2023 | 70001 | 208676281 | 12/08/2023
Rheem Sales Company, Inc. | RUSSELL | S951T1155A24M4 | Federally-Regulated Consumer Product | Non-Weatherized, Condensing Ga | 2041 | 285 |  | 12/08/2023 | 111488 | 208663351 | 12/08/2023
Rheem Sales Company, Inc. | RUSSELL | S802V1005A21UHS | Federally-Regulated Consumer Product | Non-Weatherized, Non-Condensin | 1905 | 266 |  | 12/08/2023 | 70000 | 208243337 | 12/08/2023
Rheem Sales Company, Inc. | RUSSELL | S801T1005A21DZS | Federally-Regulated Consumer Product | Non-Weatherized, Non-Condensin | 1895 | 265 |  | 12/08/2023 | 100302 | 208242436 | 12/08/2023
Rheem Sales Company, Inc. | RUSSELL | RGEXZS060AJV082 | Federally-Regulated Consumer Product | Weatherized Non-Condensing Gas | 1950 | 177 |  | 12/08/2023 | 56366 | 213352265 | 12/08/2023
Rheem Sales Company, Inc. | RUSSELL | S802V1505A24UHN | Federally-Regulated Consumer Product | Non-Weatherized, Non-Condensin | 2092 | 274 |  | 12/08/2023 | 104565 | 208243586 | 12/08/2023
Rheem Sales Company, Inc. | RUSSELL | S951V0703A17M4 | Federally-Regulated Consumer Product | Non-Weatherized, Condensing Ga | 1166 | 246 |  | 12/08/2023 | 70001 | 208676315 | 12/08/2023
Rheem Sales Company, Inc. | RUSSELL | RGEA14030AJT081AC | Federally-Regulated Consumer Product | Weatherized Non-Condensing Gas | 1147 | 249 |  | 12/08/2023 | 79965 | 206606605 | 12/08/2023
Rheem Sales Company, Inc. | RUSSELL | S802V1004A17UHN | Federally-Regulated Consumer Product | Non-Weatherized, Non-Condensin | 1730 | 258 |  | 12/08/2023 | 70020 | 208243344 | 12/08/2023
Rheem Sales Company, Inc. | RUSSELL | S801T1505A24UHNNAS | Federally-Regulated Consumer Product | Non-Weatherized, Non-Condensin | 1910 | 233 |  | 12/08/2023 | 150068 | 213351303 | 12/08/2023
Rheem Sales Company, Inc. | RUSSELL | S921V0603A17M4 | Federally-Regulated Consumer Product | Non-Weatherized, Condensing Ga | 1356 | 249 |  | 12/08/2023 | 56054 | 208676280 | 12/08/2023
Rheem Sales Company, Inc. | RUSSELL | S962V0703A17M4S | Federally-Regulated Consumer Product | Non-Weatherized, Condensing Ga | 1290 | 252 |  | 12/08/2023 | 48940 | 208243353 | 12/08/2023
Rheem Sales Company, Inc. | RUSSELL | S951T0603A17M4 | Federally-Regulated Consumer Product | Non-Weatherized, Condensing Ga | 1156 | 246 |  | 12/08/2023 | 55624 | 208663410 | 12/08/2023
Rheem Sales Company, Inc. | RUSSELL | S801T1005A21UHU | Federally-Regulated Consumer Product | Non-Weatherized, Non-Condensin | 2096 | 274 |  | 12/08/2023 | 100583 | 208430290 | 12/08/2023
Rheem Sales Company, Inc. | RUSSELL | S801T0503A14UHN | Federally-Regulated Consumer Product | Non-Weatherized, Non-Condensin | 1388 | 243 |  | 12/08/2023 | 49660 | 208242427 | 12/08/2023
Rheem Sales Company, Inc. | RUSSELL | S97MV0855A21DHS | Federally-Regulated Consumer Product | Non-Weatherized, Condensing Ga | 2138 | 289 |  | 12/08/2023 | 33549 | 208157053 | 12/08/2023
Rheem Sales Company, Inc. | RUSSELL | S921V0855A21M4 | Federally-Regulated Consumer Product | Non-Weatherized, Condensing Ga | 1851 | 246 |  | 12/08/2023 | 84247 | 208676283 | 12/08/2023
Rheem Sales Company, Inc. | RUSSELL | S802V0754A17UHS | Federally-Regulated Consumer Product | Non-Weatherized, Non-Condensin | 1458 | 246 |  | 12/08/2023 | 52564 | 208243331 | 12/08/2023
Rheem Sales Company, Inc. | RUSSELL | S921T0603A17M4 | Federally-Regulated Consumer Product | Non-Weatherized, Condensing Ga | 1156 | 246 |  | 12/08/2023 | 55624 | 208663441 | 12/08/2023
Rheem Sales Company, Inc. | RUSSELL | S801T0503A14DZN | Federally-Regulated Consumer Product | Non-Weatherized, Non-Condensin | 1223 | 236 |  | 12/08/2023 | 51119 | 208242438 | 12/08/2023
Rheem Sales Company, Inc. | Weatherking | RGEA14042AJT101AC | Federally-Regulated Consumer Product | Weatherized Non-Condensing Gas | 1494 | 265 |  | 11/21/2023 | 99609 | 206606649 | 12/08/2023
Rheem Sales Company, Inc. | Weatherking | W802W1004A17UHN | Federally-Regulated Consumer Product | Non-Weatherized, Non-Condensin | 1730 | 258 |  | 05/25/2023 | 70020 | 208243372 | 12/08/2023
Rheem Sales Company, Inc. | Weatherking | W951T1155A24M4 | Federally-Regulated Consumer Product | Non-Weatherized, Condensing Ga | 2041 | 285 |  | 10/17/2023 | 111488 | 208663354 | 12/08/2023
Rheem Sales Company, Inc. | Weatherking | W801T1005A21UHU | Federally-Regulated Consumer Product | Non-Weatherized, Non-Condensin | 2096 | 274 |  | 05/25/2023 | 100583 | 208430296 | 12/08/2023
Rheem Sales Company, Inc. | Weatherking | W951W0603A17M4 | Federally-Regulated Consumer Product | Non-Weatherized, Condensing Ga | 1356 | 249 |  | 10/17/2023 | 56054 | 208770575 | 12/08/2023
Rheem Sales Company, Inc. | Weatherking | W921T0855A21M4 | Federally-Regulated Consumer Product | Non-Weatherized, Condensing Ga | 1929 | 280 |  | 10/17/2023 | 84515 | 208663465 | 12/08/2023
Rheem Sales Company, Inc. | Weatherking | W801T0503A14UHS | Federally-Regulated Consumer Product | Non-Weatherized, Non-Condensin | 1388 | 243 |  | 05/25/2023 | 49660 | 208242444 | 12/08/2023
Rheem Sales Company, Inc. | Weatherking | W801T0754A21UHS | Federally-Regulated Consumer Product | Non-Weatherized, Non-Condensin | 1634 | 254 |  | 05/25/2023 | 75736 | 208242446 | 12/08/2023
Rheem Sales Company, Inc. | Weatherking | W801T0753A17DZS | Federally-Regulated Consumer Product | Non-Weatherized, Non-Condensin | 1253 | 237 |  | 05/25/2023 | 74903 | 210586029 | 12/08/2023
Rheem Sales Company, Inc. | Weatherking | W802W0755A21UHN | Federally-Regulated Consumer Product | Non-Weatherized, Non-Condensin | 1718 | 258 |  | 05/25/2023 | 52500 | 208243371 | 12/08/2023
Rheem Sales Company, Inc. | Weatherking | W951T0603A17M4 | Federally-Regulated Consumer Product | Non-Weatherized, Condensing Ga | 1156 | 246 |  | 10/17/2023 | 55624 | 208663428 | 12/08/2023
Rheem Sales Company, Inc. | Weatherking | W801T0754A17UHN | Federally-Regulated Consumer Product | Non-Weatherized, Non-Condensin | 1496 | 248 |  | 05/25/2023 | 75177 | 208242450 | 12/08/2023
Rheem Sales Company, Inc. | Weatherking | W802W0754A17UHN | Federally-Regulated Consumer Product | Non-Weatherized, Non-Condensin | 1458 | 246 |  | 05/25/2023 | 52564 | 208243370 | 12/08/2023
Rheem Sales Company, Inc. | Weatherking | W962W0703A17M4S | Federally-Regulated Consumer Product | Non-Weatherized, Condensing Ga | 1290 | 252 |  | 05/25/2023 | 48940 | 208243377 | 12/08/2023
Rheem Sales Company, Inc. | Weatherking | W951W0855A21M4 | Federally-Regulated Consumer Product | Non-Weatherized, Condensing Ga | 1851 | 246 |  | 10/17/2023 | 84247 | 208770578 | 12/08/2023
Rheem Sales Company, Inc. | Weatherking | W921W0855A21M4 | Federally-Regulated Consumer Product | Non-Weatherized, Condensing Ga | 1851 | 246 |  | 10/17/2023 | 84247 | 208770571 | 12/08/2023
Rheem Sales Company, Inc. | Weatherking | W801T0754A21UHN | Federally-Regulated Consumer Product | Non-Weatherized, Non-Condensin | 1634 | 254 |  | 05/25/2023 | 75736 | 208242451 | 12/08/2023
Rheem Sales Company, Inc. | Weatherking | RGEA14048AJT101AB | Federally-Regulated Consumer Product | Weatherized Non-Condensing Gas | 1809 | 279 |  | 11/21/2023 | 99189 | 203404496 | 12/08/2023
Rheem Sales Company, Inc. | Weatherking | W801T0755A21DZN | Federally-Regulated Consumer Product | Non-Weatherized, Non-Condensin | 1883 | 265 |  | 05/25/2023 | 75029 | 208242462 | 12/08/2023
Rheem Sales Company, Inc. | Weatherking | W801T0755A21DZS | Federally-Regulated Consumer Product | Non-Weatherized, Non-Condensin | 1883 | 265 |  | 05/25/2023 | 75029 | 208242456 | 12/08/2023
Rheem Sales Company, Inc. | Weatherking | W801T1004A21UHU | Federally-Regulated Consumer Product | Non-Weatherized, Non-Condensin | 1861 | 264 |  | 05/25/2023 | 98348 | 208430295 | 12/08/2023
Rheem Sales Company, Inc. | Weatherking | W921W0703A17M4 | Federally-Regulated Consumer Product | Non-Weatherized, Condensing Ga | 1166 | 246 |  | 10/17/2023 | 70001 | 208770569 | 12/08/2023
Rheem Sales Company, Inc. | Weatherking | W921W1155A24M4 | Federally-Regulated Consumer Product | Non-Weatherized, Condensing Ga | 2137 | 231 |  | 10/17/2023 | 111605 | 208770573 | 12/08/2023
Rheem Sales Company, Inc. | Weatherking | W801T1005A21UHS | Federally-Regulated Consumer Product | Non-Weatherized, Non-Condensin | 1812 | 262 |  | 05/25/2023 | 99863 | 208242447 | 12/08/2023
Rheem Sales Company, Inc. | Weatherking | W801T1255A24DZS | Federally-Regulated Consumer Product | Non-Weatherized, Non-Condensin | 1835 | 263 |  | 05/25/2023 | 124389 | 208242458 | 12/08/2023
Rheem Sales Company, Inc. | Weatherking | W951T0855A21M4 | Federally-Regulated Consumer Product | Non-Weatherized, Condensing Ga | 1929 | 280 |  | 10/17/2023 | 84515 | 208663431 | 12/08/2023
Rheem Sales Company, Inc. | Weatherking | W921W0403A17M4 | Federally-Regulated Consumer Product | Non-Weatherized, Condensing Ga | 1292 | 228 |  | 05/25/2023 | 42494 | 208770567 | 12/08/2023
Rheem Sales Company, Inc. | Weatherking | W921W0603A17M4 | Federally-Regulated Consumer Product | Non-Weatherized, Condensing Ga | 1356 | 249 |  | 10/17/2023 | 56054 | 208770568 | 12/08/2023
Rheem Sales Company, Inc. | Weatherking | W802W0754A17UHS | Federally-Regulated Consumer Product | Non-Weatherized, Non-Condensin | 1458 | 246 |  | 05/25/2023 | 52564 | 208243363 | 12/08/2023
Rheem Sales Company, Inc. | Weatherking | W802W1505A24UHS | Federally-Regulated Consumer Product | Non-Weatherized, Non-Condensin | 2092 | 274 |  | 05/25/2023 | 104565 | 208243588 | 12/08/2023
Rheem Sales Company, Inc. | Weatherking | W962W0855A21M4S | Federally-Regulated Consumer Product | Non-Weatherized, Condensing Ga | 1947 | 281 |  | 05/25/2023 | 58053 | 208243379 | 12/08/2023
Rheem Sales Company, Inc. | Weatherking | W921T1005A21M4 | Federally-Regulated Consumer Product | Non-Weatherized, Condensing Ga | 2066 | 286 |  | 10/17/2023 | 98023 | 208663466 | 12/08/2023
Rheem Sales Company, Inc. | Weatherking | W921T0603A17M4 | Federally-Regulated Consumer Product | Non-Weatherized, Condensing Ga | 1156 | 246 |  | 10/17/2023 | 55624 | 208663462 | 12/08/2023
Rheem Sales Company, Inc. | Weatherking | W951T1005A21M4 | Federally-Regulated Consumer Product | Non-Weatherized, Condensing Ga | 2066 | 286 |  | 10/17/2023 | 98023 | 208663432 | 12/08/2023
Rheem Sales Company, Inc. | Weatherking | W802W0503A14UHN | Federally-Regulated Consumer Product | Non-Weatherized, Non-Condensin | 1318 | 240 |  | 05/25/2023 | 35484 | 208243369 | 12/08/2023
Rheem Sales Company, Inc. | Weatherking | W801T1005A21UHN | Federally-Regulated Consumer Product | Non-Weatherized, Non-Condensin | 1812 | 262 |  | 05/25/2023 | 99863 | 208242452 | 12/08/2023
Rheem Sales Company, Inc. | Weatherking | W802W0503A14UHS | Federally-Regulated Consumer Product | Non-Weatherized, Non-Condensin | 1318 | 240 |  | 05/25/2023 | 35484 | 208243361 | 12/08/2023
Rheem Sales Company, Inc. | Weatherking | W801T1255A24DZN | Federally-Regulated Consumer Product | Non-Weatherized, Non-Condensin | 1835 | 263 |  | 05/25/2023 | 124389 | 208242464 | 12/08/2023
Rheem Sales Company, Inc. | Weatherking | W801T1005A21DZN | Federally-Regulated Consumer Product | Non-Weatherized, Non-Condensin | 1895 | 265 |  | 05/25/2023 | 100302 | 208242463 | 12/08/2023
Rheem Sales Company, Inc. | Weatherking | W951W1155A24M4 | Federally-Regulated Consumer Product | Non-Weatherized, Condensing Ga | 2137 | 231 |  | 10/17/2023 | 111605 | 208770580 | 12/08/2023
Rheem Sales Company, Inc. | Weatherking | W801T0703A17UHU | Federally-Regulated Consumer Product | Non-Weatherized, Non-Condensin | 1189 | 234 |  | 05/25/2023 | 70542 | 208430293 | 12/08/2023
Rheem Sales Company, Inc. | Weatherking | W801T1255A24UHN | Federally-Regulated Consumer Product | Non-Weatherized, Non-Condensin | 1991 | 270 |  | 11/21/2023 | 123598 | 208242453 | 12/08/2023
Rheem Sales Company, Inc. | Weatherking | W801T0503A14UHN | Federally-Regulated Consumer Product | Non-Weatherized, Non-Condensin | 1388 | 243 |  | 05/25/2023 | 49660 | 208242449 | 12/08/2023
Rheem Sales Company, Inc. | Weatherking | W801T0503A14DZS | Federally-Regulated Consumer Product | Non-Weatherized, Non-Condensin | 1223 | 236 |  | 05/25/2023 | 51119 | 208242454 | 12/08/2023
Rheem Sales Company, Inc. | Weatherking | W951W0703A17M4 | Federally-Regulated Consumer Product | Non-Weatherized, Condensing Ga | 1166 | 246 |  | 10/17/2023 | 70001 | 208770576 | 12/08/2023
Rheem Sales Company, Inc. | Weatherking | W921T1155A24M4 | Federally-Regulated Consumer Product | Non-Weatherized, Condensing Ga | 2041 | 285 |  | 10/17/2023 | 111488 | 208663467 | 12/08/2023
Rheem Sales Company, Inc. | Weatherking | W921T0403A17M4 | Federally-Regulated Consumer Product | Non-Weatherized, Condensing Ga | 1107 | 244 |  | 05/25/2023 | 41877 | 208663461 | 12/08/2023
Rheem Sales Company, Inc. | Weatherking | W951T0403A17M4 | Federally-Regulated Consumer Product | Non-Weatherized, Condensing Ga | 1107 | 244 |  | 05/25/2023 | 41877 | 208663427 | 12/08/2023
Rheem Sales Company, Inc. | Weatherking | W801T0503A14DZN | Federally-Regulated Consumer Product | Non-Weatherized, Non-Condensin | 1223 | 236 |  | 05/25/2023 | 51119 | 208242459 | 12/08/2023
Rheem Sales Company, Inc. | Weatherking | W802W0755A21UHS | Federally-Regulated Consumer Product | Non-Weatherized, Non-Condensin | 1718 | 258 |  | 05/25/2023 | 52500 | 208243365 | 12/08/2023
Rheem Sales Company, Inc. | Weatherking | RGEXZS060AJV08T | Federally-Regulated Consumer Product | Weatherized Non-Condensing Gas | 1950 | 177 |  | 11/21/2023 | 56366 | 213352264 | 12/08/2023
Rheem Sales Company, Inc. | Weatherking | W801T1005A21DZS | Federally-Regulated Consumer Product | Non-Weatherized, Non-Condensin | 1895 | 265 |  | 05/25/2023 | 100302 | 208242457 | 12/08/2023
Rheem Sales Company, Inc. | Weatherking | W802W1005A21UHS | Federally-Regulated Consumer Product | Non-Weatherized, Non-Condensin | 1905 | 266 |  | 05/25/2023 | 70000 | 208243367 | 12/08/2023
Rheem Sales Company, Inc. | Weatherking | W801T0753A17DZN | Federally-Regulated Consumer Product | Non-Weatherized, Non-Condensin | 1253 | 237 |  | 05/25/2023 | 74903 | 210586030 | 12/08/2023
Rheem Sales Company, Inc. | Weatherking | W951T0703A17M4 | Federally-Regulated Consumer Product | Non-Weatherized, Condensing Ga | 1362 | 255 |  | 10/17/2023 | 69960 | 208663429 | 12/08/2023
Rheem Sales Company, Inc. | Weatherking | W951W1005A21M4 | Federally-Regulated Consumer Product | Non-Weatherized, Condensing Ga | 2153 | 271 |  | 10/17/2023 | 98911 | 208770579 | 12/08/2023
Rheem Sales Company, Inc. | Weatherking | W921W1005A21M4 | Federally-Regulated Consumer Product | Non-Weatherized, Condensing Ga | 2153 | 271 |  | 10/17/2023 | 98911 | 208770572 | 12/08/2023
Rheem Sales Company, Inc. | Weatherking | W802W1255A24UHN | Federally-Regulated Consumer Product | Non-Weatherized, Non-Condensin | 2073 | 273 |  | 05/25/2023 | 87500 | 208243374 | 12/08/2023
Rheem Sales Company, Inc. | Weatherking | W801T0754A17UHS | Federally-Regulated Consumer Product | Non-Weatherized, Non-Condensin | 1496 | 248 |  | 05/25/2023 | 75177 | 208242445 | 12/08/2023
Rheem Sales Company, Inc. | Weatherking | W802W1004A17UHS | Federally-Regulated Consumer Product | Non-Weatherized, Non-Condensin | 1730 | 258 |  | 05/25/2023 | 70020 | 208243366 | 12/08/2023
Rheem Sales Company, Inc. | Weatherking | RGEA14030AJT081AC | Federally-Regulated Consumer Product | Weatherized Non-Condensing Gas | 1147 | 249 |  | 11/21/2023 | 79965 | 206606604 | 12/08/2023
Rheem Sales Company, Inc. | Weatherking | W802W1005A21UHN | Federally-Regulated Consumer Product | Non-Weatherized, Non-Condensin | 1905 | 266 |  | 05/25/2023 | 70000 | 208243373 | 12/08/2023
Rheem Sales Company, Inc. | Weatherking | W802W1505A24UHN | Federally-Regulated Consumer Product | Non-Weatherized, Non-Condensin | 2092 | 274 |  | 05/25/2023 | 104565 | 208243590 | 12/08/2023
Rheem Sales Company, Inc. | Weatherking | RGEXZS048AJV10T | Federally-Regulated Consumer Product | Weatherized Non-Condensing Gas | 1797 | 277 |  | 11/21/2023 | 70225 | 213352246 | 12/08/2023
Rheem Sales Company, Inc. | Weatherking | W951W0403A17M4 | Federally-Regulated Consumer Product | Non-Weatherized, Condensing Ga | 1292 | 228 |  | 05/25/2023 | 42494 | 208770574 | 12/08/2023
Rheem Sales Company, Inc. | Weatherking | W921T0703A17M4 | Federally-Regulated Consumer Product | Non-Weatherized, Condensing Ga | 1362 | 255 |  | 10/17/2023 | 69960 | 208663463 | 12/08/2023
Rheem Sales Company, Inc. | Weatherking | RGEXZS060AJV10T | Federally-Regulated Consumer Product | Weatherized Non-Condensing Gas | 2129 | 188 |  | 11/21/2023 | 70580 | 213352256 | 12/08/2023
Rheem Sales Company, Inc. | Weatherking | RGEXZS060AJV102 | Federally-Regulated Consumer Product | Weatherized Non-Condensing Gas | 2129 | 188 |  | 11/21/2023 | 70580 | 213352253 | 12/08/2023
Rheem Sales Company, Inc. | Weatherking | W962W1005A21M4S | Federally-Regulated Consumer Product | Non-Weatherized, Condensing Ga | 1858 | 277 |  | 05/25/2023 | 68679 | 208243380 | 12/08/2023
Rheem Sales Company, Inc. | Weatherking | W95TC1151524MSA | Federally-Regulated Consumer Product | Non-Weatherized, Condensing Ga | 2041 | 285 |  | 10/17/2023 | 111488 | 8934629 | 12/08/2023
Rheem Sales Company, Inc. | CLIMATEMASTER | RGEAZR048AJT10UNA | Federally-Regulated Consumer Product | Weatherized Non-Condensing Gas | 1832 | 280 |  | 12/08/2023 | 100370 | 208699121 | 12/08/2023
Rheem Sales Company, Inc. | CLIMATEMASTER | RGEAZR024AJT041NA | Federally-Regulated Consumer Product | Weatherized Non-Condensing Gas | 1205 | 252 |  | 12/08/2023 | 40798 | 208699086 | 12/08/2023
Rheem Sales Company, Inc. | CLIMATEMASTER | RGEAZR060AJT10XNA | Federally-Regulated Consumer Product | Weatherized Non-Condensing Gas | 2131 | 293 |  | 12/08/2023 | 101980 | 208699125 | 12/08/2023
Rheem Sales Company, Inc. | CLIMATEMASTER | RGEAZR036AJT06XNA | Federally-Regulated Consumer Product | Weatherized Non-Condensing Gas | 1259 | 254 |  | 12/08/2023 | 58986 | 208699112 | 12/08/2023
Rheem Sales Company, Inc. | CLIMATEMASTER | RGECZT060AJT12**C | Federally-Regulated Consumer Product | Weatherized Non-Condensing Gas | 2183 | 266 |  | 12/08/2023 | 83968 | 212631795 | 12/08/2023
Rheem Sales Company, Inc. | CLIMATEMASTER | RGEA14042AJT101AC | Federally-Regulated Consumer Product | Weatherized Non-Condensing Gas | 1494 | 265 |  | 12/08/2023 | 99609 | 206606672 | 12/08/2023
Rheem Sales Company, Inc. | CLIMATEMASTER | RGEAZR060AJT081NA | Federally-Regulated Consumer Product | Weatherized Non-Condensing Gas | 2041 | 289 |  | 12/08/2023 | 79422 | 208699099 | 12/08/2023
Rheem Sales Company, Inc. | CLIMATEMASTER | RGEA14048AJT101AB | Federally-Regulated Consumer Product | Weatherized Non-Condensing Gas | 1809 | 279 |  | 12/08/2023 | 99189 | 205785516 | 12/08/2023
Rheem Sales Company, Inc. | CLIMATEMASTER | RGEAZR024AJT08XNA | Federally-Regulated Consumer Product | Weatherized Non-Condensing Gas | 1202 | 252 |  | 12/08/2023 | 79659 | 208699105 | 12/08/2023
Rheem Sales Company, Inc. | CLIMATEMASTER | RGEA16036AJV062AB | Federally-Regulated Consumer Product | Weatherized Non-Condensing Gas | 1648 | 259 |  | 12/08/2023 | 76362 | 205785546 | 12/08/2023
Rheem Sales Company, Inc. | CLIMATEMASTER | RGECZR048AJT07**C | Federally-Regulated Consumer Product | Weatherized Non-Condensing Gas | 1873 | 167 |  | 12/08/2023 | 52596 | 210279564 | 12/08/2023
Rheem Sales Company, Inc. | CLIMATEMASTER | RGEAZR024AJT06UNA | Federally-Regulated Consumer Product | Weatherized Non-Condensing Gas | 1236 | 253 |  | 12/08/2023 | 61566 | 208699103 | 12/08/2023
Rheem Sales Company, Inc. | CLIMATEMASTER | RGEAZR036AJT08UNA | Federally-Regulated Consumer Product | Weatherized Non-Condensing Gas | 1382 | 260 |  | 12/08/2023 | 80891 | 208699113 | 12/08/2023
Rheem Sales Company, Inc. | CLIMATEMASTER | RGEAZR024AJT081NA | Federally-Regulated Consumer Product | Weatherized Non-Condensing Gas | 1202 | 252 |  | 12/08/2023 | 79659 | 208699088 | 12/08/2023
Rheem Sales Company, Inc. | CLIMATEMASTER | RGECZT036AJT07**C | Federally-Regulated Consumer Product | Weatherized Non-Condensing Gas | 1475 | 165 |  | 12/08/2023 | 53157 | 212631790 | 12/08/2023
Rheem Sales Company, Inc. | CLIMATEMASTER | RGEAZR042AJT101NA | Federally-Regulated Consumer Product | Weatherized Non-Condensing Gas | 1774 | 277 |  | 12/08/2023 | 100987 | 208699096 | 12/08/2023
Rheem Sales Company, Inc. | CLIMATEMASTER | RGEA14030AJT04UAA | Federally-Regulated Consumer Product | Weatherized Non-Condensing Gas | 1189 | 251 |  | 12/08/2023 | 39887 | 205965563 | 12/08/2023
Rheem Sales Company, Inc. | CLIMATEMASTER | RGEA16024AJV062AB | Federally-Regulated Consumer Product | Weatherized Non-Condensing Gas | 1358 | 259 |  | 12/08/2023 | 46205 | 205785544 | 12/08/2023
Rheem Sales Company, Inc. | CLIMATEMASTER | RGEAZR060AJT10UNA | Federally-Regulated Consumer Product | Weatherized Non-Condensing Gas | 1911 | 283 |  | 12/08/2023 | 99261 | 208699124 | 12/08/2023
Rheem Sales Company, Inc. | CLIMATEMASTER | RGEAZR048AJT08XNA | Federally-Regulated Consumer Product | Weatherized Non-Condensing Gas | 1847 | 280 |  | 12/08/2023 | 80515 | 208699120 | 12/08/2023
Rheem Sales Company, Inc. | CLIMATEMASTER | RGEAZR024AJT04XNA | Federally-Regulated Consumer Product | Weatherized Non-Condensing Gas | 1205 | 252 |  | 12/08/2023 | 40798 | 208699102 | 12/08/2023
Rheem Sales Company, Inc. | CLIMATEMASTER | RGECZR036AJT07**C | Federally-Regulated Consumer Product | Weatherized Non-Condensing Gas | 1475 | 165 |  | 12/08/2023 | 53157 | 208503341 | 12/08/2023
Rheem Sales Company, Inc. | CLIMATEMASTER | RGEAZR030AJT04XNA | Federally-Regulated Consumer Product | Weatherized Non-Condensing Gas | 1342 | 258 |  | 12/08/2023 | 39842 | 208699107 | 12/08/2023
Rheem Sales Company, Inc. | CLIMATEMASTER | RGEA16036AJV06TAB | Federally-Regulated Consumer Product | Weatherized Non-Condensing Gas | 1648 | 259 |  | 12/08/2023 | 76362 | 205785547 | 12/08/2023
Rheem Sales Company, Inc. | CLIMATEMASTER | RGEAZR036AJT10XNA | Federally-Regulated Consumer Product | Weatherized Non-Condensing Gas | 1380 | 260 |  | 12/08/2023 | 100130 | 208699115 | 12/08/2023
Rheem Sales Company, Inc. | CLIMATEMASTER | RGEAZR030AJT06XNA | Federally-Regulated Consumer Product | Weatherized Non-Condensing Gas | 1342 | 258 |  | 12/08/2023 | 61240 | 208699109 | 12/08/2023
Rheem Sales Company, Inc. | CLIMATEMASTER | RGECZT048AJT07**C | Federally-Regulated Consumer Product | Weatherized Non-Condensing Gas | 1873 | 167 |  | 12/08/2023 | 52596 | 212631792 | 12/08/2023
Rheem Sales Company, Inc. | CLIMATEMASTER | RGEAZR024AJT04UNA | Federally-Regulated Consumer Product | Weatherized Non-Condensing Gas | 1181 | 251 |  | 12/08/2023 | 40068 | 208699101 | 12/08/2023
Rheem Sales Company, Inc. | CLIMATEMASTER | RGECZT060AJT07**C | Federally-Regulated Consumer Product | Weatherized Non-Condensing Gas | 2336 | 182 |  | 12/08/2023 | 52310 | 212631794 | 12/08/2023
Rheem Sales Company, Inc. | CLIMATEMASTER | RGEAZR036AJT101NA | Federally-Regulated Consumer Product | Weatherized Non-Condensing Gas | 1380 | 260 |  | 12/08/2023 | 100130 | 208699094 | 12/08/2023
Rheem Sales Company, Inc. | CLIMATEMASTER | RGEAZR030AJT04UNA | Federally-Regulated Consumer Product | Weatherized Non-Condensing Gas | 1189 | 251 |  | 12/08/2023 | 39887 | 208699106 | 12/08/2023
Rheem Sales Company, Inc. | CLIMATEMASTER | RGECZT036AJT10**C | Federally-Regulated Consumer Product | Weatherized Non-Condensing Gas | 1576 | 218 |  | 12/08/2023 | 100764 | 212631791 | 12/08/2023
Rheem Sales Company, Inc. | CLIMATEMASTER | RGECZR048AJT12**C | Federally-Regulated Consumer Product | Weatherized Non-Condensing Gas | 1902 | 259 |  | 12/08/2023 | 84032 | 210279565 | 12/08/2023
Rheem Sales Company, Inc. | CLIMATEMASTER | RGECZR060AJT07**C | Federally-Regulated Consumer Product | Weatherized Non-Condensing Gas | 2336 | 182 |  | 12/08/2023 | 52310 | 210279566 | 12/08/2023
Rheem Sales Company, Inc. | CLIMATEMASTER | RGEAZR036AJT08XNA | Federally-Regulated Consumer Product | Weatherized Non-Condensing Gas | 1387 | 260 |  | 12/08/2023 | 80632 | 208699114 | 12/08/2023
Rheem Sales Company, Inc. | CLIMATEMASTER | RGEAZR060AJT08XNA | Federally-Regulated Consumer Product | Weatherized Non-Condensing Gas | 2041 | 289 |  | 12/08/2023 | 79422 | 208699123 | 12/08/2023
Rheem Sales Company, Inc. | CLIMATEMASTER | RGEAZR042AJT08UNA | Federally-Regulated Consumer Product | Weatherized Non-Condensing Gas | 1635 | 271 |  | 12/08/2023 | 80943 | 208699116 | 12/08/2023
Rheem Sales Company, Inc. | CLIMATEMASTER | RGEA14036AJT06UAA | Federally-Regulated Consumer Product | Weatherized Non-Condensing Gas | 1434 | 262 |  | 12/08/2023 | 60723 | 205965565 | 12/08/2023
Rheem Sales Company, Inc. | CLIMATEMASTER | RGEAZR048AJT101NA | Federally-Regulated Consumer Product | Weatherized Non-Condensing Gas | 2001 | 287 |  | 12/08/2023 | 101705 | 208699098 | 12/08/2023
Rheem Sales Company, Inc. | CLIMATEMASTER | RGEAZR030AJT081NA | Federally-Regulated Consumer Product | Weatherized Non-Condensing Gas | 1216 | 253 |  | 12/08/2023 | 80365 | 208699091 | 12/08/2023
Rheem Sales Company, Inc. | CLIMATEMASTER | RGEAZR030AJT041NA | Federally-Regulated Consumer Product | Weatherized Non-Condensing Gas | 1342 | 258 |  | 12/08/2023 | 39842 | 208699089 | 12/08/2023
Rheem Sales Company, Inc. | CLIMATEMASTER | RGEAZR030AJT061NA | Federally-Regulated Consumer Product | Weatherized Non-Condensing Gas | 1342 | 258 |  | 12/08/2023 | 61240 | 208699090 | 12/08/2023
Rheem Sales Company, Inc. | CLIMATEMASTER | RGEAZR024AJT061NA | Federally-Regulated Consumer Product | Weatherized Non-Condensing Gas | 1270 | 255 |  | 12/08/2023 | 61123 | 208699087 | 12/08/2023
Rheem Sales Company, Inc. | CLIMATEMASTER | RGEAZR048AJT081NA | Federally-Regulated Consumer Product | Weatherized Non-Condensing Gas | 1847 | 280 |  | 12/08/2023 | 80515 | 208699097 | 12/08/2023
Rheem Sales Company, Inc. | CLIMATEMASTER | RGEAZR030AJT08XNA | Federally-Regulated Consumer Product | Weatherized Non-Condensing Gas | 1216 | 253 |  | 12/08/2023 | 80365 | 208699110 | 12/08/2023
Rheem Sales Company, Inc. | CLIMATEMASTER | RGEA14030AJT081AC | Federally-Regulated Consumer Product | Weatherized Non-Condensing Gas | 1147 | 249 |  | 12/08/2023 | 79965 | 206606662 | 12/08/2023
Rheem Sales Company, Inc. | CLIMATEMASTER | RGEAZR048AJT10XNA | Federally-Regulated Consumer Product | Weatherized Non-Condensing Gas | 2001 | 287 |  | 12/08/2023 | 101705 | 208699122 | 12/08/2023
Rheem Sales Company, Inc. | CLIMATEMASTER | RGEAZR036AJT061NA | Federally-Regulated Consumer Product | Weatherized Non-Condensing Gas | 1259 | 254 |  | 12/08/2023 | 58986 | 208699092 | 12/08/2023
Rheem Sales Company, Inc. | CLIMATEMASTER | RGEAZR042AJT10XNA | Federally-Regulated Consumer Product | Weatherized Non-Condensing Gas | 1774 | 277 |  | 12/08/2023 | 100987 | 208699118 | 12/08/2023
Rheem Sales Company, Inc. | CLIMATEMASTER | RGEAZR036AJT06UNA | Federally-Regulated Consumer Product | Weatherized Non-Condensing Gas | 1434 | 262 |  | 12/08/2023 | 60723 | 208699111 | 12/08/2023
Rheem Sales Company, Inc. | CLIMATEMASTER | RGEAZR042AJT08XNA | Federally-Regulated Consumer Product | Weatherized Non-Condensing Gas | 1820 | 279 |  | 12/08/2023 | 81578 | 208699117 | 12/08/2023
Rheem Sales Company, Inc. | CLIMATEMASTER | RGEAZR048AJT08UNA | Federally-Regulated Consumer Product | Weatherized Non-Condensing Gas | 2026 | 288 |  | 12/08/2023 | 80019 | 208699119 | 12/08/2023
Rheem Sales Company, Inc. | CLIMATEMASTER | RGEAZR060AJT101NA | Federally-Regulated Consumer Product | Weatherized Non-Condensing Gas | 2131 | 293 |  | 12/08/2023 | 101980 | 208699100 | 12/08/2023
Rheem Sales Company, Inc. | CLIMATEMASTER | RGEAZR024AJT06XNA | Federally-Regulated Consumer Product | Weatherized Non-Condensing Gas | 1270 | 255 |  | 12/08/2023 | 61123 | 208699104 | 12/08/2023
Rheem Sales Company, Inc. | CLIMATEMASTER | RGECZR060AJT12**C | Federally-Regulated Consumer Product | Weatherized Non-Condensing Gas | 2183 | 266 |  | 12/08/2023 | 83968 | 210279567 | 12/08/2023
Rheem Sales Company, Inc. | CLIMATEMASTER | RGEAZR036AJT081NA | Federally-Regulated Consumer Product | Weatherized Non-Condensing Gas | 1387 | 260 |  | 12/08/2023 | 80632 | 208699093 | 12/08/2023
Rheem Sales Company, Inc. | CLIMATEMASTER | RGECZT048AJT12**C | Federally-Regulated Consumer Product | Weatherized Non-Condensing Gas | 1902 | 259 |  | 12/08/2023 | 84032 | 212631793 | 12/08/2023
Rheem Sales Company, Inc. | CLIMATEMASTER | RGEAZR042AJT081NA | Federally-Regulated Consumer Product | Weatherized Non-Condensing Gas | 1820 | 279 |  | 12/08/2023 | 81578 | 208699095 | 12/08/2023
Rheem Sales Company, Inc. | CLIMATEMASTER | RGEAZR030AJT06UNA | Federally-Regulated Consumer Product | Weatherized Non-Condensing Gas | 1125 | 248 |  | 12/08/2023 | 60094 | 208699108 | 12/08/2023
Rheem Sales Company, Inc. | CLIMATEMASTER | RGECZR036AJT10**C | Federally-Regulated Consumer Product | Weatherized Non-Condensing Gas | 1576 | 218 |  | 12/08/2023 | 100764 | 210279563 | 12/08/2023
Rheem Sales Company, Inc. | Friedrich | RGEAZR036AJT08XNA | Federally-Regulated Consumer Product | Weatherized Non-Condensing Gas | 1387 | 260 |  | 11/21/2023 | 80632 | 213363215 | 12/08/2023
Rheem Sales Company, Inc. | Friedrich | FR802V1505A24UHN | Federally-Regulated Consumer Product | Non-Weatherized, Non-Condensin | 2092 | 274 | 274 | 07/25/2023 | 104565 | 213112725 | 12/08/2023
Rheem Sales Company, Inc. | Friedrich | FR801T1255A24DZN | Federally-Regulated Consumer Product | Non-Weatherized, Non-Condensin | 1835 | 263 | 263 | 07/25/2023 | 124389 | 213112701 | 12/08/2023
Rheem Sales Company, Inc. | Friedrich | FR97MV1155A24DHS | Federally-Regulated Consumer Product | Non-Weatherized, Condensing Ga | 1959 | 281 |  | 10/17/2023 | 44459 | 213112675 | 12/08/2023
Rheem Sales Company, Inc. | Friedrich | FR801T0503A14DZS | Federally-Regulated Consumer Product | Non-Weatherized, Non-Condensin | 1223 | 236 | 236 | 07/25/2023 | 51119 | 213112695 | 12/08/2023
Rheem Sales Company, Inc. | Friedrich | FR801T1005A21UHS | Federally-Regulated Consumer Product | Non-Weatherized, Non-Condensin | 1812 | 262 | 262 | 07/25/2023 | 99863 | 213112687 | 12/08/2023
Rheem Sales Company, Inc. | Friedrich | FR801T0503A14DZN | Federally-Regulated Consumer Product | Non-Weatherized, Non-Condensin | 1223 | 236 | 236 | 07/25/2023 | 51119 | 213112699 | 12/08/2023
Rheem Sales Company, Inc. | Friedrich | FR951V0855A21M4 | Federally-Regulated Consumer Product | Non-Weatherized, Condensing Ga | 1851 | 246 |  | 10/17/2023 | 84247 | 213112763 | 12/08/2023
Rheem Sales Company, Inc. | Friedrich | FR801T1255A24DZS | Federally-Regulated Consumer Product | Non-Weatherized, Non-Condensin | 1835 | 263 | 263 | 07/25/2023 | 124389 | 213112698 | 12/08/2023
Rheem Sales Company, Inc. | Friedrich | FR98MV0603A17UPS | Federally-Regulated Consumer Product | Non-Weatherized, Condensing Ga | 1110 | 244 |  | 10/17/2023 | 22600 | 213112676 | 12/08/2023
Rheem Sales Company, Inc. | Friedrich | FR801T0753A17DZS | Federally-Regulated Consumer Product | Non-Weatherized, Non-Condensin | 1253 | 237 | 237 | 07/25/2023 | 74903 | 213112727 | 12/08/2023
Rheem Sales Company, Inc. | Friedrich | FR97MV1005A21DHS | Federally-Regulated Consumer Product | Non-Weatherized, Condensing Ga | 1990 | 282 |  | 10/17/2023 | 39222 | 213112673 | 12/08/2023
Rheem Sales Company, Inc. | Friedrich | FR921V0603A17M4 | Federally-Regulated Consumer Product | Non-Weatherized, Condensing Ga | 1356 | 249 |  | 10/17/2023 | 56054 | 213112765 | 12/08/2023
Rheem Sales Company, Inc. | Friedrich | FR921T1005A21M4 | Federally-Regulated Consumer Product | Non-Weatherized, Condensing Ga | 2066 | 286 |  | 10/17/2023 | 98023 | 213112746 | 12/08/2023
Rheem Sales Company, Inc. | Friedrich | FR801T0504A17UHU | Federally-Regulated Consumer Product | Non-Weatherized, Non-Condensin | 1502 | 248 | 248 | 08/03/2023 | 50342 | 213112730 | 12/08/2023
Rheem Sales Company, Inc. | Friedrich | FR801T0754A21UHN | Federally-Regulated Consumer Product | Non-Weatherized, Non-Condensin | 1634 | 254 | 254 | 07/25/2023 | 75736 | 213112691 | 12/08/2023
Rheem Sales Company, Inc. | Friedrich | FR951V1155A24M4 | Federally-Regulated Consumer Product | Non-Weatherized, Condensing Ga | 2137 | 231 |  | 10/17/2023 | 111605 | 213112754 | 12/08/2023
Rheem Sales Company, Inc. | Friedrich | RGEAZR036AJT08UNA | Federally-Regulated Consumer Product | Weatherized Non-Condensing Gas | 1382 | 260 |  | 11/21/2023 | 80891 | 213363214 | 12/08/2023
Rheem Sales Company, Inc. | Friedrich | FR951T0603A17M4 | Federally-Regulated Consumer Product | Non-Weatherized, Condensing Ga | 1156 | 246 |  | 10/17/2023 | 55624 | 213112737 | 12/08/2023
Rheem Sales Company, Inc. | Friedrich | FR801T1005A21DZS | Federally-Regulated Consumer Product | Non-Weatherized, Non-Condensin | 1895 | 265 | 265 | 07/25/2023 | 100302 | 213112696 | 12/08/2023
Rheem Sales Company, Inc. | Friedrich | RGEAZR036AJT10XNA | Federally-Regulated Consumer Product | Weatherized Non-Condensing Gas | 1380 | 260 |  | 11/21/2023 | 100130 | 213363216 | 12/08/2023
Rheem Sales Company, Inc. | Friedrich | FR921V1155A24M4 | Federally-Regulated Consumer Product | Non-Weatherized, Condensing Ga | 2137 | 231 |  | 10/17/2023 | 111605 | 213112759 | 12/08/2023
Rheem Sales Company, Inc. | Friedrich | RGEAZR042AJT10XNA | Federally-Regulated Consumer Product | Weatherized Non-Condensing Gas | 1774 | 277 |  | 11/21/2023 | 100987 | 213363219 | 12/08/2023
Rheem Sales Company, Inc. | Friedrich | FR801T0754A17UHS | Federally-Regulated Consumer Product | Non-Weatherized, Non-Condensin | 1496 | 248 | 248 | 07/25/2023 | 75177 | 213112685 | 12/08/2023
Rheem Sales Company, Inc. | Friedrich | FR98MV1155A24UPS | Federally-Regulated Consumer Product | Non-Weatherized, Condensing Ga | 1971 | 282 |  | 10/17/2023 | 44499 | 213112682 | 12/08/2023
Rheem Sales Company, Inc. | Friedrich | FR951T0855A21M4 | Federally-Regulated Consumer Product | Non-Weatherized, Condensing Ga | 1929 | 280 |  | 10/17/2023 | 84515 | 213112740 | 12/08/2023
Rheem Sales Company, Inc. | Friedrich | FR802V1255A24UHN | Federally-Regulated Consumer Product | Non-Weatherized, Non-Condensin | 2073 | 273 | 273 | 07/25/2023 | 87500 | 213112715 | 12/08/2023
Rheem Sales Company, Inc. | Friedrich | RGEAZR042AJT08UNA | Federally-Regulated Consumer Product | Weatherized Non-Condensing Gas | 1635 | 271 |  | 11/21/2023 | 80943 | 213363217 | 12/08/2023
Rheem Sales Company, Inc. | Friedrich | FR801T1005A21UHU | Federally-Regulated Consumer Product | Non-Weatherized, Non-Condensin | 2096 | 274 | 274 | 08/03/2023 | 100583 | 213112734 | 12/08/2023
Rheem Sales Company, Inc. | Friedrich | FR921T0603A17M4 | Federally-Regulated Consumer Product | Non-Weatherized, Condensing Ga | 1156 | 246 |  | 10/17/2023 | 55624 | 213112742 | 12/08/2023
Rheem Sales Company, Inc. | Friedrich | FR921V0855A21M4 | Federally-Regulated Consumer Product | Non-Weatherized, Condensing Ga | 1851 | 246 |  | 10/17/2023 | 84247 | 213112756 | 12/08/2023
Rheem Sales Company, Inc. | Friedrich | FR801T1005A21UHN | Federally-Regulated Consumer Product | Non-Weatherized, Non-Condensin | 1812 | 262 | 262 | 07/25/2023 | 99863 | 213112693 | 12/08/2023
Rheem Sales Company, Inc. | Friedrich | FR802V1005A21UHN | Federally-Regulated Consumer Product | Non-Weatherized, Non-Condensin | 1905 | 266 | 266 | 07/25/2023 | 70000 | 213112713 | 12/08/2023
Rheem Sales Company, Inc. | Friedrich | FR98MV0703A17UPS | Federally-Regulated Consumer Product | Non-Weatherized, Condensing Ga | 1162 | 246 |  | 10/17/2023 | 28246 | 213112677 | 12/08/2023
Rheem Sales Company, Inc. | Friedrich | FR802V1004A17UHS | Federally-Regulated Consumer Product | Non-Weatherized, Non-Condensin | 1730 | 258 | 258 | 07/25/2023 | 70020 | 213112706 | 12/08/2023
Rheem Sales Company, Inc. | Friedrich | FR951V0603A17M4 | Federally-Regulated Consumer Product | Non-Weatherized, Condensing Ga | 1356 | 249 |  | 10/17/2023 | 56054 | 213112760 | 12/08/2023
Rheem Sales Company, Inc. | Friedrich | FR98MV1005A21UPS | Federally-Regulated Consumer Product | Non-Weatherized, Condensing Ga | 2084 | 287 |  | 10/17/2023 | 39023 | 213112680 | 12/08/2023
Rheem Sales Company, Inc. | Friedrich | FR801T0754A21UHS | Federally-Regulated Consumer Product | Non-Weatherized, Non-Condensin | 1634 | 254 | 254 | 07/25/2023 | 75736 | 213112686 | 12/08/2023
Rheem Sales Company, Inc. | Friedrich | FR802V0754A17UHN | Federally-Regulated Consumer Product | Non-Weatherized, Non-Condensin | 1458 | 246 | 246 | 07/25/2023 | 52564 | 213112710 | 12/08/2023
Rheem Sales Company, Inc. | Friedrich | FR97MV0603A17DHS | Federally-Regulated Consumer Product | Non-Weatherized, Condensing Ga | 1327 | 253 |  | 10/17/2023 | 22218 | 213112668 | 12/08/2023
Rheem Sales Company, Inc. | Friedrich | FR802V0755A21UHN | Federally-Regulated Consumer Product | Non-Weatherized, Non-Condensin | 1718 | 258 | 258 | 07/25/2023 | 52500 | 213112711 | 12/08/2023
Rheem Sales Company, Inc. | Friedrich | FR802V0755A21UHS | Federally-Regulated Consumer Product | Non-Weatherized, Non-Condensin | 1718 | 258 | 258 | 07/25/2023 | 52500 | 213112704 | 12/08/2023
Rheem Sales Company, Inc. | Friedrich | FR801T1004A21UHU | Federally-Regulated Consumer Product | Non-Weatherized, Non-Condensin | 1861 | 264 | 264 | 08/03/2023 | 98348 | 213112733 | 12/08/2023
Rheem Sales Company, Inc. | Friedrich | FR801T0503A14UHS | Federally-Regulated Consumer Product | Non-Weatherized, Non-Condensin | 1388 | 243 | 243 | 07/25/2023 | 49660 | 213112683 | 12/08/2023
Rheem Sales Company, Inc. | Friedrich | FR97MV0855A21DHS | Federally-Regulated Consumer Product | Non-Weatherized, Condensing Ga | 2138 | 289 |  | 10/17/2023 | 33549 | 213112672 | 12/08/2023
Rheem Sales Company, Inc. | Friedrich | FR921T1155A24M4 | Federally-Regulated Consumer Product | Non-Weatherized, Condensing Ga | 2041 | 285 |  | 10/17/2023 | 111488 | 213112747 | 12/08/2023
Rheem Sales Company, Inc. | Friedrich | FR802V0754A17UHS | Federally-Regulated Consumer Product | Non-Weatherized, Non-Condensin | 1458 | 246 | 246 | 07/25/2023 | 52564 | 213112703 | 12/08/2023
Rheem Sales Company, Inc. | Friedrich | FR802V1255A24UHS | Federally-Regulated Consumer Product | Non-Weatherized, Non-Condensin | 2073 | 273 | 273 | 07/25/2023 | 87500 | 213112708 | 12/08/2023
Rheem Sales Company, Inc. | Friedrich | FR802V1005A21UHS | Federally-Regulated Consumer Product | Non-Weatherized, Non-Condensin | 1905 | 266 | 266 | 07/25/2023 | 70000 | 213112707 | 12/08/2023
Rheem Sales Company, Inc. | Friedrich | FR801T0753A17DZN | Federally-Regulated Consumer Product | Non-Weatherized, Non-Condensin | 1253 | 237 | 237 | 07/25/2023 | 74903 | 213112728 | 12/08/2023
Rheem Sales Company, Inc. | Friedrich | FR951V1005A21M4 | Federally-Regulated Consumer Product | Non-Weatherized, Condensing Ga | 2153 | 271 |  | 10/17/2023 | 98911 | 213112764 | 12/08/2023
Rheem Sales Company, Inc. | Friedrich | FR951T1155A24M4 | Federally-Regulated Consumer Product | Non-Weatherized, Condensing Ga | 2041 | 285 |  | 10/17/2023 | 111488 | 213112736 | 12/08/2023
Rheem Sales Company, Inc. | Friedrich | RGEAZR036AJT06XNA | Federally-Regulated Consumer Product | Weatherized Non-Condensing Gas | 1259 | 254 |  | 11/21/2023 | 58986 | 213363213 | 12/08/2023
Rheem Sales Company, Inc. | Friedrich | FR801T0703A17UHU | Federally-Regulated Consumer Product | Non-Weatherized, Non-Condensin | 1189 | 234 | 234 | 08/03/2023 | 70542 | 213112731 | 12/08/2023
Rheem Sales Company, Inc. | Friedrich | FR951T1005A21M4 | Federally-Regulated Consumer Product | Non-Weatherized, Condensing Ga | 2066 | 286 |  | 10/17/2023 | 98023 | 213112741 | 12/08/2023
Rheem Sales Company, Inc. | Friedrich | FR97MV0703A17DHS | Federally-Regulated Consumer Product | Non-Weatherized, Condensing Ga | 1282 | 251 |  | 10/17/2023 | 28494 | 213112670 | 12/08/2023
Rheem Sales Company, Inc. | Friedrich | FR801T0503A14UHN | Federally-Regulated Consumer Product | Non-Weatherized, Non-Condensin | 1388 | 243 | 243 | 07/25/2023 | 49660 | 213112689 | 12/08/2023
Rheem Sales Company, Inc. | Friedrich | FR801T0503A17UHU | Federally-Regulated Consumer Product | Non-Weatherized, Non-Condensin | 1165 | 233 | 233 | 08/03/2023 | 49157 | 213112729 | 12/08/2023
Rheem Sales Company, Inc. | Friedrich | RGEAZR036AJT06UNA | Federally-Regulated Consumer Product | Weatherized Non-Condensing Gas | 1434 | 262 |  | 11/21/2023 | 60723 | 213363212 | 12/08/2023
Rheem Sales Company, Inc. | Friedrich | FR801T1005A21DZN | Federally-Regulated Consumer Product | Non-Weatherized, Non-Condensin | 1895 | 265 | 265 | 07/25/2023 | 100302 | 213112700 | 12/08/2023
Rheem Sales Company, Inc. | Friedrich | FR802V1505A24UHS | Federally-Regulated Consumer Product | Non-Weatherized, Non-Condensin | 2092 | 274 | 274 | 07/25/2023 | 104565 | 213112724 | 12/08/2023
Rheem Sales Company, Inc. | Friedrich | FR921T0855A21M4 | Federally-Regulated Consumer Product | Non-Weatherized, Condensing Ga | 1929 | 280 |  | 10/17/2023 | 84515 | 213112745 | 12/08/2023
Rheem Sales Company, Inc. | Friedrich | FR802V1004A17UHN | Federally-Regulated Consumer Product | Non-Weatherized, Non-Condensin | 1730 | 258 | 258 | 07/25/2023 | 70020 | 213112712 | 12/08/2023
Rheem Sales Company, Inc. | Friedrich | FR801T0754A17UHN | Federally-Regulated Consumer Product | Non-Weatherized, Non-Condensin | 1496 | 248 | 248 | 07/25/2023 | 75177 | 213112690 | 12/08/2023
Rheem Sales Company, Inc. | Friedrich | FR921V1005A21M4 | Federally-Regulated Consumer Product | Non-Weatherized, Condensing Ga | 2153 | 271 |  | 10/17/2023 | 98911 | 213112757 | 12/08/2023
Rheem Sales Company, Inc. | Ruud | RGEAZR060AJT08XNA | Federally-Regulated Consumer Product | Weatherized Non-Condensing Gas | 2041 | 289 |  | 12/08/2023 | 79422 | 208676574 | 12/08/2023
Rheem Sales Company, Inc. | Ruud | R801V0504A17UHUCAP | Federally-Regulated Consumer Product | Non-Weatherized, Non-Condensin | 1376 | 243 |  | 12/08/2023 | 50203 | 211806590 | 12/08/2023
Rheem Sales Company, Inc. | Ruud | RGEAZR024AJT04XNA | Federally-Regulated Consumer Product | Weatherized Non-Condensing Gas | 1205 | 252 |  | 12/08/2023 | 40798 | 208676469 | 12/08/2023
Rheem Sales Company, Inc. | Ruud | R962V0603A17M4S | Federally-Regulated Consumer Product | Non-Weatherized, Condensing Ga | 1372 | 255 |  | 12/08/2023 | 37932 | 208243286 | 12/08/2023
Rheem Sales Company, Inc. | Ruud | RGEAZR030AJT081NA | Federally-Regulated Consumer Product | Weatherized Non-Condensing Gas | 1216 | 253 |  | 12/08/2023 | 80365 | 208676414 | 12/08/2023
Rheem Sales Company, Inc. | Ruud | RGECZT048AJT12**C | Federally-Regulated Consumer Product | Weatherized Non-Condensing Gas | 1902 | 259 |  | 12/08/2023 | 84032 | 212604407 | 12/08/2023
Rheem Sales Company, Inc. | Ruud | R801T1505A24UHNNAS | Federally-Regulated Consumer Product | Non-Weatherized, Non-Condensin | 1910 | 233 |  | 12/08/2023 | 150068 | 213351289 | 12/08/2023
Rheem Sales Company, Inc. | Ruud | RGEAZR036AJT06UNA | Federally-Regulated Consumer Product | Weatherized Non-Condensing Gas | 1434 | 262 |  | 12/08/2023 | 60723 | 208676514 | 12/08/2023
Rheem Sales Company, Inc. | Ruud | RGEAZR048AJT10XNA | Federally-Regulated Consumer Product | Weatherized Non-Condensing Gas | 2001 | 287 |  | 12/08/2023 | 101705 | 208676569 | 12/08/2023
Rheem Sales Company, Inc. | Ruud | RGEAZR042AJT10XNA | Federally-Regulated Consumer Product | Weatherized Non-Condensing Gas | 1774 | 277 |  | 12/08/2023 | 100987 | 208676549 | 12/08/2023
Rheem Sales Company, Inc. | Ruud | RGECZR048AJT07**C | Federally-Regulated Consumer Product | Weatherized Non-Condensing Gas | 1873 | 167 |  | 12/08/2023 | 52596 | 210279539 | 12/08/2023
Rheem Sales Company, Inc. | Ruud | RGEAZR030AJT06XNA | Federally-Regulated Consumer Product | Weatherized Non-Condensing Gas | 1342 | 258 |  | 12/08/2023 | 61240 | 208676504 | 12/08/2023
Rheem Sales Company, Inc. | Ruud | RGEAZR042AJT08XNA | Federally-Regulated Consumer Product | Weatherized Non-Condensing Gas | 1820 | 279 |  | 12/08/2023 | 81578 | 208676544 | 12/08/2023
Rheem Sales Company, Inc. | Ruud | R802V1255A24DZSCAP | Federally-Regulated Consumer Product | Non-Weatherized, Non-Condensin | 2179 | 278 |  | 12/08/2023 | 86625 | 211774737 | 12/08/2023
Rheem Sales Company, Inc. | Ruud | RGEAZS024AJV06XCA | Federally-Regulated Consumer Product | Weatherized Non-Condensing Gas | 1089 | 247 |  | 12/08/2023 | 60430 | 212675819 | 12/08/2023
Rheem Sales Company, Inc. | Ruud | RGEAZR030AJT041NA | Federally-Regulated Consumer Product | Weatherized Non-Condensing Gas | 1342 | 258 |  | 12/08/2023 | 39842 | 208676404 | 12/08/2023
Rheem Sales Company, Inc. | Ruud | RGECZR036AJT07**C | Federally-Regulated Consumer Product | Weatherized Non-Condensing Gas | 1475 | 165 |  | 12/08/2023 | 53157 | 208503161 | 12/08/2023
Rheem Sales Company, Inc. | Ruud | R801T0504A17UHNNAS | Federally-Regulated Consumer Product | Non-Weatherized, Non-Condensin | 1517 | 249 |  | 12/08/2023 | 50545 | 211806581 | 12/08/2023
Rheem Sales Company, Inc. | Ruud | RGECZR036AJT10**C | Federally-Regulated Consumer Product | Weatherized Non-Condensing Gas | 1576 | 218 |  | 12/08/2023 | 100764 | 210279535 | 12/08/2023
Rheem Sales Company, Inc. | Ruud | R802V1005A21DZNCAP | Federally-Regulated Consumer Product | Non-Weatherized, Non-Condensin | 2120 | 275 |  | 12/08/2023 | 69817 | 211806612 | 12/08/2023
Rheem Sales Company, Inc. | Ruud | R801V1004A17UHSCAP | Federally-Regulated Consumer Product | Non-Weatherized, Non-Condensin | 1896 | 204 |  | 12/08/2023 | 99142 | 213351290 | 12/08/2023
Rheem Sales Company, Inc. | Ruud | RGEAZR048AJT10UNA | Federally-Regulated Consumer Product | Weatherized Non-Condensing Gas | 1832 | 280 |  | 12/08/2023 | 100370 | 208676564 | 12/08/2023
Rheem Sales Company, Inc. | Ruud | RGEAZR030AJT04UNA | Federally-Regulated Consumer Product | Weatherized Non-Condensing Gas | 1189 | 251 |  | 12/08/2023 | 39887 | 208676489 | 12/08/2023
Rheem Sales Company, Inc. | Ruud | RGEAZR036AJT06XNA | Federally-Regulated Consumer Product | Weatherized Non-Condensing Gas | 1259 | 254 |  | 12/08/2023 | 58986 | 208676519 | 12/08/2023
Rheem Sales Company, Inc. | Ruud | R951V0403A17UHUCAP | Federally-Regulated Consumer Product | Non-Weatherized, Condensing Ga | 1335 | 254 |  | 12/08/2023 | 42103 | 212921446 | 12/08/2023
Rheem Sales Company, Inc. | Ruud | RGEAZR036AJT08UNA | Federally-Regulated Consumer Product | Weatherized Non-Condensing Gas | 1382 | 260 |  | 12/08/2023 | 80891 | 208676524 | 12/08/2023
Rheem Sales Company, Inc. | Ruud | RGEAZR048AJT081NA | Federally-Regulated Consumer Product | Weatherized Non-Condensing Gas | 1847 | 280 |  | 12/08/2023 | 80515 | 208676444 | 12/08/2023
Rheem Sales Company, Inc. | Ruud | R801V1004A17UHNCAP | Federally-Regulated Consumer Product | Non-Weatherized, Non-Condensin | 1896 | 204 |  | 12/08/2023 | 99142 | 213351292 | 12/08/2023
Rheem Sales Company, Inc. | Ruud | RGEAZR060AJT10XNA | Federally-Regulated Consumer Product | Weatherized Non-Condensing Gas | 2131 | 293 |  | 12/08/2023 | 101980 | 208676584 | 12/08/2023
Rheem Sales Company, Inc. | Ruud | RGEAZR024AJT08XNA | Federally-Regulated Consumer Product | Weatherized Non-Condensing Gas | 1202 | 252 |  | 12/08/2023 | 79659 | 208676484 | 12/08/2023
Rheem Sales Company, Inc. | Ruud | RGEAZR060AJT10UNA | Federally-Regulated Consumer Product | Weatherized Non-Condensing Gas | 1911 | 283 | 283 | 12/05/2023 | 99261 | 208676579 | 12/08/2023
Rheem Sales Company, Inc. | Ruud | R802V0504A17UHSCAP | Federally-Regulated Consumer Product | Non-Weatherized, Non-Condensin | 1712 | 257 |  | 12/08/2023 | 34534 | 211806608 | 12/08/2023
Rheem Sales Company, Inc. | Ruud | R951V0603A17UHUCAP | Federally-Regulated Consumer Product | Non-Weatherized, Condensing Ga | 1246 | 250 |  | 12/08/2023 | 56140 | 212921447 | 12/08/2023
Rheem Sales Company, Inc. | Ruud | RGECZT048AJT07**C | Federally-Regulated Consumer Product | Weatherized Non-Condensing Gas | 1873 | 167 |  | 12/08/2023 | 52596 | 212604401 | 12/08/2023
Rheem Sales Company, Inc. | Ruud | RGEAZR024AJT081NA | Federally-Regulated Consumer Product | Weatherized Non-Condensing Gas | 1202 | 252 |  | 12/08/2023 | 79659 | 208676399 | 12/08/2023
Rheem Sales Company, Inc. | Ruud | R801V0755A21UH | Federally-Regulated Consumer Product | Non-Weatherized, Non-Condensin | 1813 | 235 |  | 12/08/2023 | 75573 | 208665962 | 12/08/2023
Rheem Sales Company, Inc. | Ruud | R801V0754A17UH | Federally-Regulated Consumer Product | Non-Weatherized, Non-Condensin | 1830 | 223 |  | 12/08/2023 | 75693 | 208665958 | 12/08/2023
Rheem Sales Company, Inc. | Ruud | R801V1005A21UH | Federally-Regulated Consumer Product | Non-Weatherized, Non-Condensin | 2027 | 188 |  | 12/08/2023 | 100725 | 208665966 | 12/08/2023
Rheem Sales Company, Inc. | Ruud | R802V1005A21DZSCAP | Federally-Regulated Consumer Product | Non-Weatherized, Non-Condensin | 2120 | 275 |  | 12/08/2023 | 69817 | 211806615 | 12/08/2023
Rheem Sales Company, Inc. | Ruud | R801V0503A14UH | Federally-Regulated Consumer Product | Non-Weatherized, Non-Condensin | 1308 | 184 |  | 12/08/2023 | 50472 | 208665954 | 12/08/2023
Rheem Sales Company, Inc. | Ruud | RGEAZR030AJT08XNA | Federally-Regulated Consumer Product | Weatherized Non-Condensing Gas | 1216 | 253 |  | 12/08/2023 | 80365 | 208676509 | 12/08/2023
Rheem Sales Company, Inc. | Ruud | R802V0755A21DZSCAP | Federally-Regulated Consumer Product | Non-Weatherized, Non-Condensin | 2041 | 272 |  | 12/08/2023 | 52592 | 211774728 | 12/08/2023
Rheem Sales Company, Inc. | Ruud | R802V0503A14DZNCAP | Federally-Regulated Consumer Product | Non-Weatherized, Non-Condensin | 1250 | 237 |  | 12/08/2023 | 34844 | 211806597 | 12/08/2023
Rheem Sales Company, Inc. | Ruud | R951V1005A21UHUCAP | Federally-Regulated Consumer Product | Non-Weatherized, Condensing Ga | 2062 | 286 |  | 12/08/2023 | 94650 | 212921448 | 12/08/2023
Rheem Sales Company, Inc. | Ruud | RGEAZR024AJT041NA | Federally-Regulated Consumer Product | Weatherized Non-Condensing Gas | 1205 | 252 |  | 12/08/2023 | 40798 | 208676389 | 12/08/2023
Rheem Sales Company, Inc. | Ruud | RGEAZR030AJT061NA | Federally-Regulated Consumer Product | Weatherized Non-Condensing Gas | 1342 | 258 |  | 12/08/2023 | 61240 | 208676409 | 12/08/2023
Rheem Sales Company, Inc. | Ruud | R802V1255A24DZNCAP | Federally-Regulated Consumer Product | Non-Weatherized, Non-Condensin | 2179 | 278 |  | 12/08/2023 | 86625 | 211774733 | 12/08/2023
Rheem Sales Company, Inc. | Ruud | RGECZT060AJT12**C | Federally-Regulated Consumer Product | Weatherized Non-Condensing Gas | 2183 | 266 |  | 12/08/2023 | 83968 | 212604419 | 12/08/2023
Rheem Sales Company, Inc. | Ruud | RGEAZR024AJT061NA | Federally-Regulated Consumer Product | Weatherized Non-Condensing Gas | 1270 | 255 |  | 12/08/2023 | 61123 | 208676394 | 12/08/2023
Rheem Sales Company, Inc. | Ruud | RGEAZR030AJT06UNA | Federally-Regulated Consumer Product | Weatherized Non-Condensing Gas | 1125 | 248 |  | 12/08/2023 | 60094 | 208676499 | 12/08/2023
Rheem Sales Company, Inc. | Ruud | R802V0755A21DZNCAP | Federally-Regulated Consumer Product | Non-Weatherized, Non-Condensin | 2041 | 272 |  | 12/08/2023 | 52592 | 211774724 | 12/08/2023
Rheem Sales Company, Inc. | Ruud | R802V0503A14DZSCAP | Federally-Regulated Consumer Product | Non-Weatherized, Non-Condensin | 1250 | 237 |  | 12/08/2023 | 34844 | 211806600 | 12/08/2023
Rheem Sales Company, Inc. | Ruud | RGEAZS024AJV061CA | Federally-Regulated Consumer Product | Weatherized Non-Condensing Gas | 1089 | 247 |  | 12/08/2023 | 60430 | 212675815 | 12/08/2023
Rheem Sales Company, Inc. | Ruud | RGECZT036AJT10**C | Federally-Regulated Consumer Product | Weatherized Non-Condensing Gas | 1576 | 218 |  | 12/08/2023 | 100764 | 212604395 | 12/08/2023
Rheem Sales Company, Inc. | Ruud | RGEAZR036AJT061NA | Federally-Regulated Consumer Product | Weatherized Non-Condensing Gas | 1259 | 254 |  | 12/08/2023 | 58986 | 208676419 | 12/08/2023
Rheem Sales Company, Inc. | Ruud | R801V1505A24UHSCAP | Federally-Regulated Consumer Product | Non-Weatherized, Non-Condensin | 2440 | 249 |  | 12/08/2023 | 150642 | 213351293 | 12/08/2023
Rheem Sales Company, Inc. | Ruud | RGEAZR042AJT08UNA | Federally-Regulated Consumer Product | Weatherized Non-Condensing Gas | 1635 | 271 |  | 12/08/2023 | 80943 | 208676539 | 12/08/2023
Rheem Sales Company, Inc. | Ruud | R801T1004A17UHNNAS | Federally-Regulated Consumer Product | Non-Weatherized, Non-Condensin | 1448 | 212 |  | 12/08/2023 | 98573 | 213351286 | 12/08/2023
Rheem Sales Company, Inc. | Ruud | RGECZR048AJT12**C | Federally-Regulated Consumer Product | Weatherized Non-Condensing Gas | 1902 | 259 |  | 12/08/2023 | 84032 | 210279543 | 12/08/2023
Rheem Sales Company, Inc. | Ruud | RGEAZR042AJT081NA | Federally-Regulated Consumer Product | Weatherized Non-Condensing Gas | 1820 | 279 |  | 12/08/2023 | 81578 | 208676434 | 12/08/2023
Rheem Sales Company, Inc. | Ruud | RGEAZR036AJT101NA | Federally-Regulated Consumer Product | Weatherized Non-Condensing Gas | 1380 | 260 |  | 12/08/2023 | 100130 | 208676429 | 12/08/2023
Rheem Sales Company, Inc. | Ruud | RGECZT036AJT07**C | Federally-Regulated Consumer Product | Weatherized Non-Condensing Gas | 1475 | 165 |  | 12/08/2023 | 53157 | 212604389 | 12/08/2023
Rheem Sales Company, Inc. | Ruud | R801V0504A17UHSCAP | Federally-Regulated Consumer Product | Non-Weatherized, Non-Condensin | 1682 | 256 |  | 12/08/2023 | 50501 | 211774703 | 12/08/2023
Rheem Sales Company, Inc. | Ruud | RGEAZR060AJT101NA | Federally-Regulated Consumer Product | Weatherized Non-Condensing Gas | 2131 | 293 |  | 12/08/2023 | 101980 | 208676459 | 12/08/2023
Rheem Sales Company, Inc. | Ruud | RGEAZR024AJT06UNA | Federally-Regulated Consumer Product | Weatherized Non-Condensing Gas | 1236 | 253 |  | 12/08/2023 | 61566 | 208676474 | 12/08/2023
Rheem Sales Company, Inc. | Ruud | RGEAZR036AJT10XNA | Federally-Regulated Consumer Product | Weatherized Non-Condensing Gas | 1380 | 260 |  | 12/08/2023 | 100130 | 208676534 | 12/08/2023
Rheem Sales Company, Inc. | Ruud | RGECZR060AJT07**C | Federally-Regulated Consumer Product | Weatherized Non-Condensing Gas | 2336 | 182 |  | 12/08/2023 | 52310 | 210279547 | 12/08/2023
Rheem Sales Company, Inc. | Ruud | RGEAZR030AJT04XNA | Federally-Regulated Consumer Product | Weatherized Non-Condensing Gas | 1342 | 258 |  | 12/08/2023 | 39842 | 208676494 | 12/08/2023
Rheem Sales Company, Inc. | Ruud | RGECZT060AJT07**C | Federally-Regulated Consumer Product | Weatherized Non-Condensing Gas | 2336 | 182 |  | 12/08/2023 | 52310 | 212604413 | 12/08/2023
Rheem Sales Company, Inc. | Ruud | RGEAZR036AJT08XNA | Federally-Regulated Consumer Product | Weatherized Non-Condensing Gas | 1387 | 260 |  | 12/08/2023 | 80632 | 208676529 | 12/08/2023
Rheem Sales Company, Inc. | Ruud | RGEAZR048AJT08UNA | Federally-Regulated Consumer Product | Weatherized Non-Condensing Gas | 2026 | 288 |  | 12/08/2023 | 80020 | 208676554 | 12/08/2023
Rheem Sales Company, Inc. | Ruud | R802V0504A17UHNCAP | Federally-Regulated Consumer Product | Non-Weatherized, Non-Condensin | 1712 | 257 |  | 12/08/2023 | 34534 | 211806605 | 12/08/2023
Rheem Sales Company, Inc. | Ruud | R801T0504A17UHSNAS | Federally-Regulated Consumer Product | Non-Weatherized, Non-Condensin | 1517 | 249 |  | 12/08/2023 | 50545 | 211806585 | 12/08/2023
Rheem Sales Company, Inc. | Ruud | R801T1505A24UHSNAS | Federally-Regulated Consumer Product | Non-Weatherized, Non-Condensin | 1910 | 233 |  | 12/08/2023 | 150068 | 213351287 | 12/08/2023
Rheem Sales Company, Inc. | Ruud | R801T0704A17UHU | Federally-Regulated Consumer Product | Non-Weatherized, Non-Condensin | 1823 | 262 |  | 12/08/2023 | 70109 | 208430276 | 12/08/2023
Rheem Sales Company, Inc. | Ruud | R801V0704A17UHUCAP | Federally-Regulated Consumer Product | Non-Weatherized, Non-Condensin | 1723 | 258 |  | 12/08/2023 | 70568 | 211774707 | 12/08/2023
Rheem Sales Company, Inc. | Ruud | R801V0504A17UHNCAP | Federally-Regulated Consumer Product | Non-Weatherized, Non-Condensin | 1682 | 256 |  | 12/08/2023 | 50501 | 211774700 | 12/08/2023
Rheem Sales Company, Inc. | Ruud | RGEAZR042AJT101NA | Federally-Regulated Consumer Product | Weatherized Non-Condensing Gas | 1774 | 277 |  | 12/08/2023 | 100987 | 208676439 | 12/08/2023
Rheem Sales Company, Inc. | Ruud | RGEAZR024AJT06XNA | Federally-Regulated Consumer Product | Weatherized Non-Condensing Gas | 1270 | 255 |  | 12/08/2023 | 61123 | 208676479 | 12/08/2023
Rheem Sales Company, Inc. | Ruud | R801V1005A21UHUCAP | Federally-Regulated Consumer Product | Non-Weatherized, Non-Condensin | 1966 | 269 |  | 12/08/2023 | 97612 | 211806593 | 12/08/2023
Rheem Sales Company, Inc. | Ruud | R801V1505A24UHNCAP | Federally-Regulated Consumer Product | Non-Weatherized, Non-Condensin | 2440 | 249 |  | 12/08/2023 | 150642 | 213351295 | 12/08/2023
Rheem Sales Company, Inc. | Ruud | R802V0754A17DZSCAP | Federally-Regulated Consumer Product | Non-Weatherized, Non-Condensin | 1628 | 254 |  | 12/08/2023 | 52707 | 211774719 | 12/08/2023
Rheem Sales Company, Inc. | Ruud | RGEAZR024AJT04UNA | Federally-Regulated Consumer Product | Weatherized Non-Condensing Gas | 1181 | 251 |  | 12/08/2023 | 40068 | 208676464 | 12/08/2023
Rheem Sales Company, Inc. | Ruud | R802V0754A17DZNCAP | Federally-Regulated Consumer Product | Non-Weatherized, Non-Condensin | 1628 | 254 |  | 12/08/2023 | 52707 | 211774715 | 12/08/2023
Rheem Sales Company, Inc. | Ruud | R801V1255A24UH | Federally-Regulated Consumer Product | Non-Weatherized, Non-Condensin | 2076 | 258 |  | 12/08/2023 | 124802 | 208665970 | 12/08/2023
Rheem Sales Company, Inc. | Ruud | RGEAZR060AJT081NA | Federally-Regulated Consumer Product | Weatherized Non-Condensing Gas | 2041 | 289 |  | 12/08/2023 | 79422 | 208676454 | 12/08/2023
Rheem Sales Company, Inc. | Ruud | RGEAZR036AJT081NA | Federally-Regulated Consumer Product | Weatherized Non-Condensing Gas | 1387 | 260 |  | 12/08/2023 | 80632 | 208676424 | 12/08/2023
Rheem Sales Company, Inc. | Ruud | RGEAZR048AJT08XNA | Federally-Regulated Consumer Product | Weatherized Non-Condensing Gas | 1847 | 280 |  | 12/08/2023 | 80515 | 208676559 | 12/08/2023
Rheem Sales Company, Inc. | Ruud | RGECZR060AJT12**C | Federally-Regulated Consumer Product | Weatherized Non-Condensing Gas | 2183 | 266 |  | 12/08/2023 | 83968 | 210279551 | 12/08/2023
Rheem Sales Company, Inc. | Ruud | RGEAZR048AJT101NA | Federally-Regulated Consumer Product | Weatherized Non-Condensing Gas | 2001 | 287 |  | 12/08/2023 | 101705 | 208676449 | 12/08/2023
Rheem Sales Company, Inc. | Ruud | RGEA14042AJT101AC | Federally-Regulated Consumer Product | Weatherized Non-Condensing Gas | 1494 | 265 |  | 12/08/2023 | 99609 | 206606647 | 12/08/2023
Rheem Sales Company, Inc. | Ruud | R801T1255A24UHN | Federally-Regulated Consumer Product | Non-Weatherized, Non-Condensin | 1991 | 270 |  | 11/21/2023 | 123598 | 208242385 | 12/08/2023
Rheem Sales Company, Inc. | Ruud | RGEA16036AJV06TAB | Federally-Regulated Consumer Product | Weatherized Non-Condensing Gas | 1358 | 259 |  | 12/08/2023 | 46205 | 203404616 | 12/08/2023
Rheem Sales Company, Inc. | Ruud | RGEA16024AJV062AB | Federally-Regulated Consumer Product | Weatherized Non-Condensing Gas | 1358 | 259 |  | 11/21/2023 | 46205 | 203404610 | 12/08/2023
Rheem Sales Company, Inc. | Ruud | RGEA16036AJV062AB | Federally-Regulated Consumer Product | Weatherized Non-Condensing Gas | 1358 | 259 |  | 12/08/2023 | 46205 | 203404614 | 12/08/2023
Rheem Sales Company, Inc. | Weatherking | RGEA14042AJT101AC | Federally-Regulated Consumer Product | Weatherized Non-Condensing Gas | 1494 | 265 |  | 11/21/2023 | 99609 | 206606649 | 12/08/2023
Rheem Sales Company, Inc. | Weatherking | W802W1004A17UHN | Federally-Regulated Consumer Product | Non-Weatherized, Non-Condensin | 1730 | 258 |  | 12/08/2023 | 70020 | 208243372 | 12/08/2023
Rheem Sales Company, Inc. | Weatherking | W951T1155A24M4 | Federally-Regulated Consumer Product | Non-Weatherized, Condensing Ga | 2041 | 285 |  | 12/08/2023 | 111488 | 208663354 | 12/08/2023
Rheem Sales Company, Inc. | Weatherking | W801T1005A21UHU | Federally-Regulated Consumer Product | Non-Weatherized, Non-Condensin | 2096 | 274 |  | 12/08/2023 | 100583 | 208430296 | 12/08/2023
Rheem Sales Company, Inc. | Weatherking | W951W0603A17M4 | Federally-Regulated Consumer Product | Non-Weatherized, Condensing Ga | 1356 | 249 |  | 12/08/2023 | 56054 | 208770575 | 12/08/2023
Rheem Sales Company, Inc. | Weatherking | W921T0855A21M4 | Federally-Regulated Consumer Product | Non-Weatherized, Condensing Ga | 1929 | 280 |  | 12/08/2023 | 84515 | 208663465 | 12/08/2023
Rheem Sales Company, Inc. | Weatherking | W801T0503A14UHS | Federally-Regulated Consumer Product | Non-Weatherized, Non-Condensin | 1388 | 243 |  | 12/08/2023 | 49660 | 208242444 | 12/08/2023
Rheem Sales Company, Inc. | Weatherking | W801T0754A21UHS | Federally-Regulated Consumer Product | Non-Weatherized, Non-Condensin | 1634 | 254 |  | 12/08/2023 | 75736 | 208242446 | 12/08/2023
Rheem Sales Company, Inc. | Weatherking | W801T0753A17DZS | Federally-Regulated Consumer Product | Non-Weatherized, Non-Condensin | 1253 | 237 |  | 12/08/2023 | 74903 | 210586029 | 12/08/2023
Rheem Sales Company, Inc. | Weatherking | W802W0755A21UHN | Federally-Regulated Consumer Product | Non-Weatherized, Non-Condensin | 1718 | 258 |  | 12/08/2023 | 52500 | 208243371 | 12/08/2023
Rheem Sales Company, Inc. | Weatherking | W951T0603A17M4 | Federally-Regulated Consumer Product | Non-Weatherized, Condensing Ga | 1156 | 246 |  | 12/08/2023 | 55624 | 208663428 | 12/08/2023
Rheem Sales Company, Inc. | Weatherking | W801T0754A17UHN | Federally-Regulated Consumer Product | Non-Weatherized, Non-Condensin | 1496 | 248 |  | 12/08/2023 | 75177 | 208242450 | 12/08/2023
Rheem Sales Company, Inc. | Weatherking | W802W0754A17UHN | Federally-Regulated Consumer Product | Non-Weatherized, Non-Condensin | 1458 | 246 |  | 12/08/2023 | 52564 | 208243370 | 12/08/2023
Rheem Sales Company, Inc. | Weatherking | W962W0703A17M4S | Federally-Regulated Consumer Product | Non-Weatherized, Condensing Ga | 1290 | 252 |  | 12/08/2023 | 48940 | 208243377 | 12/08/2023
Rheem Sales Company, Inc. | Weatherking | W951W0855A21M4 | Federally-Regulated Consumer Product | Non-Weatherized, Condensing Ga | 1851 | 246 |  | 12/08/2023 | 84247 | 208770578 | 12/08/2023
Rheem Sales Company, Inc. | Weatherking | W921W0855A21M4 | Federally-Regulated Consumer Product | Non-Weatherized, Condensing Ga | 1851 | 246 |  | 12/08/2023 | 84247 | 208770571 | 12/08/2023
Rheem Sales Company, Inc. | Weatherking | W801T0754A21UHN | Federally-Regulated Consumer Product | Non-Weatherized, Non-Condensin | 1634 | 254 |  | 12/08/2023 | 75736 | 208242451 | 12/08/2023
Rheem Sales Company, Inc. | Weatherking | RGEA14048AJT101AB | Federally-Regulated Consumer Product | Weatherized Non-Condensing Gas | 1809 | 279 |  | 12/08/2023 | 99189 | 203404496 | 12/08/2023
Rheem Sales Company, Inc. | Weatherking | W801T0755A21DZN | Federally-Regulated Consumer Product | Non-Weatherized, Non-Condensin | 1883 | 265 |  | 12/08/2023 | 75029 | 208242462 | 12/08/2023
Rheem Sales Company, Inc. | Weatherking | W801T0755A21DZS | Federally-Regulated Consumer Product | Non-Weatherized, Non-Condensin | 1883 | 265 |  | 12/08/2023 | 75029 | 208242456 | 12/08/2023
Rheem Sales Company, Inc. | Weatherking | W801T1004A21UHU | Federally-Regulated Consumer Product | Non-Weatherized, Non-Condensin | 1861 | 264 |  | 12/08/2023 | 98348 | 208430295 | 12/08/2023
Rheem Sales Company, Inc. | Weatherking | W921W0703A17M4 | Federally-Regulated Consumer Product | Non-Weatherized, Condensing Ga | 1166 | 246 |  | 12/08/2023 | 70001 | 208770569 | 12/08/2023
Rheem Sales Company, Inc. | Weatherking | W921W1155A24M4 | Federally-Regulated Consumer Product | Non-Weatherized, Condensing Ga | 2137 | 231 |  | 12/08/2023 | 111605 | 208770573 | 12/08/2023
Rheem Sales Company, Inc. | Weatherking | W801T1005A21UHS | Federally-Regulated Consumer Product | Non-Weatherized, Non-Condensin | 1812 | 262 |  | 12/08/2023 | 99863 | 208242447 | 12/08/2023
Rheem Sales Company, Inc. | Weatherking | W801T1255A24DZS | Federally-Regulated Consumer Product | Non-Weatherized, Non-Condensin | 1835 | 263 |  | 12/08/2023 | 124389 | 208242458 | 12/08/2023
Rheem Sales Company, Inc. | Weatherking | W951T0855A21M4 | Federally-Regulated Consumer Product | Non-Weatherized, Condensing Ga | 1929 | 280 |  | 12/08/2023 | 84515 | 208663431 | 12/08/2023
Rheem Sales Company, Inc. | Weatherking | W921W0403A17M4 | Federally-Regulated Consumer Product | Non-Weatherized, Condensing Ga | 1292 | 228 |  | 12/08/2023 | 42494 | 208770567 | 12/08/2023
Rheem Sales Company, Inc. | Weatherking | W921W0603A17M4 | Federally-Regulated Consumer Product | Non-Weatherized, Condensing Ga | 1356 | 249 |  | 12/08/2023 | 56054 | 208770568 | 12/08/2023
Rheem Sales Company, Inc. | Weatherking | W802W0754A17UHS | Federally-Regulated Consumer Product | Non-Weatherized, Non-Condensin | 1458 | 246 |  | 12/08/2023 | 52564 | 208243363 | 12/08/2023
Rheem Sales Company, Inc. | Weatherking | W802W1505A24UHS | Federally-Regulated Consumer Product | Non-Weatherized, Non-Condensin | 2092 | 274 |  | 12/08/2023 | 104565 | 208243588 | 12/08/2023
Rheem Sales Company, Inc. | Weatherking | W962W0855A21M4S | Federally-Regulated Consumer Product | Non-Weatherized, Condensing Ga | 1947 | 281 |  | 12/08/2023 | 58053 | 208243379 | 12/08/2023
Rheem Sales Company, Inc. | Weatherking | W921T1005A21M4 | Federally-Regulated Consumer Product | Non-Weatherized, Condensing Ga | 2066 | 286 |  | 12/08/2023 | 98023 | 208663466 | 12/08/2023
Rheem Sales Company, Inc. | Weatherking | W921T0603A17M4 | Federally-Regulated Consumer Product | Non-Weatherized, Condensing Ga | 1156 | 246 |  | 12/08/2023 | 55624 | 208663462 | 12/08/2023
Rheem Sales Company, Inc. | Weatherking | W951T1005A21M4 | Federally-Regulated Consumer Product | Non-Weatherized, Condensing Ga | 2066 | 286 |  | 12/08/2023 | 98023 | 208663432 | 12/08/2023
Rheem Sales Company, Inc. | Weatherking | W802W0503A14UHN | Federally-Regulated Consumer Product | Non-Weatherized, Non-Condensin | 1318 | 240 |  | 12/08/2023 | 35484 | 208243369 | 12/08/2023
Rheem Sales Company, Inc. | Weatherking | W801T1005A21UHN | Federally-Regulated Consumer Product | Non-Weatherized, Non-Condensin | 1812 | 262 |  | 12/08/2023 | 99863 | 208242452 | 12/08/2023
Rheem Sales Company, Inc. | Weatherking | W802W0503A14UHS | Federally-Regulated Consumer Product | Non-Weatherized, Non-Condensin | 1318 | 240 |  | 12/08/2023 | 35484 | 208243361 | 12/08/2023
Rheem Sales Company, Inc. | Weatherking | W801T1255A24DZN | Federally-Regulated Consumer Product | Non-Weatherized, Non-Condensin | 1835 | 263 |  | 12/08/2023 | 124389 | 208242464 | 12/08/2023
Rheem Sales Company, Inc. | Weatherking | W801T1005A21DZN | Federally-Regulated Consumer Product | Non-Weatherized, Non-Condensin | 1895 | 265 |  | 12/08/2023 | 100302 | 208242463 | 12/08/2023
Rheem Sales Company, Inc. | Weatherking | W951W1155A24M4 | Federally-Regulated Consumer Product | Non-Weatherized, Condensing Ga | 2137 | 231 |  | 12/08/2023 | 111605 | 208770580 | 12/08/2023
Rheem Sales Company, Inc. | Weatherking | W801T0703A17UHU | Federally-Regulated Consumer Product | Non-Weatherized, Non-Condensin | 1189 | 234 |  | 12/08/2023 | 70542 | 208430293 | 12/08/2023
Rheem Sales Company, Inc. | Weatherking | W801T1255A24UHN | Federally-Regulated Consumer Product | Non-Weatherized, Non-Condensin | 1991 | 270 |  | 12/08/2023 | 123598 | 208242453 | 12/08/2023
Rheem Sales Company, Inc. | Weatherking | W801T0503A14UHN | Federally-Regulated Consumer Product | Non-Weatherized, Non-Condensin | 1388 | 243 |  | 12/08/2023 | 49660 | 208242449 | 12/08/2023
Rheem Sales Company, Inc. | Weatherking | W801T0503A14DZS | Federally-Regulated Consumer Product | Non-Weatherized, Non-Condensin | 1223 | 236 |  | 12/08/2023 | 51119 | 208242454 | 12/08/2023
Rheem Sales Company, Inc. | Weatherking | W951W0703A17M4 | Federally-Regulated Consumer Product | Non-Weatherized, Condensing Ga | 1166 | 246 |  | 12/08/2023 | 70001 | 208770576 | 12/08/2023
Rheem Sales Company, Inc. | Weatherking | W921T1155A24M4 | Federally-Regulated Consumer Product | Non-Weatherized, Condensing Ga | 2041 | 285 |  | 12/08/2023 | 111488 | 208663467 | 12/08/2023
Rheem Sales Company, Inc. | Weatherking | W921T0403A17M4 | Federally-Regulated Consumer Product | Non-Weatherized, Condensing Ga | 1107 | 244 |  | 12/08/2023 | 41877 | 208663461 | 12/08/2023
Rheem Sales Company, Inc. | Weatherking | W951T0403A17M4 | Federally-Regulated Consumer Product | Non-Weatherized, Condensing Ga | 1107 | 244 |  | 12/08/2023 | 41877 | 208663427 | 12/08/2023
Rheem Sales Company, Inc. | Weatherking | W801T0503A14DZN | Federally-Regulated Consumer Product | Non-Weatherized, Non-Condensin | 1223 | 236 |  | 12/08/2023 | 51119 | 208242459 | 12/08/2023
Rheem Sales Company, Inc. | Weatherking | W802W0755A21UHS | Federally-Regulated Consumer Product | Non-Weatherized, Non-Condensin | 1718 | 258 |  | 12/08/2023 | 52500 | 208243365 | 12/08/2023
Rheem Sales Company, Inc. | Weatherking | RGEXZS060AJV08T | Federally-Regulated Consumer Product | Weatherized Non-Condensing Gas | 1950 | 177 |  | 12/08/2023 | 56366 | 213352264 | 12/08/2023
Rheem Sales Company, Inc. | Weatherking | W801T1005A21DZS | Federally-Regulated Consumer Product | Non-Weatherized, Non-Condensin | 1895 | 265 |  | 12/08/2023 | 100302 | 208242457 | 12/08/2023
Rheem Sales Company, Inc. | Weatherking | W802W1005A21UHS | Federally-Regulated Consumer Product | Non-Weatherized, Non-Condensin | 1905 | 266 |  | 12/08/2023 | 70000 | 208243367 | 12/08/2023
Rheem Sales Company, Inc. | Weatherking | W801T0753A17DZN | Federally-Regulated Consumer Product | Non-Weatherized, Non-Condensin | 1253 | 237 |  | 12/08/2023 | 74903 | 210586030 | 12/08/2023
Rheem Sales Company, Inc. | Weatherking | W951T0703A17M4 | Federally-Regulated Consumer Product | Non-Weatherized, Condensing Ga | 1362 | 255 |  | 12/08/2023 | 69960 | 208663429 | 12/08/2023
Rheem Sales Company, Inc. | Weatherking | W951W1005A21M4 | Federally-Regulated Consumer Product | Non-Weatherized, Condensing Ga | 2153 | 271 |  | 12/08/2023 | 98911 | 208770579 | 12/08/2023
Rheem Sales Company, Inc. | Weatherking | W921W1005A21M4 | Federally-Regulated Consumer Product | Non-Weatherized, Condensing Ga | 2153 | 271 |  | 12/08/2023 | 98911 | 208770572 | 12/08/2023
Rheem Sales Company, Inc. | Weatherking | W802W1255A24UHN | Federally-Regulated Consumer Product | Non-Weatherized, Non-Condensin | 2073 | 273 |  | 12/08/2023 | 87500 | 208243374 | 12/08/2023
Rheem Sales Company, Inc. | Weatherking | W801T0754A17UHS | Federally-Regulated Consumer Product | Non-Weatherized, Non-Condensin | 1496 | 248 |  | 12/08/2023 | 75177 | 208242445 | 12/08/2023
Rheem Sales Company, Inc. | Weatherking | W802W1004A17UHS | Federally-Regulated Consumer Product | Non-Weatherized, Non-Condensin | 1730 | 258 |  | 12/08/2023 | 70020 | 208243366 | 12/08/2023
Rheem Sales Company, Inc. | Weatherking | RGEA14030AJT081AC | Federally-Regulated Consumer Product | Weatherized Non-Condensing Gas | 1147 | 249 |  | 12/08/2023 | 79965 | 206606604 | 12/08/2023
Rheem Sales Company, Inc. | Weatherking | W802W1005A21UHN | Federally-Regulated Consumer Product | Non-Weatherized, Non-Condensin | 1905 | 266 |  | 12/08/2023 | 70000 | 208243373 | 12/08/2023
Rheem Sales Company, Inc. | Weatherking | W802W1505A24UHN | Federally-Regulated Consumer Product | Non-Weatherized, Non-Condensin | 2092 | 274 |  | 12/08/2023 | 104565 | 208243590 | 12/08/2023
Rheem Sales Company, Inc. | Weatherking | RGEXZS048AJV10T | Federally-Regulated Consumer Product | Weatherized Non-Condensing Gas | 1797 | 277 |  | 12/08/2023 | 70225 | 213352246 | 12/08/2023
Rheem Sales Company, Inc. | Weatherking | W951W0403A17M4 | Federally-Regulated Consumer Product | Non-Weatherized, Condensing Ga | 1292 | 228 |  | 12/08/2023 | 42494 | 208770574 | 12/08/2023
Rheem Sales Company, Inc. | Weatherking | W921T0703A17M4 | Federally-Regulated Consumer Product | Non-Weatherized, Condensing Ga | 1362 | 255 |  | 12/08/2023 | 69960 | 208663463 | 12/08/2023
Rheem Sales Company, Inc. | Weatherking | RGEXZS060AJV10T | Federally-Regulated Consumer Product | Weatherized Non-Condensing Gas | 2129 | 188 |  | 12/08/2023 | 70580 | 213352256 | 12/08/2023
Rheem Sales Company, Inc. | Weatherking | RGEXZS060AJV102 | Federally-Regulated Consumer Product | Weatherized Non-Condensing Gas | 2129 | 188 |  | 12/08/2023 | 70580 | 213352253 | 12/08/2023
Rheem Sales Company, Inc. | Weatherking | W962W1005A21M4S | Federally-Regulated Consumer Product | Non-Weatherized, Condensing Ga | 1858 | 277 |  | 12/08/2023 | 68679 | 208243380 | 12/08/2023
Rheem Sales Company, Inc. | Weatherking | W95TC1151524MSA | Federally-Regulated Consumer Product | Non-Weatherized, Condensing Ga | 2041 | 285 |  | 10/17/2023 | 111488 | 8934629 | 12/08/2023
Rheem Sales Company, Inc. | Friedrich | RGEAZR036AJT08XNA | Federally-Regulated Consumer Product | Weatherized Non-Condensing Gas | 1387 | 260 |  | 12/08/2023 | 80632 | 213363215 | 12/08/2023
Rheem Sales Company, Inc. | Friedrich | FR802V1505A24UHN | Federally-Regulated Consumer Product | Non-Weatherized, Non-Condensin | 2092 | 274 |  | 12/08/2023 | 104565 | 213112725 | 12/08/2023
Rheem Sales Company, Inc. | Friedrich | FR801T1255A24DZN | Federally-Regulated Consumer Product | Non-Weatherized, Non-Condensin | 1835 | 263 |  | 12/08/2023 | 124389 | 213112701 | 12/08/2023
Rheem Sales Company, Inc. | Friedrich | FR97MV1155A24DHS | Federally-Regulated Consumer Product | Non-Weatherized, Condensing Ga | 1959 | 281 |  | 12/08/2023 | 44459 | 213112675 | 12/08/2023
Rheem Sales Company, Inc. | Friedrich | FR801T0503A14DZS | Federally-Regulated Consumer Product | Non-Weatherized, Non-Condensin | 1223 | 236 |  | 12/08/2023 | 51119 | 213112695 | 12/08/2023
Rheem Sales Company, Inc. | Friedrich | FR801T1005A21UHS | Federally-Regulated Consumer Product | Non-Weatherized, Non-Condensin | 1812 | 262 |  | 12/08/2023 | 99863 | 213112687 | 12/08/2023
Rheem Sales Company, Inc. | Friedrich | FR801T0503A14DZN | Federally-Regulated Consumer Product | Non-Weatherized, Non-Condensin | 1223 | 236 |  | 12/08/2023 | 51119 | 213112699 | 12/08/2023
Rheem Sales Company, Inc. | Friedrich | FR951V0855A21M4 | Federally-Regulated Consumer Product | Non-Weatherized, Condensing Ga | 1851 | 246 |  | 10/17/2023 | 84247 | 213112763 | 12/08/2023
Rheem Sales Company, Inc. | Friedrich | FR801T1255A24DZS | Federally-Regulated Consumer Product | Non-Weatherized, Non-Condensin | 1835 | 263 |  | 12/08/2023 | 124389 | 213112698 | 12/08/2023
Rheem Sales Company, Inc. | Friedrich | FR98MV0603A17UPS | Federally-Regulated Consumer Product | Non-Weatherized, Condensing Ga | 1110 | 244 |  | 12/08/2023 | 22600 | 213112676 | 12/08/2023
Rheem Sales Company, Inc. | Friedrich | FR801T0753A17DZS | Federally-Regulated Consumer Product | Non-Weatherized, Non-Condensin | 1253 | 237 |  | 12/08/2023 | 74903 | 213112727 | 12/08/2023
Rheem Sales Company, Inc. | Friedrich | FR97MV1005A21DHS | Federally-Regulated Consumer Product | Non-Weatherized, Condensing Ga | 1990 | 282 |  | 12/08/2023 | 39222 | 213112673 | 12/08/2023
Rheem Sales Company, Inc. | Friedrich | FR921V0603A17M4 | Federally-Regulated Consumer Product | Non-Weatherized, Condensing Ga | 1356 | 249 |  | 12/08/2023 | 56054 | 213112765 | 12/08/2023
Rheem Sales Company, Inc. | Friedrich | FR921T1005A21M4 | Federally-Regulated Consumer Product | Non-Weatherized, Condensing Ga | 2066 | 286 |  | 12/08/2023 | 98023 | 213112746 | 12/08/2023
Rheem Sales Company, Inc. | Friedrich | FR801T0504A17UHU | Federally-Regulated Consumer Product | Non-Weatherized, Non-Condensin | 1502 | 248 |  | 12/08/2023 | 50342 | 213112730 | 12/08/2023
Rheem Sales Company, Inc. | Friedrich | FR801T0754A21UHN | Federally-Regulated Consumer Product | Non-Weatherized, Non-Condensin | 1634 | 254 |  | 12/08/2023 | 75736 | 213112691 | 12/08/2023
Rheem Sales Company, Inc. | Friedrich | FR951V1155A24M4 | Federally-Regulated Consumer Product | Non-Weatherized, Condensing Ga | 2137 | 231 |  | 12/08/2023 | 111605 | 213112754 | 12/08/2023
Rheem Sales Company, Inc. | Friedrich | RGEAZR036AJT08UNA | Federally-Regulated Consumer Product | Weatherized Non-Condensing Gas | 1382 | 260 |  | 12/08/2023 | 80891 | 213363214 | 12/08/2023
Rheem Sales Company, Inc. | Friedrich | FR951T0603A17M4 | Federally-Regulated Consumer Product | Non-Weatherized, Condensing Ga | 1156 | 246 |  | 12/08/2023 | 55624 | 213112737 | 12/08/2023
Rheem Sales Company, Inc. | Friedrich | FR801T1005A21DZS | Federally-Regulated Consumer Product | Non-Weatherized, Non-Condensin | 1895 | 265 |  | 12/08/2023 | 100302 | 213112696 | 12/08/2023
Rheem Sales Company, Inc. | Friedrich | RGEAZR036AJT10XNA | Federally-Regulated Consumer Product | Weatherized Non-Condensing Gas | 1380 | 260 |  | 12/08/2023 | 100130 | 213363216 | 12/08/2023
Rheem Sales Company, Inc. | Friedrich | FR921V1155A24M4 | Federally-Regulated Consumer Product | Non-Weatherized, Condensing Ga | 2137 | 231 |  | 12/08/2023 | 111605 | 213112759 | 12/08/2023
Rheem Sales Company, Inc. | Friedrich | RGEAZR042AJT10XNA | Federally-Regulated Consumer Product | Weatherized Non-Condensing Gas | 1774 | 277 |  | 12/08/2023 | 100987 | 213363219 | 12/08/2023
Rheem Sales Company, Inc. | Friedrich | FR801T0754A17UHS | Federally-Regulated Consumer Product | Non-Weatherized, Non-Condensin | 1496 | 248 |  | 12/08/2023 | 75177 | 213112685 | 12/08/2023
Rheem Sales Company, Inc. | Friedrich | FR98MV1155A24UPS | Federally-Regulated Consumer Product | Non-Weatherized, Condensing Ga | 1971 | 282 |  | 12/08/2023 | 44499 | 213112682 | 12/08/2023
Rheem Sales Company, Inc. | Friedrich | FR951T0855A21M4 | Federally-Regulated Consumer Product | Non-Weatherized, Condensing Ga | 1929 | 280 |  | 12/08/2023 | 84515 | 213112740 | 12/08/2023
Rheem Sales Company, Inc. | Friedrich | FR802V1255A24UHN | Federally-Regulated Consumer Product | Non-Weatherized, Non-Condensin | 2073 | 273 |  | 12/08/2023 | 87500 | 213112715 | 12/08/2023
Rheem Sales Company, Inc. | Friedrich | RGEAZR042AJT08UNA | Federally-Regulated Consumer Product | Weatherized Non-Condensing Gas | 1635 | 271 |  | 12/08/2023 | 80943 | 213363217 | 12/08/2023
Rheem Sales Company, Inc. | Friedrich | FR801T1005A21UHU | Federally-Regulated Consumer Product | Non-Weatherized, Non-Condensin | 2096 | 274 | 274 | 08/03/2023 | 100583 | 213112734 | 12/08/2023
Rheem Sales Company, Inc. | Friedrich | FR921T0603A17M4 | Federally-Regulated Consumer Product | Non-Weatherized, Condensing Ga | 1156 | 246 |  | 10/17/2023 | 55624 | 213112742 | 12/08/2023
Rheem Sales Company, Inc. | Friedrich | FR921V0855A21M4 | Federally-Regulated Consumer Product | Non-Weatherized, Condensing Ga | 1851 | 246 |  | 10/17/2023 | 84247 | 213112756 | 12/08/2023
Rheem Sales Company, Inc. | Friedrich | FR801T1005A21UHN | Federally-Regulated Consumer Product | Non-Weatherized, Non-Condensin | 1812 | 262 |  | 12/08/2023 | 99863 | 213112693 | 12/08/2023
Rheem Sales Company, Inc. | Friedrich | FR802V1005A21UHN | Federally-Regulated Consumer Product | Non-Weatherized, Non-Condensin | 1905 | 266 |  | 12/08/2023 | 70000 | 213112713 | 12/08/2023
Rheem Sales Company, Inc. | Friedrich | FR98MV0703A17UPS | Federally-Regulated Consumer Product | Non-Weatherized, Condensing Ga | 1162 | 246 |  | 12/08/2023 | 28246 | 213112677 | 12/08/2023
Rheem Sales Company, Inc. | Friedrich | FR802V1004A17UHS | Federally-Regulated Consumer Product | Non-Weatherized, Non-Condensin | 1730 | 258 |  | 12/08/2023 | 70020 | 213112706 | 12/08/2023
Rheem Sales Company, Inc. | Friedrich | FR951V0603A17M4 | Federally-Regulated Consumer Product | Non-Weatherized, Condensing Ga | 1356 | 249 |  | 12/08/2023 | 56054 | 213112760 | 12/08/2023
Rheem Sales Company, Inc. | Friedrich | FR98MV1005A21UPS | Federally-Regulated Consumer Product | Non-Weatherized, Condensing Ga | 2084 | 287 |  | 12/08/2023 | 39023 | 213112680 | 12/08/2023
Rheem Sales Company, Inc. | Friedrich | FR801T0754A21UHS | Federally-Regulated Consumer Product | Non-Weatherized, Non-Condensin | 1634 | 254 |  | 12/08/2023 | 75736 | 213112686 | 12/08/2023
Rheem Sales Company, Inc. | Friedrich | FR802V0754A17UHN | Federally-Regulated Consumer Product | Non-Weatherized, Non-Condensin | 1458 | 246 |  | 12/08/2023 | 52564 | 213112710 | 12/08/2023
Rheem Sales Company, Inc. | Friedrich | FR97MV0603A17DHS | Federally-Regulated Consumer Product | Non-Weatherized, Condensing Ga | 1327 | 253 |  | 12/08/2023 | 22218 | 213112668 | 12/08/2023
Rheem Sales Company, Inc. | Friedrich | FR802V0755A21UHN | Federally-Regulated Consumer Product | Non-Weatherized, Non-Condensin | 1718 | 258 |  | 12/08/2023 | 52500 | 213112711 | 12/08/2023
Rheem Sales Company, Inc. | Friedrich | FR802V0755A21UHS | Federally-Regulated Consumer Product | Non-Weatherized, Non-Condensin | 1718 | 258 |  | 12/08/2023 | 52500 | 213112704 | 12/08/2023
Rheem Sales Company, Inc. | Friedrich | FR801T1004A21UHU | Federally-Regulated Consumer Product | Non-Weatherized, Non-Condensin | 1861 | 264 |  | 12/08/2023 | 98348 | 213112733 | 12/08/2023
Rheem Sales Company, Inc. | Friedrich | FR801T0503A14UHS | Federally-Regulated Consumer Product | Non-Weatherized, Non-Condensin | 1388 | 243 |  | 12/08/2023 | 49660 | 213112683 | 12/08/2023
Rheem Sales Company, Inc. | Friedrich | FR97MV0855A21DHS | Federally-Regulated Consumer Product | Non-Weatherized, Condensing Ga | 2138 | 289 |  | 12/08/2023 | 33549 | 213112672 | 12/08/2023
Rheem Sales Company, Inc. | Friedrich | FR921T1155A24M4 | Federally-Regulated Consumer Product | Non-Weatherized, Condensing Ga | 2041 | 285 |  | 12/08/2023 | 111488 | 213112747 | 12/08/2023
Rheem Sales Company, Inc. | Friedrich | FR802V0754A17UHS | Federally-Regulated Consumer Product | Non-Weatherized, Non-Condensin | 1458 | 246 |  | 12/08/2023 | 52564 | 213112703 | 12/08/2023
Rheem Sales Company, Inc. | Friedrich | FR802V1255A24UHS | Federally-Regulated Consumer Product | Non-Weatherized, Non-Condensin | 2073 | 273 |  | 12/08/2023 | 87500 | 213112708 | 12/08/2023
Rheem Sales Company, Inc. | Friedrich | FR802V1005A21UHS | Federally-Regulated Consumer Product | Non-Weatherized, Non-Condensin | 1905 | 266 |  | 12/08/2023 | 70000 | 213112707 | 12/08/2023
Rheem Sales Company, Inc. | Friedrich | FR801T0753A17DZN | Federally-Regulated Consumer Product | Non-Weatherized, Non-Condensin | 1253 | 237 |  | 12/08/2023 | 74903 | 213112728 | 12/08/2023
Rheem Sales Company, Inc. | Friedrich | FR951V1005A21M4 | Federally-Regulated Consumer Product | Non-Weatherized, Condensing Ga | 2153 | 271 |  | 12/08/2023 | 98911 | 213112764 | 12/08/2023
Rheem Sales Company, Inc. | Friedrich | FR951T1155A24M4 | Federally-Regulated Consumer Product | Non-Weatherized, Condensing Ga | 2041 | 285 |  | 12/08/2023 | 111488 | 213112736 | 12/08/2023
Rheem Sales Company, Inc. | Friedrich | RGEAZR036AJT06XNA | Federally-Regulated Consumer Product | Weatherized Non-Condensing Gas | 1259 | 254 |  | 12/08/2023 | 58986 | 213363213 | 12/08/2023
Rheem Sales Company, Inc. | Friedrich | FR801T0703A17UHU | Federally-Regulated Consumer Product | Non-Weatherized, Non-Condensin | 1189 | 234 | 234 | 08/03/2023 | 70542 | 213112731 | 12/08/2023
Rheem Sales Company, Inc. | Friedrich | FR951T1005A21M4 | Federally-Regulated Consumer Product | Non-Weatherized, Condensing Ga | 2066 | 286 |  | 10/17/2023 | 98023 | 213112741 | 12/08/2023
Rheem Sales Company, Inc. | Friedrich | FR97MV0703A17DHS | Federally-Regulated Consumer Product | Non-Weatherized, Condensing Ga | 1282 | 251 |  | 12/08/2023 | 28494 | 213112670 | 12/08/2023
Rheem Sales Company, Inc. | Friedrich | FR801T0503A14UHN | Federally-Regulated Consumer Product | Non-Weatherized, Non-Condensin | 1388 | 243 |  | 12/08/2023 | 49660 | 213112689 | 12/08/2023
Rheem Sales Company, Inc. | Friedrich | FR801T0503A17UHU | Federally-Regulated Consumer Product | Non-Weatherized, Non-Condensin | 1165 | 233 | 233 | 08/03/2023 | 49157 | 213112729 | 12/08/2023
Rheem Sales Company, Inc. | Friedrich | RGEAZR036AJT06UNA | Federally-Regulated Consumer Product | Weatherized Non-Condensing Gas | 1434 | 262 |  | 12/08/2023 | 60723 | 213363212 | 12/08/2023
Rheem Sales Company, Inc. | Friedrich | FR801T1005A21DZN | Federally-Regulated Consumer Product | Non-Weatherized, Non-Condensin | 1895 | 265 |  | 12/08/2023 | 100302 | 213112700 | 12/08/2023
Rheem Sales Company, Inc. | Friedrich | FR802V1505A24UHS | Federally-Regulated Consumer Product | Non-Weatherized, Non-Condensin | 2092 | 274 |  | 12/08/2023 | 104565 | 213112724 | 12/08/2023
Rheem Sales Company, Inc. | Friedrich | FR921T0855A21M4 | Federally-Regulated Consumer Product | Non-Weatherized, Condensing Ga | 1929 | 280 |  | 12/08/2023 | 84515 | 213112745 | 12/08/2023
Rheem Sales Company, Inc. | Friedrich | FR802V1004A17UHN | Federally-Regulated Consumer Product | Non-Weatherized, Non-Condensin | 1730 | 258 |  | 12/08/2023 | 70020 | 213112712 | 12/08/2023
Rheem Sales Company, Inc. | Friedrich | FR801T0754A17UHN | Federally-Regulated Consumer Product | Non-Weatherized, Non-Condensin | 1496 | 248 |  | 12/08/2023 | 75177 | 213112690 | 12/08/2023
Rheem Sales Company, Inc. | Friedrich | FR921V1005A21M4 | Federally-Regulated Consumer Product | Non-Weatherized, Condensing Ga | 2153 | 271 |  | 12/08/2023 | 98911 | 213112757 | 12/08/2023
Rheem Sales Company, Inc. | Ruud | R801T0504A17UHU | Federally-Regulated Consumer Product | Non-Weatherized, Non-Condensin | 1502 | 248 |  | 05/25/2023 | 50342 | 208430274 | 12/08/2023
Rheem Sales Company, Inc. | Ruud | U802VA075421ZSB | Federally-Regulated Consumer Product | Non-Weatherized, Non-Condensin | 2017 | 271 |  | 11/21/2023 | 52471 | 8087209 | 12/08/2023
Rheem Sales Company, Inc. | Ruud | R801T1255A24DZN | Federally-Regulated Consumer Product | Non-Weatherized, Non-Condensin | 1835 | 263 |  | 05/25/2023 | 124389 | 208242396 | 12/08/2023
Rheem Sales Company, Inc. | Ruud | RGEXZS060AJV082 | Federally-Regulated Consumer Product | Weatherized Non-Condensing Gas | 1950 | 177 |  | 11/21/2023 | 56366 | 213352266 | 12/08/2023
Rheem Sales Company, Inc. | Ruud | R801T1255A24DZS | Federally-Regulated Consumer Product | Non-Weatherized, Non-Condensin | 1835 | 263 |  | 05/25/2023 | 124389 | 208242391 | 12/08/2023
Rheem Sales Company, Inc. | Ruud | R801TA070417MUA | Federally-Regulated Consumer Product | Non-Weatherized, Non-Condensin | 1823 | 262 |  | 11/21/2023 | 70109 | 204501684 | 12/08/2023
Rheem Sales Company, Inc. | Ruud | R801TA125524MSA | Federally-Regulated Consumer Product | Non-Weatherized, Non-Condensin | 1991 | 270 |  | 11/21/2023 | 123598 | 201707692 | 12/08/2023
Rheem Sales Company, Inc. | Ruud | R801T1004A17UHSNAS | Federally-Regulated Consumer Product | Non-Weatherized, Non-Condensin | 1448 | 212 |  | 11/21/2023 | 98573 | 213351284 | 12/08/2023
Rheem Sales Company, Inc. | Ruud | R801T0503A14UHS | Federally-Regulated Consumer Product | Non-Weatherized, Non-Condensin | 1388 | 243 |  | 05/25/2023 | 49660 | 208242376 | 12/08/2023
Rheem Sales Company, Inc. | Ruud | U802VA100521MXA | Federally-Regulated Consumer Product | Non-Weatherized, Non-Condensin | 1905 | 266 |  | 11/09/2023 | 70000 | 7979984 | 12/08/2023
Rheem Sales Company, Inc. | Ruud | R962V1005A21M4S | Federally-Regulated Consumer Product | Non-Weatherized, Condensing Ga | 1858 | 277 |  | 05/25/2023 | 68679 | 208243293 | 12/08/2023
Rheem Sales Company, Inc. | Ruud | R951V0403A17M4 | Federally-Regulated Consumer Product | Non-Weatherized, Condensing Ga | 1292 | 228 |  | 06/24/2022 | 42494 | 208676319 | 12/08/2023
Rheem Sales Company, Inc. | Ruud | U802VA050317MXA | Federally-Regulated Consumer Product | Non-Weatherized, Non-Condensin | 1318 | 240 |  | 11/09/2023 | 35484 | 7979943 | 12/08/2023
Rheem Sales Company, Inc. | Ruud | R962V0703A17M4S | Federally-Regulated Consumer Product | Non-Weatherized, Condensing Ga | 1290 | 252 |  | 05/25/2023 | 48940 | 208243288 | 12/08/2023
Rheem Sales Company, Inc. | Ruud | R802V0754A17UHN | Federally-Regulated Consumer Product | Non-Weatherized, Non-Condensin | 1458 | 246 |  | 05/25/2023 | 52564 | 208243277 | 12/08/2023
Rheem Sales Company, Inc. | Ruud | R801T1005A21DZS | Federally-Regulated Consumer Product | Non-Weatherized, Non-Condensin | 1895 | 265 |  | 05/25/2023 | 100302 | 208242390 | 12/08/2023
Rheem Sales Company, Inc. | Ruud | R921V1005A21M4 | Federally-Regulated Consumer Product | Non-Weatherized, Condensing Ga | 2153 | 271 |  | 10/17/2023 | 98911 | 208676291 | 12/08/2023
Rheem Sales Company, Inc. | Ruud | R801T1005A21UHS | Federally-Regulated Consumer Product | Non-Weatherized, Non-Condensin | 1812 | 262 |  | 05/25/2023 | 99863 | 208242379 | 12/08/2023
Rheem Sales Company, Inc. | Ruud | R921V0855A21M4 | Federally-Regulated Consumer Product | Non-Weatherized, Condensing Ga | 1851 | 246 |  | 10/17/2023 | 84247 | 208676290 | 12/08/2023
Rheem Sales Company, Inc. | Ruud | R951T0703A17M4 | Federally-Regulated Consumer Product | Non-Weatherized, Condensing Ga | 1362 | 255 |  | 10/17/2023 | 69960 | 208663417 | 12/08/2023
Rheem Sales Company, Inc. | Ruud | U97MV0603A17DHS | Federally-Regulated Consumer Product | Non-Weatherized, Condensing Ga | 1327 | 253 |  | 10/17/2023 | 22218 | 208157031 | 12/08/2023
Rheem Sales Company, Inc. | Ruud | R801T0503A14DZN | Federally-Regulated Consumer Product | Non-Weatherized, Non-Condensin | 1223 | 236 |  | 05/25/2023 | 51119 | 208242392 | 12/08/2023
Rheem Sales Company, Inc. | Ruud | R921V0403A17M4 | Federally-Regulated Consumer Product | Non-Weatherized, Condensing Ga | 1292 | 228 |  | 05/25/2023 | 42494 | 208676286 | 12/08/2023
Rheem Sales Company, Inc. | Ruud | R951V0603A17M4 | Federally-Regulated Consumer Product | Non-Weatherized, Condensing Ga | 1356 | 249 |  | 10/17/2023 | 56054 | 208676320 | 12/08/2023
Rheem Sales Company, Inc. | Ruud | U802VA125524ZXB | Federally-Regulated Consumer Product | Non-Weatherized, Non-Condensin | 2322 | 284 |  | 11/21/2023 | 87684 | 8087234 | 12/08/2023
Rheem Sales Company, Inc. | Ruud | RGEXZS060AJV10T | Federally-Regulated Consumer Product | Weatherized Non-Condensing Gas | 2129 | 188 |  | 11/21/2023 | 70580 | 213352254 | 12/08/2023
Rheem Sales Company, Inc. | Ruud | R801CA125524ZSA | Federally-Regulated Consumer Product | Non-Weatherized, Non-Condensin | 1835 | 263 |  | 05/25/2023 | 124289 | 203327181 | 12/08/2023
Rheem Sales Company, Inc. | Ruud | R801T0754A17UHS | Federally-Regulated Consumer Product | Non-Weatherized, Non-Condensin | 1496 | 248 |  | 05/25/2023 | 75177 | 208242377 | 12/08/2023
Rheem Sales Company, Inc. | Ruud | R802V1505A24UHN | Federally-Regulated Consumer Product | Non-Weatherized, Non-Condensin | 2092 | 274 |  | 05/25/2023 | 104565 | 208243580 | 12/08/2023
Rheem Sales Company, Inc. | Ruud | RGEXZS048AJV102 | Federally-Regulated Consumer Product | Weatherized Non-Condensing Gas | 1797 | 277 |  | 11/21/2023 | 70225 | 213352239 | 12/08/2023
Rheem Sales Company, Inc. | Ruud | RGEA14036AJT06UAA | Federally-Regulated Consumer Product | Weatherized Non-Condensing Gas | 1434 | 262 | 262 | 12/05/2023 | 60723 | 205965534 | 12/08/2023
Rheem Sales Company, Inc. | Ruud | R92TA0851521MSA | Federally-Regulated Consumer Product | Non-Weatherized, Condensing Ga | 1929 | 280 |  | 10/17/2023 | 84515 | 201712984 | 12/08/2023
Rheem Sales Company, Inc. | Ruud | R801T0754A17UHN | Federally-Regulated Consumer Product | Non-Weatherized, Non-Condensin | 1496 | 248 |  | 05/25/2023 | 75177 | 208242382 | 12/08/2023
Rheem Sales Company, Inc. | Ruud | U802VA075421MXA | Federally-Regulated Consumer Product | Non-Weatherized, Non-Condensin | 1718 | 258 |  | 11/09/2023 | 52500 | 7979973 | 12/08/2023
Rheem Sales Company, Inc. | Ruud | R951V1005A21M4 | Federally-Regulated Consumer Product | Non-Weatherized, Condensing Ga | 2153 | 271 |  | 10/17/2023 | 98911 | 208676324 | 12/08/2023
Rheem Sales Company, Inc. | Ruud | U802VA075317MXA | Federally-Regulated Consumer Product | Non-Weatherized, Non-Condensin | 1458 | 246 |  | 11/09/2023 | 52564 | 7979958 | 12/08/2023
Rheem Sales Company, Inc. | Ruud | R951V1155A24M4 | Federally-Regulated Consumer Product | Non-Weatherized, Condensing Ga | 2137 | 231 |  | 10/17/2023 | 111605 | 208676272 | 12/08/2023
Rheem Sales Company, Inc. | Ruud | R96TA0702521MSA | Federally-Regulated Consumer Product | Non-Weatherized, Condensing Ga | 1854 | 277 |  | 11/21/2023 | 49250 | 203261705 | 12/08/2023
Rheem Sales Company, Inc. | Ruud | R801T1005A21UHU | Federally-Regulated Consumer Product | Non-Weatherized, Non-Condensin | 2096 | 274 |  | 05/25/2023 | 100583 | 208430278 | 12/08/2023
Rheem Sales Company, Inc. | Ruud | R802V1005A21UHS | Federally-Regulated Consumer Product | Non-Weatherized, Non-Condensin | 1905 | 266 |  | 05/25/2023 | 70000 | 208243272 | 12/08/2023
Rheem Sales Company, Inc. | Ruud | R921V0603A17M4 | Federally-Regulated Consumer Product | Non-Weatherized, Condensing Ga | 1356 | 249 |  | 10/17/2023 | 56054 | 208676287 | 12/08/2023
Rheem Sales Company, Inc. | Ruud | R962V0855A21M4S | Federally-Regulated Consumer Product | Non-Weatherized, Condensing Ga | 1947 | 281 |  | 05/25/2023 | 58053 | 208243291 | 12/08/2023
Rheem Sales Company, Inc. | Ruud | R802V1004A17UHS | Federally-Regulated Consumer Product | Non-Weatherized, Non-Condensin | 1730 | 258 |  | 05/25/2023 | 70020 | 208243270 | 12/08/2023
Rheem Sales Company, Inc. | Ruud | RGEA14030AJT081AC | Federally-Regulated Consumer Product | Weatherized Non-Condensing Gas | 1147 | 249 |  | 11/21/2023 | 79965 | 206606602 | 12/08/2023
Rheem Sales Company, Inc. | Ruud | R921T0855A21M4 | Federally-Regulated Consumer Product | Non-Weatherized, Condensing Ga | 1929 | 280 |  | 10/17/2023 | 84515 | 208663451 | 12/08/2023
Rheem Sales Company, Inc. | Ruud | U802VA075421ZXB | Federally-Regulated Consumer Product | Non-Weatherized, Non-Condensin | 2017 | 271 |  | 11/21/2023 | 52471 | 8087214 | 12/08/2023
Rheem Sales Company, Inc. | Ruud | R802V0503A14UHN | Federally-Regulated Consumer Product | Non-Weatherized, Non-Condensin | 1318 | 240 |  | 05/25/2023 | 35484 | 208243275 | 12/08/2023
Rheem Sales Company, Inc. | Ruud | R802V0503A14UHS | Federally-Regulated Consumer Product | Non-Weatherized, Non-Condensin | 1318 | 240 |  | 05/25/2023 | 35484 | 208243266 | 12/08/2023
Rheem Sales Company, Inc. | Ruud | R802V0755A21UHS | Federally-Regulated Consumer Product | Non-Weatherized, Non-Condensin | 1718 | 258 |  | 05/25/2023 | 52500 | 208243269 | 12/08/2023
Rheem Sales Company, Inc. | Ruud | R801T0753A17DZS | Federally-Regulated Consumer Product | Non-Weatherized, Non-Condensin | 1253 | 237 |  | 05/25/2023 | 74903 | 208429531 | 12/08/2023
Rheem Sales Company, Inc. | Ruud | R802V1255A24UHN | Federally-Regulated Consumer Product | Non-Weatherized, Non-Condensin | 2073 | 273 |  | 05/25/2023 | 87500 | 208243283 | 12/08/2023
Rheem Sales Company, Inc. | Ruud | R802V0755A21UHN | Federally-Regulated Consumer Product | Non-Weatherized, Non-Condensin | 1718 | 258 |  | 05/25/2023 | 52500 | 208243278 | 12/08/2023
Rheem Sales Company, Inc. | Ruud | R921T0703A17M4 | Federally-Regulated Consumer Product | Non-Weatherized, Condensing Ga | 1362 | 255 |  | 10/17/2023 | 69960 | 208663449 | 12/08/2023
Rheem Sales Company, Inc. | Ruud | U802VA075317ZXB | Federally-Regulated Consumer Product | Non-Weatherized, Non-Condensin | 1324 | 240 |  | 11/21/2023 | 52495 | 8087202 | 12/08/2023
Rheem Sales Company, Inc. | Ruud | R802V1505A24UHS | Federally-Regulated Consumer Product | Non-Weatherized, Non-Condensin | 2092 | 274 |  | 05/25/2023 | 104565 | 208243578 | 12/08/2023
Rheem Sales Company, Inc. | Ruud | U802VA125524ZSB | Federally-Regulated Consumer Product | Non-Weatherized, Non-Condensin | 2322 | 284 |  | 11/21/2023 | 87684 | 8087229 | 12/08/2023
Rheem Sales Company, Inc. | Ruud | R921V1155A24M4 | Federally-Regulated Consumer Product | Non-Weatherized, Condensing Ga | 2137 | 231 |  | 10/17/2023 | 111605 | 208676292 | 12/08/2023
Rheem Sales Company, Inc. | Ruud | R801T0755A21DZS | Federally-Regulated Consumer Product | Non-Weatherized, Non-Condensin | 1883 | 265 |  | 05/25/2023 | 75029 | 208242389 | 12/08/2023
Rheem Sales Company, Inc. | Ruud | R951T1005A21M4 | Federally-Regulated Consumer Product | Non-Weatherized, Condensing Ga | 2066 | 286 |  | 10/17/2023 | 98023 | 208663420 | 12/08/2023
Rheem Sales Company, Inc. | Ruud | R802V1255A24UHS | Federally-Regulated Consumer Product | Non-Weatherized, Non-Condensin | 2073 | 273 |  | 05/25/2023 | 87500 | 208243274 | 12/08/2023
Rheem Sales Company, Inc. | Ruud | U98VB100M521USA | Federally-Regulated Consumer Product | Non-Weatherized, Condensing Ga | 2084 | 287 |  | 10/17/2023 | 39023 | 10524994 | 12/08/2023
Rheem Sales Company, Inc. | Ruud | U802VA125524MXA | Federally-Regulated Consumer Product | Non-Weatherized, Non-Condensin | 2073 | 273 |  | 11/09/2023 | 87500 | 7979995 | 12/08/2023
Rheem Sales Company, Inc. | Ruud | R802V0754A17UHS | Federally-Regulated Consumer Product | Non-Weatherized, Non-Condensin | 1458 | 246 |  | 05/25/2023 | 52564 | 208243267 | 12/08/2023
Rheem Sales Company, Inc. | Ruud | R951V0855A21M4 | Federally-Regulated Consumer Product | Non-Weatherized, Condensing Ga | 1851 | 246 |  | 10/17/2023 | 84247 | 208676323 | 12/08/2023
Rheem Sales Company, Inc. | Ruud | RGEA14048AJT101AB | Federally-Regulated Consumer Product | Weatherized Non-Condensing Gas | 1809 | 279 |  | 11/21/2023 | 99189 | 203404494 | 12/08/2023
Rheem Sales Company, Inc. | Ruud | U97MV0703A17DHS | Federally-Regulated Consumer Product | Non-Weatherized, Condensing Ga | 1282 | 251 |  | 10/17/2023 | 28494 | 208157032 | 12/08/2023
Rheem Sales Company, Inc. | Ruud | RGEXZS060AJV08T | Federally-Regulated Consumer Product | Weatherized Non-Condensing Gas | 1950 | 177 |  | 11/21/2023 | 56366 | 213352262 | 12/08/2023
Rheem Sales Company, Inc. | Ruud | R802V1004A17UHN | Federally-Regulated Consumer Product | Non-Weatherized, Non-Condensin | 1730 | 258 |  | 05/25/2023 | 70020 | 208243280 | 12/08/2023
Rheem Sales Company, Inc. | Ruud | R951T0855A21M4 | Federally-Regulated Consumer Product | Non-Weatherized, Condensing Ga | 1929 | 280 |  | 10/17/2023 | 84515 | 208663419 | 12/08/2023
Rheem Sales Company, Inc. | Ruud | R921T0603A17M4 | Federally-Regulated Consumer Product | Non-Weatherized, Condensing Ga | 1156 | 246 |  | 10/17/2023 | 55624 | 208663448 | 12/08/2023
Rheem Sales Company, Inc. | Ruud | R801T1004A21UHU | Federally-Regulated Consumer Product | Non-Weatherized, Non-Condensin | 1861 | 264 |  | 05/25/2022 | 98348 | 208430277 | 12/08/2023
Rheem Sales Company, Inc. | Ruud | R951T0603A17M4 | Federally-Regulated Consumer Product | Non-Weatherized, Condensing Ga | 1156 | 246 |  | 10/17/2023 | 55624 | 208663416 | 12/08/2023
Rheem Sales Company, Inc. | Ruud | R921T1005A21M4 | Federally-Regulated Consumer Product | Non-Weatherized, Condensing Ga | 2066 | 286 |  | 10/17/2023 | 98023 | 208663452 | 12/08/2023
Rheem Sales Company, Inc. | Ruud | R801T0755A21DZN | Federally-Regulated Consumer Product | Non-Weatherized, Non-Condensin | 1883 | 265 |  | 05/25/2023 | 75029 | 208242394 | 12/08/2023
Rheem Sales Company, Inc. | Ruud | U97MV0855A21DHS | Federally-Regulated Consumer Product | Non-Weatherized, Condensing Ga | 2138 | 289 |  | 10/17/2023 | 33549 | 208157033 | 12/08/2023
Rheem Sales Company, Inc. | Ruud | R801T1005A21DZN | Federally-Regulated Consumer Product | Non-Weatherized, Non-Condensin | 1895 | 265 |  | 05/25/2023 | 100302 | 208242395 | 12/08/2023
Rheem Sales Company, Inc. | Ruud | RGEXZS048AJV10T | Federally-Regulated Consumer Product | Weatherized Non-Condensing Gas | 1797 | 277 |  | 11/21/2023 | 70225 | 213352244 | 12/08/2023
Rheem Sales Company, Inc. | Ruud | R801T0753A17DZN | Federally-Regulated Consumer Product | Non-Weatherized, Non-Condensin | 1253 | 237 |  | 05/25/2023 | 74903 | 208429532 | 12/08/2023
Rheem Sales Company, Inc. | Ruud | R951T0403A17M4 | Federally-Regulated Consumer Product | Non-Weatherized, Condensing Ga | 1107 | 244 |  | 05/25/2023 | 41877 | 208663415 | 12/08/2023
Rheem Sales Company, Inc. | Ruud | R801T0503A17UHU | Federally-Regulated Consumer Product | Non-Weatherized, Non-Condensin | 1165 | 233 |  | 05/25/2023 | 49157 | 208430273 | 12/08/2023
Rheem Sales Company, Inc. | Ruud | R801T0754A21UHN | Federally-Regulated Consumer Product | Non-Weatherized, Non-Condensin | 1634 | 254 |  | 05/25/2023 | 75736 | 208242383 | 12/08/2023
Rheem Sales Company, Inc. | Ruud | R801T0703A17UHU | Federally-Regulated Consumer Product | Non-Weatherized, Non-Condensin | 1189 | 234 |  | 05/25/2023 | 70542 | 208430275 | 12/08/2023
Rheem Sales Company, Inc. | Ruud | U802VA100521ZSB | Federally-Regulated Consumer Product | Non-Weatherized, Non-Condensin | 2291 | 283 |  | 11/21/2023 | 70210 | 8087219 | 12/08/2023
Rheem Sales Company, Inc. | Ruud | RGEXZS048AJV08T | Federally-Regulated Consumer Product | Weatherized Non-Condensing Gas | 1734 | 168 |  | 11/21/2023 | 57017 | 213352234 | 12/08/2023
Rheem Sales Company, Inc. | Ruud | R951T1155A24M4 | Federally-Regulated Consumer Product | Non-Weatherized, Condensing Ga | 2041 | 285 |  | 10/17/2023 | 111488 | 208663352 | 12/08/2023
Rheem Sales Company, Inc. | Ruud | RGEXZS060AJV102 | Federally-Regulated Consumer Product | Weatherized Non-Condensing Gas | 2129 | 188 |  | 11/21/2023 | 70580 | 213352251 | 12/08/2023
Rheem Sales Company, Inc. | Ruud | R921T1155A24M4 | Federally-Regulated Consumer Product | Non-Weatherized, Condensing Ga | 2041 | 285 |  | 10/17/2023 | 111488 | 208663453 | 12/08/2023
Rheem Sales Company, Inc. | Ruud | R921V0703A17M4 | Federally-Regulated Consumer Product | Non-Weatherized, Condensing Ga | 1166 | 246 |  | 10/17/2023 | 70001 | 208676288 | 12/08/2023
Rheem Sales Company, Inc. | Ruud | RGEA14030AJT04UAA | Federally-Regulated Consumer Product | Weatherized Non-Condensing Gas | 1189 | 251 | 251 | 12/05/2023 | 39887 | 205965532 | 12/08/2023
Rheem Sales Company, Inc. | Ruud | R951V0703A17M4 | Federally-Regulated Consumer Product | Non-Weatherized, Condensing Ga | 1166 | 246 |  | 10/17/2023 | 70001 | 208676321 | 12/08/2023
Rheem Sales Company, Inc. | Ruud | R801T0754A21UHS | Federally-Regulated Consumer Product | Non-Weatherized, Non-Condensin | 1634 | 254 |  | 05/25/2023 | 75736 | 208242378 | 12/08/2023
Rheem Sales Company, Inc. | Ruud | U802VA075317ZSB | Federally-Regulated Consumer Product | Non-Weatherized, Non-Condensin | 1324 | 240 |  | 11/21/2023 | 52495 | 8087197 | 12/08/2023
Rheem Sales Company, Inc. | Ruud | R802V1005A21UHN | Federally-Regulated Consumer Product | Non-Weatherized, Non-Condensin | 1905 | 266 |  | 05/25/2023 | 70000 | 208243281 | 12/08/2023
Rheem Sales Company, Inc. | Ruud | U802VA125524MSA | Federally-Regulated Consumer Product | Non-Weatherized, Non-Condensin | 2073 | 273 | 273 | 06/22/2023 | 87500 | 7979990 | 12/08/2023
Rheem Sales Company, Inc. | Ruud | R801T1005A21UHN | Federally-Regulated Consumer Product | Non-Weatherized, Non-Condensin | 1812 | 262 |  | 05/25/2023 | 99863 | 208242384 | 12/08/2023
Rheem Sales Company, Inc. | Ruud | RGEXZS048AJV082 | Federally-Regulated Consumer Product | Weatherized Non-Condensing Gas | 1734 | 168 |  | 11/21/2023 | 57017 | 213352229 | 12/08/2023
Rheem Sales Company, Inc. | Ruud | R921T0403A17M4 | Federally-Regulated Consumer Product | Non-Weatherized, Condensing Ga | 1107 | 244 |  | 05/25/2023 | 41877 | 208663447 | 12/08/2023
Rheem Sales Company, Inc. | Ruud | U96VA1002521MSA | Federally-Regulated Consumer Product | Non-Weatherized, Condensing Ga | 1858 | 277 | 277 | 06/22/2023 | 68679 | 6715449 | 12/08/2023
Rheem Sales Company, Inc. | Weatherking | W801W0755A21UH | Federally-Regulated Consumer Product | Non-Weatherized, Non-Condensin | 1813 | 235 |  | 11/21/2023 | 75573 | 208770564 | 12/08/2023
Rheem Sales Company, Inc. | Weatherking | W801T0504A17UHSNAS | Federally-Regulated Consumer Product | Non-Weatherized, Non-Condensin | 1517 | 249 |  | 11/21/2023 | 50545 | 211806587 | 12/08/2023
Rheem Sales Company, Inc. | Weatherking | W801W1004A17UHNBAS | Federally-Regulated Consumer Product | Non-Weatherized, Non-Condensin | 1896 | 204 |  | 11/21/2023 | 99142 | 213351317 | 12/08/2023
Rheem Sales Company, Inc. | Weatherking | RGEAZR024AJT04UNA | Federally-Regulated Consumer Product | Weatherized Non-Condensing Gas | 1181 | 251 |  | 12/05/2023 | 40068 | 208676467 | 12/08/2023
Rheem Sales Company, Inc. | Weatherking | W802W1255A24DZSBAS | Federally-Regulated Consumer Product | Non-Weatherized, Non-Condensin | 2179 | 278 |  | 11/21/2023 | 86625 | 211806386 | 12/08/2023
Rheem Sales Company, Inc. | Weatherking | RGEAZR042AJT08UNA | Federally-Regulated Consumer Product | Weatherized Non-Condensing Gas | 1635 | 271 |  | 12/05/2023 | 80943 | 208676542 | 12/08/2023
Rheem Sales Company, Inc. | Weatherking | RGEXZS048AJV102 | Federally-Regulated Consumer Product | Weatherized Non-Condensing Gas | 1797 | 277 |  | 11/21/2023 | 70225 | 213352241 | 12/08/2023
Rheem Sales Company, Inc. | Weatherking | RGECZT060AJT12**C | Federally-Regulated Consumer Product | Weatherized Non-Condensing Gas | 2183 | 266 |  | 11/21/2023 | 83968 | 212604421 | 12/08/2023
Rheem Sales Company, Inc. | Weatherking | W802W0754A17DZSBAS | Federally-Regulated Consumer Product | Non-Weatherized, Non-Condensin | 1628 | 254 |  | 11/21/2023 | 52707 | 211774739 | 12/08/2023
Rheem Sales Company, Inc. | Weatherking | W951W0403A17UHUBAS | Federally-Regulated Consumer Product | Non-Weatherized, Condensing Ga | 1335 | 254 |  | 11/21/2023 | 42103 | 212921455 | 12/08/2023
Rheem Sales Company, Inc. | Weatherking | RGEAZR036AJT081NA | Federally-Regulated Consumer Product | Weatherized Non-Condensing Gas | 1387 | 260 |  | 11/21/2023 | 80632 | 208676427 | 12/08/2023
Rheem Sales Company, Inc. | Weatherking | RGEAZR036AJT08XNA | Federally-Regulated Consumer Product | Weatherized Non-Condensing Gas | 1387 | 260 |  | 11/21/2023 | 80632 | 208676532 | 12/08/2023
Rheem Sales Company, Inc. | Weatherking | W802W0503A14DZSBAS | Federally-Regulated Consumer Product | Non-Weatherized, Non-Condensin | 1250 | 237 |  | 11/21/2023 | 34844 | 211871336 | 12/08/2023
Rheem Sales Company, Inc. | Weatherking | RGEAZR042AJT101NA | Federally-Regulated Consumer Product | Weatherized Non-Condensing Gas | 1774 | 277 |  | 11/21/2023 | 100987 | 208676442 | 12/08/2023
Rheem Sales Company, Inc. | Weatherking | RGEAZR030AJT08XNA | Federally-Regulated Consumer Product | Weatherized Non-Condensing Gas | 1216 | 253 |  | 11/21/2023 | 80365 | 208676512 | 12/08/2023
Rheem Sales Company, Inc. | Weatherking | W951W1005A21UHUBAS | Federally-Regulated Consumer Product | Non-Weatherized, Condensing Ga | 2062 | 286 |  | 11/21/2023 | 94650 | 212921457 | 12/08/2023
Rheem Sales Company, Inc. | Weatherking | RGEAZR036AJT08UNA | Federally-Regulated Consumer Product | Weatherized Non-Condensing Gas | 1382 | 260 |  | 12/05/2023 | 80891 | 208676527 | 12/08/2023
Rheem Sales Company, Inc. | Weatherking | RGEAZR024AJT061NA | Federally-Regulated Consumer Product | Weatherized Non-Condensing Gas | 1270 | 255 |  | 11/21/2023 | 61123 | 208676397 | 12/08/2023
Rheem Sales Company, Inc. | Weatherking | W801T1004A17UHNNAS | Federally-Regulated Consumer Product | Non-Weatherized, Non-Condensin | 1448 | 212 |  | 11/21/2023 | 98573 | 213351313 | 12/08/2023
Rheem Sales Company, Inc. | Weatherking | W801T1004A17UHSNAS | Federally-Regulated Consumer Product | Non-Weatherized, Non-Condensin | 1448 | 212 |  | 11/21/2023 | 98573 | 213351312 | 12/08/2023
Rheem Sales Company, Inc. | Weatherking | W801W0504A17UHUBAS | Federally-Regulated Consumer Product | Non-Weatherized, Condensing Ga | 1376 | 243 |  | 11/21/2023 | 50203 | 212921628 | 12/08/2023
Rheem Sales Company, Inc. | Weatherking | W802W1005A21DZSBAS | Federally-Regulated Consumer Product | Non-Weatherized, Non-Condensin | 2120 | 275 |  | 11/21/2023 | 69817 | 211871340 | 12/08/2023
Rheem Sales Company, Inc. | Weatherking | RGEAZR048AJT081NA | Federally-Regulated Consumer Product | Weatherized Non-Condensing Gas | 1847 | 280 |  | 11/21/2023 | 80515 | 208676447 | 12/08/2023
Rheem Sales Company, Inc. | Weatherking | RGEXZS048AJV08T | Federally-Regulated Consumer Product | Weatherized Non-Condensing Gas | 1734 | 168 |  | 11/21/2023 | 57017 | 213352236 | 12/08/2023
Rheem Sales Company, Inc. | Weatherking | RGEAZR048AJT08UNA | Federally-Regulated Consumer Product | Weatherized Non-Condensing Gas | 2026 | 288 |  | 12/05/2023 | 80023 | 208676557 | 12/08/2023
Rheem Sales Company, Inc. | Weatherking | RGEXZS048AJV082 | Federally-Regulated Consumer Product | Weatherized Non-Condensing Gas | 1734 | 168 |  | 11/21/2023 | 57017 | 213352231 | 12/08/2023
Rheem Sales Company, Inc. | Weatherking | RGEAZR030AJT06UNA | Federally-Regulated Consumer Product | Weatherized Non-Condensing Gas | 1125 | 248 |  | 12/05/2023 | 60094 | 208676502 | 12/08/2023
Rheem Sales Company, Inc. | Weatherking | RGEAZR060AJT10UNA | Federally-Regulated Consumer Product | Weatherized Non-Condensing Gas | 1911 | 283 |  | 12/05/2023 | 99261 | 208676582 | 12/08/2023
Rheem Sales Company, Inc. | Weatherking | RGEAZR024AJT041NA | Federally-Regulated Consumer Product | Weatherized Non-Condensing Gas | 1205 | 252 |  | 11/21/2023 | 40798 | 208676392 | 12/08/2023
Rheem Sales Company, Inc. | Weatherking | RGEAZS024AJV061CA | Federally-Regulated Consumer Product | Weatherized Non-Condensing Gas | 1089 | 247 |  | 11/21/2023 | 60430 | 212675818 | 12/08/2023
Rheem Sales Company, Inc. | Weatherking | RGEAZR036AJT061NA | Federally-Regulated Consumer Product | Weatherized Non-Condensing Gas | 1259 | 254 |  | 11/21/2023 | 58986 | 208676422 | 12/08/2023
Rheem Sales Company, Inc. | Weatherking | RGEAZR042AJT08XNA | Federally-Regulated Consumer Product | Weatherized Non-Condensing Gas | 1820 | 279 |  | 11/21/2023 | 81578 | 208676547 | 12/08/2023
Rheem Sales Company, Inc. | Weatherking | RGEAZR036AJT06UNA | Federally-Regulated Consumer Product | Weatherized Non-Condensing Gas | 1434 | 262 |  | 12/05/2023 | 60723 | 208676517 | 12/08/2023
Rheem Sales Company, Inc. | Weatherking | W801W0504A17UHSBAS | Federally-Regulated Consumer Product | Non-Weatherized, Non-Condensin | 1682 | 256 |  | 11/21/2023 | 50501 | 211774710 | 12/08/2023
Rheem Sales Company, Inc. | Weatherking | RGEAZR030AJT04XNA | Federally-Regulated Consumer Product | Weatherized Non-Condensing Gas | 1342 | 258 |  | 11/21/2023 | 39842 | 208676497 | 12/08/2023
Rheem Sales Company, Inc. | Weatherking | RGEAZR042AJT10XNA | Federally-Regulated Consumer Product | Weatherized Non-Condensing Gas | 1774 | 277 |  | 11/21/2023 | 100987 | 208676552 | 12/08/2023
Rheem Sales Company, Inc. | Weatherking | RGEAZR030AJT061NA | Federally-Regulated Consumer Product | Weatherized Non-Condensing Gas | 1342 | 258 |  | 11/21/2023 | 61240 | 208676412 | 12/08/2023
Rheem Sales Company, Inc. | Weatherking | W921W0705A21M4 | Federally-Regulated Consumer Product | Non-Weatherized, Condensing Ga | 1835 | 248 |  | 05/25/2023 | 69808 | 208770570 | 12/08/2023
Rheem Sales Company, Inc. | Weatherking | W951W0603A17UHUBAS | Federally-Regulated Consumer Product | Non-Weatherized, Condensing Ga | 1246 | 250 |  | 11/21/2023 | 56140 | 212921456 | 12/08/2023
Rheem Sales Company, Inc. | Weatherking | RGEAZR036AJT10XNA | Federally-Regulated Consumer Product | Weatherized Non-Condensing Gas | 1380 | 260 |  | 11/21/2023 | 100130 | 208676537 | 12/08/2023
Rheem Sales Company, Inc. | Weatherking | RGEAZR060AJT101NA | Federally-Regulated Consumer Product | Weatherized Non-Condensing Gas | 2131 | 293 |  | 11/21/2023 | 101980 | 208676462 | 12/08/2023
Rheem Sales Company, Inc. | Weatherking | W801W1505A24UHNBAS | Federally-Regulated Consumer Product | Non-Weatherized, Non-Condensin | 2440 | 249 |  | 11/21/2023 | 150642 | 213351319 | 12/08/2023
Rheem Sales Company, Inc. | Weatherking | W801W1004A17UHSBAS | Federally-Regulated Consumer Product | Non-Weatherized, Non-Condensin | 1896 | 204 |  | 11/21/2023 | 99142 | 213351316 | 12/08/2023
Rheem Sales Company, Inc. | Weatherking | RGEAZR048AJT10UNA | Federally-Regulated Consumer Product | Weatherized Non-Condensing Gas | 1832 | 280 |  | 12/05/2023 | 100370 | 208676567 | 12/08/2023
Rheem Sales Company, Inc. | Weatherking | RGEAZR048AJT08XNA | Federally-Regulated Consumer Product | Weatherized Non-Condensing Gas | 1847 | 280 |  | 11/21/2023 | 80515 | 208676562 | 12/08/2023
Rheem Sales Company, Inc. | Weatherking | RGEAZR024AJT06UNA | Federally-Regulated Consumer Product | Weatherized Non-Condensing Gas | 1236 | 253 |  | 12/05/2023 | 61566 | 208676477 | 12/08/2023
Rheem Sales Company, Inc. | Weatherking | W802W0503A14DZNBAS | Federally-Regulated Consumer Product | Non-Weatherized, Non-Condensin | 1250 | 237 |  | 12/05/2023 | 34844 | 211871335 | 12/08/2023
Rheem Sales Company, Inc. | Weatherking | RGECZT036AJT10**C | Federally-Regulated Consumer Product | Weatherized Non-Condensing Gas | 1576 | 218 |  | 11/21/2023 | 100764 | 212604397 | 12/08/2023
Rheem Sales Company, Inc. | Weatherking | W801T1505A24UHNNAS | Federally-Regulated Consumer Product | Non-Weatherized, Non-Condensin | 1910 | 233 |  | 11/21/2023 | 150068 | 213351315 | 12/08/2023
Rheem Sales Company, Inc. | Weatherking | RGEAZR030AJT06XNA | Federally-Regulated Consumer Product | Weatherized Non-Condensing Gas | 1342 | 258 |  | 11/21/2023 | 61240 | 208676507 | 12/08/2023
Rheem Sales Company, Inc. | Weatherking | RGECZT048AJT12**C | Federally-Regulated Consumer Product | Weatherized Non-Condensing Gas | 1902 | 259 |  | 11/21/2023 | 84032 | 212604409 | 12/08/2023
Rheem Sales Company, Inc. | Weatherking | W801W1005A21UH | Federally-Regulated Consumer Product | Non-Weatherized, Non-Condensin | 2027 | 188 |  | 11/21/2023 | 100725 | 208770565 | 12/08/2023
Rheem Sales Company, Inc. | Weatherking | RGEAZR036AJT06XNA | Federally-Regulated Consumer Product | Weatherized Non-Condensing Gas | 1259 | 254 |  | 11/21/2023 | 58986 | 208676522 | 12/08/2023
Rheem Sales Company, Inc. | Weatherking | RGEAZR060AJT10XNA | Federally-Regulated Consumer Product | Weatherized Non-Condensing Gas | 2131 | 293 |  | 11/21/2023 | 101980 | 208676587 | 12/08/2023
Rheem Sales Company, Inc. | Weatherking | RGEAZR030AJT041NA | Federally-Regulated Consumer Product | Weatherized Non-Condensing Gas | 1342 | 258 |  | 11/21/2023 | 39842 | 208676407 | 12/08/2023
Rheem Sales Company, Inc. | Weatherking | W801W0503A14UH | Federally-Regulated Consumer Product | Non-Weatherized, Non-Condensin | 1308 | 184 |  | 11/21/2023 | 50472 | 208770562 | 12/08/2023
Rheem Sales Company, Inc. | Weatherking | W802W0504A17UHNBAS | Federally-Regulated Consumer Product | Non-Weatherized, Non-Condensin | 1712 | 257 |  | 12/05/2023 | 34534 | 211871337 | 12/08/2023
Rheem Sales Company, Inc. | Weatherking | W802W1255A24DZNBAS | Federally-Regulated Consumer Product | Non-Weatherized, Non-Condensin | 2179 | 278 |  | 12/05/2023 | 86625 | 211806385 | 12/08/2023
Rheem Sales Company, Inc. | Weatherking | RGEAZR042AJT081NA | Federally-Regulated Consumer Product | Weatherized Non-Condensing Gas | 1820 | 279 |  | 11/21/2023 | 81578 | 208676437 | 12/08/2023
Rheem Sales Company, Inc. | Weatherking | RGECZT036AJT07**C | Federally-Regulated Consumer Product | Weatherized Non-Condensing Gas | 1475 | 165 |  | 11/21/2023 | 53157 | 212604391 | 12/08/2023
Rheem Sales Company, Inc. | Weatherking | RGEAZR048AJT101NA | Federally-Regulated Consumer Product | Weatherized Non-Condensing Gas | 2001 | 287 |  | 11/21/2023 | 101705 | 208676452 | 12/08/2023
Rheem Sales Company, Inc. | Weatherking | RGEAZS024AJV06XCA | Federally-Regulated Consumer Product | Weatherized Non-Condensing Gas | 1089 | 247 |  | 11/21/2023 | 60430 | 212675822 | 12/08/2023
Rheem Sales Company, Inc. | Weatherking | RGEAZR060AJT081NA | Federally-Regulated Consumer Product | Weatherized Non-Condensing Gas | 2041 | 289 |  | 11/21/2023 | 79422 | 208676457 | 12/08/2023
Rheem Sales Company, Inc. | Weatherking | RGEAZR048AJT10XNA | Federally-Regulated Consumer Product | Weatherized Non-Condensing Gas | 2001 | 287 |  | 11/21/2023 | 101705 | 208676572 | 12/08/2023
Rheem Sales Company, Inc. | Weatherking | W801W1005A21UHUBAS | Federally-Regulated Consumer Product | Non-Weatherized, Condensing Ga | 1966 | 269 |  | 11/21/2023 | 97612 | 212921630 | 12/08/2023
Rheem Sales Company, Inc. | Weatherking | RGEAZR060AJT08XNA | Federally-Regulated Consumer Product | Weatherized Non-Condensing Gas | 2041 | 289 |  | 11/21/2023 | 79422 | 208676577 | 12/08/2023
Rheem Sales Company, Inc. | Weatherking | RGEAZR030AJT04UNA | Federally-Regulated Consumer Product | Weatherized Non-Condensing Gas | 1189 | 251 |  | 12/05/2023 | 39887 | 208676492 | 12/08/2023
Rheem Sales Company, Inc. | Weatherking | W801W1505A24UHSBAS | Federally-Regulated Consumer Product | Non-Weatherized, Non-Condensin | 2440 | 249 |  | 11/21/2023 | 150642 | 213351318 | 12/08/2023
Rheem Sales Company, Inc. | Weatherking | W801T1505A24UHSNAS | Federally-Regulated Consumer Product | Non-Weatherized, Non-Condensin | 1910 | 233 |  | 11/21/2023 | 150068 | 213351314 | 12/08/2023
Rheem Sales Company, Inc. | Weatherking | W801T0504A17UHNNAS | Federally-Regulated Consumer Product | Non-Weatherized, Non-Condensin | 1517 | 249 |  | 12/05/2023 | 50545 | 211806583 | 12/08/2023
Rheem Sales Company, Inc. | Weatherking | RGEAZR024AJT08XNA | Federally-Regulated Consumer Product | Weatherized Non-Condensing Gas | 1202 | 252 |  | 11/21/2023 | 79659 | 208676487 | 12/08/2023
Rheem Sales Company, Inc. | Weatherking | RGEAZR030AJT081NA | Federally-Regulated Consumer Product | Weatherized Non-Condensing Gas | 1216 | 253 |  | 11/21/2023 | 80365 | 208676417 | 12/08/2023
Rheem Sales Company, Inc. | Weatherking | W801W0704A17UHUBAS | Federally-Regulated Consumer Product | Non-Weatherized, Condensing Ga | 1723 | 258 |  | 11/21/2023 | 70568 | 212921629 | 12/08/2023
Rheem Sales Company, Inc. | Weatherking | W802W0504A17UHSBAS | Federally-Regulated Consumer Product | Non-Weatherized, Non-Condensin | 1712 | 257 |  | 11/21/2023 | 34534 | 211871338 | 12/08/2023
Rheem Sales Company, Inc. | Weatherking | RGEAZR036AJT101NA | Federally-Regulated Consumer Product | Weatherized Non-Condensing Gas | 1380 | 260 |  | 11/21/2023 | 100130 | 208676432 | 12/08/2023
Rheem Sales Company, Inc. | Weatherking | RGEAZR024AJT081NA | Federally-Regulated Consumer Product | Weatherized Non-Condensing Gas | 1202 | 252 |  | 11/21/2023 | 79659 | 208676402 | 12/08/2023
Rheem Sales Company, Inc. | Weatherking | W802W1005A21DZNBAS | Federally-Regulated Consumer Product | Non-Weatherized, Non-Condensin | 2120 | 275 |  | 12/05/2023 | 69817 | 211871339 | 12/08/2023
Rheem Sales Company, Inc. | Weatherking | W802W0755A21DZSBAS | Federally-Regulated Consumer Product | Non-Weatherized, Non-Condensin | 2041 | 272 |  | 11/21/2023 | 52592 | 211774741 | 12/08/2023
Rheem Sales Company, Inc. | Weatherking | W801W0754A17UH | Federally-Regulated Consumer Product | Non-Weatherized, Non-Condensin | 1830 | 223 |  | 11/21/2023 | 75693 | 208770563 | 12/08/2023
Rheem Sales Company, Inc. | Weatherking | RGEXZS060AJV082 | Federally-Regulated Consumer Product | Weatherized Non-Condensing Gas | 1950 | 177 |  | 11/21/2023 | 56366 | 213352268 | 12/08/2023
Rheem Sales Company, Inc. | Weatherking | W801T0704A17UHU | Federally-Regulated Consumer Product | Non-Weatherized, Non-Condensin | 1823 | 262 |  | 12/05/2023 | 70109 | 208430294 | 12/08/2023
Rheem Sales Company, Inc. | Weatherking | W802W0754A17DZNBAS | Federally-Regulated Consumer Product | Non-Weatherized, Non-Condensin | 1628 | 254 |  | 12/05/2023 | 52707 | 211774738 | 12/08/2023
Rheem Sales Company, Inc. | Weatherking | RGECZT048AJT07**C | Federally-Regulated Consumer Product | Weatherized Non-Condensing Gas | 1873 | 167 |  | 11/21/2023 | 52596 | 212604403 | 12/08/2023
Rheem Sales Company, Inc. | Weatherking | W802W0755A21DZNBAS | Federally-Regulated Consumer Product | Non-Weatherized, Non-Condensin | 2041 | 272 |  | 12/05/2023 | 52592 | 211774740 | 12/08/2023
Rheem Sales Company, Inc. | Weatherking | RGEAZR024AJT06XNA | Federally-Regulated Consumer Product | Weatherized Non-Condensing Gas | 1270 | 255 |  | 11/21/2023 | 61123 | 208676482 | 12/08/2023
Rheem Sales Company, Inc. | Weatherking | W801W1255A24UH | Federally-Regulated Consumer Product | Non-Weatherized, Non-Condensin | 2076 | 258 |  | 11/21/2023 | 124802 | 208770566 | 12/08/2023
Rheem Sales Company, Inc. | Weatherking | RGEAZR024AJT04XNA | Federally-Regulated Consumer Product | Weatherized Non-Condensing Gas | 1205 | 252 |  | 11/21/2023 | 40798 | 208676472 | 12/08/2023
Rheem Sales Company, Inc. | Weatherking | W962W0603A17M4S | Federally-Regulated Consumer Product | Non-Weatherized, Condensing Ga | 1372 | 255 |  | 05/25/2023 | 37932 | 208243376 | 12/08/2023
Rheem Sales Company, Inc. | Weatherking | W801W0504A17UHNBAS | Federally-Regulated Consumer Product | Non-Weatherized, Non-Condensin | 1682 | 256 |  | 12/05/2023 | 50501 | 211774709 | 12/08/2023
Rheem Sales Company, Inc. | Weatherking | RGECZT060AJT07**C | Federally-Regulated Consumer Product | Weatherized Non-Condensing Gas | 2336 | 182 |  | 11/21/2023 | 52310 | 212604415 | 12/08/2023
Rheem Sales Company, Inc. | Ruud | R801T0504A17UHU | Federally-Regulated Consumer Product | Non-Weatherized, Non-Condensin | 1502 | 248 |  | 12/08/2023 | 50342 | 208430274 | 12/08/2023
Rheem Sales Company, Inc. | Ruud | U802VA075421ZSB | Federally-Regulated Consumer Product | Non-Weatherized, Non-Condensin | 2017 | 271 |  | 12/08/2023 | 52471 | 8087209 | 12/08/2023
Rheem Sales Company, Inc. | Ruud | R801T1255A24DZN | Federally-Regulated Consumer Product | Non-Weatherized, Non-Condensin | 1835 | 263 |  | 12/08/2023 | 124389 | 208242396 | 12/08/2023
Rheem Sales Company, Inc. | Ruud | RGEXZS060AJV082 | Federally-Regulated Consumer Product | Weatherized Non-Condensing Gas | 1950 | 177 |  | 12/08/2023 | 56366 | 213352266 | 12/08/2023
Rheem Sales Company, Inc. | Ruud | R801T1255A24DZS | Federally-Regulated Consumer Product | Non-Weatherized, Non-Condensin | 1835 | 263 |  | 12/08/2023 | 124389 | 208242391 | 12/08/2023
Rheem Sales Company, Inc. | Ruud | R801TA070417MUA | Federally-Regulated Consumer Product | Non-Weatherized, Non-Condensin | 1823 | 262 |  | 12/08/2023 | 70109 | 204501684 | 12/08/2023
Rheem Sales Company, Inc. | Ruud | R801TA125524MSA | Federally-Regulated Consumer Product | Non-Weatherized, Non-Condensin | 1991 | 270 |  | 12/08/2023 | 123598 | 201707692 | 12/08/2023
Rheem Sales Company, Inc. | Ruud | R801T1004A17UHSNAS | Federally-Regulated Consumer Product | Non-Weatherized, Non-Condensin | 1448 | 212 |  | 12/08/2023 | 98573 | 213351284 | 12/08/2023
Rheem Sales Company, Inc. | Ruud | R801T0503A14UHS | Federally-Regulated Consumer Product | Non-Weatherized, Non-Condensin | 1388 | 243 |  | 12/08/2023 | 49660 | 208242376 | 12/08/2023
Rheem Sales Company, Inc. | Ruud | U802VA100521MXA | Federally-Regulated Consumer Product | Non-Weatherized, Non-Condensin | 1905 | 266 |  | 12/08/2023 | 70000 | 7979984 | 12/08/2023
Rheem Sales Company, Inc. | Ruud | R962V1005A21M4S | Federally-Regulated Consumer Product | Non-Weatherized, Condensing Ga | 1858 | 277 |  | 12/08/2023 | 68679 | 208243293 | 12/08/2023
Rheem Sales Company, Inc. | Ruud | R951V0403A17M4 | Federally-Regulated Consumer Product | Non-Weatherized, Condensing Ga | 1292 | 228 |  | 12/08/2023 | 42494 | 208676319 | 12/08/2023
Rheem Sales Company, Inc. | Ruud | U802VA050317MXA | Federally-Regulated Consumer Product | Non-Weatherized, Non-Condensin | 1318 | 240 |  | 12/08/2023 | 35484 | 7979943 | 12/08/2023
Rheem Sales Company, Inc. | Ruud | R962V0703A17M4S | Federally-Regulated Consumer Product | Non-Weatherized, Condensing Ga | 1290 | 252 |  | 12/08/2023 | 48940 | 208243288 | 12/08/2023
Rheem Sales Company, Inc. | Ruud | R802V0754A17UHN | Federally-Regulated Consumer Product | Non-Weatherized, Non-Condensin | 1458 | 246 |  | 12/08/2023 | 52564 | 208243277 | 12/08/2023
Rheem Sales Company, Inc. | Ruud | R801T1005A21DZS | Federally-Regulated Consumer Product | Non-Weatherized, Non-Condensin | 1895 | 265 |  | 12/08/2023 | 100302 | 208242390 | 12/08/2023
Rheem Sales Company, Inc. | Ruud | R921V1005A21M4 | Federally-Regulated Consumer Product | Non-Weatherized, Condensing Ga | 2153 | 271 |  | 12/08/2023 | 98911 | 208676291 | 12/08/2023
Rheem Sales Company, Inc. | Ruud | R801T1005A21UHS | Federally-Regulated Consumer Product | Non-Weatherized, Non-Condensin | 1812 | 262 |  | 12/08/2023 | 99863 | 208242379 | 12/08/2023
Rheem Sales Company, Inc. | Ruud | R921V0855A21M4 | Federally-Regulated Consumer Product | Non-Weatherized, Condensing Ga | 1851 | 246 |  | 12/08/2023 | 84247 | 208676290 | 12/08/2023
Rheem Sales Company, Inc. | Ruud | R951T0703A17M4 | Federally-Regulated Consumer Product | Non-Weatherized, Condensing Ga | 1362 | 255 |  | 12/08/2023 | 69960 | 208663417 | 12/08/2023
Rheem Sales Company, Inc. | Ruud | U97MV0603A17DHS | Federally-Regulated Consumer Product | Non-Weatherized, Condensing Ga | 1327 | 253 |  | 12/08/2023 | 22218 | 208157031 | 12/08/2023
Rheem Sales Company, Inc. | Ruud | R801T0503A14DZN | Federally-Regulated Consumer Product | Non-Weatherized, Non-Condensin | 1223 | 236 |  | 12/08/2023 | 51119 | 208242392 | 12/08/2023
Rheem Sales Company, Inc. | Ruud | R921V0403A17M4 | Federally-Regulated Consumer Product | Non-Weatherized, Condensing Ga | 1292 | 228 |  | 12/08/2023 | 42494 | 208676286 | 12/08/2023
Rheem Sales Company, Inc. | Ruud | R951V0603A17M4 | Federally-Regulated Consumer Product | Non-Weatherized, Condensing Ga | 1356 | 249 |  | 12/08/2023 | 56054 | 208676320 | 12/08/2023
Rheem Sales Company, Inc. | Ruud | U802VA125524ZXB | Federally-Regulated Consumer Product | Non-Weatherized, Non-Condensin | 2322 | 284 |  | 12/08/2023 | 87684 | 8087234 | 12/08/2023
Rheem Sales Company, Inc. | Ruud | RGEXZS060AJV10T | Federally-Regulated Consumer Product | Weatherized Non-Condensing Gas | 2129 | 188 |  | 12/08/2023 | 70580 | 213352254 | 12/08/2023
Rheem Sales Company, Inc. | Ruud | R801CA125524ZSA | Federally-Regulated Consumer Product | Non-Weatherized, Non-Condensin | 1835 | 263 |  | 12/08/2023 | 124289 | 203327181 | 12/08/2023
Rheem Sales Company, Inc. | Ruud | R801T0754A17UHS | Federally-Regulated Consumer Product | Non-Weatherized, Non-Condensin | 1496 | 248 |  | 12/08/2023 | 75177 | 208242377 | 12/08/2023
Rheem Sales Company, Inc. | Ruud | R802V1505A24UHN | Federally-Regulated Consumer Product | Non-Weatherized, Non-Condensin | 2092 | 274 |  | 12/08/2023 | 104565 | 208243580 | 12/08/2023
Rheem Sales Company, Inc. | Ruud | RGEXZS048AJV102 | Federally-Regulated Consumer Product | Weatherized Non-Condensing Gas | 1797 | 277 |  | 12/08/2023 | 70225 | 213352239 | 12/08/2023
Rheem Sales Company, Inc. | Ruud | RGEA14036AJT06UAA | Federally-Regulated Consumer Product | Weatherized Non-Condensing Gas | 1434 | 262 |  | 12/08/2023 | 60723 | 205965534 | 12/08/2023
Rheem Sales Company, Inc. | Ruud | R92TA0851521MSA | Federally-Regulated Consumer Product | Non-Weatherized, Condensing Ga | 1929 | 280 |  | 12/08/2023 | 84515 | 201712984 | 12/08/2023
Rheem Sales Company, Inc. | Ruud | R801T0754A17UHN | Federally-Regulated Consumer Product | Non-Weatherized, Non-Condensin | 1496 | 248 |  | 12/08/2023 | 75177 | 208242382 | 12/08/2023
Rheem Sales Company, Inc. | Ruud | U802VA075421MXA | Federally-Regulated Consumer Product | Non-Weatherized, Non-Condensin | 1718 | 258 |  | 12/08/2023 | 52500 | 7979973 | 12/08/2023
Rheem Sales Company, Inc. | Ruud | R951V1005A21M4 | Federally-Regulated Consumer Product | Non-Weatherized, Condensing Ga | 2153 | 271 |  | 12/08/2023 | 98911 | 208676324 | 12/08/2023
Rheem Sales Company, Inc. | Ruud | U802VA075317MXA | Federally-Regulated Consumer Product | Non-Weatherized, Non-Condensin | 1458 | 246 |  | 12/08/2023 | 52564 | 7979958 | 12/08/2023
Rheem Sales Company, Inc. | Ruud | R951V1155A24M4 | Federally-Regulated Consumer Product | Non-Weatherized, Condensing Ga | 2137 | 231 |  | 12/08/2023 | 111605 | 208676272 | 12/08/2023
Rheem Sales Company, Inc. | Ruud | R96TA0702521MSA | Federally-Regulated Consumer Product | Non-Weatherized, Condensing Ga | 1854 | 277 |  | 12/08/2023 | 49250 | 203261705 | 12/08/2023
Rheem Sales Company, Inc. | Ruud | R801T1005A21UHU | Federally-Regulated Consumer Product | Non-Weatherized, Non-Condensin | 2096 | 274 |  | 12/08/2023 | 100583 | 208430278 | 12/08/2023
Rheem Sales Company, Inc. | Ruud | R802V1005A21UHS | Federally-Regulated Consumer Product | Non-Weatherized, Non-Condensin | 1905 | 266 |  | 12/08/2023 | 70000 | 208243272 | 12/08/2023
Rheem Sales Company, Inc. | Ruud | R921V0603A17M4 | Federally-Regulated Consumer Product | Non-Weatherized, Condensing Ga | 1356 | 249 |  | 12/08/2023 | 56054 | 208676287 | 12/08/2023
Rheem Sales Company, Inc. | Ruud | R962V0855A21M4S | Federally-Regulated Consumer Product | Non-Weatherized, Condensing Ga | 1947 | 281 |  | 12/08/2023 | 58053 | 208243291 | 12/08/2023
Rheem Sales Company, Inc. | Ruud | R802V1004A17UHS | Federally-Regulated Consumer Product | Non-Weatherized, Non-Condensin | 1730 | 258 |  | 12/08/2023 | 70020 | 208243270 | 12/08/2023
Rheem Sales Company, Inc. | Ruud | RGEA14030AJT081AC | Federally-Regulated Consumer Product | Weatherized Non-Condensing Gas | 1147 | 249 |  | 12/08/2023 | 79965 | 206606602 | 12/08/2023
Rheem Sales Company, Inc. | Ruud | R921T0855A21M4 | Federally-Regulated Consumer Product | Non-Weatherized, Condensing Ga | 1929 | 280 |  | 12/08/2023 | 84515 | 208663451 | 12/08/2023
Rheem Sales Company, Inc. | Ruud | U802VA075421ZXB | Federally-Regulated Consumer Product | Non-Weatherized, Non-Condensin | 2017 | 271 |  | 12/08/2023 | 52471 | 8087214 | 12/08/2023
Rheem Sales Company, Inc. | Ruud | R802V0503A14UHN | Federally-Regulated Consumer Product | Non-Weatherized, Non-Condensin | 1318 | 240 |  | 12/08/2023 | 35484 | 208243275 | 12/08/2023
Rheem Sales Company, Inc. | Ruud | R802V0503A14UHS | Federally-Regulated Consumer Product | Non-Weatherized, Non-Condensin | 1318 | 240 |  | 12/08/2023 | 35484 | 208243266 | 12/08/2023
Rheem Sales Company, Inc. | Ruud | R802V0755A21UHS | Federally-Regulated Consumer Product | Non-Weatherized, Non-Condensin | 1718 | 258 |  | 12/08/2023 | 52500 | 208243269 | 12/08/2023
Rheem Sales Company, Inc. | Ruud | R801T0753A17DZS | Federally-Regulated Consumer Product | Non-Weatherized, Non-Condensin | 1253 | 237 |  | 12/08/2023 | 74903 | 208429531 | 12/08/2023
Rheem Sales Company, Inc. | Ruud | R802V1255A24UHN | Federally-Regulated Consumer Product | Non-Weatherized, Non-Condensin | 2073 | 273 |  | 12/08/2023 | 87500 | 208243283 | 12/08/2023
Rheem Sales Company, Inc. | Ruud | R802V0755A21UHN | Federally-Regulated Consumer Product | Non-Weatherized, Non-Condensin | 1718 | 258 |  | 12/08/2023 | 52500 | 208243278 | 12/08/2023
Rheem Sales Company, Inc. | Ruud | R921T0703A17M4 | Federally-Regulated Consumer Product | Non-Weatherized, Condensing Ga | 1362 | 255 |  | 12/08/2023 | 69960 | 208663449 | 12/08/2023
Rheem Sales Company, Inc. | Ruud | U802VA075317ZXB | Federally-Regulated Consumer Product | Non-Weatherized, Non-Condensin | 1324 | 240 |  | 12/08/2023 | 52495 | 8087202 | 12/08/2023
Rheem Sales Company, Inc. | Ruud | R802V1505A24UHS | Federally-Regulated Consumer Product | Non-Weatherized, Non-Condensin | 2092 | 274 |  | 12/08/2023 | 104565 | 208243578 | 12/08/2023
Rheem Sales Company, Inc. | Ruud | U802VA125524ZSB | Federally-Regulated Consumer Product | Non-Weatherized, Non-Condensin | 2322 | 284 |  | 12/08/2023 | 87684 | 8087229 | 12/08/2023
Rheem Sales Company, Inc. | Ruud | R921V1155A24M4 | Federally-Regulated Consumer Product | Non-Weatherized, Condensing Ga | 2137 | 231 |  | 12/08/2023 | 111605 | 208676292 | 12/08/2023
Rheem Sales Company, Inc. | Ruud | R801T0755A21DZS | Federally-Regulated Consumer Product | Non-Weatherized, Non-Condensin | 1883 | 265 |  | 12/08/2023 | 75029 | 208242389 | 12/08/2023
Rheem Sales Company, Inc. | Ruud | R951T1005A21M4 | Federally-Regulated Consumer Product | Non-Weatherized, Condensing Ga | 2066 | 286 |  | 12/08/2023 | 98023 | 208663420 | 12/08/2023
Rheem Sales Company, Inc. | Ruud | R802V1255A24UHS | Federally-Regulated Consumer Product | Non-Weatherized, Non-Condensin | 2073 | 273 |  | 12/08/2023 | 87500 | 208243274 | 12/08/2023
Rheem Sales Company, Inc. | Ruud | U98VB100M521USA | Federally-Regulated Consumer Product | Non-Weatherized, Condensing Ga | 2084 | 287 |  | 12/08/2023 | 39023 | 10524994 | 12/08/2023
Rheem Sales Company, Inc. | Ruud | U802VA125524MXA | Federally-Regulated Consumer Product | Non-Weatherized, Non-Condensin | 2073 | 273 |  | 12/08/2023 | 87500 | 7979995 | 12/08/2023
Rheem Sales Company, Inc. | Ruud | R802V0754A17UHS | Federally-Regulated Consumer Product | Non-Weatherized, Non-Condensin | 1458 | 246 |  | 12/08/2023 | 52564 | 208243267 | 12/08/2023
Rheem Sales Company, Inc. | Ruud | R951V0855A21M4 | Federally-Regulated Consumer Product | Non-Weatherized, Condensing Ga | 1851 | 246 |  | 12/08/2023 | 84247 | 208676323 | 12/08/2023
Rheem Sales Company, Inc. | Ruud | RGEA14048AJT101AB | Federally-Regulated Consumer Product | Weatherized Non-Condensing Gas | 1809 | 279 |  | 12/08/2023 | 99189 | 203404494 | 12/08/2023
Rheem Sales Company, Inc. | Ruud | U97MV0703A17DHS | Federally-Regulated Consumer Product | Non-Weatherized, Condensing Ga | 1282 | 251 |  | 12/08/2023 | 28494 | 208157032 | 12/08/2023
Rheem Sales Company, Inc. | Ruud | RGEXZS060AJV08T | Federally-Regulated Consumer Product | Weatherized Non-Condensing Gas | 1950 | 177 |  | 12/08/2023 | 56366 | 213352262 | 12/08/2023
Rheem Sales Company, Inc. | Ruud | R802V1004A17UHN | Federally-Regulated Consumer Product | Non-Weatherized, Non-Condensin | 1730 | 258 |  | 12/08/2023 | 70020 | 208243280 | 12/08/2023
Rheem Sales Company, Inc. | Ruud | R951T0855A21M4 | Federally-Regulated Consumer Product | Non-Weatherized, Condensing Ga | 1929 | 280 |  | 12/08/2023 | 84515 | 208663419 | 12/08/2023
Rheem Sales Company, Inc. | Ruud | R921T0603A17M4 | Federally-Regulated Consumer Product | Non-Weatherized, Condensing Ga | 1156 | 246 |  | 12/08/2023 | 55624 | 208663448 | 12/08/2023
Rheem Sales Company, Inc. | Ruud | R801T1004A21UHU | Federally-Regulated Consumer Product | Non-Weatherized, Non-Condensin | 1861 | 264 |  | 12/08/2023 | 98348 | 208430277 | 12/08/2023
Rheem Sales Company, Inc. | Ruud | R951T0603A17M4 | Federally-Regulated Consumer Product | Non-Weatherized, Condensing Ga | 1156 | 246 |  | 12/08/2023 | 55624 | 208663416 | 12/08/2023
Rheem Sales Company, Inc. | Ruud | R921T1005A21M4 | Federally-Regulated Consumer Product | Non-Weatherized, Condensing Ga | 2066 | 286 |  | 12/08/2023 | 98023 | 208663452 | 12/08/2023
Rheem Sales Company, Inc. | Ruud | R801T0755A21DZN | Federally-Regulated Consumer Product | Non-Weatherized, Non-Condensin | 1883 | 265 |  | 12/08/2023 | 75029 | 208242394 | 12/08/2023
Rheem Sales Company, Inc. | Ruud | U97MV0855A21DHS | Federally-Regulated Consumer Product | Non-Weatherized, Condensing Ga | 2138 | 289 |  | 12/08/2023 | 33549 | 208157033 | 12/08/2023
Rheem Sales Company, Inc. | Ruud | R801T1005A21DZN | Federally-Regulated Consumer Product | Non-Weatherized, Non-Condensin | 1895 | 265 |  | 12/08/2023 | 100302 | 208242395 | 12/08/2023
Rheem Sales Company, Inc. | Ruud | RGEXZS048AJV10T | Federally-Regulated Consumer Product | Weatherized Non-Condensing Gas | 1797 | 277 |  | 12/08/2023 | 70225 | 213352244 | 12/08/2023
Rheem Sales Company, Inc. | Ruud | R801T0753A17DZN | Federally-Regulated Consumer Product | Non-Weatherized, Non-Condensin | 1253 | 237 |  | 12/08/2023 | 74903 | 208429532 | 12/08/2023
Rheem Sales Company, Inc. | Ruud | R951T0403A17M4 | Federally-Regulated Consumer Product | Non-Weatherized, Condensing Ga | 1107 | 244 |  | 12/08/2023 | 41877 | 208663415 | 12/08/2023
Rheem Sales Company, Inc. | Ruud | R801T0503A17UHU | Federally-Regulated Consumer Product | Non-Weatherized, Non-Condensin | 1165 | 233 |  | 12/08/2023 | 49157 | 208430273 | 12/08/2023
Rheem Sales Company, Inc. | Ruud | R801T0754A21UHN | Federally-Regulated Consumer Product | Non-Weatherized, Non-Condensin | 1634 | 254 |  | 12/08/2023 | 75736 | 208242383 | 12/08/2023
Rheem Sales Company, Inc. | Ruud | R801T0703A17UHU | Federally-Regulated Consumer Product | Non-Weatherized, Non-Condensin | 1189 | 234 |  | 12/08/2023 | 70542 | 208430275 | 12/08/2023
Rheem Sales Company, Inc. | Ruud | U802VA100521ZSB | Federally-Regulated Consumer Product | Non-Weatherized, Non-Condensin | 2291 | 283 |  | 12/08/2023 | 70210 | 8087219 | 12/08/2023
Rheem Sales Company, Inc. | Ruud | RGEXZS048AJV08T | Federally-Regulated Consumer Product | Weatherized Non-Condensing Gas | 1734 | 168 |  | 12/08/2023 | 57017 | 213352234 | 12/08/2023
Rheem Sales Company, Inc. | Ruud | R951T1155A24M4 | Federally-Regulated Consumer Product | Non-Weatherized, Condensing Ga | 2041 | 285 |  | 12/08/2023 | 111488 | 208663352 | 12/08/2023
Rheem Sales Company, Inc. | Ruud | RGEXZS060AJV102 | Federally-Regulated Consumer Product | Weatherized Non-Condensing Gas | 2129 | 188 |  | 12/08/2023 | 70580 | 213352251 | 12/08/2023
Rheem Sales Company, Inc. | Ruud | R921T1155A24M4 | Federally-Regulated Consumer Product | Non-Weatherized, Condensing Ga | 2041 | 285 |  | 12/08/2023 | 111488 | 208663453 | 12/08/2023
Rheem Sales Company, Inc. | Ruud | R921V0703A17M4 | Federally-Regulated Consumer Product | Non-Weatherized, Condensing Ga | 1166 | 246 |  | 12/08/2023 | 70001 | 208676288 | 12/08/2023
Rheem Sales Company, Inc. | Ruud | RGEA14030AJT04UAA | Federally-Regulated Consumer Product | Weatherized Non-Condensing Gas | 1189 | 251 |  | 12/08/2023 | 39887 | 205965532 | 12/08/2023
Rheem Sales Company, Inc. | Ruud | R951V0703A17M4 | Federally-Regulated Consumer Product | Non-Weatherized, Condensing Ga | 1166 | 246 |  | 12/08/2023 | 70001 | 208676321 | 12/08/2023
Rheem Sales Company, Inc. | Ruud | R801T0754A21UHS | Federally-Regulated Consumer Product | Non-Weatherized, Non-Condensin | 1634 | 254 |  | 12/08/2023 | 75736 | 208242378 | 12/08/2023
Rheem Sales Company, Inc. | Ruud | U802VA075317ZSB | Federally-Regulated Consumer Product | Non-Weatherized, Non-Condensin | 1324 | 240 |  | 11/21/2023 | 52495 | 8087197 | 12/08/2023
Rheem Sales Company, Inc. | Ruud | R802V1005A21UHN | Federally-Regulated Consumer Product | Non-Weatherized, Non-Condensin | 1905 | 266 |  | 12/08/2023 | 70000 | 208243281 | 12/08/2023
Rheem Sales Company, Inc. | Ruud | U802VA125524MSA | Federally-Regulated Consumer Product | Non-Weatherized, Non-Condensin | 2073 | 273 |  | 12/08/2023 | 87500 | 7979990 | 12/08/2023
Rheem Sales Company, Inc. | Ruud | R801T1005A21UHN | Federally-Regulated Consumer Product | Non-Weatherized, Non-Condensin | 1812 | 262 |  | 12/08/2023 | 99863 | 208242384 | 12/08/2023
Rheem Sales Company, Inc. | Ruud | RGEXZS048AJV082 | Federally-Regulated Consumer Product | Weatherized Non-Condensing Gas | 1734 | 168 |  | 12/08/2023 | 57017 | 213352229 | 12/08/2023
Rheem Sales Company, Inc. | Ruud | R921T0403A17M4 | Federally-Regulated Consumer Product | Non-Weatherized, Condensing Ga | 1107 | 244 |  | 12/08/2023 | 41877 | 208663447 | 12/08/2023
Rheem Sales Company, Inc. | Ruud | U96VA1002521MSA | Federally-Regulated Consumer Product | Non-Weatherized, Condensing Ga | 1858 | 277 |  | 12/08/2023 | 68679 | 6715449 | 12/08/2023
Rheem Sales Company, Inc. | Weatherking | W801W0755A21UH | Federally-Regulated Consumer Product | Non-Weatherized, Non-Condensin | 1813 | 235 |  | 12/08/2023 | 75573 | 208770564 | 12/08/2023
Rheem Sales Company, Inc. | Weatherking | W801T0504A17UHSNAS | Federally-Regulated Consumer Product | Non-Weatherized, Non-Condensin | 1517 | 249 |  | 12/08/2023 | 50545 | 211806587 | 12/08/2023
Rheem Sales Company, Inc. | Weatherking | W801W1004A17UHNBAS | Federally-Regulated Consumer Product | Non-Weatherized, Non-Condensin | 1896 | 204 |  | 12/08/2023 | 99142 | 213351317 | 12/08/2023
Rheem Sales Company, Inc. | Weatherking | RGEAZR024AJT04UNA | Federally-Regulated Consumer Product | Weatherized Non-Condensing Gas | 1181 | 251 |  | 12/08/2023 | 40068 | 208676467 | 12/08/2023
Rheem Sales Company, Inc. | Weatherking | W802W1255A24DZSBAS | Federally-Regulated Consumer Product | Non-Weatherized, Non-Condensin | 2179 | 278 |  | 12/08/2023 | 86625 | 211806386 | 12/08/2023
Rheem Sales Company, Inc. | Weatherking | RGEAZR042AJT08UNA | Federally-Regulated Consumer Product | Weatherized Non-Condensing Gas | 1635 | 271 |  | 12/08/2023 | 80943 | 208676542 | 12/08/2023
Rheem Sales Company, Inc. | Weatherking | RGEXZS048AJV102 | Federally-Regulated Consumer Product | Weatherized Non-Condensing Gas | 1797 | 277 |  | 12/08/2023 | 70225 | 213352241 | 12/08/2023
Rheem Sales Company, Inc. | Weatherking | RGECZT060AJT12**C | Federally-Regulated Consumer Product | Weatherized Non-Condensing Gas | 2183 | 266 |  | 12/08/2023 | 83968 | 212604421 | 12/08/2023
Rheem Sales Company, Inc. | Weatherking | W802W0754A17DZSBAS | Federally-Regulated Consumer Product | Non-Weatherized, Non-Condensin | 1628 | 254 |  | 12/08/2023 | 52707 | 211774739 | 12/08/2023
Rheem Sales Company, Inc. | Weatherking | W951W0403A17UHUBAS | Federally-Regulated Consumer Product | Non-Weatherized, Condensing Ga | 1335 | 254 |  | 12/08/2023 | 42103 | 212921455 | 12/08/2023
Rheem Sales Company, Inc. | Weatherking | RGEAZR036AJT081NA | Federally-Regulated Consumer Product | Weatherized Non-Condensing Gas | 1387 | 260 |  | 12/08/2023 | 80632 | 208676427 | 12/08/2023
Rheem Sales Company, Inc. | Weatherking | RGEAZR036AJT08XNA | Federally-Regulated Consumer Product | Weatherized Non-Condensing Gas | 1387 | 260 |  | 12/08/2023 | 80632 | 208676532 | 12/08/2023
Rheem Sales Company, Inc. | Weatherking | W802W0503A14DZSBAS | Federally-Regulated Consumer Product | Non-Weatherized, Non-Condensin | 1250 | 237 |  | 12/08/2023 | 34844 | 211871336 | 12/08/2023
Rheem Sales Company, Inc. | Weatherking | RGEAZR042AJT101NA | Federally-Regulated Consumer Product | Weatherized Non-Condensing Gas | 1774 | 277 |  | 12/08/2023 | 100987 | 208676442 | 12/08/2023
Rheem Sales Company, Inc. | Weatherking | RGEAZR030AJT08XNA | Federally-Regulated Consumer Product | Weatherized Non-Condensing Gas | 1216 | 253 |  | 12/08/2023 | 80365 | 208676512 | 12/08/2023
Rheem Sales Company, Inc. | Weatherking | W951W1005A21UHUBAS | Federally-Regulated Consumer Product | Non-Weatherized, Condensing Ga | 2062 | 286 |  | 12/08/2023 | 94650 | 212921457 | 12/08/2023
Rheem Sales Company, Inc. | Weatherking | RGEAZR036AJT08UNA | Federally-Regulated Consumer Product | Weatherized Non-Condensing Gas | 1382 | 260 |  | 12/08/2023 | 80891 | 208676527 | 12/08/2023
Rheem Sales Company, Inc. | Weatherking | RGEAZR024AJT061NA | Federally-Regulated Consumer Product | Weatherized Non-Condensing Gas | 1270 | 255 |  | 12/08/2023 | 61123 | 208676397 | 12/08/2023
Rheem Sales Company, Inc. | Weatherking | W801T1004A17UHNNAS | Federally-Regulated Consumer Product | Non-Weatherized, Non-Condensin | 1448 | 212 |  | 12/08/2023 | 98573 | 213351313 | 12/08/2023
Rheem Sales Company, Inc. | Weatherking | W801T1004A17UHSNAS | Federally-Regulated Consumer Product | Non-Weatherized, Non-Condensin | 1448 | 212 |  | 12/08/2023 | 98573 | 213351312 | 12/08/2023
Rheem Sales Company, Inc. | Weatherking | W801W0504A17UHUBAS | Federally-Regulated Consumer Product | Non-Weatherized, Condensing Ga | 1376 | 243 |  | 12/08/2023 | 50203 | 212921628 | 12/08/2023
Rheem Sales Company, Inc. | Weatherking | W802W1005A21DZSBAS | Federally-Regulated Consumer Product | Non-Weatherized, Non-Condensin | 2120 | 275 |  | 12/08/2023 | 69817 | 211871340 | 12/08/2023
Rheem Sales Company, Inc. | Weatherking | RGEAZR048AJT081NA | Federally-Regulated Consumer Product | Weatherized Non-Condensing Gas | 1847 | 280 |  | 12/08/2023 | 80515 | 208676447 | 12/08/2023
Rheem Sales Company, Inc. | Weatherking | RGEXZS048AJV08T | Federally-Regulated Consumer Product | Weatherized Non-Condensing Gas | 1734 | 168 |  | 12/08/2023 | 57017 | 213352236 | 12/08/2023
Rheem Sales Company, Inc. | Weatherking | RGEAZR048AJT08UNA | Federally-Regulated Consumer Product | Weatherized Non-Condensing Gas | 2026 | 288 |  | 12/08/2023 | 80023 | 208676557 | 12/08/2023
Rheem Sales Company, Inc. | Weatherking | RGEXZS048AJV082 | Federally-Regulated Consumer Product | Weatherized Non-Condensing Gas | 1734 | 168 |  | 12/08/2023 | 57017 | 213352231 | 12/08/2023
Rheem Sales Company, Inc. | Weatherking | RGEAZR030AJT06UNA | Federally-Regulated Consumer Product | Weatherized Non-Condensing Gas | 1125 | 248 |  | 12/08/2023 | 60094 | 208676502 | 12/08/2023
Rheem Sales Company, Inc. | Weatherking | RGEAZR060AJT10UNA | Federally-Regulated Consumer Product | Weatherized Non-Condensing Gas | 1911 | 283 |  | 12/08/2023 | 99261 | 208676582 | 12/08/2023
Rheem Sales Company, Inc. | Weatherking | RGEAZR024AJT041NA | Federally-Regulated Consumer Product | Weatherized Non-Condensing Gas | 1205 | 252 |  | 12/08/2023 | 40798 | 208676392 | 12/08/2023
Rheem Sales Company, Inc. | Weatherking | RGEAZS024AJV061CA | Federally-Regulated Consumer Product | Weatherized Non-Condensing Gas | 1089 | 247 |  | 12/08/2023 | 60430 | 212675818 | 12/08/2023
Rheem Sales Company, Inc. | Weatherking | RGEAZR036AJT061NA | Federally-Regulated Consumer Product | Weatherized Non-Condensing Gas | 1259 | 254 |  | 12/08/2023 | 58986 | 208676422 | 12/08/2023
Rheem Sales Company, Inc. | Weatherking | RGEAZR042AJT08XNA | Federally-Regulated Consumer Product | Weatherized Non-Condensing Gas | 1820 | 279 |  | 12/08/2023 | 81578 | 208676547 | 12/08/2023
Rheem Sales Company, Inc. | Weatherking | RGEAZR036AJT06UNA | Federally-Regulated Consumer Product | Weatherized Non-Condensing Gas | 1434 | 262 |  | 12/08/2023 | 60723 | 208676517 | 12/08/2023
Rheem Sales Company, Inc. | Weatherking | W801W0504A17UHSBAS | Federally-Regulated Consumer Product | Non-Weatherized, Non-Condensin | 1682 | 256 |  | 12/08/2023 | 50501 | 211774710 | 12/08/2023
Rheem Sales Company, Inc. | Weatherking | RGEAZR030AJT04XNA | Federally-Regulated Consumer Product | Weatherized Non-Condensing Gas | 1342 | 258 |  | 12/08/2023 | 39842 | 208676497 | 12/08/2023
Rheem Sales Company, Inc. | Weatherking | RGEAZR042AJT10XNA | Federally-Regulated Consumer Product | Weatherized Non-Condensing Gas | 1774 | 277 |  | 12/08/2023 | 100987 | 208676552 | 12/08/2023
Rheem Sales Company, Inc. | Weatherking | RGEAZR030AJT061NA | Federally-Regulated Consumer Product | Weatherized Non-Condensing Gas | 1342 | 258 |  | 12/08/2023 | 61240 | 208676412 | 12/08/2023
Rheem Sales Company, Inc. | Weatherking | W921W0705A21M4 | Federally-Regulated Consumer Product | Non-Weatherized, Condensing Ga | 1835 | 248 |  | 12/08/2023 | 69808 | 208770570 | 12/08/2023
Rheem Sales Company, Inc. | Weatherking | W951W0603A17UHUBAS | Federally-Regulated Consumer Product | Non-Weatherized, Condensing Ga | 1246 | 250 |  | 12/08/2023 | 56140 | 212921456 | 12/08/2023
Rheem Sales Company, Inc. | Weatherking | RGEAZR036AJT10XNA | Federally-Regulated Consumer Product | Weatherized Non-Condensing Gas | 1380 | 260 |  | 12/08/2023 | 100130 | 208676537 | 12/08/2023
Rheem Sales Company, Inc. | Weatherking | RGEAZR060AJT101NA | Federally-Regulated Consumer Product | Weatherized Non-Condensing Gas | 2131 | 293 |  | 12/08/2023 | 101980 | 208676462 | 12/08/2023
Rheem Sales Company, Inc. | Weatherking | W801W1505A24UHNBAS | Federally-Regulated Consumer Product | Non-Weatherized, Non-Condensin | 2440 | 249 |  | 12/08/2023 | 150642 | 213351319 | 12/08/2023
Rheem Sales Company, Inc. | Weatherking | W801W1004A17UHSBAS | Federally-Regulated Consumer Product | Non-Weatherized, Non-Condensin | 1896 | 204 |  | 12/08/2023 | 99142 | 213351316 | 12/08/2023
Rheem Sales Company, Inc. | Weatherking | RGEAZR048AJT10UNA | Federally-Regulated Consumer Product | Weatherized Non-Condensing Gas | 1832 | 280 |  | 12/08/2023 | 100370 | 208676567 | 12/08/2023
Rheem Sales Company, Inc. | Weatherking | RGEAZR048AJT08XNA | Federally-Regulated Consumer Product | Weatherized Non-Condensing Gas | 1847 | 280 |  | 12/08/2023 | 80515 | 208676562 | 12/08/2023
Rheem Sales Company, Inc. | Weatherking | RGEAZR024AJT06UNA | Federally-Regulated Consumer Product | Weatherized Non-Condensing Gas | 1236 | 253 |  | 12/08/2023 | 61566 | 208676477 | 12/08/2023
Rheem Sales Company, Inc. | Weatherking | W802W0503A14DZNBAS | Federally-Regulated Consumer Product | Non-Weatherized, Non-Condensin | 1250 | 237 |  | 12/08/2023 | 34844 | 211871335 | 12/08/2023
Rheem Sales Company, Inc. | Weatherking | RGECZT036AJT10**C | Federally-Regulated Consumer Product | Weatherized Non-Condensing Gas | 1576 | 218 |  | 12/08/2023 | 100764 | 212604397 | 12/08/2023
Rheem Sales Company, Inc. | Weatherking | W801T1505A24UHNNAS | Federally-Regulated Consumer Product | Non-Weatherized, Non-Condensin | 1910 | 233 |  | 12/08/2023 | 150068 | 213351315 | 12/08/2023
Rheem Sales Company, Inc. | Weatherking | RGEAZR030AJT06XNA | Federally-Regulated Consumer Product | Weatherized Non-Condensing Gas | 1342 | 258 |  | 12/08/2023 | 61240 | 208676507 | 12/08/2023
Rheem Sales Company, Inc. | Weatherking | RGECZT048AJT12**C | Federally-Regulated Consumer Product | Weatherized Non-Condensing Gas | 1902 | 259 |  | 12/08/2023 | 84032 | 212604409 | 12/08/2023
Rheem Sales Company, Inc. | Weatherking | W801W1005A21UH | Federally-Regulated Consumer Product | Non-Weatherized, Non-Condensin | 2027 | 188 |  | 12/08/2023 | 100725 | 208770565 | 12/08/2023
Rheem Sales Company, Inc. | Weatherking | RGEAZR036AJT06XNA | Federally-Regulated Consumer Product | Weatherized Non-Condensing Gas | 1259 | 254 |  | 12/08/2023 | 58986 | 208676522 | 12/08/2023
Rheem Sales Company, Inc. | Weatherking | RGEAZR060AJT10XNA | Federally-Regulated Consumer Product | Weatherized Non-Condensing Gas | 2131 | 293 |  | 12/08/2023 | 101980 | 208676587 | 12/08/2023
Rheem Sales Company, Inc. | Weatherking | RGEAZR030AJT041NA | Federally-Regulated Consumer Product | Weatherized Non-Condensing Gas | 1342 | 258 |  | 12/08/2023 | 39842 | 208676407 | 12/08/2023
Rheem Sales Company, Inc. | Weatherking | W801W0503A14UH | Federally-Regulated Consumer Product | Non-Weatherized, Non-Condensin | 1308 | 184 |  | 12/08/2023 | 50472 | 208770562 | 12/08/2023
Rheem Sales Company, Inc. | Weatherking | W802W0504A17UHNBAS | Federally-Regulated Consumer Product | Non-Weatherized, Non-Condensin | 1712 | 257 |  | 12/08/2023 | 34534 | 211871337 | 12/08/2023
Rheem Sales Company, Inc. | Weatherking | W802W1255A24DZNBAS | Federally-Regulated Consumer Product | Non-Weatherized, Non-Condensin | 2179 | 278 |  | 12/08/2023 | 86625 | 211806385 | 12/08/2023
Rheem Sales Company, Inc. | Weatherking | RGEAZR042AJT081NA | Federally-Regulated Consumer Product | Weatherized Non-Condensing Gas | 1820 | 279 |  | 12/08/2023 | 81578 | 208676437 | 12/08/2023
Rheem Sales Company, Inc. | Weatherking | RGECZT036AJT07**C | Federally-Regulated Consumer Product | Weatherized Non-Condensing Gas | 1475 | 165 |  | 12/08/2023 | 53157 | 212604391 | 12/08/2023
Rheem Sales Company, Inc. | Weatherking | RGEAZR048AJT101NA | Federally-Regulated Consumer Product | Weatherized Non-Condensing Gas | 2001 | 287 |  | 12/08/2023 | 101705 | 208676452 | 12/08/2023
Rheem Sales Company, Inc. | Weatherking | RGEAZS024AJV06XCA | Federally-Regulated Consumer Product | Weatherized Non-Condensing Gas | 1089 | 247 |  | 12/08/2023 | 60430 | 212675822 | 12/08/2023
Rheem Sales Company, Inc. | Weatherking | RGEAZR060AJT081NA | Federally-Regulated Consumer Product | Weatherized Non-Condensing Gas | 2041 | 289 |  | 12/08/2023 | 79422 | 208676457 | 12/08/2023
Rheem Sales Company, Inc. | Weatherking | RGEAZR048AJT10XNA | Federally-Regulated Consumer Product | Weatherized Non-Condensing Gas | 2001 | 287 |  | 12/08/2023 | 101705 | 208676572 | 12/08/2023
Rheem Sales Company, Inc. | Weatherking | W801W1005A21UHUBAS | Federally-Regulated Consumer Product | Non-Weatherized, Condensing Ga | 1966 | 269 |  | 12/08/2023 | 97612 | 212921630 | 12/08/2023
Rheem Sales Company, Inc. | Weatherking | RGEAZR060AJT08XNA | Federally-Regulated Consumer Product | Weatherized Non-Condensing Gas | 2041 | 289 |  | 12/08/2023 | 79422 | 208676577 | 12/08/2023
Rheem Sales Company, Inc. | Weatherking | RGEAZR030AJT04UNA | Federally-Regulated Consumer Product | Weatherized Non-Condensing Gas | 1189 | 251 |  | 12/08/2023 | 39887 | 208676492 | 12/08/2023
Rheem Sales Company, Inc. | Weatherking | W801W1505A24UHSBAS | Federally-Regulated Consumer Product | Non-Weatherized, Non-Condensin | 2440 | 249 |  | 12/08/2023 | 150642 | 213351318 | 12/08/2023
Rheem Sales Company, Inc. | Weatherking | W801T1505A24UHSNAS | Federally-Regulated Consumer Product | Non-Weatherized, Non-Condensin | 1910 | 233 |  | 12/08/2023 | 150068 | 213351314 | 12/08/2023
Rheem Sales Company, Inc. | Weatherking | W801T0504A17UHNNAS | Federally-Regulated Consumer Product | Non-Weatherized, Non-Condensin | 1517 | 249 |  | 12/08/2023 | 50545 | 211806583 | 12/08/2023
Rheem Sales Company, Inc. | Weatherking | RGEAZR024AJT08XNA | Federally-Regulated Consumer Product | Weatherized Non-Condensing Gas | 1202 | 252 |  | 12/08/2023 | 79659 | 208676487 | 12/08/2023
Rheem Sales Company, Inc. | Weatherking | RGEAZR030AJT081NA | Federally-Regulated Consumer Product | Weatherized Non-Condensing Gas | 1216 | 253 |  | 12/08/2023 | 80365 | 208676417 | 12/08/2023
Rheem Sales Company, Inc. | Weatherking | W801W0704A17UHUBAS | Federally-Regulated Consumer Product | Non-Weatherized, Condensing Ga | 1723 | 258 |  | 12/08/2023 | 70568 | 212921629 | 12/08/2023
Rheem Sales Company, Inc. | Weatherking | W802W0504A17UHSBAS | Federally-Regulated Consumer Product | Non-Weatherized, Non-Condensin | 1712 | 257 |  | 12/08/2023 | 34534 | 211871338 | 12/08/2023
Rheem Sales Company, Inc. | Weatherking | RGEAZR036AJT101NA | Federally-Regulated Consumer Product | Weatherized Non-Condensing Gas | 1380 | 260 |  | 12/08/2023 | 100130 | 208676432 | 12/08/2023
Rheem Sales Company, Inc. | Weatherking | RGEAZR024AJT081NA | Federally-Regulated Consumer Product | Weatherized Non-Condensing Gas | 1202 | 252 |  | 12/08/2023 | 79659 | 208676402 | 12/08/2023
Rheem Sales Company, Inc. | Weatherking | W802W1005A21DZNBAS | Federally-Regulated Consumer Product | Non-Weatherized, Non-Condensin | 2120 | 275 |  | 12/08/2023 | 69817 | 211871339 | 12/08/2023
Rheem Sales Company, Inc. | Weatherking | W802W0755A21DZSBAS | Federally-Regulated Consumer Product | Non-Weatherized, Non-Condensin | 2041 | 272 |  | 12/08/2023 | 52592 | 211774741 | 12/08/2023
Rheem Sales Company, Inc. | Weatherking | W801W0754A17UH | Federally-Regulated Consumer Product | Non-Weatherized, Non-Condensin | 1830 | 223 |  | 12/08/2023 | 75693 | 208770563 | 12/08/2023
Rheem Sales Company, Inc. | Weatherking | RGEXZS060AJV082 | Federally-Regulated Consumer Product | Weatherized Non-Condensing Gas | 1950 | 177 |  | 12/08/2023 | 56366 | 213352268 | 12/08/2023
Rheem Sales Company, Inc. | Weatherking | W801T0704A17UHU | Federally-Regulated Consumer Product | Non-Weatherized, Non-Condensin | 1823 | 262 |  | 12/08/2023 | 70109 | 208430294 | 12/08/2023
Rheem Sales Company, Inc. | Weatherking | W802W0754A17DZNBAS | Federally-Regulated Consumer Product | Non-Weatherized, Non-Condensin | 1628 | 254 |  | 12/08/2023 | 52707 | 211774738 | 12/08/2023
Rheem Sales Company, Inc. | Weatherking | RGECZT048AJT07**C | Federally-Regulated Consumer Product | Weatherized Non-Condensing Gas | 1873 | 167 |  | 12/08/2023 | 52596 | 212604403 | 12/08/2023
Rheem Sales Company, Inc. | Weatherking | W802W0755A21DZNBAS | Federally-Regulated Consumer Product | Non-Weatherized, Non-Condensin | 2041 | 272 |  | 12/08/2023 | 52592 | 211774740 | 12/08/2023
Rheem Sales Company, Inc. | Weatherking | RGEAZR024AJT06XNA | Federally-Regulated Consumer Product | Weatherized Non-Condensing Gas | 1270 | 255 |  | 12/08/2023 | 61123 | 208676482 | 12/08/2023
Rheem Sales Company, Inc. | Weatherking | W801W1255A24UH | Federally-Regulated Consumer Product | Non-Weatherized, Non-Condensin | 2076 | 258 |  | 12/08/2023 | 124802 | 208770566 | 12/08/2023
Rheem Sales Company, Inc. | Weatherking | RGEAZR024AJT04XNA | Federally-Regulated Consumer Product | Weatherized Non-Condensing Gas | 1205 | 252 |  | 12/08/2023 | 40798 | 208676472 | 12/08/2023
Rheem Sales Company, Inc. | Weatherking | W962W0603A17M4S | Federally-Regulated Consumer Product | Non-Weatherized, Condensing Ga | 1372 | 255 |  | 12/08/2023 | 37932 | 208243376 | 12/08/2023
Rheem Sales Company, Inc. | Weatherking | W801W0504A17UHNBAS | Federally-Regulated Consumer Product | Non-Weatherized, Non-Condensin | 1682 | 256 |  | 12/08/2023 | 50501 | 211774709 | 12/08/2023
Rheem Sales Company, Inc. | Weatherking | RGECZT060AJT07**C | Federally-Regulated Consumer Product | Weatherized Non-Condensing Gas | 2336 | 182 |  | 12/08/2023 | 52310 | 212604415 | 12/08/2023
Rheem Sales Company, Inc. | Sure | S802V0755A21UHN | Federally-Regulated Consumer Product | Non-Weatherized, Non-Condensin | 1718 | 258 |  | 12/08/2023 | 52500 | 208243311 | 12/08/2023
Rheem Sales Company, Inc. | Sure | S921V1005A21M4 | Federally-Regulated Consumer Product | Non-Weatherized, Condensing Ga | 2153 | 271 |  | 12/08/2023 | 98911 | 208676298 | 12/08/2023
Rheem Sales Company, Inc. | Sure | S802V0755A21UHS | Federally-Regulated Consumer Product | Non-Weatherized, Non-Condensin | 1718 | 258 |  | 12/08/2023 | 52500 | 208243300 | 12/08/2023
Rheem Sales Company, Inc. | Sure | S802VA075421ZSB | Federally-Regulated Consumer Product | Non-Weatherized, Non-Condensin | 2017 | 271 |  | 12/08/2023 | 52471 | 8087210 | 12/08/2023
Rheem Sales Company, Inc. | Sure | S921V1155A24M4 | Federally-Regulated Consumer Product | Non-Weatherized, Condensing Ga | 2137 | 231 |  | 12/08/2023 | 111605 | 208676299 | 12/08/2023
Rheem Sales Company, Inc. | Sure | S801T1505A24UHSNAS | Federally-Regulated Consumer Product | Non-Weatherized, Non-Condensin | 1910 | 233 |  | 12/08/2023 | 150068 | 213351300 | 12/08/2023
Rheem Sales Company, Inc. | Sure | S801V1004A17UHSBAP | Federally-Regulated Consumer Product | Non-Weatherized, Non-Condensin | 1896 | 204 |  | 12/08/2023 | 99142 | 213351304 | 12/08/2023
Rheem Sales Company, Inc. | Sure | S951V1005A21M4 | Federally-Regulated Consumer Product | Non-Weatherized, Condensing Ga | 2153 | 271 |  | 12/08/2023 | 98911 | 208676330 | 12/08/2023
Rheem Sales Company, Inc. | Sure | S951V0855A21M4 | Federally-Regulated Consumer Product | Non-Weatherized, Condensing Ga | 1851 | 246 |  | 12/08/2023 | 84247 | 208676329 | 12/08/2023
Rheem Sales Company, Inc. | Sure | S801T1005A21DZN | Federally-Regulated Consumer Product | Non-Weatherized, Non-Condensin | 1895 | 265 |  | 12/08/2023 | 100302 | 208242419 | 12/08/2023
Rheem Sales Company, Inc. | Sure | S801T1005A21UHS | Federally-Regulated Consumer Product | Non-Weatherized, Non-Condensin | 1812 | 262 |  | 12/08/2023 | 99863 | 208242401 | 12/08/2023
Rheem Sales Company, Inc. | Sure | S802VA125524MXA | Federally-Regulated Consumer Product | Non-Weatherized, Non-Condensin | 2073 | 273 |  | 12/08/2023 | 87500 | 7979996 | 12/08/2023
Rheem Sales Company, Inc. | Sure | S801T1255A24DZN | Federally-Regulated Consumer Product | Non-Weatherized, Non-Condensin | 1835 | 263 |  | 12/08/2023 | 124389 | 208242420 | 12/08/2023
Rheem Sales Company, Inc. | Sure | S921V0855A21M4 | Federally-Regulated Consumer Product | Non-Weatherized, Condensing Ga | 1851 | 246 |  | 12/08/2023 | 84247 | 208676297 | 12/08/2023
Rheem Sales Company, Inc. | Sure | S921V0703A17M4 | Federally-Regulated Consumer Product | Non-Weatherized, Condensing Ga | 1166 | 246 |  | 12/08/2023 | 70001 | 208676295 | 12/08/2023
Rheem Sales Company, Inc. | Sure | S802V1505A24UHN | Federally-Regulated Consumer Product | Non-Weatherized, Non-Condensin | 2092 | 274 |  | 12/08/2023 | 104565 | 208243583 | 12/08/2023
Rheem Sales Company, Inc. | Sure | S802V1004A17UHS | Federally-Regulated Consumer Product | Non-Weatherized, Non-Condensin | 1730 | 258 |  | 12/08/2023 | 70020 | 208243302 | 12/08/2023
Rheem Sales Company, Inc. | Sure | S801TA070417MUA | Federally-Regulated Consumer Product | Non-Weatherized, Non-Condensin | 1823 | 262 |  | 12/08/2023 | 70109 | 204501685 | 12/08/2023
Rheem Sales Company, Inc. | Sure | S801V1004A17UHNBAP | Federally-Regulated Consumer Product | Non-Weatherized, Non-Condensin | 1896 | 204 |  | 12/08/2023 | 99142 | 213351306 | 12/08/2023
Rheem Sales Company, Inc. | Sure | S921T0603A17M4 | Federally-Regulated Consumer Product | Non-Weatherized, Condensing Ga | 1156 | 246 |  | 12/08/2023 | 55624 | 208663455 | 12/08/2023
Rheem Sales Company, Inc. | Sure | S802V1005A21UHN | Federally-Regulated Consumer Product | Non-Weatherized, Non-Condensin | 1905 | 266 |  | 12/08/2023 | 70000 | 208243315 | 12/08/2023
Rheem Sales Company, Inc. | Sure | S97MV0855A21DHS | Federally-Regulated Consumer Product | Non-Weatherized, Condensing Ga | 2138 | 289 |  | 12/08/2023 | 33549 | 208157043 | 12/08/2023
Rheem Sales Company, Inc. | Sure | S921T0855A21M4 | Federally-Regulated Consumer Product | Non-Weatherized, Condensing Ga | 1929 | 280 |  | 12/08/2023 | 84515 | 208663458 | 12/08/2023
Rheem Sales Company, Inc. | Sure | S962V0703A17M4S | Federally-Regulated Consumer Product | Non-Weatherized, Condensing Ga | 1290 | 252 |  | 12/08/2023 | 48940 | 208243321 | 12/08/2023
Rheem Sales Company, Inc. | Sure | S921T1005A21M4 | Federally-Regulated Consumer Product | Non-Weatherized, Condensing Ga | 2066 | 286 |  | 12/08/2023 | 98023 | 208663459 | 12/08/2023
Rheem Sales Company, Inc. | Sure | S801T0753A17DZS | Federally-Regulated Consumer Product | Non-Weatherized, Non-Condensin | 1253 | 237 |  | 12/08/2023 | 74903 | 208429533 | 12/08/2023
Rheem Sales Company, Inc. | Sure | RGEA14030AJT04UAA | Federally-Regulated Consumer Product | Weatherized Non-Condensing Gas | 1189 | 251 |  | 12/08/2023 | 39887 | 205965542 | 12/08/2023
Rheem Sales Company, Inc. | Sure | S802VA075317MXA | Federally-Regulated Consumer Product | Non-Weatherized, Non-Condensin | 1458 | 246 |  | 12/08/2023 | 52564 | 7979959 | 12/08/2023
Rheem Sales Company, Inc. | Sure | S802V0503A14UHS | Federally-Regulated Consumer Product | Non-Weatherized, Non-Condensin | 1318 | 240 |  | 12/08/2023 | 35484 | 208243297 | 12/08/2023
Rheem Sales Company, Inc. | Sure | RGEA14030AJT081AC | Federally-Regulated Consumer Product | Weatherized Non-Condensing Gas | 1147 | 249 |  | 12/08/2023 | 79965 | 206606603 | 12/08/2023
Rheem Sales Company, Inc. | Sure | S801T1005A21UHU | Federally-Regulated Consumer Product | Non-Weatherized, Non-Condensin | 2096 | 274 |  | 12/08/2023 | 100583 | 208430284 | 12/08/2023
Rheem Sales Company, Inc. | Sure | S97MV0703A17DHS | Federally-Regulated Consumer Product | Non-Weatherized, Condensing Ga | 1282 | 251 |  | 12/08/2023 | 28494 | 208157042 | 12/08/2023
Rheem Sales Company, Inc. | Sure | S801T0503A14UHS | Federally-Regulated Consumer Product | Non-Weatherized, Non-Condensin | 1388 | 243 |  | 12/08/2023 | 49660 | 208242398 | 12/08/2023
Rheem Sales Company, Inc. | Sure | S921T1155A24M4 | Federally-Regulated Consumer Product | Non-Weatherized, Condensing Ga | 2041 | 285 |  | 12/08/2023 | 111488 | 208663460 | 12/08/2023
Rheem Sales Company, Inc. | Sure | S802VA125524ZSB | Federally-Regulated Consumer Product | Non-Weatherized, Non-Condensin | 2322 | 284 |  | 12/08/2023 | 87684 | 8087230 | 12/08/2023
Rheem Sales Company, Inc. | Sure | RGEXZS060AJV10T | Federally-Regulated Consumer Product | Weatherized Non-Condensing Gas | 2129 | 188 |  | 12/08/2023 | 70580 | 213352255 | 12/08/2023
Rheem Sales Company, Inc. | Sure | S951T1005A21M4 | Federally-Regulated Consumer Product | Non-Weatherized, Condensing Ga | 2066 | 286 |  | 12/08/2023 | 98023 | 208663426 | 12/08/2023
Rheem Sales Company, Inc. | Sure | S801T0754A21UHN | Federally-Regulated Consumer Product | Non-Weatherized, Non-Condensin | 1634 | 254 |  | 12/08/2023 | 75736 | 208242405 | 12/08/2023
Rheem Sales Company, Inc. | Sure | S802VA075421MXA | Federally-Regulated Consumer Product | Non-Weatherized, Non-Condensin | 1718 | 258 |  | 12/08/2023 | 52500 | 7979974 | 12/08/2023
Rheem Sales Company, Inc. | Sure | S802V1005A21UHS | Federally-Regulated Consumer Product | Non-Weatherized, Non-Condensin | 1905 | 266 |  | 12/08/2023 | 70000 | 208243304 | 12/08/2023
Rheem Sales Company, Inc. | Sure | S951T0603A17M4 | Federally-Regulated Consumer Product | Non-Weatherized, Condensing Ga | 1156 | 246 |  | 12/08/2023 | 55624 | 208663422 | 12/08/2023
Rheem Sales Company, Inc. | Sure | S921T0403A17M4 | Federally-Regulated Consumer Product | Non-Weatherized, Condensing Ga | 1107 | 244 |  | 12/08/2023 | 41877 | 208663454 | 12/08/2023
Rheem Sales Company, Inc. | Sure | S802V0754A17UHN | Federally-Regulated Consumer Product | Non-Weatherized, Non-Condensin | 1458 | 246 |  | 12/08/2023 | 52564 | 208243309 | 12/08/2023
Rheem Sales Company, Inc. | Sure | S802VA125524ZXB | Federally-Regulated Consumer Product | Non-Weatherized, Non-Condensin | 2322 | 284 |  | 12/08/2023 | 87684 | 8087235 | 12/08/2023
Rheem Sales Company, Inc. | Sure | S802V1004A17UHN | Federally-Regulated Consumer Product | Non-Weatherized, Non-Condensin | 1730 | 258 |  | 12/08/2023 | 70020 | 208243313 | 12/08/2023
Rheem Sales Company, Inc. | Sure | S801T0755A21DZS | Federally-Regulated Consumer Product | Non-Weatherized, Non-Condensin | 1883 | 265 |  | 12/08/2023 | 75029 | 208242412 | 12/08/2023
Rheem Sales Company, Inc. | Sure | S802V0503A14UHN | Federally-Regulated Consumer Product | Non-Weatherized, Non-Condensin | 1318 | 240 |  | 12/08/2023 | 35484 | 208243307 | 12/08/2023
Rheem Sales Company, Inc. | Sure | S801T1505A24UHNNAS | Federally-Regulated Consumer Product | Non-Weatherized, Non-Condensin | 1910 | 233 |  | 12/08/2023 | 150068 | 213351302 | 12/08/2023
Rheem Sales Company, Inc. | Sure | S802VA075317ZSB | Federally-Regulated Consumer Product | Non-Weatherized, Non-Condensin | 1324 | 240 |  | 12/08/2023 | 52495 | 8087198 | 12/08/2023
Rheem Sales Company, Inc. | Sure | S951T0855A21M4 | Federally-Regulated Consumer Product | Non-Weatherized, Condensing Ga | 1929 | 280 |  | 12/08/2023 | 84515 | 208663425 | 12/08/2023
Rheem Sales Company, Inc. | Sure | S801T0504A17UHU | Federally-Regulated Consumer Product | Non-Weatherized, Non-Condensin | 1502 | 248 |  | 12/08/2023 | 50342 | 208430280 | 12/08/2023
Rheem Sales Company, Inc. | Sure | S801T0753A17DZN | Federally-Regulated Consumer Product | Non-Weatherized, Non-Condensin | 1253 | 237 |  | 12/08/2023 | 74903 | 208429534 | 12/08/2023
Rheem Sales Company, Inc. | Sure | S951V0603A17M4 | Federally-Regulated Consumer Product | Non-Weatherized, Condensing Ga | 1356 | 249 |  | 12/08/2023 | 56054 | 208676326 | 12/08/2023
Rheem Sales Company, Inc. | Sure | S801T0703A17UHU | Federally-Regulated Consumer Product | Non-Weatherized, Non-Condensin | 1189 | 234 |  | 12/08/2023 | 70542 | 208430281 | 12/08/2023
Rheem Sales Company, Inc. | Sure | S801T1005A21UHN | Federally-Regulated Consumer Product | Non-Weatherized, Non-Condensin | 1812 | 262 |  | 12/08/2023 | 99863 | 208242406 | 12/08/2023
Rheem Sales Company, Inc. | Sure | S801T1004A21UHU | Federally-Regulated Consumer Product | Non-Weatherized, Non-Condensin | 1861 | 264 |  | 12/08/2023 | 98348 | 208430283 | 12/08/2023
Rheem Sales Company, Inc. | Sure | RGEA14042AJT101AC | Federally-Regulated Consumer Product | Weatherized Non-Condensing Gas | 1494 | 265 |  | 12/08/2023 | 99609 | 206606648 | 12/08/2023
Rheem Sales Company, Inc. | Sure | S962V1005A21M4S | Federally-Regulated Consumer Product | Non-Weatherized, Condensing Ga | 1858 | 277 |  | 12/08/2023 | 68679 | 208243326 | 12/08/2023
Rheem Sales Company, Inc. | Sure | S802VA050317MXA | Federally-Regulated Consumer Product | Non-Weatherized, Non-Condensin | 1318 | 240 |  | 12/08/2023 | 35484 | 7979944 | 12/08/2023
Rheem Sales Company, Inc. | Sure | S801T1005A21DZS | Federally-Regulated Consumer Product | Non-Weatherized, Non-Condensin | 1895 | 265 |  | 12/08/2023 | 100302 | 208242413 | 12/08/2023
Rheem Sales Company, Inc. | Sure | S951T0703A17M4 | Federally-Regulated Consumer Product | Non-Weatherized, Condensing Ga | 1362 | 255 |  | 12/08/2023 | 69960 | 208663423 | 12/08/2023
Rheem Sales Company, Inc. | Sure | S97MV0603A17DHS | Federally-Regulated Consumer Product | Non-Weatherized, Condensing Ga | 1327 | 253 |  | 12/08/2023 | 22218 | 208157041 | 12/08/2023
Rheem Sales Company, Inc. | Sure | S951V0403A17M4 | Federally-Regulated Consumer Product | Non-Weatherized, Condensing Ga | 1292 | 228 |  | 12/08/2023 | 42494 | 208676325 | 12/08/2023
Rheem Sales Company, Inc. | Sure | S801T0503A17UHU | Federally-Regulated Consumer Product | Non-Weatherized, Non-Condensin | 1165 | 233 |  | 12/08/2023 | 49157 | 208430279 | 12/08/2023
Rheem Sales Company, Inc. | Sure | S801T0754A17UHN | Federally-Regulated Consumer Product | Non-Weatherized, Non-Condensin | 1496 | 248 |  | 12/08/2023 | 75177 | 208242404 | 12/08/2023
Rheem Sales Company, Inc. | Sure | S951T1155A24M4 | Federally-Regulated Consumer Product | Non-Weatherized, Condensing Ga | 2041 | 285 |  | 12/08/2023 | 111488 | 208663353 | 12/08/2023
Rheem Sales Company, Inc. | Sure | S801T0755A21DZN | Federally-Regulated Consumer Product | Non-Weatherized, Non-Condensin | 1883 | 265 |  | 12/08/2023 | 75029 | 208242417 | 12/08/2023
Rheem Sales Company, Inc. | Sure | S962V0855A21M4S | Federally-Regulated Consumer Product | Non-Weatherized, Condensing Ga | 1947 | 281 |  | 12/08/2023 | 58053 | 208243324 | 12/08/2023
Rheem Sales Company, Inc. | Sure | S802V1505A24UHS | Federally-Regulated Consumer Product | Non-Weatherized, Non-Condensin | 2092 | 274 |  | 12/08/2023 | 104565 | 208243581 | 12/08/2023
Rheem Sales Company, Inc. | Sure | S951V1155A24M4 | Federally-Regulated Consumer Product | Non-Weatherized, Condensing Ga | 2137 | 231 |  | 12/08/2023 | 111605 | 208676273 | 12/08/2023
Rheem Sales Company, Inc. | Sure | RGEXZS060AJV102 | Federally-Regulated Consumer Product | Weatherized Non-Condensing Gas | 2129 | 188 |  | 12/08/2023 | 70580 | 213352252 | 12/08/2023
Rheem Sales Company, Inc. | Sure | S801TA050317MUA | Federally-Regulated Consumer Product | Non-Weatherized, Non-Condensin | 1165 | 233 |  | 12/08/2023 | 49157 | 202132849 | 12/08/2023
Rheem Sales Company, Inc. | Sure | S801T0503A14DZN | Federally-Regulated Consumer Product | Non-Weatherized, Non-Condensin | 1223 | 236 |  | 12/08/2023 | 51119 | 208242415 | 12/08/2023
Rheem Sales Company, Inc. | Sure | S802VA075317ZXB | Federally-Regulated Consumer Product | Non-Weatherized, Non-Condensin | 1324 | 240 |  | 12/08/2023 | 52495 | 8087203 | 12/08/2023
Rheem Sales Company, Inc. | Sure | S801V1505A24UHSBAP | Federally-Regulated Consumer Product | Non-Weatherized, Non-Condensin | 2440 | 249 |  | 12/08/2023 | 150642 | 213351308 | 12/08/2023
Rheem Sales Company, Inc. | Sure | S802VA100521ZSB | Federally-Regulated Consumer Product | Non-Weatherized, Non-Condensin | 2291 | 283 |  | 12/08/2023 | 70210 | 8087220 | 12/08/2023
Rheem Sales Company, Inc. | Sure | RGEXZS060AJV082 | Federally-Regulated Consumer Product | Weatherized Non-Condensing Gas | 1950 | 177 |  | 12/08/2023 | 56366 | 213352267 | 12/08/2023
Rheem Sales Company, Inc. | Sure | S801T0754A17UHS | Federally-Regulated Consumer Product | Non-Weatherized, Non-Condensin | 1496 | 248 |  | 12/08/2023 | 75177 | 208242399 | 12/08/2023
Rheem Sales Company, Inc. | Sure | S802VA075421ZXB | Federally-Regulated Consumer Product | Non-Weatherized, Non-Condensin | 2017 | 271 |  | 12/08/2023 | 52471 | 8087215 | 12/08/2023
Rheem Sales Company, Inc. | Sure | S802VA100521MXA | Federally-Regulated Consumer Product | Non-Weatherized, Non-Condensin | 1905 | 266 |  | 12/08/2023 | 70000 | 7979985 | 12/08/2023
Rheem Sales Company, Inc. | Sure | S802V1255A24UHN | Federally-Regulated Consumer Product | Non-Weatherized, Non-Condensin | 2073 | 273 |  | 12/08/2023 | 87500 | 208243316 | 12/08/2023
Rheem Sales Company, Inc. | Sure | S801T0503A14DZS | Federally-Regulated Consumer Product | Non-Weatherized, Non-Condensin | 1223 | 236 |  | 12/08/2023 | 51119 | 208242408 | 12/08/2023
Rheem Sales Company, Inc. | Sure | S801T0503A14UHN | Federally-Regulated Consumer Product | Non-Weatherized, Non-Condensin | 1388 | 243 |  | 12/08/2023 | 49660 | 208242403 | 12/08/2023
Rheem Sales Company, Inc. | Sure | S951T0403A17M4 | Federally-Regulated Consumer Product | Non-Weatherized, Condensing Ga | 1107 | 244 |  | 12/08/2023 | 41877 | 208663421 | 12/08/2023
Rheem Sales Company, Inc. | Sure | S951V0703A17M4 | Federally-Regulated Consumer Product | Non-Weatherized, Condensing Ga | 1166 | 246 |  | 12/08/2023 | 70001 | 208676327 | 12/08/2023
Rheem Sales Company, Inc. | Sure | S921T0703A17M4 | Federally-Regulated Consumer Product | Non-Weatherized, Condensing Ga | 1362 | 255 |  | 12/08/2023 | 69960 | 208663456 | 12/08/2023
Rheem Sales Company, Inc. | Sure | S801T0754A21UHS | Federally-Regulated Consumer Product | Non-Weatherized, Non-Condensin | 1634 | 254 |  | 12/08/2023 | 75736 | 208242400 | 12/08/2023
Rheem Sales Company, Inc. | Sure | S802V0754A17UHS | Federally-Regulated Consumer Product | Non-Weatherized, Non-Condensin | 1458 | 246 |  | 12/08/2023 | 52564 | 208243298 | 12/08/2023
Rheem Sales Company, Inc. | Sure | S921V0603A17M4 | Federally-Regulated Consumer Product | Non-Weatherized, Condensing Ga | 1356 | 249 |  | 12/08/2023 | 56054 | 208676294 | 12/08/2023
Rheem Sales Company, Inc. | Sure | RGEXZS060AJV08T | Federally-Regulated Consumer Product | Weatherized Non-Condensing Gas | 1950 | 177 |  | 12/08/2023 | 56366 | 213352263 | 12/08/2023
Rheem Sales Company, Inc. | Sure | S921V0403A17M4 | Federally-Regulated Consumer Product | Non-Weatherized, Condensing Ga | 1292 | 228 |  | 12/08/2023 | 42494 | 208676293 | 12/08/2023
Rheem Sales Company, Inc. | Sure | S802V1255A24UHS | Federally-Regulated Consumer Product | Non-Weatherized, Non-Condensin | 2073 | 273 |  | 12/08/2023 | 87500 | 208243306 | 12/08/2023
Rheem Sales Company, Inc. | Sure | RGEA14048AJT101AB | Federally-Regulated Consumer Product | Weatherized Non-Condensing Gas | 1809 | 279 |  | 12/08/2023 | 99189 | 203404495 | 12/08/2023
Rheem Sales Company, Inc. | Sure | S801T1255A24DZS | Federally-Regulated Consumer Product | Non-Weatherized, Non-Condensin | 1835 | 263 |  | 12/08/2023 | 124389 | 208242414 | 12/08/2023
Rheem Sales Company, Inc. | Weatherking | W801W0755A21UH | Federally-Regulated Consumer Product | Non-Weatherized, Non-Condensin | 1813 | 235 |  | 12/08/2023 | 75573 | 208770564 | 12/08/2023
Rheem Sales Company, Inc. | Weatherking | W801T0504A17UHSNAS | Federally-Regulated Consumer Product | Non-Weatherized, Non-Condensin | 1517 | 249 |  | 12/08/2023 | 50545 | 211806587 | 12/08/2023
Rheem Sales Company, Inc. | Weatherking | W801W1004A17UHNBAS | Federally-Regulated Consumer Product | Non-Weatherized, Non-Condensin | 1896 | 204 |  | 12/08/2023 | 99142 | 213351317 | 12/08/2023
Rheem Sales Company, Inc. | Weatherking | RGEAZR024AJT04UNA | Federally-Regulated Consumer Product | Weatherized Non-Condensing Gas | 1181 | 251 |  | 12/08/2023 | 40068 | 208676467 | 12/08/2023
Rheem Sales Company, Inc. | Weatherking | W802W1255A24DZSBAS | Federally-Regulated Consumer Product | Non-Weatherized, Non-Condensin | 2179 | 278 |  | 12/08/2023 | 86625 | 211806386 | 12/08/2023
Rheem Sales Company, Inc. | Weatherking | RGEAZR042AJT08UNA | Federally-Regulated Consumer Product | Weatherized Non-Condensing Gas | 1635 | 271 |  | 12/08/2023 | 80943 | 208676542 | 12/08/2023
Rheem Sales Company, Inc. | Weatherking | RGEXZS048AJV102 | Federally-Regulated Consumer Product | Weatherized Non-Condensing Gas | 1797 | 277 |  | 12/08/2023 | 70225 | 213352241 | 12/08/2023
Rheem Sales Company, Inc. | Weatherking | RGECZT060AJT12**C | Federally-Regulated Consumer Product | Weatherized Non-Condensing Gas | 2183 | 266 |  | 12/08/2023 | 83968 | 212604421 | 12/08/2023
Rheem Sales Company, Inc. | Weatherking | W802W0754A17DZSBAS | Federally-Regulated Consumer Product | Non-Weatherized, Non-Condensin | 1628 | 254 |  | 12/08/2023 | 52707 | 211774739 | 12/08/2023
Rheem Sales Company, Inc. | Weatherking | W951W0403A17UHUBAS | Federally-Regulated Consumer Product | Non-Weatherized, Condensing Ga | 1335 | 254 |  | 12/08/2023 | 42103 | 212921455 | 12/08/2023
Rheem Sales Company, Inc. | Weatherking | RGEAZR036AJT081NA | Federally-Regulated Consumer Product | Weatherized Non-Condensing Gas | 1387 | 260 |  | 12/08/2023 | 80632 | 208676427 | 12/08/2023
Rheem Sales Company, Inc. | Weatherking | RGEAZR036AJT08XNA | Federally-Regulated Consumer Product | Weatherized Non-Condensing Gas | 1387 | 260 |  | 12/08/2023 | 80632 | 208676532 | 12/08/2023
Rheem Sales Company, Inc. | Weatherking | W802W0503A14DZSBAS | Federally-Regulated Consumer Product | Non-Weatherized, Non-Condensin | 1250 | 237 |  | 12/08/2023 | 34844 | 211871336 | 12/08/2023
Rheem Sales Company, Inc. | Weatherking | RGEAZR042AJT101NA | Federally-Regulated Consumer Product | Weatherized Non-Condensing Gas | 1774 | 277 |  | 12/08/2023 | 100987 | 208676442 | 12/08/2023
Rheem Sales Company, Inc. | Weatherking | RGEAZR030AJT08XNA | Federally-Regulated Consumer Product | Weatherized Non-Condensing Gas | 1216 | 253 |  | 12/08/2023 | 80365 | 208676512 | 12/08/2023
Rheem Sales Company, Inc. | Weatherking | W951W1005A21UHUBAS | Federally-Regulated Consumer Product | Non-Weatherized, Condensing Ga | 2062 | 286 |  | 12/08/2023 | 94650 | 212921457 | 12/08/2023
Rheem Sales Company, Inc. | Weatherking | RGEAZR036AJT08UNA | Federally-Regulated Consumer Product | Weatherized Non-Condensing Gas | 1382 | 260 |  | 12/08/2023 | 80891 | 208676527 | 12/08/2023
Rheem Sales Company, Inc. | Weatherking | RGEAZR024AJT061NA | Federally-Regulated Consumer Product | Weatherized Non-Condensing Gas | 1270 | 255 |  | 12/08/2023 | 61123 | 208676397 | 12/08/2023
Rheem Sales Company, Inc. | Weatherking | W801T1004A17UHNNAS | Federally-Regulated Consumer Product | Non-Weatherized, Non-Condensin | 1448 | 212 |  | 12/08/2023 | 98573 | 213351313 | 12/08/2023
Rheem Sales Company, Inc. | Weatherking | W801T1004A17UHSNAS | Federally-Regulated Consumer Product | Non-Weatherized, Non-Condensin | 1448 | 212 |  | 12/08/2023 | 98573 | 213351312 | 12/08/2023
Rheem Sales Company, Inc. | Weatherking | W801W0504A17UHUBAS | Federally-Regulated Consumer Product | Non-Weatherized, Condensing Ga | 1376 | 243 |  | 12/08/2023 | 50203 | 212921628 | 12/08/2023
Rheem Sales Company, Inc. | Weatherking | W802W1005A21DZSBAS | Federally-Regulated Consumer Product | Non-Weatherized, Non-Condensin | 2120 | 275 |  | 12/08/2023 | 69817 | 211871340 | 12/08/2023
Rheem Sales Company, Inc. | Weatherking | RGEAZR048AJT081NA | Federally-Regulated Consumer Product | Weatherized Non-Condensing Gas | 1847 | 280 |  | 12/08/2023 | 80515 | 208676447 | 12/08/2023
Rheem Sales Company, Inc. | Weatherking | RGEXZS048AJV08T | Federally-Regulated Consumer Product | Weatherized Non-Condensing Gas | 1734 | 168 |  | 12/08/2023 | 57017 | 213352236 | 12/08/2023
Rheem Sales Company, Inc. | Weatherking | RGEAZR048AJT08UNA | Federally-Regulated Consumer Product | Weatherized Non-Condensing Gas | 2026 | 288 |  | 12/08/2023 | 80023 | 208676557 | 12/08/2023
Rheem Sales Company, Inc. | Weatherking | RGEXZS048AJV082 | Federally-Regulated Consumer Product | Weatherized Non-Condensing Gas | 1734 | 168 |  | 12/08/2023 | 57017 | 213352231 | 12/08/2023
Rheem Sales Company, Inc. | Weatherking | RGEAZR030AJT06UNA | Federally-Regulated Consumer Product | Weatherized Non-Condensing Gas | 1125 | 248 |  | 12/08/2023 | 60094 | 208676502 | 12/08/2023
Rheem Sales Company, Inc. | Weatherking | RGEAZR060AJT10UNA | Federally-Regulated Consumer Product | Weatherized Non-Condensing Gas | 1911 | 283 |  | 12/08/2023 | 99261 | 208676582 | 12/08/2023
Rheem Sales Company, Inc. | Weatherking | RGEAZR024AJT041NA | Federally-Regulated Consumer Product | Weatherized Non-Condensing Gas | 1205 | 252 |  | 12/08/2023 | 40798 | 208676392 | 12/08/2023
Rheem Sales Company, Inc. | Weatherking | RGEAZS024AJV061CA | Federally-Regulated Consumer Product | Weatherized Non-Condensing Gas | 1089 | 247 |  | 12/08/2023 | 60430 | 212675818 | 12/08/2023
Rheem Sales Company, Inc. | Weatherking | RGEAZR036AJT061NA | Federally-Regulated Consumer Product | Weatherized Non-Condensing Gas | 1259 | 254 |  | 12/08/2023 | 58986 | 208676422 | 12/08/2023
Rheem Sales Company, Inc. | Weatherking | RGEAZR042AJT08XNA | Federally-Regulated Consumer Product | Weatherized Non-Condensing Gas | 1820 | 279 |  | 12/08/2023 | 81578 | 208676547 | 12/08/2023
Rheem Sales Company, Inc. | Weatherking | RGEAZR036AJT06UNA | Federally-Regulated Consumer Product | Weatherized Non-Condensing Gas | 1434 | 262 |  | 12/08/2023 | 60723 | 208676517 | 12/08/2023
Rheem Sales Company, Inc. | Weatherking | W801W0504A17UHSBAS | Federally-Regulated Consumer Product | Non-Weatherized, Non-Condensin | 1682 | 256 |  | 12/08/2023 | 50501 | 211774710 | 12/08/2023
Rheem Sales Company, Inc. | Weatherking | RGEAZR030AJT04XNA | Federally-Regulated Consumer Product | Weatherized Non-Condensing Gas | 1342 | 258 |  | 12/08/2023 | 39842 | 208676497 | 12/08/2023
Rheem Sales Company, Inc. | Weatherking | RGEAZR042AJT10XNA | Federally-Regulated Consumer Product | Weatherized Non-Condensing Gas | 1774 | 277 |  | 12/08/2023 | 100987 | 208676552 | 12/08/2023
Rheem Sales Company, Inc. | Weatherking | RGEAZR030AJT061NA | Federally-Regulated Consumer Product | Weatherized Non-Condensing Gas | 1342 | 258 |  | 12/08/2023 | 61240 | 208676412 | 12/08/2023
Rheem Sales Company, Inc. | Weatherking | W921W0705A21M4 | Federally-Regulated Consumer Product | Non-Weatherized, Condensing Ga | 1835 | 248 |  | 12/08/2023 | 69808 | 208770570 | 12/08/2023
Rheem Sales Company, Inc. | Weatherking | W951W0603A17UHUBAS | Federally-Regulated Consumer Product | Non-Weatherized, Condensing Ga | 1246 | 250 |  | 12/08/2023 | 56140 | 212921456 | 12/08/2023
Rheem Sales Company, Inc. | Weatherking | RGEAZR036AJT10XNA | Federally-Regulated Consumer Product | Weatherized Non-Condensing Gas | 1380 | 260 |  | 12/08/2023 | 100130 | 208676537 | 12/08/2023
Rheem Sales Company, Inc. | Weatherking | RGEAZR060AJT101NA | Federally-Regulated Consumer Product | Weatherized Non-Condensing Gas | 2131 | 293 |  | 12/08/2023 | 101980 | 208676462 | 12/08/2023
Rheem Sales Company, Inc. | Weatherking | W801W1505A24UHNBAS | Federally-Regulated Consumer Product | Non-Weatherized, Non-Condensin | 2440 | 249 |  | 12/08/2023 | 150642 | 213351319 | 12/08/2023
Rheem Sales Company, Inc. | Weatherking | W801W1004A17UHSBAS | Federally-Regulated Consumer Product | Non-Weatherized, Non-Condensin | 1896 | 204 |  | 12/08/2023 | 99142 | 213351316 | 12/08/2023
Rheem Sales Company, Inc. | Weatherking | RGEAZR048AJT10UNA | Federally-Regulated Consumer Product | Weatherized Non-Condensing Gas | 1832 | 280 |  | 12/08/2023 | 100370 | 208676567 | 12/08/2023
Rheem Sales Company, Inc. | Weatherking | RGEAZR048AJT08XNA | Federally-Regulated Consumer Product | Weatherized Non-Condensing Gas | 1847 | 280 |  | 12/08/2023 | 80515 | 208676562 | 12/08/2023
Rheem Sales Company, Inc. | Weatherking | RGEAZR024AJT06UNA | Federally-Regulated Consumer Product | Weatherized Non-Condensing Gas | 1236 | 253 |  | 12/08/2023 | 61566 | 208676477 | 12/08/2023
Rheem Sales Company, Inc. | Weatherking | W802W0503A14DZNBAS | Federally-Regulated Consumer Product | Non-Weatherized, Non-Condensin | 1250 | 237 |  | 12/08/2023 | 34844 | 211871335 | 12/08/2023
Rheem Sales Company, Inc. | Weatherking | RGECZT036AJT10**C | Federally-Regulated Consumer Product | Weatherized Non-Condensing Gas | 1576 | 218 |  | 12/08/2023 | 100764 | 212604397 | 12/08/2023
Rheem Sales Company, Inc. | Weatherking | W801T1505A24UHNNAS | Federally-Regulated Consumer Product | Non-Weatherized, Non-Condensin | 1910 | 233 |  | 12/08/2023 | 150068 | 213351315 | 12/08/2023
Rheem Sales Company, Inc. | Weatherking | RGEAZR030AJT06XNA | Federally-Regulated Consumer Product | Weatherized Non-Condensing Gas | 1342 | 258 |  | 12/08/2023 | 61240 | 208676507 | 12/08/2023
Rheem Sales Company, Inc. | Weatherking | RGECZT048AJT12**C | Federally-Regulated Consumer Product | Weatherized Non-Condensing Gas | 1902 | 259 |  | 12/08/2023 | 84032 | 212604409 | 12/08/2023
Rheem Sales Company, Inc. | Weatherking | W801W1005A21UH | Federally-Regulated Consumer Product | Non-Weatherized, Non-Condensin | 2027 | 188 |  | 12/08/2023 | 100725 | 208770565 | 12/08/2023
Rheem Sales Company, Inc. | Weatherking | RGEAZR036AJT06XNA | Federally-Regulated Consumer Product | Weatherized Non-Condensing Gas | 1259 | 254 |  | 12/08/2023 | 58986 | 208676522 | 12/08/2023
Rheem Sales Company, Inc. | Weatherking | RGEAZR060AJT10XNA | Federally-Regulated Consumer Product | Weatherized Non-Condensing Gas | 2131 | 293 |  | 12/08/2023 | 101980 | 208676587 | 12/08/2023
Rheem Sales Company, Inc. | Weatherking | RGEAZR030AJT041NA | Federally-Regulated Consumer Product | Weatherized Non-Condensing Gas | 1342 | 258 |  | 12/08/2023 | 39842 | 208676407 | 12/08/2023
Rheem Sales Company, Inc. | Weatherking | W801W0503A14UH | Federally-Regulated Consumer Product | Non-Weatherized, Non-Condensin | 1308 | 184 |  | 12/08/2023 | 50472 | 208770562 | 12/08/2023
Rheem Sales Company, Inc. | Weatherking | W802W0504A17UHNBAS | Federally-Regulated Consumer Product | Non-Weatherized, Non-Condensin | 1712 | 257 |  | 12/08/2023 | 34534 | 211871337 | 12/08/2023
Rheem Sales Company, Inc. | Weatherking | W802W1255A24DZNBAS | Federally-Regulated Consumer Product | Non-Weatherized, Non-Condensin | 2179 | 278 |  | 12/08/2023 | 86625 | 211806385 | 12/08/2023
Rheem Sales Company, Inc. | Weatherking | RGEAZR042AJT081NA | Federally-Regulated Consumer Product | Weatherized Non-Condensing Gas | 1820 | 279 |  | 12/08/2023 | 81578 | 208676437 | 12/08/2023
Rheem Sales Company, Inc. | Weatherking | RGECZT036AJT07**C | Federally-Regulated Consumer Product | Weatherized Non-Condensing Gas | 1475 | 165 |  | 12/08/2023 | 53157 | 212604391 | 12/08/2023
Rheem Sales Company, Inc. | Weatherking | RGEAZR048AJT101NA | Federally-Regulated Consumer Product | Weatherized Non-Condensing Gas | 2001 | 287 |  | 12/08/2023 | 101705 | 208676452 | 12/08/2023
Rheem Sales Company, Inc. | Weatherking | RGEAZS024AJV06XCA | Federally-Regulated Consumer Product | Weatherized Non-Condensing Gas | 1089 | 247 |  | 12/08/2023 | 60430 | 212675822 | 12/08/2023
Rheem Sales Company, Inc. | Weatherking | RGEAZR060AJT081NA | Federally-Regulated Consumer Product | Weatherized Non-Condensing Gas | 2041 | 289 |  | 12/08/2023 | 79422 | 208676457 | 12/08/2023
Rheem Sales Company, Inc. | Weatherking | RGEAZR048AJT10XNA | Federally-Regulated Consumer Product | Weatherized Non-Condensing Gas | 2001 | 287 |  | 12/08/2023 | 101705 | 208676572 | 12/08/2023
Rheem Sales Company, Inc. | Weatherking | W801W1005A21UHUBAS | Federally-Regulated Consumer Product | Non-Weatherized, Condensing Ga | 1966 | 269 |  | 12/08/2023 | 97612 | 212921630 | 12/08/2023
Rheem Sales Company, Inc. | Weatherking | RGEAZR060AJT08XNA | Federally-Regulated Consumer Product | Weatherized Non-Condensing Gas | 2041 | 289 |  | 12/08/2023 | 79422 | 208676577 | 12/08/2023
Rheem Sales Company, Inc. | Weatherking | RGEAZR030AJT04UNA | Federally-Regulated Consumer Product | Weatherized Non-Condensing Gas | 1189 | 251 |  | 12/08/2023 | 39887 | 208676492 | 12/08/2023
Rheem Sales Company, Inc. | Weatherking | W801W1505A24UHSBAS | Federally-Regulated Consumer Product | Non-Weatherized, Non-Condensin | 2440 | 249 |  | 12/08/2023 | 150642 | 213351318 | 12/08/2023
Rheem Sales Company, Inc. | Weatherking | W801T1505A24UHSNAS | Federally-Regulated Consumer Product | Non-Weatherized, Non-Condensin | 1910 | 233 |  | 12/08/2023 | 150068 | 213351314 | 12/08/2023
Rheem Sales Company, Inc. | Weatherking | W801T0504A17UHNNAS | Federally-Regulated Consumer Product | Non-Weatherized, Non-Condensin | 1517 | 249 |  | 12/08/2023 | 50545 | 211806583 | 12/08/2023
Rheem Sales Company, Inc. | Weatherking | RGEAZR024AJT08XNA | Federally-Regulated Consumer Product | Weatherized Non-Condensing Gas | 1202 | 252 |  | 12/08/2023 | 79659 | 208676487 | 12/08/2023
Rheem Sales Company, Inc. | Weatherking | RGEAZR030AJT081NA | Federally-Regulated Consumer Product | Weatherized Non-Condensing Gas | 1216 | 253 |  | 12/08/2023 | 80365 | 208676417 | 12/08/2023
Rheem Sales Company, Inc. | Weatherking | W801W0704A17UHUBAS | Federally-Regulated Consumer Product | Non-Weatherized, Condensing Ga | 1723 | 258 |  | 12/08/2023 | 70568 | 212921629 | 12/08/2023
Rheem Sales Company, Inc. | Weatherking | W802W0504A17UHSBAS | Federally-Regulated Consumer Product | Non-Weatherized, Non-Condensin | 1712 | 257 |  | 12/08/2023 | 34534 | 211871338 | 12/08/2023
Rheem Sales Company, Inc. | Weatherking | RGEAZR036AJT101NA | Federally-Regulated Consumer Product | Weatherized Non-Condensing Gas | 1380 | 260 |  | 12/08/2023 | 100130 | 208676432 | 12/08/2023
Rheem Sales Company, Inc. | Weatherking | RGEAZR024AJT081NA | Federally-Regulated Consumer Product | Weatherized Non-Condensing Gas | 1202 | 252 |  | 12/08/2023 | 79659 | 208676402 | 12/08/2023
Rheem Sales Company, Inc. | Weatherking | W802W1005A21DZNBAS | Federally-Regulated Consumer Product | Non-Weatherized, Non-Condensin | 2120 | 275 |  | 12/08/2023 | 69817 | 211871339 | 12/08/2023
Rheem Sales Company, Inc. | Weatherking | W802W0755A21DZSBAS | Federally-Regulated Consumer Product | Non-Weatherized, Non-Condensin | 2041 | 272 |  | 12/08/2023 | 52592 | 211774741 | 12/08/2023
Rheem Sales Company, Inc. | Weatherking | W801W0754A17UH | Federally-Regulated Consumer Product | Non-Weatherized, Non-Condensin | 1830 | 223 |  | 12/08/2023 | 75693 | 208770563 | 12/08/2023
Rheem Sales Company, Inc. | Weatherking | RGEXZS060AJV082 | Federally-Regulated Consumer Product | Weatherized Non-Condensing Gas | 1950 | 177 |  | 12/08/2023 | 56366 | 213352268 | 12/08/2023
Rheem Sales Company, Inc. | Weatherking | W801T0704A17UHU | Federally-Regulated Consumer Product | Non-Weatherized, Non-Condensin | 1823 | 262 |  | 12/08/2023 | 70109 | 208430294 | 12/08/2023
Rheem Sales Company, Inc. | Weatherking | W802W0754A17DZNBAS | Federally-Regulated Consumer Product | Non-Weatherized, Non-Condensin | 1628 | 254 |  | 12/08/2023 | 52707 | 211774738 | 12/08/2023
Rheem Sales Company, Inc. | Weatherking | RGECZT048AJT07**C | Federally-Regulated Consumer Product | Weatherized Non-Condensing Gas | 1873 | 167 |  | 12/08/2023 | 52596 | 212604403 | 12/08/2023
Rheem Sales Company, Inc. | Weatherking | W802W0755A21DZNBAS | Federally-Regulated Consumer Product | Non-Weatherized, Non-Condensin | 2041 | 272 |  | 12/08/2023 | 52592 | 211774740 | 12/08/2023
Rheem Sales Company, Inc. | Weatherking | RGEAZR024AJT06XNA | Federally-Regulated Consumer Product | Weatherized Non-Condensing Gas | 1270 | 255 |  | 12/08/2023 | 61123 | 208676482 | 12/08/2023
Rheem Sales Company, Inc. | Weatherking | W801W1255A24UH | Federally-Regulated Consumer Product | Non-Weatherized, Non-Condensin | 2076 | 258 |  | 12/08/2023 | 124802 | 208770566 | 12/08/2023
Rheem Sales Company, Inc. | Weatherking | RGEAZR024AJT04XNA | Federally-Regulated Consumer Product | Weatherized Non-Condensing Gas | 1205 | 252 |  | 12/08/2023 | 40798 | 208676472 | 12/08/2023
Rheem Sales Company, Inc. | Weatherking | W962W0603A17M4S | Federally-Regulated Consumer Product | Non-Weatherized, Condensing Ga | 1372 | 255 |  | 12/08/2023 | 37932 | 208243376 | 12/08/2023
Rheem Sales Company, Inc. | Weatherking | W801W0504A17UHNBAS | Federally-Regulated Consumer Product | Non-Weatherized, Non-Condensin | 1682 | 256 |  | 12/08/2023 | 50501 | 211774709 | 12/08/2023
Rheem Sales Company, Inc. | Weatherking | RGECZT060AJT07**C | Federally-Regulated Consumer Product | Weatherized Non-Condensing Gas | 2336 | 182 |  | 12/08/2023 | 52310 | 212604415 | 12/08/2023
Rheem Sales Company, Inc. | Ruud | RGEA14042AJT101AC | Federally-Regulated Consumer Product | Weatherized Non-Condensing Gas | 1494 | 265 |  | 12/08/2023 | 99609 | 206606647 | 12/08/2023
Rheem Sales Company, Inc. | Ruud | R801T1255A24UHN | Federally-Regulated Consumer Product | Non-Weatherized, Non-Condensin | 1991 | 270 |  | 12/08/2023 | 123598 | 208242385 | 12/08/2023
Rheem Sales Company, Inc. | Ruud | RGEA16036AJV06TAB | Federally-Regulated Consumer Product | Weatherized Non-Condensing Gas | 1358 | 259 |  | 12/08/2023 | 46205 | 203404616 | 12/08/2023
Rheem Sales Company, Inc. | Ruud | RGEA16024AJV062AB | Federally-Regulated Consumer Product | Weatherized Non-Condensing Gas | 1358 | 259 |  | 12/08/2023 | 46205 | 203404610 | 12/08/2023
Rheem Sales Company, Inc. | Ruud | RGEA16036AJV062AB | Federally-Regulated Consumer Product | Weatherized Non-Condensing Gas | 1358 | 259 |  | 12/08/2023 | 46205 | 203404614 | 12/08/2023
Rheem Sales Company, Inc. | Friedrich | RGEAZR036AJT08XNA | Federally-Regulated Consumer Product | Weatherized Non-Condensing Gas | 1387 | 260 |  | 12/08/2023 | 80632 | 213363215 | 12/08/2023
Rheem Sales Company, Inc. | Friedrich | FR802V1505A24UHN | Federally-Regulated Consumer Product | Non-Weatherized, Non-Condensin | 2092 | 274 |  | 12/08/2023 | 104565 | 213112725 | 12/08/2023
Rheem Sales Company, Inc. | Friedrich | FR801T1255A24DZN | Federally-Regulated Consumer Product | Non-Weatherized, Non-Condensin | 1835 | 263 |  | 12/08/2023 | 124389 | 213112701 | 12/08/2023
Rheem Sales Company, Inc. | Friedrich | FR97MV1155A24DHS | Federally-Regulated Consumer Product | Non-Weatherized, Condensing Ga | 1959 | 281 |  | 12/08/2023 | 44459 | 213112675 | 12/08/2023
Rheem Sales Company, Inc. | Friedrich | FR801T0503A14DZS | Federally-Regulated Consumer Product | Non-Weatherized, Non-Condensin | 1223 | 236 |  | 12/08/2023 | 51119 | 213112695 | 12/08/2023
Rheem Sales Company, Inc. | Friedrich | FR801T1005A21UHS | Federally-Regulated Consumer Product | Non-Weatherized, Non-Condensin | 1812 | 262 |  | 12/08/2023 | 99863 | 213112687 | 12/08/2023
Rheem Sales Company, Inc. | Friedrich | FR801T0503A14DZN | Federally-Regulated Consumer Product | Non-Weatherized, Non-Condensin | 1223 | 236 |  | 12/08/2023 | 51119 | 213112699 | 12/08/2023
Rheem Sales Company, Inc. | Friedrich | FR951V0855A21M4 | Federally-Regulated Consumer Product | Non-Weatherized, Condensing Ga | 1851 | 246 |  | 12/08/2023 | 84247 | 213112763 | 12/08/2023
Rheem Sales Company, Inc. | Friedrich | FR801T1255A24DZS | Federally-Regulated Consumer Product | Non-Weatherized, Non-Condensin | 1835 | 263 |  | 12/08/2023 | 124389 | 213112698 | 12/08/2023
Rheem Sales Company, Inc. | Friedrich | FR98MV0603A17UPS | Federally-Regulated Consumer Product | Non-Weatherized, Condensing Ga | 1110 | 244 |  | 12/08/2023 | 22600 | 213112676 | 12/08/2023
Rheem Sales Company, Inc. | Friedrich | FR801T0753A17DZS | Federally-Regulated Consumer Product | Non-Weatherized, Non-Condensin | 1253 | 237 |  | 12/08/2023 | 74903 | 213112727 | 12/08/2023
Rheem Sales Company, Inc. | Friedrich | FR97MV1005A21DHS | Federally-Regulated Consumer Product | Non-Weatherized, Condensing Ga | 1990 | 282 |  | 12/08/2023 | 39222 | 213112673 | 12/08/2023
Rheem Sales Company, Inc. | Friedrich | FR921V0603A17M4 | Federally-Regulated Consumer Product | Non-Weatherized, Condensing Ga | 1356 | 249 |  | 12/08/2023 | 56054 | 213112765 | 12/08/2023
Rheem Sales Company, Inc. | Friedrich | FR921T1005A21M4 | Federally-Regulated Consumer Product | Non-Weatherized, Condensing Ga | 2066 | 286 |  | 12/08/2023 | 98023 | 213112746 | 12/08/2023
Rheem Sales Company, Inc. | Friedrich | FR801T0504A17UHU | Federally-Regulated Consumer Product | Non-Weatherized, Non-Condensin | 1502 | 248 |  | 12/08/2023 | 50342 | 213112730 | 12/08/2023
Rheem Sales Company, Inc. | Friedrich | FR801T0754A21UHN | Federally-Regulated Consumer Product | Non-Weatherized, Non-Condensin | 1634 | 254 |  | 12/08/2023 | 75736 | 213112691 | 12/08/2023
Rheem Sales Company, Inc. | Friedrich | FR951V1155A24M4 | Federally-Regulated Consumer Product | Non-Weatherized, Condensing Ga | 2137 | 231 |  | 12/08/2023 | 111605 | 213112754 | 12/08/2023
Rheem Sales Company, Inc. | Friedrich | RGEAZR036AJT08UNA | Federally-Regulated Consumer Product | Weatherized Non-Condensing Gas | 1382 | 260 |  | 12/08/2023 | 80891 | 213363214 | 12/08/2023
Rheem Sales Company, Inc. | Friedrich | FR951T0603A17M4 | Federally-Regulated Consumer Product | Non-Weatherized, Condensing Ga | 1156 | 246 |  | 12/08/2023 | 55624 | 213112737 | 12/08/2023
Rheem Sales Company, Inc. | Friedrich | FR801T1005A21DZS | Federally-Regulated Consumer Product | Non-Weatherized, Non-Condensin | 1895 | 265 |  | 12/08/2023 | 100302 | 213112696 | 12/08/2023
Rheem Sales Company, Inc. | Friedrich | RGEAZR036AJT10XNA | Federally-Regulated Consumer Product | Weatherized Non-Condensing Gas | 1380 | 260 |  | 12/08/2023 | 100130 | 213363216 | 12/08/2023
Rheem Sales Company, Inc. | Friedrich | FR921V1155A24M4 | Federally-Regulated Consumer Product | Non-Weatherized, Condensing Ga | 2137 | 231 |  | 12/08/2023 | 111605 | 213112759 | 12/08/2023
Rheem Sales Company, Inc. | Friedrich | RGEAZR042AJT10XNA | Federally-Regulated Consumer Product | Weatherized Non-Condensing Gas | 1774 | 277 |  | 12/08/2023 | 100987 | 213363219 | 12/08/2023
Rheem Sales Company, Inc. | Friedrich | FR801T0754A17UHS | Federally-Regulated Consumer Product | Non-Weatherized, Non-Condensin | 1496 | 248 |  | 12/08/2023 | 75177 | 213112685 | 12/08/2023
Rheem Sales Company, Inc. | Friedrich | FR98MV1155A24UPS | Federally-Regulated Consumer Product | Non-Weatherized, Condensing Ga | 1971 | 282 |  | 12/08/2023 | 44499 | 213112682 | 12/08/2023
Rheem Sales Company, Inc. | Friedrich | FR951T0855A21M4 | Federally-Regulated Consumer Product | Non-Weatherized, Condensing Ga | 1929 | 280 |  | 12/08/2023 | 84515 | 213112740 | 12/08/2023
Rheem Sales Company, Inc. | Friedrich | FR802V1255A24UHN | Federally-Regulated Consumer Product | Non-Weatherized, Non-Condensin | 2073 | 273 |  | 12/08/2023 | 87500 | 213112715 | 12/08/2023
Rheem Sales Company, Inc. | Friedrich | RGEAZR042AJT08UNA | Federally-Regulated Consumer Product | Weatherized Non-Condensing Gas | 1635 | 271 |  | 12/08/2023 | 80943 | 213363217 | 12/08/2023
Rheem Sales Company, Inc. | Friedrich | FR801T1005A21UHU | Federally-Regulated Consumer Product | Non-Weatherized, Non-Condensin | 2096 | 274 |  | 12/08/2023 | 100583 | 213112734 | 12/08/2023
Rheem Sales Company, Inc. | Friedrich | FR921T0603A17M4 | Federally-Regulated Consumer Product | Non-Weatherized, Condensing Ga | 1156 | 246 |  | 12/08/2023 | 55624 | 213112742 | 12/08/2023
Rheem Sales Company, Inc. | Friedrich | FR921V0855A21M4 | Federally-Regulated Consumer Product | Non-Weatherized, Condensing Ga | 1851 | 246 |  | 12/08/2023 | 84247 | 213112756 | 12/08/2023
Rheem Sales Company, Inc. | Friedrich | FR801T1005A21UHN | Federally-Regulated Consumer Product | Non-Weatherized, Non-Condensin | 1812 | 262 |  | 12/08/2023 | 99863 | 213112693 | 12/08/2023
Rheem Sales Company, Inc. | Friedrich | FR802V1005A21UHN | Federally-Regulated Consumer Product | Non-Weatherized, Non-Condensin | 1905 | 266 |  | 12/08/2023 | 70000 | 213112713 | 12/08/2023
Rheem Sales Company, Inc. | Friedrich | FR98MV0703A17UPS | Federally-Regulated Consumer Product | Non-Weatherized, Condensing Ga | 1162 | 246 |  | 12/08/2023 | 28246 | 213112677 | 12/08/2023
Rheem Sales Company, Inc. | Friedrich | FR802V1004A17UHS | Federally-Regulated Consumer Product | Non-Weatherized, Non-Condensin | 1730 | 258 |  | 12/08/2023 | 70020 | 213112706 | 12/08/2023
Rheem Sales Company, Inc. | Friedrich | FR951V0603A17M4 | Federally-Regulated Consumer Product | Non-Weatherized, Condensing Ga | 1356 | 249 |  | 12/08/2023 | 56054 | 213112760 | 12/08/2023
Rheem Sales Company, Inc. | Friedrich | FR98MV1005A21UPS | Federally-Regulated Consumer Product | Non-Weatherized, Condensing Ga | 2084 | 287 |  | 12/08/2023 | 39023 | 213112680 | 12/08/2023
Rheem Sales Company, Inc. | Friedrich | FR801T0754A21UHS | Federally-Regulated Consumer Product | Non-Weatherized, Non-Condensin | 1634 | 254 |  | 12/08/2023 | 75736 | 213112686 | 12/08/2023
Rheem Sales Company, Inc. | Friedrich | FR802V0754A17UHN | Federally-Regulated Consumer Product | Non-Weatherized, Non-Condensin | 1458 | 246 |  | 12/08/2023 | 52564 | 213112710 | 12/08/2023
Rheem Sales Company, Inc. | Friedrich | FR97MV0603A17DHS | Federally-Regulated Consumer Product | Non-Weatherized, Condensing Ga | 1327 | 253 |  | 12/08/2023 | 22218 | 213112668 | 12/08/2023
Rheem Sales Company, Inc. | Friedrich | FR802V0755A21UHN | Federally-Regulated Consumer Product | Non-Weatherized, Non-Condensin | 1718 | 258 |  | 12/08/2023 | 52500 | 213112711 | 12/08/2023
Rheem Sales Company, Inc. | Friedrich | FR802V0755A21UHS | Federally-Regulated Consumer Product | Non-Weatherized, Non-Condensin | 1718 | 258 |  | 12/08/2023 | 52500 | 213112704 | 12/08/2023
Rheem Sales Company, Inc. | Friedrich | FR801T1004A21UHU | Federally-Regulated Consumer Product | Non-Weatherized, Non-Condensin | 1861 | 264 |  | 12/08/2023 | 98348 | 213112733 | 12/08/2023
Rheem Sales Company, Inc. | Friedrich | FR801T0503A14UHS | Federally-Regulated Consumer Product | Non-Weatherized, Non-Condensin | 1388 | 243 |  | 12/08/2023 | 49660 | 213112683 | 12/08/2023
Rheem Sales Company, Inc. | Friedrich | FR97MV0855A21DHS | Federally-Regulated Consumer Product | Non-Weatherized, Condensing Ga | 2138 | 289 |  | 12/08/2023 | 33549 | 213112672 | 12/08/2023
Rheem Sales Company, Inc. | Friedrich | FR921T1155A24M4 | Federally-Regulated Consumer Product | Non-Weatherized, Condensing Ga | 2041 | 285 |  | 12/08/2023 | 111488 | 213112747 | 12/08/2023
Rheem Sales Company, Inc. | Friedrich | FR802V0754A17UHS | Federally-Regulated Consumer Product | Non-Weatherized, Non-Condensin | 1458 | 246 |  | 12/08/2023 | 52564 | 213112703 | 12/08/2023
Rheem Sales Company, Inc. | Friedrich | FR802V1255A24UHS | Federally-Regulated Consumer Product | Non-Weatherized, Non-Condensin | 2073 | 273 |  | 12/08/2023 | 87500 | 213112708 | 12/08/2023
Rheem Sales Company, Inc. | Friedrich | FR802V1005A21UHS | Federally-Regulated Consumer Product | Non-Weatherized, Non-Condensin | 1905 | 266 |  | 12/08/2023 | 70000 | 213112707 | 12/08/2023
Rheem Sales Company, Inc. | Friedrich | FR801T0753A17DZN | Federally-Regulated Consumer Product | Non-Weatherized, Non-Condensin | 1253 | 237 |  | 12/08/2023 | 74903 | 213112728 | 12/08/2023
Rheem Sales Company, Inc. | Friedrich | FR951V1005A21M4 | Federally-Regulated Consumer Product | Non-Weatherized, Condensing Ga | 2153 | 271 |  | 12/08/2023 | 98911 | 213112764 | 12/08/2023
Rheem Sales Company, Inc. | Friedrich | FR951T1155A24M4 | Federally-Regulated Consumer Product | Non-Weatherized, Condensing Ga | 2041 | 285 |  | 12/08/2023 | 111488 | 213112736 | 12/08/2023
Rheem Sales Company, Inc. | Friedrich | RGEAZR036AJT06XNA | Federally-Regulated Consumer Product | Weatherized Non-Condensing Gas | 1259 | 254 |  | 12/08/2023 | 58986 | 213363213 | 12/08/2023
Rheem Sales Company, Inc. | Friedrich | FR801T0703A17UHU | Federally-Regulated Consumer Product | Non-Weatherized, Non-Condensin | 1189 | 234 |  | 12/08/2023 | 70542 | 213112731 | 12/08/2023
Rheem Sales Company, Inc. | Friedrich | FR951T1005A21M4 | Federally-Regulated Consumer Product | Non-Weatherized, Condensing Ga | 2066 | 286 |  | 12/08/2023 | 98023 | 213112741 | 12/08/2023
Rheem Sales Company, Inc. | Friedrich | FR97MV0703A17DHS | Federally-Regulated Consumer Product | Non-Weatherized, Condensing Ga | 1282 | 251 |  | 12/08/2023 | 28494 | 213112670 | 12/08/2023
Rheem Sales Company, Inc. | Friedrich | FR801T0503A14UHN | Federally-Regulated Consumer Product | Non-Weatherized, Non-Condensin | 1388 | 243 |  | 12/08/2023 | 49660 | 213112689 | 12/08/2023
Rheem Sales Company, Inc. | Friedrich | FR801T0503A17UHU | Federally-Regulated Consumer Product | Non-Weatherized, Non-Condensin | 1165 | 233 |  | 12/08/2023 | 49157 | 213112729 | 12/08/2023
Rheem Sales Company, Inc. | Friedrich | RGEAZR036AJT06UNA | Federally-Regulated Consumer Product | Weatherized Non-Condensing Gas | 1434 | 262 |  | 12/08/2023 | 60723 | 213363212 | 12/08/2023
Rheem Sales Company, Inc. | Friedrich | FR801T1005A21DZN | Federally-Regulated Consumer Product | Non-Weatherized, Non-Condensin | 1895 | 265 |  | 12/08/2023 | 100302 | 213112700 | 12/08/2023
Rheem Sales Company, Inc. | Friedrich | FR802V1505A24UHS | Federally-Regulated Consumer Product | Non-Weatherized, Non-Condensin | 2092 | 274 |  | 12/08/2023 | 104565 | 213112724 | 12/08/2023
Rheem Sales Company, Inc. | Friedrich | FR921T0855A21M4 | Federally-Regulated Consumer Product | Non-Weatherized, Condensing Ga | 1929 | 280 |  | 12/08/2023 | 84515 | 213112745 | 12/08/2023
Rheem Sales Company, Inc. | Friedrich | FR802V1004A17UHN | Federally-Regulated Consumer Product | Non-Weatherized, Non-Condensin | 1730 | 258 |  | 12/08/2023 | 70020 | 213112712 | 12/08/2023
Rheem Sales Company, Inc. | Friedrich | FR801T0754A17UHN | Federally-Regulated Consumer Product | Non-Weatherized, Non-Condensin | 1496 | 248 |  | 12/08/2023 | 75177 | 213112690 | 12/08/2023
Rheem Sales Company, Inc. | Friedrich | FR921V1005A21M4 | Federally-Regulated Consumer Product | Non-Weatherized, Condensing Ga | 2153 | 271 |  | 12/08/2023 | 98911 | 213112757 | 12/08/2023
Rheem Sales Company, Inc. | RUSSELL | S802V1255A24UHS | Federally-Regulated Consumer Product | Non-Weatherized, Non-Condensin | 2073 | 273 |  | 12/08/2023 | 87500 | 208243338 | 12/08/2023
Rheem Sales Company, Inc. | RUSSELL | S951V0855A21M4 | Federally-Regulated Consumer Product | Non-Weatherized, Condensing Ga | 1851 | 246 |  | 12/08/2023 | 84247 | 208676317 | 12/08/2023
Rheem Sales Company, Inc. | RUSSELL | S951V1155A24M4 | Federally-Regulated Consumer Product | Non-Weatherized, Condensing Ga | 2137 | 231 |  | 12/08/2023 | 111605 | 208676271 | 12/08/2023
Rheem Sales Company, Inc. | RUSSELL | S802V0503A14UHN | Federally-Regulated Consumer Product | Non-Weatherized, Non-Condensin | 1318 | 240 |  | 12/08/2023 | 35484 | 208243340 | 12/08/2023
Rheem Sales Company, Inc. | RUSSELL | RGEA14036AJT06UAA | Federally-Regulated Consumer Product | Weatherized Non-Condensing Gas | 1434 | 262 |  | 12/08/2023 | 60723 | 205965555 | 12/08/2023
Rheem Sales Company, Inc. | RUSSELL | S801V1505A24UHNBAP | Federally-Regulated Consumer Product | Non-Weatherized, Non-Condensin | 2440 | 249 |  | 12/08/2023 | 150642 | 213351311 | 12/08/2023
Rheem Sales Company, Inc. | RUSSELL | S801T0754A17UHN | Federally-Regulated Consumer Product | Non-Weatherized, Non-Condensin | 1496 | 248 |  | 12/08/2023 | 75177 | 208242428 | 12/08/2023
Rheem Sales Company, Inc. | RUSSELL | S801T1255A24DZS | Federally-Regulated Consumer Product | Non-Weatherized, Non-Condensin | 1835 | 263 |  | 12/08/2023 | 124389 | 208242437 | 12/08/2023
Rheem Sales Company, Inc. | RUSSELL | S801T1005A21DZN | Federally-Regulated Consumer Product | Non-Weatherized, Non-Condensin | 1895 | 265 |  | 12/08/2023 | 100302 | 208242442 | 12/08/2023
Rheem Sales Company, Inc. | RUSSELL | S951V0403A17M4 | Federally-Regulated Consumer Product | Non-Weatherized, Condensing Ga | 1292 | 228 |  | 12/08/2023 | 42494 | 208676313 | 12/08/2023
Rheem Sales Company, Inc. | RUSSELL | S801T0755A21DZN | Federally-Regulated Consumer Product | Non-Weatherized, Non-Condensin | 1883 | 265 |  | 12/08/2023 | 75029 | 208242441 | 12/08/2023
Rheem Sales Company, Inc. | RUSSELL | RGEXZS060AJV102 | Federally-Regulated Consumer Product | Weatherized Non-Condensing Gas | 2129 | 188 |  | 12/08/2023 | 70580 | 213352248 | 12/08/2023
Rheem Sales Company, Inc. | RUSSELL | S962V0855A21M4S | Federally-Regulated Consumer Product | Non-Weatherized, Condensing Ga | 1947 | 281 |  | 12/08/2023 | 58053 | 208243356 | 12/08/2023
Rheem Sales Company, Inc. | RUSSELL | RGEXZS060AJV10T | Federally-Regulated Consumer Product | Weatherized Non-Condensing Gas | 2129 | 188 |  | 12/08/2023 | 70580 | 213352250 | 12/08/2023
Rheem Sales Company, Inc. | RUSSELL | S802V0754A17UHN | Federally-Regulated Consumer Product | Non-Weatherized, Non-Condensin | 1458 | 246 |  | 12/08/2023 | 52564 | 208243341 | 12/08/2023
Rheem Sales Company, Inc. | RUSSELL | S802V1255A24UHN | Federally-Regulated Consumer Product | Non-Weatherized, Non-Condensin | 2073 | 273 |  | 12/08/2023 | 87500 | 208243347 | 12/08/2023
Rheem Sales Company, Inc. | RUSSELL | S951V1005A21M4 | Federally-Regulated Consumer Product | Non-Weatherized, Condensing Ga | 2153 | 271 |  | 12/08/2023 | 98911 | 208676318 | 12/08/2023
Rheem Sales Company, Inc. | RUSSELL | S951T1005A21M4 | Federally-Regulated Consumer Product | Non-Weatherized, Condensing Ga | 2066 | 286 |  | 12/08/2023 | 98023 | 208663414 | 12/08/2023
Rheem Sales Company, Inc. | RUSSELL | RGEA14042AJT101AC | Federally-Regulated Consumer Product | Weatherized Non-Condensing Gas | 1494 | 265 |  | 12/08/2023 | 99609 | 206606650 | 12/08/2023
Rheem Sales Company, Inc. | RUSSELL | S801T0753A17DZN | Federally-Regulated Consumer Product | Non-Weatherized, Non-Condensin | 1253 | 237 |  | 12/08/2023 | 74903 | 208429536 | 12/08/2023
Rheem Sales Company, Inc. | RUSSELL | S801T0503A14UHS | Federally-Regulated Consumer Product | Non-Weatherized, Non-Condensin | 1388 | 243 |  | 12/08/2023 | 49660 | 208242421 | 12/08/2023
Rheem Sales Company, Inc. | RUSSELL | S801T0703A17UHU | Federally-Regulated Consumer Product | Non-Weatherized, Non-Condensin | 1189 | 234 |  | 12/08/2023 | 70542 | 208430287 | 12/08/2023
Rheem Sales Company, Inc. | RUSSELL | S801T1005A21UHN | Federally-Regulated Consumer Product | Non-Weatherized, Non-Condensin | 1812 | 262 |  | 12/08/2023 | 99863 | 208242430 | 12/08/2023
Rheem Sales Company, Inc. | RUSSELL | S97MV0703A17DHS | Federally-Regulated Consumer Product | Non-Weatherized, Condensing Ga | 1282 | 251 |  | 12/08/2023 | 28494 | 208157052 | 12/08/2023
Rheem Sales Company, Inc. | RUSSELL | S801V1004A17UHNBAP | Federally-Regulated Consumer Product | Non-Weatherized, Non-Condensin | 1896 | 204 |  | 12/08/2023 | 99142 | 213351307 | 12/08/2023
Rheem Sales Company, Inc. | RUSSELL | S801T1005A21UHS | Federally-Regulated Consumer Product | Non-Weatherized, Non-Condensin | 1812 | 262 |  | 12/08/2023 | 99863 | 208242424 | 12/08/2023
Rheem Sales Company, Inc. | RUSSELL | S801T0754A17UHS | Federally-Regulated Consumer Product | Non-Weatherized, Non-Condensin | 1496 | 248 |  | 12/08/2023 | 75177 | 208242422 | 12/08/2023
Rheem Sales Company, Inc. | RUSSELL | S801V1004A17UHSBAP | Federally-Regulated Consumer Product | Non-Weatherized, Non-Condensin | 1896 | 204 |  | 12/08/2023 | 99142 | 213351305 | 12/08/2023
Rheem Sales Company, Inc. | RUSSELL | S802V1004A17UHS | Federally-Regulated Consumer Product | Non-Weatherized, Non-Condensin | 1730 | 258 |  | 12/08/2023 | 70020 | 208243335 | 12/08/2023
Rheem Sales Company, Inc. | RUSSELL | S801T0753A17DZS | Federally-Regulated Consumer Product | Non-Weatherized, Non-Condensin | 1253 | 237 |  | 12/08/2023 | 74903 | 208429535 | 12/08/2023
Rheem Sales Company, Inc. | RUSSELL | S802V0755A21UHN | Federally-Regulated Consumer Product | Non-Weatherized, Non-Condensin | 1718 | 258 |  | 12/08/2023 | 52500 | 208243342 | 12/08/2023
Rheem Sales Company, Inc. | RUSSELL | S801T1255A24DZN | Federally-Regulated Consumer Product | Non-Weatherized, Non-Condensin | 1835 | 263 |  | 12/08/2023 | 124389 | 208242443 | 12/08/2023
Rheem Sales Company, Inc. | RUSSELL | RGEXZS060AJV08T | Federally-Regulated Consumer Product | Weatherized Non-Condensing Gas | 1950 | 177 |  | 12/08/2023 | 56366 | 213352261 | 12/08/2023
Rheem Sales Company, Inc. | RUSSELL | S802V0503A14UHS | Federally-Regulated Consumer Product | Non-Weatherized, Non-Condensin | 1318 | 240 |  | 12/08/2023 | 35484 | 208243329 | 12/08/2023
Rheem Sales Company, Inc. | RUSSELL | S951T0403A17M4 | Federally-Regulated Consumer Product | Non-Weatherized, Condensing Ga | 1107 | 244 |  | 12/08/2023 | 41877 | 208663409 | 12/08/2023
Rheem Sales Company, Inc. | RUSSELL | S97MV0603A17DHS | Federally-Regulated Consumer Product | Non-Weatherized, Condensing Ga | 1327 | 253 |  | 12/08/2023 | 22218 | 208157051 | 12/08/2023
Rheem Sales Company, Inc. | RUSSELL | S801T0504A17UHU | Federally-Regulated Consumer Product | Non-Weatherized, Non-Condensin | 1502 | 248 |  | 12/08/2023 | 50342 | 208430286 | 12/08/2023
Rheem Sales Company, Inc. | RUSSELL | S921V0403A17M4 | Federally-Regulated Consumer Product | Non-Weatherized, Condensing Ga | 1292 | 228 |  | 12/08/2023 | 42494 | 208676279 | 12/08/2023
Rheem Sales Company, Inc. | RUSSELL | S801V1505A24UHSBAP | Federally-Regulated Consumer Product | Non-Weatherized, Non-Condensin | 2440 | 249 |  | 12/08/2023 | 150642 | 213351309 | 12/08/2023
Rheem Sales Company, Inc. | RUSSELL | S921T1155A24M4 | Federally-Regulated Consumer Product | Non-Weatherized, Condensing Ga | 2041 | 285 |  | 12/08/2023 | 111488 | 208663446 | 12/08/2023
Rheem Sales Company, Inc. | RUSSELL | S921T0703A17M4 | Federally-Regulated Consumer Product | Non-Weatherized, Condensing Ga | 1362 | 255 |  | 12/08/2023 | 69960 | 208663442 | 12/08/2023
Rheem Sales Company, Inc. | RUSSELL | S921V1005A21M4 | Federally-Regulated Consumer Product | Non-Weatherized, Condensing Ga | 2153 | 271 |  | 12/08/2023 | 98911 | 208676284 | 12/08/2023
Rheem Sales Company, Inc. | RUSSELL | S802V1505A24UHS | Federally-Regulated Consumer Product | Non-Weatherized, Non-Condensin | 2092 | 274 |  | 12/08/2023 | 104565 | 208243584 | 12/08/2023
Rheem Sales Company, Inc. | RUSSELL | S921T0855A21M4 | Federally-Regulated Consumer Product | Non-Weatherized, Condensing Ga | 1929 | 280 |  | 12/08/2023 | 84515 | 208663444 | 12/08/2023
Rheem Sales Company, Inc. | RUSSELL | S802V0755A21UHS | Federally-Regulated Consumer Product | Non-Weatherized, Non-Condensin | 1718 | 258 |  | 12/08/2023 | 52500 | 208243333 | 12/08/2023
Rheem Sales Company, Inc. | RUSSELL | S921V1155A24M4 | Federally-Regulated Consumer Product | Non-Weatherized, Condensing Ga | 2137 | 231 |  | 12/08/2023 | 111605 | 208676285 | 12/08/2023
Rheem Sales Company, Inc. | RUSSELL | RGEA14030AJT04UAA | Federally-Regulated Consumer Product | Weatherized Non-Condensing Gas | 1189 | 251 |  | 12/08/2023 | 39887 | 205965553 | 12/08/2023
Rheem Sales Company, Inc. | RUSSELL | S962V1005A21M4S | Federally-Regulated Consumer Product | Non-Weatherized, Condensing Ga | 1858 | 277 |  | 12/08/2023 | 68679 | 208243358 | 12/08/2023
Rheem Sales Company, Inc. | RUSSELL | S921T0403A17M4 | Federally-Regulated Consumer Product | Non-Weatherized, Condensing Ga | 1107 | 244 |  | 12/08/2023 | 41877 | 208663440 | 12/08/2023
Rheem Sales Company, Inc. | RUSSELL | S802V1005A21UHN | Federally-Regulated Consumer Product | Non-Weatherized, Non-Condensin | 1905 | 266 |  | 12/08/2023 | 70000 | 208243345 | 12/08/2023
Rheem Sales Company, Inc. | RUSSELL | S801T0754A21UHN | Federally-Regulated Consumer Product | Non-Weatherized, Non-Condensin | 1634 | 254 |  | 12/08/2023 | 75736 | 208242429 | 12/08/2023
Rheem Sales Company, Inc. | RUSSELL | S951T0703A17M4 | Federally-Regulated Consumer Product | Non-Weatherized, Condensing Ga | 1362 | 255 |  | 12/08/2023 | 69960 | 208663411 | 12/08/2023
Rheem Sales Company, Inc. | RUSSELL | S801T1004A21UHU | Federally-Regulated Consumer Product | Non-Weatherized, Non-Condensin | 1861 | 264 |  | 12/08/2023 | 98348 | 208430289 | 12/08/2023
Rheem Sales Company, Inc. | RUSSELL | S801T0755A21DZS | Federally-Regulated Consumer Product | Non-Weatherized, Non-Condensin | 1883 | 265 |  | 12/08/2023 | 75029 | 208242435 | 12/08/2023
Rheem Sales Company, Inc. | RUSSELL | S801T0754A21UHS | Federally-Regulated Consumer Product | Non-Weatherized, Non-Condensin | 1634 | 254 |  | 12/08/2023 | 75736 | 208242423 | 12/08/2023
Rheem Sales Company, Inc. | RUSSELL | S921T1005A21M4 | Federally-Regulated Consumer Product | Non-Weatherized, Condensing Ga | 2066 | 286 |  | 12/08/2023 | 98023 | 208663445 | 12/08/2023
Rheem Sales Company, Inc. | RUSSELL | S951V0603A17M4 | Federally-Regulated Consumer Product | Non-Weatherized, Condensing Ga | 1356 | 249 |  | 12/08/2023 | 56054 | 208676314 | 12/08/2023
Rheem Sales Company, Inc. | RUSSELL | S951T0855A21M4 | Federally-Regulated Consumer Product | Non-Weatherized, Condensing Ga | 1929 | 280 |  | 12/08/2023 | 84515 | 208663413 | 12/08/2023
Rheem Sales Company, Inc. | RUSSELL | S921V0703A17M4 | Federally-Regulated Consumer Product | Non-Weatherized, Condensing Ga | 1166 | 246 |  | 12/08/2023 | 70001 | 208676281 | 12/08/2023
Rheem Sales Company, Inc. | RUSSELL | S951T1155A24M4 | Federally-Regulated Consumer Product | Non-Weatherized, Condensing Ga | 2041 | 285 |  | 12/08/2023 | 111488 | 208663351 | 12/08/2023
Rheem Sales Company, Inc. | RUSSELL | S802V1005A21UHS | Federally-Regulated Consumer Product | Non-Weatherized, Non-Condensin | 1905 | 266 |  | 12/08/2023 | 70000 | 208243337 | 12/08/2023
Rheem Sales Company, Inc. | RUSSELL | S801T1005A21DZS | Federally-Regulated Consumer Product | Non-Weatherized, Non-Condensin | 1895 | 265 |  | 12/08/2023 | 100302 | 208242436 | 12/08/2023
Rheem Sales Company, Inc. | RUSSELL | RGEXZS060AJV082 | Federally-Regulated Consumer Product | Weatherized Non-Condensing Gas | 1950 | 177 |  | 12/08/2023 | 56366 | 213352265 | 12/08/2023
Rheem Sales Company, Inc. | RUSSELL | S802V1505A24UHN | Federally-Regulated Consumer Product | Non-Weatherized, Non-Condensin | 2092 | 274 |  | 12/08/2023 | 104565 | 208243586 | 12/08/2023
Rheem Sales Company, Inc. | RUSSELL | S951V0703A17M4 | Federally-Regulated Consumer Product | Non-Weatherized, Condensing Ga | 1166 | 246 |  | 12/08/2023 | 70001 | 208676315 | 12/08/2023
Rheem Sales Company, Inc. | RUSSELL | RGEA14030AJT081AC | Federally-Regulated Consumer Product | Weatherized Non-Condensing Gas | 1147 | 249 |  | 12/08/2023 | 79965 | 206606605 | 12/08/2023
Rheem Sales Company, Inc. | RUSSELL | S802V1004A17UHN | Federally-Regulated Consumer Product | Non-Weatherized, Non-Condensin | 1730 | 258 |  | 12/08/2023 | 70020 | 208243344 | 12/08/2023
Rheem Sales Company, Inc. | RUSSELL | S801T1505A24UHNNAS | Federally-Regulated Consumer Product | Non-Weatherized, Non-Condensin | 1910 | 233 |  | 12/08/2023 | 150068 | 213351303 | 12/08/2023
Rheem Sales Company, Inc. | RUSSELL | S921V0603A17M4 | Federally-Regulated Consumer Product | Non-Weatherized, Condensing Ga | 1356 | 249 |  | 12/08/2023 | 56054 | 208676280 | 12/08/2023
Rheem Sales Company, Inc. | RUSSELL | S962V0703A17M4S | Federally-Regulated Consumer Product | Non-Weatherized, Condensing Ga | 1290 | 252 |  | 12/08/2023 | 48940 | 208243353 | 12/08/2023
Rheem Sales Company, Inc. | RUSSELL | S951T0603A17M4 | Federally-Regulated Consumer Product | Non-Weatherized, Condensing Ga | 1156 | 246 |  | 12/08/2023 | 55624 | 208663410 | 12/08/2023
Rheem Sales Company, Inc. | RUSSELL | S801T1005A21UHU | Federally-Regulated Consumer Product | Non-Weatherized, Non-Condensin | 2096 | 274 |  | 12/08/2023 | 100583 | 208430290 | 12/08/2023
Rheem Sales Company, Inc. | RUSSELL | S801T0503A14UHN | Federally-Regulated Consumer Product | Non-Weatherized, Non-Condensin | 1388 | 243 |  | 12/08/2023 | 49660 | 208242427 | 12/08/2023
Rheem Sales Company, Inc. | RUSSELL | S97MV0855A21DHS | Federally-Regulated Consumer Product | Non-Weatherized, Condensing Ga | 2138 | 289 |  | 12/08/2023 | 33549 | 208157053 | 12/08/2023
Rheem Sales Company, Inc. | RUSSELL | S921V0855A21M4 | Federally-Regulated Consumer Product | Non-Weatherized, Condensing Ga | 1851 | 246 |  | 12/08/2023 | 84247 | 208676283 | 12/08/2023
Rheem Sales Company, Inc. | RUSSELL | S802V0754A17UHS | Federally-Regulated Consumer Product | Non-Weatherized, Non-Condensin | 1458 | 246 |  | 12/08/2023 | 52564 | 208243331 | 12/08/2023
Rheem Sales Company, Inc. | RUSSELL | S921T0603A17M4 | Federally-Regulated Consumer Product | Non-Weatherized, Condensing Ga | 1156 | 246 |  | 12/08/2023 | 55624 | 208663441 | 12/08/2023
Rheem Sales Company, Inc. | RUSSELL | S801T0503A14DZN | Federally-Regulated Consumer Product | Non-Weatherized, Non-Condensin | 1223 | 236 |  | 12/08/2023 | 51119 | 208242438 | 12/08/2023
Rheem Sales Company, Inc. | Thermal Zone | TZ80UH2V100B4SABAP | Federally-Regulated Consumer Product | Non-Weatherized, Non-Condensin | 1730 | 258 |  | 11/30/2023 | 70020 | 210728269 | 12/08/2023
Rheem Sales Company, Inc. | Thermal Zone | TZ80UH1T100B4NANAS | Federally-Regulated Consumer Product | Non-Weatherized, Non-Condensin | 1448 | 212 |  | 11/21/2023 | 98573 | 213351394 | 12/08/2023
Rheem Sales Company, Inc. | Thermal Zone | TZ95M41V085C5S | Federally-Regulated Consumer Product | Non-Weatherized, Condensing Ga | 1851 | 246 |  | 09/26/2023 | 84247 | 208676731 | 12/08/2023
Rheem Sales Company, Inc. | Thermal Zone | RGEA14036AJT06UAA | Federally-Regulated Consumer Product | Weatherized Non-Condensing Gas | 1434 | 262 |  | 12/05/2023 | 60723 | 205965599 | 12/08/2023
Rheem Sales Company, Inc. | Thermal Zone | TZ80MDV050B30XA | Federally-Regulated Consumer Product | Non-Weatherized, Non-Condensin | 1318 | 240 |  | 11/09/2023 | 35484 | 7979945 | 12/08/2023
Rheem Sales Company, Inc. | Thermal Zone | TZ80UH2V150D5NA | Federally-Regulated Consumer Product | Non-Weatherized, Non-Condensin | 2092 | 274 |  | 05/25/2023 | 104565 | 208430251 | 12/08/2023
Rheem Sales Company, Inc. | Thermal Zone | TZ95M41V040B3S | Federally-Regulated Consumer Product | Non-Weatherized, Condensing Ga | 1292 | 228 |  | 05/25/2023 | 42494 | 208676727 | 12/08/2023
Rheem Sales Company, Inc. | Thermal Zone | RGEA14030AJT04UAA | Federally-Regulated Consumer Product | Weatherized Non-Condensing Gas | 1189 | 251 |  | 12/05/2023 | 39887 | 205965597 | 12/08/2023
Rheem Sales Company, Inc. | Thermal Zone | TZ80UH1T100C5NA | Federally-Regulated Consumer Product | Non-Weatherized, Non-Condensin | 1812 | 262 | 262 | 05/25/2023 | 99863 | 208430219 | 12/08/2023
Rheem Sales Company, Inc. | Thermal Zone | RGEXZS048AJV102 | Federally-Regulated Consumer Product | Weatherized Non-Condensing Gas | 1797 | 277 |  | 11/21/2023 | 70225 | 213352291 | 12/08/2023
Rheem Sales Company, Inc. | Thermal Zone | TZ80UH1T050A3NA | Federally-Regulated Consumer Product | Non-Weatherized, Non-Condensin | 1388 | 243 | 243 | 05/25/2023 | 49660 | 208430216 | 12/08/2023
Rheem Sales Company, Inc. | Thermal Zone | TZ80UH1T100C4UA | Federally-Regulated Consumer Product | Non-Weatherized, Non-Condensin | 1861 | 264 |  | 05/25/2023 | 98348 | 208486689 | 12/08/2023
Rheem Sales Company, Inc. | Thermal Zone | RGEXZS060AJV08T | Federally-Regulated Consumer Product | Weatherized Non-Condensing Gas | 1950 | 177 |  | 11/21/2023 | 56366 | 213352294 | 12/08/2023
Rheem Sales Company, Inc. | Thermal Zone | TZ80UH2V050A3SABAP | Federally-Regulated Consumer Product | Non-Weatherized, Non-Condensin | 1318 | 240 |  | 11/21/2023 | 35484 | 210728266 | 12/08/2023
Rheem Sales Company, Inc. | Thermal Zone | TZ80UH1T075C4NA | Federally-Regulated Consumer Product | Non-Weatherized, Non-Condensin | 1634 | 254 | 254 | 05/25/2023 | 75736 | 208430218 | 12/08/2023
Rheem Sales Company, Inc. | Thermal Zone | TZ80UH2V125D5NA | Federally-Regulated Consumer Product | Non-Weatherized, Non-Condensin | 2073 | 273 |  | 05/25/2023 | 87500 | 208430242 | 12/08/2023
Rheem Sales Company, Inc. | Thermal Zone | TZ80DDV125D50SB | Federally-Regulated Consumer Product | Non-Weatherized, Non-Condensin | 2322 | 284 |  | 11/21/2023 | 87684 | 8087231 | 12/08/2023
Rheem Sales Company, Inc. | Thermal Zone | TZ80UH2V075B4SA | Federally-Regulated Consumer Product | Non-Weatherized, Non-Condensin | 1458 | 246 |  | 11/30/2023 | 52564 | 208430232 | 12/08/2023
Rheem Sales Company, Inc. | Thermal Zone | TZ80DZ1T050A3SA | Federally-Regulated Consumer Product | Non-Weatherized, Non-Condensin | 1223 | 236 |  | 11/30/2023 | 51119 | 208430221 | 12/08/2023
Rheem Sales Company, Inc. | Thermal Zone | TZ92M41T115D5S | Federally-Regulated Consumer Product | Non-Weatherized, Condensing Ga | 2041 | 285 |  | 09/26/2023 | 111488 | 208676712 | 12/08/2023
Rheem Sales Company, Inc. | Thermal Zone | RGEA14030AJT081AC | Federally-Regulated Consumer Product | Weatherized Non-Condensing Gas | 1147 | 249 |  | 11/21/2023 | 79965 | 206606716 | 12/08/2023
Rheem Sales Company, Inc. | Thermal Zone | TZ92M41T040B3S | Federally-Regulated Consumer Product | Non-Weatherized, Condensing Ga | 1107 | 244 |  | 05/25/2023 | 41877 | 208676706 | 12/08/2023
Rheem Sales Company, Inc. | Thermal Zone | TZ80UH2V075B4NA | Federally-Regulated Consumer Product | Non-Weatherized, Non-Condensin | 1458 | 246 | 246 | 05/25/2023 | 52564 | 208430238 | 12/08/2023
Rheem Sales Company, Inc. | Thermal Zone | TZ95M41V115D5S | Federally-Regulated Consumer Product | Non-Weatherized, Condensing Ga | 2137 | 231 |  | 09/26/2023 | 111605 | 208676733 | 12/08/2023
Rheem Sales Company, Inc. | Thermal Zone | TZ80UH1T100C5SA | Federally-Regulated Consumer Product | Non-Weatherized, Non-Condensin | 1812 | 262 |  | 11/30/2023 | 99863 | 208430214 | 12/08/2023
Rheem Sales Company, Inc. | Thermal Zone | TZ80DZ1T075C5NA | Federally-Regulated Consumer Product | Non-Weatherized, Non-Condensin | 1883 | 265 | 265 | 05/25/2023 | 75029 | 208430228 | 12/08/2023
Rheem Sales Company, Inc. | Thermal Zone | TZ95M41V070B3S | Federally-Regulated Consumer Product | Non-Weatherized, Condensing Ga | 1166 | 246 |  | 09/26/2023 | 70001 | 208676729 | 12/08/2023
Rheem Sales Company, Inc. | Thermal Zone | TZ92M41V085C5S | Federally-Regulated Consumer Product | Non-Weatherized, Condensing Ga | 1851 | 246 |  | 09/26/2023 | 84247 | 208676724 | 12/08/2023
Rheem Sales Company, Inc. | Thermal Zone | TZ80UH2V075C5NA | Federally-Regulated Consumer Product | Non-Weatherized, Non-Condensin | 1718 | 258 |  | 05/25/2023 | 52500 | 208430239 | 12/08/2023
Rheem Sales Company, Inc. | Thermal Zone | TZ80UH1T125D5SA | Federally-Regulated Consumer Product | Non-Weatherized, Non-Condensin | 1991 | 270 |  | 11/21/2023 | 123598 | 208430215 | 12/08/2023
Rheem Sales Company, Inc. | Thermal Zone | TZ80UH1T050B3UA | Federally-Regulated Consumer Product | Non-Weatherized, Non-Condensin | 1165 | 233 | 233 | 05/25/2023 | 49157 | 208486685 | 12/08/2023
Rheem Sales Company, Inc. | Thermal Zone | TZ96M42V100C5SA | Federally-Regulated Consumer Product | Non-Weatherized, Condensing Ga | 1858 | 277 |  | 05/25/2023 | 68679 | 208430248 | 12/08/2023
Rheem Sales Company, Inc. | Thermal Zone | TZ80DDV075B30SB | Federally-Regulated Consumer Product | Non-Weatherized, Non-Condensin | 1324 | 240 |  | 11/21/2023 | 52495 | 8087199 | 12/08/2023
Rheem Sales Company, Inc. | Thermal Zone | TZ80DZ1T050A3NA | Federally-Regulated Consumer Product | Non-Weatherized, Non-Condensin | 1223 | 236 | 236 | 05/25/2023 | 51119 | 208430226 | 12/08/2023
Rheem Sales Company, Inc. | Thermal Zone | RGEXZS060AJV102 | Federally-Regulated Consumer Product | Weatherized Non-Condensing Gas | 2129 | 188 |  | 11/21/2023 | 70580 | 213352295 | 12/08/2023
Rheem Sales Company, Inc. | Thermal Zone | TZ80DZ1T075C5SA | Federally-Regulated Consumer Product | Non-Weatherized, Non-Condensin | 1883 | 265 |  | 11/21/2023 | 75029 | 208430223 | 12/08/2023
Rheem Sales Company, Inc. | Thermal Zone | TZ80DDV075B30XB | Federally-Regulated Consumer Product | Non-Weatherized, Non-Condensin | 1324 | 240 |  | 11/21/2023 | 52495 | 8087204 | 12/08/2023
Rheem Sales Company, Inc. | Thermal Zone | TZ80UH1T150D5SANAS | Federally-Regulated Consumer Product | Non-Weatherized, Non-Condensin | 1910 | 233 |  | 11/21/2023 | 150068 | 213351395 | 12/08/2023
Rheem Sales Company, Inc. | Thermal Zone | TZ92M41T060B3S | Federally-Regulated Consumer Product | Non-Weatherized, Condensing Ga | 1156 | 246 |  | 09/26/2023 | 55624 | 208676707 | 12/08/2023
Rheem Sales Company, Inc. | Thermal Zone | TZ80UH2V100B4SA | Federally-Regulated Consumer Product | Non-Weatherized, Non-Condensin | 1730 | 258 |  | 11/30/2023 | 70020 | 208430234 | 12/08/2023
Rheem Sales Company, Inc. | Thermal Zone | TZ80MDV075B30XA | Federally-Regulated Consumer Product | Non-Weatherized, Non-Condensin | 1458 | 246 |  | 05/25/2023 | 52564 | 7979961 | 12/08/2023
Rheem Sales Company, Inc. | Thermal Zone | TZ80DZ1T075B3NA | Federally-Regulated Consumer Product | Non-Weatherized, Non-Condensin | 1253 | 237 |  | 05/25/2023 | 74903 | 208430227 | 12/08/2023
Rheem Sales Company, Inc. | Thermal Zone | TZ80UH1T050A3SA | Federally-Regulated Consumer Product | Non-Weatherized, Non-Condensin | 1388 | 243 |  | 11/30/2023 | 49660 | 208430211 | 12/08/2023
Rheem Sales Company, Inc. | Thermal Zone | RGEA14042AJT101AC | Federally-Regulated Consumer Product | Weatherized Non-Condensing Gas | 1494 | 265 |  | 11/21/2023 | 99609 | 206606726 | 12/08/2023
Rheem Sales Company, Inc. | Thermal Zone | TZ92M41V040B3S | Federally-Regulated Consumer Product | Non-Weatherized, Condensing Ga | 1292 | 228 |  | 05/25/2023 | 42494 | 208676720 | 12/08/2023
Rheem Sales Company, Inc. | Thermal Zone | TZ80UH2V050A3SA | Federally-Regulated Consumer Product | Non-Weatherized, Non-Condensin | 1318 | 240 |  | 11/21/2023 | 35484 | 208430231 | 12/08/2023
Rheem Sales Company, Inc. | Thermal Zone | TZ80DDV075C40XB | Federally-Regulated Consumer Product | Non-Weatherized, Non-Condensin | 2017 | 271 |  | 11/21/2023 | 52471 | 8087216 | 12/08/2023
Rheem Sales Company, Inc. | Thermal Zone | TZ80UH2V100C5SA | Federally-Regulated Consumer Product | Non-Weatherized, Non-Condensin | 1905 | 266 |  | 11/30/2023 | 70000 | 208430235 | 12/08/2023
Rheem Sales Company, Inc. | Thermal Zone | TZ80UH1T100B4SANAS | Federally-Regulated Consumer Product | Non-Weatherized, Non-Condensin | 1448 | 212 |  | 11/21/2023 | 98573 | 213351393 | 12/08/2023
Rheem Sales Company, Inc. | Thermal Zone | TZ92M41V060B3S | Federally-Regulated Consumer Product | Non-Weatherized, Condensing Ga | 1356 | 249 |  | 09/26/2023 | 56054 | 208676721 | 12/08/2023
Rheem Sales Company, Inc. | Thermal Zone | TZ80MDV100C50XA | Federally-Regulated Consumer Product | Non-Weatherized, Non-Condensin | 1905 | 266 |  | 11/09/2023 | 70000 | 7979986 | 12/08/2023
Rheem Sales Company, Inc. | Thermal Zone | TZ80UH2V050A3NA | Federally-Regulated Consumer Product | Non-Weatherized, Non-Condensin | 1318 | 240 | 240 | 05/25/2023 | 35484 | 208430237 | 12/08/2023
Rheem Sales Company, Inc. | Thermal Zone | TZ95M41V100C5S | Federally-Regulated Consumer Product | Non-Weatherized, Condensing Ga | 2153 | 271 |  | 09/26/2023 | 98911 | 208676732 | 12/08/2023
Rheem Sales Company, Inc. | Thermal Zone | TZ92M41V100C5S | Federally-Regulated Consumer Product | Non-Weatherized, Condensing Ga | 2153 | 271 |  | 09/26/2023 | 98911 | 208676725 | 12/08/2023
Rheem Sales Company, Inc. | Thermal Zone | TZ80UH1V100B4SABAP | Federally-Regulated Consumer Product | Non-Weatherized, Non-Condensin | 1896 | 204 |  | 11/21/2023 | 99142 | 213351397 | 12/08/2023
Rheem Sales Company, Inc. | Thermal Zone | TZ95M41V060B3S | Federally-Regulated Consumer Product | Non-Weatherized, Condensing Ga | 1356 | 249 |  | 09/26/2023 | 56054 | 208676728 | 12/08/2023
Rheem Sales Company, Inc. | Thermal Zone | TZ80UH1V150D5SABAP | Federally-Regulated Consumer Product | Non-Weatherized, Non-Condensin | 2440 | 249 |  | 11/21/2023 | 150642 | 213351399 | 12/08/2023
Rheem Sales Company, Inc. | Thermal Zone | TZ80UH2V100C5NA | Federally-Regulated Consumer Product | Non-Weatherized, Non-Condensin | 1905 | 266 | 266 | 05/25/2023 | 70000 | 208430241 | 12/08/2023
Rheem Sales Company, Inc. | Thermal Zone | RGEXZS060AJV10T | Federally-Regulated Consumer Product | Weatherized Non-Condensing Gas | 2129 | 188 |  | 11/21/2023 | 70580 | 213352296 | 12/08/2023
Rheem Sales Company, Inc. | Thermal Zone | TZ80DZ1T125D5NA | Federally-Regulated Consumer Product | Non-Weatherized, Non-Condensin | 1835 | 263 | 263 | 05/25/2023 | 124389 | 208430230 | 12/08/2023
Rheem Sales Company, Inc. | Thermal Zone | TZ80MDV125D50XA | Federally-Regulated Consumer Product | Non-Weatherized, Non-Condensin | 2073 | 273 |  | 11/09/2023 | 87500 | 7979997 | 12/08/2023
Rheem Sales Company, Inc. | Thermal Zone | TZ80MDV075C40XA | Federally-Regulated Consumer Product | Non-Weatherized, Non-Condensin | 1718 | 258 |  | 11/09/2023 | 52500 | 7979975 | 12/08/2023
Rheem Sales Company, Inc. | Thermal Zone | RGEXZS048AJV082 | Federally-Regulated Consumer Product | Weatherized Non-Condensing Gas | 1734 | 168 |  | 11/21/2023 | 57017 | 213352289 | 12/08/2023
Rheem Sales Company, Inc. | Thermal Zone | TZ80UH1T075C4SA | Federally-Regulated Consumer Product | Non-Weatherized, Non-Condensin | 1634 | 254 |  | 11/30/2023 | 75736 | 208430213 | 12/08/2023
Rheem Sales Company, Inc. | Thermal Zone | TZ80UH1T075B4SA | Federally-Regulated Consumer Product | Non-Weatherized, Non-Condensin | 1496 | 248 |  | 11/30/2023 | 75177 | 208430212 | 12/08/2023
Rheem Sales Company, Inc. | Thermal Zone | RGEXZS048AJV10T | Federally-Regulated Consumer Product | Weatherized Non-Condensing Gas | 1797 | 277 |  | 11/21/2023 | 70225 | 213352292 | 12/08/2023
Rheem Sales Company, Inc. | Thermal Zone | TZ80DDV075C40SB | Federally-Regulated Consumer Product | Non-Weatherized, Non-Condensin | 2017 | 271 |  | 11/21/2023 | 52471 | 8087211 | 12/08/2023
Rheem Sales Company, Inc. | Thermal Zone | TZ80DZ1T100C5NA | Federally-Regulated Consumer Product | Non-Weatherized, Non-Condensin | 1895 | 265 | 265 | 05/25/2023 | 100302 | 208430229 | 12/08/2023
Rheem Sales Company, Inc. | Thermal Zone | TZ80DZ1T100C5SA | Federally-Regulated Consumer Product | Non-Weatherized, Non-Condensin | 1895 | 265 |  | 11/30/2023 | 100302 | 208430224 | 12/08/2023
Rheem Sales Company, Inc. | Thermal Zone | TZ80DDV125D50XB | Federally-Regulated Consumer Product | Non-Weatherized, Non-Condensin | 2322 | 284 |  | 11/21/2023 | 87684 | 8087236 | 12/08/2023
Rheem Sales Company, Inc. | Thermal Zone | TZ92M41V115D5S | Federally-Regulated Consumer Product | Non-Weatherized, Condensing Ga | 2137 | 231 |  | 09/26/2023 | 111605 | 208676726 | 12/08/2023
Rheem Sales Company, Inc. | Thermal Zone | TZ80UH1T125D5NA | Federally-Regulated Consumer Product | Non-Weatherized, Non-Condensin | 1991 | 270 |  | 11/21/2023 | 123598 | 208430220 | 12/08/2023
Rheem Sales Company, Inc. | Thermal Zone | TZ80DZ1T125D5SA | Federally-Regulated Consumer Product | Non-Weatherized, Non-Condensin | 1835 | 263 |  | 11/30/2023 | 124389 | 208430225 | 12/08/2023
Rheem Sales Company, Inc. | Thermal Zone | TZ92M41V070B3S | Federally-Regulated Consumer Product | Non-Weatherized, Condensing Ga | 1166 | 246 |  | 05/25/2023 | 70001 | 208676722 | 12/08/2023
Rheem Sales Company, Inc. | Thermal Zone | RGEXZS048AJV08T | Federally-Regulated Consumer Product | Weatherized Non-Condensing Gas | 1734 | 168 |  | 11/21/2023 | 57017 | 213352290 | 12/08/2023
Rheem Sales Company, Inc. | Thermal Zone | TZ92M41T070B3S | Federally-Regulated Consumer Product | Non-Weatherized, Condensing Ga | 1362 | 255 |  | 09/26/2023 | 69960 | 208676708 | 12/08/2023
Rheem Sales Company, Inc. | Thermal Zone | TZ80DDV100C50SB | Federally-Regulated Consumer Product | Non-Weatherized, Non-Condensin | 2291 | 283 |  | 11/21/2023 | 70210 | 8087221 | 12/08/2023
Rheem Sales Company, Inc. | Thermal Zone | TZ92M41T100C5S | Federally-Regulated Consumer Product | Non-Weatherized, Condensing Ga | 2066 | 286 |  | 09/26/2023 | 98023 | 208676711 | 12/08/2023
Rheem Sales Company, Inc. | Thermal Zone | TZ80UH2V100B4NA | Federally-Regulated Consumer Product | Non-Weatherized, Non-Condensin | 1730 | 258 | 258 | 05/25/2023 | 70020 | 208430240 | 12/08/2023
Rheem Sales Company, Inc. | Thermal Zone | TZ80UH2V075C5SA | Federally-Regulated Consumer Product | Non-Weatherized, Non-Condensin | 1718 | 258 |  | 11/30/2023 | 52500 | 208430233 | 12/08/2023
Rheem Sales Company, Inc. | Thermal Zone | TZ80UH1T075B4NA | Federally-Regulated Consumer Product | Non-Weatherized, Non-Condensin | 1496 | 248 | 248 | 05/25/2023 | 75177 | 208430217 | 12/08/2023
Rheem Sales Company, Inc. | Thermal Zone | RGEXZS060AJV082 | Federally-Regulated Consumer Product | Weatherized Non-Condensing Gas | 1950 | 177 |  | 11/21/2023 | 56366 | 213352293 | 12/08/2023
Rheem Sales Company, Inc. | Thermal Zone | TZ92M41T085C5S | Federally-Regulated Consumer Product | Non-Weatherized, Condensing Ga | 1929 | 280 |  | 09/26/2023 | 84515 | 208676710 | 12/08/2023
Rheem Sales Company, Inc. | Thermal Zone | TZ80UH2V100C5SABAP | Federally-Regulated Consumer Product | Non-Weatherized, Non-Condensin | 1905 | 266 |  | 11/30/2023 | 70000 | 210728270 | 12/08/2023
Rheem Sales Company, Inc. | Thermal Zone | TZ80UH2V075C5SABAP | Federally-Regulated Consumer Product | Non-Weatherized, Non-Condensin | 1718 | 258 |  | 11/30/2023 | 52500 | 210728268 | 12/08/2023
Rheem Sales Company, Inc. | Thermal Zone | TZ80UH1T070B3UA | Federally-Regulated Consumer Product | Non-Weatherized, Non-Condensin | 1189 | 234 |  | 05/25/2023 | 70542 | 208486687 | 12/08/2023
Rheem Sales Company, Inc. | Rheem | R951V0603A17M4 | Federally-Regulated Consumer Product | Non-Weatherized, Condensing Ga | 1356 | 249 |  | 10/17/2023 | 56054 | 208676308 | 12/08/2023
Rheem Sales Company, Inc. | Rheem | RGEA16036AJV062AB | Federally-Regulated Consumer Product | Weatherized Non-Condensing Gas | 1648 | 259 |  | 11/21/2023 | 76362 | 203404613 | 12/08/2023
Rheem Sales Company, Inc. | Rheem | R921V0603A17M4 | Federally-Regulated Consumer Product | Non-Weatherized, Condensing Ga | 1356 | 249 |  | 10/17/2023 | 56054 | 208676338 | 12/08/2023
Rheem Sales Company, Inc. | Rheem | R921V0855A21M4 | Federally-Regulated Consumer Product | Non-Weatherized, Condensing Ga | 1851 | 246 |  | 10/17/2023 | 84247 | 208676276 | 12/08/2023
Rheem Sales Company, Inc. | Rheem | R802V0755A21UHN | Federally-Regulated Consumer Product | Non-Weatherized, Non-Condensin | 1718 | 258 | 258 | 05/18/2022 | 52500 | 208243248 | 12/08/2023
Rheem Sales Company, Inc. | Rheem | R921T0403A17M4 | Federally-Regulated Consumer Product | Non-Weatherized, Condensing Ga | 1107 | 244 | 244 | 05/25/2023 | 41877 | 208663433 | 12/08/2023
Rheem Sales Company, Inc. | Rheem | R951V1005A21M4 | Federally-Regulated Consumer Product | Non-Weatherized, Condensing Ga | 2153 | 271 |  | 10/17/2023 | 98911 | 208676312 | 12/08/2023
Rheem Sales Company, Inc. | Rheem | R801T1005A21DZN | Federally-Regulated Consumer Product | Non-Weatherized, Non-Condensin | 1895 | 265 | 265 | 05/25/2023 | 100302 | 208242374 | 12/08/2023
Rheem Sales Company, Inc. | Rheem | R801T0503A14DZN | Federally-Regulated Consumer Product | Non-Weatherized, Non-Condensin | 1223 | 236 | 236 | 05/25/2023 | 51119 | 208242371 | 12/08/2023
Rheem Sales Company, Inc. | Rheem | R802VA100521ZXB | Federally-Regulated Consumer Product | Non-Weatherized, Non-Condensin | 2291 | 283 |  | 11/21/2023 | 70210 | 8087193 | 12/08/2023
Rheem Sales Company, Inc. | Rheem | R801T0754A21UHS | Federally-Regulated Consumer Product | Non-Weatherized, Non-Condensin | 1634 | 254 |  | 11/30/2023 | 75736 | 208242358 | 12/08/2023
Rheem Sales Company, Inc. | Rheem | RGEA16036AJV06TAB | Federally-Regulated Consumer Product | Weatherized Non-Condensing Gas | 1648 | 259 |  | 11/21/2023 | 76362 | 203404615 | 12/08/2023
Rheem Sales Company, Inc. | Rheem | R921V1005A21M4 | Federally-Regulated Consumer Product | Non-Weatherized, Condensing Ga | 2153 | 271 |  | 10/17/2023 | 98911 | 208676277 | 12/08/2023
Rheem Sales Company, Inc. | Rheem | RGEA14042AJT101AC | Federally-Regulated Consumer Product | Weatherized Non-Condensing Gas | 1494 | 265 |  | 11/21/2023 | 99609 | 206606418 | 12/08/2023
Rheem Sales Company, Inc. | Rheem | RGEA14030AJT081AC | Federally-Regulated Consumer Product | Weatherized Non-Condensing Gas | 1147 | 249 |  | 11/21/2023 | 79965 | 206606413 | 12/08/2023
Rheem Sales Company, Inc. | Rheem | R802V0503A14UHN | Federally-Regulated Consumer Product | Non-Weatherized, Non-Condensin | 1318 | 240 | 240 | 05/25/2023 | 35484 | 208243245 | 12/08/2023
Rheem Sales Company, Inc. | Rheem | R801T1255A24UHS | Federally-Regulated Consumer Product | Non-Weatherized, Non-Condensin | 1991 | 270 |  | 11/21/2023 | 123598 | 208242360 | 12/08/2023
Rheem Sales Company, Inc. | Rheem | R802VA100521MXA | Federally-Regulated Consumer Product | Non-Weatherized, Non-Condensin | 1905 | 266 | 266 | 06/22/2023 | 70000 | 201709837 | 12/08/2023
Rheem Sales Company, Inc. | Rheem | RGEXZS060AJV08T | Federally-Regulated Consumer Product | Weatherized Non-Condensing Gas | 1950 | 177 |  | 11/21/2023 | 56366 | 213352257 | 12/08/2023
Rheem Sales Company, Inc. | Rheem | R802V1255A24UHN | Federally-Regulated Consumer Product | Non-Weatherized, Non-Condensin | 2073 | 273 | 273 | 05/18/2022 | 87500 | 208243253 | 12/08/2023
Rheem Sales Company, Inc. | Rheem | RGEA14048AJT101AB | Federally-Regulated Consumer Product | Weatherized Non-Condensing Gas | 1809 | 279 |  | 11/21/2023 | 99189 | 203404493 | 12/08/2023
Rheem Sales Company, Inc. | Rheem | R801CA125524ZSA | Federally-Regulated Consumer Product | Non-Weatherized, Non-Condensin | 1835 | 263 | 263 | 05/25/2023 | 124289 | 203325272 | 12/08/2023
Rheem Sales Company, Inc. | Rheem | R801T0754A17UHN | Federally-Regulated Consumer Product | Non-Weatherized, Non-Condensin | 1496 | 248 | 248 | 05/25/2023 | 75177 | 208242362 | 12/08/2023
Rheem Sales Company, Inc. | Rheem | R801T0755A21DZS | Federally-Regulated Consumer Product | Non-Weatherized, Non-Condensin | 1883 | 265 |  | 11/21/2023 | 75029 | 208242368 | 12/08/2023
Rheem Sales Company, Inc. | Rheem | RGEA14030AJT04UAA | Federally-Regulated Consumer Product | Weatherized Non-Condensing Gas | 1189 | 251 |  | 12/05/2023 | 39887 | 205963370 | 12/08/2023
Rheem Sales Company, Inc. | Rheem | R801V1004A17UHNCAP | Federally-Regulated Consumer Product | Non-Weatherized, Non-Condensin | 1896 | 204 |  | 11/21/2023 | 99142 | 213351291 | 12/08/2023
Rheem Sales Company, Inc. | Rheem | R801T1505A24UHSNAS | Federally-Regulated Consumer Product | Non-Weatherized, Non-Condensin | 1910 | 233 |  | 11/21/2023 | 150068 | 213351281 | 12/08/2023
Rheem Sales Company, Inc. | Rheem | R802VA075421MXA | Federally-Regulated Consumer Product | Non-Weatherized, Non-Condensin | 1718 | 258 | 258 | 06/22/2023 | 52500 | 201709833 | 12/08/2023
Rheem Sales Company, Inc. | Rheem | R801T0755A21DZN | Federally-Regulated Consumer Product | Non-Weatherized, Non-Condensin | 1883 | 265 | 265 | 05/18/2022 | 75029 | 208242373 | 12/08/2023
Rheem Sales Company, Inc. | Rheem | R96VA0602317MSA | Federally-Regulated Consumer Product | Non-Weatherized, Condensing Ga | 1372 | 255 | 255 | 06/22/2023 | 37932 | 6483386 | 12/08/2023
Rheem Sales Company, Inc. | Rheem | R801T1505A24UHNNAS | Federally-Regulated Consumer Product | Non-Weatherized, Non-Condensin | 1910 | 233 |  | 11/21/2023 | 150068 | 213351288 | 12/08/2023
Rheem Sales Company, Inc. | Rheem | R801TA125524MSA | Federally-Regulated Consumer Product | Non-Weatherized, Non-Condensin | 1991 | 270 |  | 11/21/2023 | 123598 | 201707691 | 12/08/2023
Rheem Sales Company, Inc. | Rheem | R96TA0702521MSA | Federally-Regulated Consumer Product | Non-Weatherized, Condensing Ga | 1854 | 277 |  | 11/21/2023 | 49250 | 203261132 | 12/08/2023
Rheem Sales Company, Inc. | Rheem | RGEXZS048AJV10T | Federally-Regulated Consumer Product | Weatherized Non-Condensing Gas | 1797 | 277 |  | 11/21/2023 | 70225 | 213352242 | 12/08/2023
Rheem Sales Company, Inc. | Rheem | R802V0754A17UHN | Federally-Regulated Consumer Product | Non-Weatherized, Non-Condensin | 1458 | 246 | 246 | 05/25/2023 | 52564 | 208243246 | 12/08/2023
Rheem Sales Company, Inc. | Rheem | R801T0754A21UHN | Federally-Regulated Consumer Product | Non-Weatherized, Non-Condensin | 1634 | 254 | 254 | 05/25/2023 | 75736 | 208242363 | 12/08/2023
Rheem Sales Company, Inc. | Rheem | RGEA16024AJV062AB | Federally-Regulated Consumer Product | Weatherized Non-Condensing Gas | 1358 | 259 |  | 11/21/2023 | 46205 | 203404609 | 12/08/2023
Rheem Sales Company, Inc. | Rheem | R802V1005A21UHS | Federally-Regulated Consumer Product | Non-Weatherized, Non-Condensin | 1905 | 266 |  | 11/30/2023 | 70000 | 208243241 | 12/08/2023
Rheem Sales Company, Inc. | Rheem | R801TA070417MUA | Federally-Regulated Consumer Product | Non-Weatherized, Non-Condensin | 1823 | 262 |  | 11/21/2023 | 70109 | 204501608 | 12/08/2023
Rheem Sales Company, Inc. | Rheem | R802V1255A24UHS | Federally-Regulated Consumer Product | Non-Weatherized, Non-Condensin | 2073 | 273 |  | 11/30/2023 | 87500 | 208243243 | 12/08/2023
Rheem Sales Company, Inc. | Rheem | R801T1255A24DZS | Federally-Regulated Consumer Product | Non-Weatherized, Non-Condensin | 1835 | 263 |  | 11/30/2023 | 124389 | 208242370 | 12/08/2023
Rheem Sales Company, Inc. | Rheem | R962V0603A17M4S | Federally-Regulated Consumer Product | Non-Weatherized, Condensing Ga | 1372 | 255 | 255 | 05/25/2023 | 37932 | 208243257 | 12/08/2023
Rheem Sales Company, Inc. | Rheem | R801T1004A21UHU | Federally-Regulated Consumer Product | Non-Weatherized, Non-Condensin | 1861 | 264 |  | 05/25/2022 | 98348 | 208430271 | 12/08/2023
Rheem Sales Company, Inc. | Rheem | R921V1155A24M4 | Federally-Regulated Consumer Product | Non-Weatherized, Condensing Ga | 2137 | 231 |  | 10/17/2023 | 111605 | 208676278 | 12/08/2023
Rheem Sales Company, Inc. | Rheem | R801T0753A17DZN | Federally-Regulated Consumer Product | Non-Weatherized, Non-Condensin | 1253 | 237 | 237 | 05/25/2023 | 74903 | 208429530 | 12/08/2023
Rheem Sales Company, Inc. | Rheem | RGEAZS024AJV061CA | Federally-Regulated Consumer Product | Weatherized Non-Condensing Gas | 1089 | 247 |  | 11/21/2023 | 60430 | 212675803 | 12/08/2023
Rheem Sales Company, Inc. | Rheem | R921V0403A17M4 | Federally-Regulated Consumer Product | Non-Weatherized, Condensing Ga | 1292 | 228 |  | 05/25/2023 | 42494 | 208676337 | 12/08/2023
Rheem Sales Company, Inc. | Rheem | RGEXZS060AJV082 | Federally-Regulated Consumer Product | Weatherized Non-Condensing Gas | 1950 | 177 |  | 11/21/2023 | 56366 | 213352258 | 12/08/2023
Rheem Sales Company, Inc. | Rheem | R801T0503A14UHN | Federally-Regulated Consumer Product | Non-Weatherized, Non-Condensin | 1388 | 243 | 243 | 05/25/2023 | 49660 | 208242361 | 12/08/2023
Rheem Sales Company, Inc. | Rheem | R802VA075317MXA | Federally-Regulated Consumer Product | Non-Weatherized, Non-Condensin | 1458 | 246 | 246 | 01/20/2021 | 52564 | 201709829 | 12/08/2023
Rheem Sales Company, Inc. | Rheem | RGEXZS048AJV08T | Federally-Regulated Consumer Product | Weatherized Non-Condensing Gas | 1734 | 168 |  | 11/21/2023 | 57017 | 213352232 | 12/08/2023
Rheem Sales Company, Inc. | Rheem | R802VA125524ZXB | Federally-Regulated Consumer Product | Non-Weatherized, Non-Condensin | 2322 | 284 |  | 11/21/2023 | 87684 | 8087195 | 12/08/2023
Rheem Sales Company, Inc. | Rheem | R951V0703A17M4 | Federally-Regulated Consumer Product | Non-Weatherized, Condensing Ga | 1166 | 246 |  | 10/17/2023 | 70001 | 208676309 | 12/08/2023
Rheem Sales Company, Inc. | Rheem | R951V1155A24M4 | Federally-Regulated Consumer Product | Non-Weatherized, Condensing Ga | 2137 | 231 |  | 10/17/2023 | 111605 | 208676270 | 12/08/2023
Rheem Sales Company, Inc. | Rheem | RGECZT060AJT12**C | Federally-Regulated Consumer Product | Weatherized Non-Condensing Gas | 2183 | 266 |  | 11/21/2023 | 83968 | 212604417 | 12/08/2023
Rheem Sales Company, Inc. | Rheem | R802V1004A17UHS | Federally-Regulated Consumer Product | Non-Weatherized, Non-Condensin | 1730 | 258 |  | 11/30/2023 | 70020 | 208243240 | 12/08/2023
Rheem Sales Company, Inc. | Rheem | R921T0603A17M4 | Federally-Regulated Consumer Product | Non-Weatherized, Condensing Ga | 1156 | 246 |  | 10/17/2023 | 55624 | 208663434 | 12/08/2023
Rheem Sales Company, Inc. | Rheem | R92TA0851521MSA | Federally-Regulated Consumer Product | Non-Weatherized, Condensing Ga | 1929 | 280 |  | 10/17/2023 | 84515 | 201712983 | 12/08/2023
Rheem Sales Company, Inc. | Rheem | R801V1505A24UHNCAP | Federally-Regulated Consumer Product | Non-Weatherized, Non-Condensin | 2440 | 249 |  | 11/21/2023 | 150642 | 213351294 | 12/08/2023
Rheem Sales Company, Inc. | Rheem | R802VA075421ZSB | Federally-Regulated Consumer Product | Non-Weatherized, Non-Condensin | 2017 | 271 |  | 11/21/2023 | 52471 | 8087190 | 12/08/2023
Rheem Sales Company, Inc. | Rheem | R802V1004A17UHN | Federally-Regulated Consumer Product | Non-Weatherized, Non-Condensin | 1730 | 258 | 258 | 05/25/2023 | 70020 | 208243250 | 12/08/2023
Rheem Sales Company, Inc. | Rheem | R801T0503A14UHS | Federally-Regulated Consumer Product | Non-Weatherized, Non-Condensin | 1388 | 243 |  | 11/30/2023 | 49660 | 208242356 | 12/08/2023
Rheem Sales Company, Inc. | Rheem | R801T1255A24DZN | Federally-Regulated Consumer Product | Non-Weatherized, Non-Condensin | 1835 | 263 | 263 | 05/18/2022 | 124389 | 208242375 | 12/08/2023
Rheem Sales Company, Inc. | Rheem | RGEXZS048AJV082 | Federally-Regulated Consumer Product | Weatherized Non-Condensing Gas | 1734 | 168 |  | 11/21/2023 | 57017 | 213352227 | 12/08/2023
Rheem Sales Company, Inc. | Rheem | R951V0403A17M4 | Federally-Regulated Consumer Product | Non-Weatherized, Condensing Ga | 1292 | 228 |  | 05/25/2023 | 42494 | 208676307 | 12/08/2023
Rheem Sales Company, Inc. | Rheem | RGEAZS024AJV06XCA | Federally-Regulated Consumer Product | Weatherized Non-Condensing Gas | 1089 | 247 |  | 11/21/2023 | 60430 | 212675804 | 12/08/2023
Rheem Sales Company, Inc. | Rheem | R801T1004A17UHNNAS | Federally-Regulated Consumer Product | Non-Weatherized, Non-Condensin | 1448 | 212 |  | 11/21/2023 | 98573 | 213351285 | 12/08/2023
Rheem Sales Company, Inc. | Rheem | R801T1005A21DZS | Federally-Regulated Consumer Product | Non-Weatherized, Non-Condensin | 1895 | 265 |  | 11/30/2023 | 100302 | 208242369 | 12/08/2023
Rheem Sales Company, Inc. | Rheem | RGEXZS060AJV10T | Federally-Regulated Consumer Product | Weatherized Non-Condensing Gas | 2129 | 188 |  | 11/21/2023 | 70580 | 213352249 | 12/08/2023
Rheem Sales Company, Inc. | Rheem | RGECZT060AJT07**C | Federally-Regulated Consumer Product | Weatherized Non-Condensing Gas | 2336 | 182 |  | 11/21/2023 | 52310 | 212604411 | 12/08/2023
Rheem Sales Company, Inc. | Rheem | RGEA14036AJT06UAA | Federally-Regulated Consumer Product | Weatherized Non-Condensing Gas | 1434 | 262 |  | 12/05/2023 | 60723 | 205962901 | 12/08/2023
Rheem Sales Company, Inc. | Rheem | R801T1005A21UHS | Federally-Regulated Consumer Product | Non-Weatherized, Non-Condensin | 1812 | 262 |  | 11/30/2023 | 99863 | 208242359 | 12/08/2023
Rheem Sales Company, Inc. | Rheem | R801T0703A17UHU | Federally-Regulated Consumer Product | Non-Weatherized, Non-Condensin | 1189 | 234 |  | 05/25/2022 | 70542 | 208430269 | 12/08/2023
Rheem Sales Company, Inc. | Rheem | R921T0703A17M4 | Federally-Regulated Consumer Product | Non-Weatherized, Condensing Ga | 1362 | 255 |  | 10/17/2023 | 69960 | 208663435 | 12/08/2023
Rheem Sales Company, Inc. | Rheem | R802VA075421ZXB | Federally-Regulated Consumer Product | Non-Weatherized, Non-Condensin | 2017 | 271 |  | 11/21/2023 | 52471 | 8087191 | 12/08/2023
Rheem Sales Company, Inc. | Rheem | R921V0703A17M4 | Federally-Regulated Consumer Product | Non-Weatherized, Condensing Ga | 1166 | 246 |  | 10/17/2023 | 70001 | 208676339 | 12/08/2023
Rheem Sales Company, Inc. | Rheem | R801T0503A17UHU | Federally-Regulated Consumer Product | Non-Weatherized, Non-Condensin | 1165 | 233 | 233 | 05/25/2023 | 49157 | 208430267 | 12/08/2023
Rheem Sales Company, Inc. | Rheem | R921T1155A24M4 | Federally-Regulated Consumer Product | Non-Weatherized, Condensing Ga | 2041 | 285 |  | 10/17/2023 | 111488 | 208663439 | 12/08/2023
Rheem Sales Company, Inc. | Rheem | R962V1005A21M4S | Federally-Regulated Consumer Product | Non-Weatherized, Condensing Ga | 1858 | 277 | 277 | 05/18/2022 | 68679 | 208243264 | 12/08/2023
Rheem Sales Company, Inc. | Rheem | RGEXZS048AJV102 | Federally-Regulated Consumer Product | Weatherized Non-Condensing Gas | 1797 | 277 |  | 11/21/2023 | 70225 | 213352237 | 12/08/2023
Rheem Sales Company, Inc. | Rheem | R801V1004A17UHSCAP | Federally-Regulated Consumer Product | Non-Weatherized, Non-Condensin | 1896 | 204 |  | 11/21/2023 | 99142 | 213351282 | 12/08/2023
Rheem Sales Company, Inc. | Rheem | R802VA075317ZSB | Federally-Regulated Consumer Product | Non-Weatherized, Non-Condensin | 1324 | 240 |  | 11/21/2023 | 52495 | 8087188 | 12/08/2023
Rheem Sales Company, Inc. | Rheem | R802VA125524MXA | Federally-Regulated Consumer Product | Non-Weatherized, Non-Condensin | 2073 | 273 | 273 | 06/22/2023 | 87500 | 201709841 | 12/08/2023
Rheem Sales Company, Inc. | Rheem | R802VA075317ZXB | Federally-Regulated Consumer Product | Non-Weatherized, Non-Condensin | 1324 | 240 |  | 11/21/2023 | 52495 | 8087189 | 12/08/2023
Rheem Sales Company, Inc. | Rheem | R801T0754A17UHS | Federally-Regulated Consumer Product | Non-Weatherized, Non-Condensin | 1496 | 248 |  | 11/30/2023 | 75177 | 208242357 | 12/08/2023
Rheem Sales Company, Inc. | Rheem | R921T1005A21M4 | Federally-Regulated Consumer Product | Non-Weatherized, Condensing Ga | 2066 | 286 |  | 10/17/2023 | 98023 | 208663438 | 12/08/2023
Rheem Sales Company, Inc. | Rheem | R802VA050317MXA | Federally-Regulated Consumer Product | Non-Weatherized, Non-Condensin | 1318 | 240 | 240 | 06/22/2023 | 35484 | 201709825 | 12/08/2023
Rheem Sales Company, Inc. | Rheem | RGEXZS060AJV102 | Federally-Regulated Consumer Product | Weatherized Non-Condensing Gas | 2129 | 188 |  | 11/21/2023 | 70580 | 213352247 | 12/08/2023
Rheem Sales Company, Inc. | Rheem | R921T0855A21M4 | Federally-Regulated Consumer Product | Non-Weatherized, Condensing Ga | 1929 | 280 |  | 10/17/2023 | 84515 | 208663437 | 12/08/2023
Rheem Sales Company, Inc. | Rheem | R802V1005A21UHN | Federally-Regulated Consumer Product | Non-Weatherized, Non-Condensin | 1905 | 266 | 266 | 05/25/2023 | 70000 | 208243252 | 12/08/2023
Rheem Sales Company, Inc. | Rheem | R801T0503A14DZS | Federally-Regulated Consumer Product | Non-Weatherized, Non-Condensin | 1223 | 236 |  | 11/30/2023 | 51119 | 208242366 | 12/08/2023
Rheem Sales Company, Inc. | Rheem | R802V1505A24UHN | Federally-Regulated Consumer Product | Non-Weatherized, Non-Condensin | 2092 | 274 | 274 | 05/25/2023 | 104565 | 208243576 | 12/08/2023
Rheem Sales Company, Inc. | Rheem | R801T1005A21UHN | Federally-Regulated Consumer Product | Non-Weatherized, Non-Condensin | 1812 | 262 | 262 | 05/25/2023 | 99863 | 208242364 | 12/08/2023
Rheem Sales Company, Inc. | Rheem | R951V0855A21M4 | Federally-Regulated Consumer Product | Non-Weatherized, Condensing Ga | 1851 | 246 |  | 10/17/2023 | 84247 | 208676311 | 12/08/2023
Rheem Sales Company, Inc. | Rheem | R801T1004A17UHSNAS | Federally-Regulated Consumer Product | Non-Weatherized, Non-Condensin | 1448 | 212 |  | 11/21/2023 | 98573 | 213351280 | 12/08/2023
Rheem Sales Company, Inc. | Rheem | R802VA100521ZSB | Federally-Regulated Consumer Product | Non-Weatherized, Non-Condensin | 2291 | 283 |  | 11/21/2023 | 70210 | 8087192 | 12/08/2023
Rheem Sales Company, Inc. | Rheem | R802V0754A17UHS | Federally-Regulated Consumer Product | Non-Weatherized, Non-Condensin | 1458 | 246 |  | 11/30/2023 | 52564 | 208243237 | 12/08/2023
Rheem Sales Company, Inc. | Rheem | R802VA125524ZSB | Federally-Regulated Consumer Product | Non-Weatherized, Non-Condensin | 2322 | 284 |  | 11/21/2023 | 87684 | 8087194 | 12/08/2023
Rheem Sales Company, Inc. | Rheem | R801V1505A24UHSCAP | Federally-Regulated Consumer Product | Non-Weatherized, Non-Condensin | 2440 | 249 |  | 11/21/2023 | 150642 | 213351283 | 12/08/2023
Rheem Sales Company, Inc. | Ruud | RGEAZR060AJT08XNA | Federally-Regulated Consumer Product | Weatherized Non-Condensing Gas | 2041 | 289 |  | 12/08/2023 | 79422 | 208676574 | 12/08/2023
Rheem Sales Company, Inc. | Ruud | R801V0504A17UHUCAP | Federally-Regulated Consumer Product | Non-Weatherized, Non-Condensin | 1376 | 243 |  | 12/08/2023 | 50203 | 211806590 | 12/08/2023
Rheem Sales Company, Inc. | Ruud | RGEAZR024AJT04XNA | Federally-Regulated Consumer Product | Weatherized Non-Condensing Gas | 1205 | 252 |  | 12/08/2023 | 40798 | 208676469 | 12/08/2023
Rheem Sales Company, Inc. | Ruud | R962V0603A17M4S | Federally-Regulated Consumer Product | Non-Weatherized, Condensing Ga | 1372 | 255 |  | 12/08/2023 | 37932 | 208243286 | 12/08/2023
Rheem Sales Company, Inc. | Ruud | RGEAZR030AJT081NA | Federally-Regulated Consumer Product | Weatherized Non-Condensing Gas | 1216 | 253 |  | 12/08/2023 | 80365 | 208676414 | 12/08/2023
Rheem Sales Company, Inc. | Ruud | RGECZT048AJT12**C | Federally-Regulated Consumer Product | Weatherized Non-Condensing Gas | 1902 | 259 |  | 12/08/2023 | 84032 | 212604407 | 12/08/2023
Rheem Sales Company, Inc. | Ruud | R801T1505A24UHNNAS | Federally-Regulated Consumer Product | Non-Weatherized, Non-Condensin | 1910 | 233 |  | 12/08/2023 | 150068 | 213351289 | 12/08/2023
Rheem Sales Company, Inc. | Ruud | RGEAZR036AJT06UNA | Federally-Regulated Consumer Product | Weatherized Non-Condensing Gas | 1434 | 262 |  | 12/08/2023 | 60723 | 208676514 | 12/08/2023
Rheem Sales Company, Inc. | Ruud | RGEAZR048AJT10XNA | Federally-Regulated Consumer Product | Weatherized Non-Condensing Gas | 2001 | 287 |  | 12/08/2023 | 101705 | 208676569 | 12/08/2023
Rheem Sales Company, Inc. | Ruud | RGEAZR042AJT10XNA | Federally-Regulated Consumer Product | Weatherized Non-Condensing Gas | 1774 | 277 |  | 12/08/2023 | 100987 | 208676549 | 12/08/2023
Rheem Sales Company, Inc. | Ruud | RGECZR048AJT07**C | Federally-Regulated Consumer Product | Weatherized Non-Condensing Gas | 1873 | 167 |  | 12/08/2023 | 52596 | 210279539 | 12/08/2023
Rheem Sales Company, Inc. | Ruud | RGEAZR030AJT06XNA | Federally-Regulated Consumer Product | Weatherized Non-Condensing Gas | 1342 | 258 |  | 12/08/2023 | 61240 | 208676504 | 12/08/2023
Rheem Sales Company, Inc. | Ruud | RGEAZR042AJT08XNA | Federally-Regulated Consumer Product | Weatherized Non-Condensing Gas | 1820 | 279 |  | 12/08/2023 | 81578 | 208676544 | 12/08/2023
Rheem Sales Company, Inc. | Ruud | R802V1255A24DZSCAP | Federally-Regulated Consumer Product | Non-Weatherized, Non-Condensin | 2179 | 278 |  | 12/08/2023 | 86625 | 211774737 | 12/08/2023
Rheem Sales Company, Inc. | Ruud | RGEAZS024AJV06XCA | Federally-Regulated Consumer Product | Weatherized Non-Condensing Gas | 1089 | 247 |  | 12/08/2023 | 60430 | 212675819 | 12/08/2023
Rheem Sales Company, Inc. | Ruud | RGEAZR030AJT041NA | Federally-Regulated Consumer Product | Weatherized Non-Condensing Gas | 1342 | 258 |  | 12/08/2023 | 39842 | 208676404 | 12/08/2023
Rheem Sales Company, Inc. | Ruud | RGECZR036AJT07**C | Federally-Regulated Consumer Product | Weatherized Non-Condensing Gas | 1475 | 165 |  | 12/08/2023 | 53157 | 208503161 | 12/08/2023
Rheem Sales Company, Inc. | Ruud | R801T0504A17UHNNAS | Federally-Regulated Consumer Product | Non-Weatherized, Non-Condensin | 1517 | 249 |  | 12/08/2023 | 50545 | 211806581 | 12/08/2023
Rheem Sales Company, Inc. | Ruud | RGECZR036AJT10**C | Federally-Regulated Consumer Product | Weatherized Non-Condensing Gas | 1576 | 218 |  | 12/08/2023 | 100764 | 210279535 | 12/08/2023
Rheem Sales Company, Inc. | Ruud | R802V1005A21DZNCAP | Federally-Regulated Consumer Product | Non-Weatherized, Non-Condensin | 2120 | 275 |  | 12/08/2023 | 69817 | 211806612 | 12/08/2023
Rheem Sales Company, Inc. | Ruud | R801V1004A17UHSCAP | Federally-Regulated Consumer Product | Non-Weatherized, Non-Condensin | 1896 | 204 |  | 12/08/2023 | 99142 | 213351290 | 12/08/2023
Rheem Sales Company, Inc. | Ruud | RGEAZR048AJT10UNA | Federally-Regulated Consumer Product | Weatherized Non-Condensing Gas | 1832 | 280 |  | 12/08/2023 | 100370 | 208676564 | 12/08/2023
Rheem Sales Company, Inc. | Ruud | RGEAZR030AJT04UNA | Federally-Regulated Consumer Product | Weatherized Non-Condensing Gas | 1189 | 251 |  | 12/08/2023 | 39887 | 208676489 | 12/08/2023
Rheem Sales Company, Inc. | Ruud | RGEAZR036AJT06XNA | Federally-Regulated Consumer Product | Weatherized Non-Condensing Gas | 1259 | 254 |  | 12/08/2023 | 58986 | 208676519 | 12/08/2023
Rheem Sales Company, Inc. | Ruud | R951V0403A17UHUCAP | Federally-Regulated Consumer Product | Non-Weatherized, Condensing Ga | 1335 | 254 |  | 12/08/2023 | 42103 | 212921446 | 12/08/2023
Rheem Sales Company, Inc. | Ruud | RGEAZR036AJT08UNA | Federally-Regulated Consumer Product | Weatherized Non-Condensing Gas | 1382 | 260 |  | 12/08/2023 | 80891 | 208676524 | 12/08/2023
Rheem Sales Company, Inc. | Ruud | RGEAZR048AJT081NA | Federally-Regulated Consumer Product | Weatherized Non-Condensing Gas | 1847 | 280 |  | 12/08/2023 | 80515 | 208676444 | 12/08/2023
Rheem Sales Company, Inc. | Ruud | R801V1004A17UHNCAP | Federally-Regulated Consumer Product | Non-Weatherized, Non-Condensin | 1896 | 204 |  | 12/08/2023 | 99142 | 213351292 | 12/08/2023
Rheem Sales Company, Inc. | Ruud | RGEAZR060AJT10XNA | Federally-Regulated Consumer Product | Weatherized Non-Condensing Gas | 2131 | 293 |  | 12/08/2023 | 101980 | 208676584 | 12/08/2023
Rheem Sales Company, Inc. | Ruud | RGEAZR024AJT08XNA | Federally-Regulated Consumer Product | Weatherized Non-Condensing Gas | 1202 | 252 |  | 12/08/2023 | 79659 | 208676484 | 12/08/2023
Rheem Sales Company, Inc. | Ruud | RGEAZR060AJT10UNA | Federally-Regulated Consumer Product | Weatherized Non-Condensing Gas | 1911 | 283 |  | 12/08/2023 | 99261 | 208676579 | 12/08/2023
Rheem Sales Company, Inc. | Ruud | R802V0504A17UHSCAP | Federally-Regulated Consumer Product | Non-Weatherized, Non-Condensin | 1712 | 257 |  | 12/08/2023 | 34534 | 211806608 | 12/08/2023
Rheem Sales Company, Inc. | Ruud | R951V0603A17UHUCAP | Federally-Regulated Consumer Product | Non-Weatherized, Condensing Ga | 1246 | 250 |  | 12/08/2023 | 56140 | 212921447 | 12/08/2023
Rheem Sales Company, Inc. | Ruud | RGECZT048AJT07**C | Federally-Regulated Consumer Product | Weatherized Non-Condensing Gas | 1873 | 167 |  | 12/08/2023 | 52596 | 212604401 | 12/08/2023
Rheem Sales Company, Inc. | Ruud | RGEAZR024AJT081NA | Federally-Regulated Consumer Product | Weatherized Non-Condensing Gas | 1202 | 252 |  | 12/08/2023 | 79659 | 208676399 | 12/08/2023
Rheem Sales Company, Inc. | Ruud | R801V0755A21UH | Federally-Regulated Consumer Product | Non-Weatherized, Non-Condensin | 1813 | 235 |  | 12/08/2023 | 75573 | 208665962 | 12/08/2023
Rheem Sales Company, Inc. | Ruud | R801V0754A17UH | Federally-Regulated Consumer Product | Non-Weatherized, Non-Condensin | 1830 | 223 |  | 12/08/2023 | 75693 | 208665958 | 12/08/2023
Rheem Sales Company, Inc. | Ruud | R801V1005A21UH | Federally-Regulated Consumer Product | Non-Weatherized, Non-Condensin | 2027 | 188 |  | 12/08/2023 | 100725 | 208665966 | 12/08/2023
Rheem Sales Company, Inc. | Ruud | R802V1005A21DZSCAP | Federally-Regulated Consumer Product | Non-Weatherized, Non-Condensin | 2120 | 275 |  | 12/08/2023 | 69817 | 211806615 | 12/08/2023
Rheem Sales Company, Inc. | Ruud | R801V0503A14UH | Federally-Regulated Consumer Product | Non-Weatherized, Non-Condensin | 1308 | 184 |  | 12/08/2023 | 50472 | 208665954 | 12/08/2023
Rheem Sales Company, Inc. | Ruud | RGEAZR030AJT08XNA | Federally-Regulated Consumer Product | Weatherized Non-Condensing Gas | 1216 | 253 |  | 12/08/2023 | 80365 | 208676509 | 12/08/2023
Rheem Sales Company, Inc. | Ruud | R802V0755A21DZSCAP | Federally-Regulated Consumer Product | Non-Weatherized, Non-Condensin | 2041 | 272 |  | 12/08/2023 | 52592 | 211774728 | 12/08/2023
Rheem Sales Company, Inc. | Ruud | R802V0503A14DZNCAP | Federally-Regulated Consumer Product | Non-Weatherized, Non-Condensin | 1250 | 237 |  | 12/08/2023 | 34844 | 211806597 | 12/08/2023
Rheem Sales Company, Inc. | Ruud | R951V1005A21UHUCAP | Federally-Regulated Consumer Product | Non-Weatherized, Condensing Ga | 2062 | 286 |  | 12/08/2023 | 94650 | 212921448 | 12/08/2023
Rheem Sales Company, Inc. | Ruud | RGEAZR024AJT041NA | Federally-Regulated Consumer Product | Weatherized Non-Condensing Gas | 1205 | 252 |  | 12/08/2023 | 40798 | 208676389 | 12/08/2023
Rheem Sales Company, Inc. | Ruud | RGEAZR030AJT061NA | Federally-Regulated Consumer Product | Weatherized Non-Condensing Gas | 1342 | 258 |  | 12/08/2023 | 61240 | 208676409 | 12/08/2023
Rheem Sales Company, Inc. | Ruud | R802V1255A24DZNCAP | Federally-Regulated Consumer Product | Non-Weatherized, Non-Condensin | 2179 | 278 |  | 12/08/2023 | 86625 | 211774733 | 12/08/2023
Rheem Sales Company, Inc. | Ruud | RGECZT060AJT12**C | Federally-Regulated Consumer Product | Weatherized Non-Condensing Gas | 2183 | 266 |  | 12/08/2023 | 83968 | 212604419 | 12/08/2023
Rheem Sales Company, Inc. | Ruud | RGEAZR024AJT061NA | Federally-Regulated Consumer Product | Weatherized Non-Condensing Gas | 1270 | 255 |  | 12/08/2023 | 61123 | 208676394 | 12/08/2023
Rheem Sales Company, Inc. | Ruud | RGEAZR030AJT06UNA | Federally-Regulated Consumer Product | Weatherized Non-Condensing Gas | 1125 | 248 |  | 12/08/2023 | 60094 | 208676499 | 12/08/2023
Rheem Sales Company, Inc. | Ruud | R802V0755A21DZNCAP | Federally-Regulated Consumer Product | Non-Weatherized, Non-Condensin | 2041 | 272 |  | 12/08/2023 | 52592 | 211774724 | 12/08/2023
Rheem Sales Company, Inc. | Ruud | R802V0503A14DZSCAP | Federally-Regulated Consumer Product | Non-Weatherized, Non-Condensin | 1250 | 237 |  | 12/08/2023 | 34844 | 211806600 | 12/08/2023
Rheem Sales Company, Inc. | Ruud | RGEAZS024AJV061CA | Federally-Regulated Consumer Product | Weatherized Non-Condensing Gas | 1089 | 247 |  | 12/08/2023 | 60430 | 212675815 | 12/08/2023
Rheem Sales Company, Inc. | Ruud | RGECZT036AJT10**C | Federally-Regulated Consumer Product | Weatherized Non-Condensing Gas | 1576 | 218 |  | 12/08/2023 | 100764 | 212604395 | 12/08/2023
Rheem Sales Company, Inc. | Ruud | RGEAZR036AJT061NA | Federally-Regulated Consumer Product | Weatherized Non-Condensing Gas | 1259 | 254 |  | 12/08/2023 | 58986 | 208676419 | 12/08/2023
Rheem Sales Company, Inc. | Ruud | R801V1505A24UHSCAP | Federally-Regulated Consumer Product | Non-Weatherized, Non-Condensin | 2440 | 249 |  | 12/08/2023 | 150642 | 213351293 | 12/08/2023
Rheem Sales Company, Inc. | Ruud | RGEAZR042AJT08UNA | Federally-Regulated Consumer Product | Weatherized Non-Condensing Gas | 1635 | 271 |  | 12/08/2023 | 80943 | 208676539 | 12/08/2023
Rheem Sales Company, Inc. | Ruud | R801T1004A17UHNNAS | Federally-Regulated Consumer Product | Non-Weatherized, Non-Condensin | 1448 | 212 |  | 12/08/2023 | 98573 | 213351286 | 12/08/2023
Rheem Sales Company, Inc. | Ruud | RGECZR048AJT12**C | Federally-Regulated Consumer Product | Weatherized Non-Condensing Gas | 1902 | 259 |  | 12/08/2023 | 84032 | 210279543 | 12/08/2023
Rheem Sales Company, Inc. | Ruud | RGEAZR042AJT081NA | Federally-Regulated Consumer Product | Weatherized Non-Condensing Gas | 1820 | 279 |  | 12/08/2023 | 81578 | 208676434 | 12/08/2023
Rheem Sales Company, Inc. | Ruud | RGEAZR036AJT101NA | Federally-Regulated Consumer Product | Weatherized Non-Condensing Gas | 1380 | 260 |  | 12/08/2023 | 100130 | 208676429 | 12/08/2023
Rheem Sales Company, Inc. | Ruud | RGECZT036AJT07**C | Federally-Regulated Consumer Product | Weatherized Non-Condensing Gas | 1475 | 165 |  | 12/08/2023 | 53157 | 212604389 | 12/08/2023
Rheem Sales Company, Inc. | Ruud | R801V0504A17UHSCAP | Federally-Regulated Consumer Product | Non-Weatherized, Non-Condensin | 1682 | 256 |  | 12/08/2023 | 50501 | 211774703 | 12/08/2023
Rheem Sales Company, Inc. | Ruud | RGEAZR060AJT101NA | Federally-Regulated Consumer Product | Weatherized Non-Condensing Gas | 2131 | 293 |  | 12/08/2023 | 101980 | 208676459 | 12/08/2023
Rheem Sales Company, Inc. | Ruud | RGEAZR024AJT06UNA | Federally-Regulated Consumer Product | Weatherized Non-Condensing Gas | 1236 | 253 |  | 12/08/2023 | 61566 | 208676474 | 12/08/2023
Rheem Sales Company, Inc. | Ruud | RGEAZR036AJT10XNA | Federally-Regulated Consumer Product | Weatherized Non-Condensing Gas | 1380 | 260 |  | 12/08/2023 | 100130 | 208676534 | 12/08/2023
Rheem Sales Company, Inc. | Ruud | RGECZR060AJT07**C | Federally-Regulated Consumer Product | Weatherized Non-Condensing Gas | 2336 | 182 |  | 12/08/2023 | 52310 | 210279547 | 12/08/2023
Rheem Sales Company, Inc. | Ruud | RGEAZR030AJT04XNA | Federally-Regulated Consumer Product | Weatherized Non-Condensing Gas | 1342 | 258 |  | 12/08/2023 | 39842 | 208676494 | 12/08/2023
Rheem Sales Company, Inc. | Ruud | RGECZT060AJT07**C | Federally-Regulated Consumer Product | Weatherized Non-Condensing Gas | 2336 | 182 |  | 12/08/2023 | 52310 | 212604413 | 12/08/2023
Rheem Sales Company, Inc. | Ruud | RGEAZR036AJT08XNA | Federally-Regulated Consumer Product | Weatherized Non-Condensing Gas | 1387 | 260 |  | 12/08/2023 | 80632 | 208676529 | 12/08/2023
Rheem Sales Company, Inc. | Ruud | RGEAZR048AJT08UNA | Federally-Regulated Consumer Product | Weatherized Non-Condensing Gas | 2026 | 288 |  | 12/08/2023 | 80020 | 208676554 | 12/08/2023
Rheem Sales Company, Inc. | Ruud | R802V0504A17UHNCAP | Federally-Regulated Consumer Product | Non-Weatherized, Non-Condensin | 1712 | 257 |  | 12/08/2023 | 34534 | 211806605 | 12/08/2023
Rheem Sales Company, Inc. | Ruud | R801T0504A17UHSNAS | Federally-Regulated Consumer Product | Non-Weatherized, Non-Condensin | 1517 | 249 |  | 12/08/2023 | 50545 | 211806585 | 12/08/2023
Rheem Sales Company, Inc. | Ruud | R801T1505A24UHSNAS | Federally-Regulated Consumer Product | Non-Weatherized, Non-Condensin | 1910 | 233 |  | 12/08/2023 | 150068 | 213351287 | 12/08/2023
Rheem Sales Company, Inc. | Ruud | R801T0704A17UHU | Federally-Regulated Consumer Product | Non-Weatherized, Non-Condensin | 1823 | 262 |  | 12/08/2023 | 70109 | 208430276 | 12/08/2023
Rheem Sales Company, Inc. | Ruud | R801V0704A17UHUCAP | Federally-Regulated Consumer Product | Non-Weatherized, Non-Condensin | 1723 | 258 |  | 12/08/2023 | 70568 | 211774707 | 12/08/2023
Rheem Sales Company, Inc. | Ruud | R801V0504A17UHNCAP | Federally-Regulated Consumer Product | Non-Weatherized, Non-Condensin | 1682 | 256 |  | 12/08/2023 | 50501 | 211774700 | 12/08/2023
Rheem Sales Company, Inc. | Ruud | RGEAZR042AJT101NA | Federally-Regulated Consumer Product | Weatherized Non-Condensing Gas | 1774 | 277 |  | 12/08/2023 | 100987 | 208676439 | 12/08/2023
Rheem Sales Company, Inc. | Ruud | RGEAZR024AJT06XNA | Federally-Regulated Consumer Product | Weatherized Non-Condensing Gas | 1270 | 255 |  | 12/08/2023 | 61123 | 208676479 | 12/08/2023
Rheem Sales Company, Inc. | Ruud | R801V1005A21UHUCAP | Federally-Regulated Consumer Product | Non-Weatherized, Non-Condensin | 1966 | 269 |  | 12/08/2023 | 97612 | 211806593 | 12/08/2023
Rheem Sales Company, Inc. | Ruud | R801V1505A24UHNCAP | Federally-Regulated Consumer Product | Non-Weatherized, Non-Condensin | 2440 | 249 |  | 12/08/2023 | 150642 | 213351295 | 12/08/2023
Rheem Sales Company, Inc. | Ruud | R802V0754A17DZSCAP | Federally-Regulated Consumer Product | Non-Weatherized, Non-Condensin | 1628 | 254 |  | 12/08/2023 | 52707 | 211774719 | 12/08/2023
Rheem Sales Company, Inc. | Ruud | RGEAZR024AJT04UNA | Federally-Regulated Consumer Product | Weatherized Non-Condensing Gas | 1181 | 251 |  | 12/08/2023 | 40068 | 208676464 | 12/08/2023
Rheem Sales Company, Inc. | Ruud | R802V0754A17DZNCAP | Federally-Regulated Consumer Product | Non-Weatherized, Non-Condensin | 1628 | 254 |  | 12/08/2023 | 52707 | 211774715 | 12/08/2023
Rheem Sales Company, Inc. | Ruud | R801V1255A24UH | Federally-Regulated Consumer Product | Non-Weatherized, Non-Condensin | 2076 | 258 |  | 12/08/2023 | 124802 | 208665970 | 12/08/2023
Rheem Sales Company, Inc. | Ruud | RGEAZR060AJT081NA | Federally-Regulated Consumer Product | Weatherized Non-Condensing Gas | 2041 | 289 |  | 12/08/2023 | 79422 | 208676454 | 12/08/2023
Rheem Sales Company, Inc. | Ruud | RGEAZR036AJT081NA | Federally-Regulated Consumer Product | Weatherized Non-Condensing Gas | 1387 | 260 |  | 12/08/2023 | 80632 | 208676424 | 12/08/2023
Rheem Sales Company, Inc. | Ruud | RGEAZR048AJT08XNA | Federally-Regulated Consumer Product | Weatherized Non-Condensing Gas | 1847 | 280 |  | 12/08/2023 | 80515 | 208676559 | 12/08/2023
Rheem Sales Company, Inc. | Ruud | RGECZR060AJT12**C | Federally-Regulated Consumer Product | Weatherized Non-Condensing Gas | 2183 | 266 |  | 12/08/2023 | 83968 | 210279551 | 12/08/2023
Rheem Sales Company, Inc. | Ruud | RGEAZR048AJT101NA | Federally-Regulated Consumer Product | Weatherized Non-Condensing Gas | 2001 | 287 |  | 12/08/2023 | 101705 | 208676449 | 12/08/2023
Rheem Sales Company, Inc. | RUSSELL | S801T1255A24UHS | Federally-Regulated Consumer Product | Non-Weatherized, Non-Condensin | 1991 | 270 |  | 11/21/2023 | 123598 | 208242426 | 12/08/2023
Rheem Sales Company, Inc. | RUSSELL | S801T1255A24UHN | Federally-Regulated Consumer Product | Non-Weatherized, Non-Condensin | 1991 | 270 |  | 11/21/2023 | 123598 | 208242431 | 12/08/2023
Rheem Sales Company, Inc. | Rheem | R951V0603A17M4 | Federally-Regulated Consumer Product | Non-Weatherized, Condensing Ga | 1356 | 249 |  | 10/17/2023 | 56054 | 208676308 | 12/08/2023
Rheem Sales Company, Inc. | Rheem | RGEA16036AJV062AB | Federally-Regulated Consumer Product | Weatherized Non-Condensing Gas | 1648 | 259 |  | 11/21/2023 | 76362 | 203404613 | 12/08/2023
Rheem Sales Company, Inc. | Rheem | R921V0603A17M4 | Federally-Regulated Consumer Product | Non-Weatherized, Condensing Ga | 1356 | 249 |  | 10/17/2023 | 56054 | 208676338 | 12/08/2023
Rheem Sales Company, Inc. | Rheem | R921V0855A21M4 | Federally-Regulated Consumer Product | Non-Weatherized, Condensing Ga | 1851 | 246 |  | 10/17/2023 | 84247 | 208676276 | 12/08/2023
Rheem Sales Company, Inc. | Rheem | R802V0755A21UHN | Federally-Regulated Consumer Product | Non-Weatherized, Non-Condensin | 1718 | 258 | 258 | 05/18/2022 | 52500 | 208243248 | 12/08/2023
Rheem Sales Company, Inc. | Rheem | R921T0403A17M4 | Federally-Regulated Consumer Product | Non-Weatherized, Condensing Ga | 1107 | 244 | 244 | 05/25/2023 | 41877 | 208663433 | 12/08/2023
Rheem Sales Company, Inc. | Rheem | R951V1005A21M4 | Federally-Regulated Consumer Product | Non-Weatherized, Condensing Ga | 2153 | 271 |  | 10/17/2023 | 98911 | 208676312 | 12/08/2023
Rheem Sales Company, Inc. | Rheem | R801T1005A21DZN | Federally-Regulated Consumer Product | Non-Weatherized, Non-Condensin | 1895 | 265 | 265 | 05/25/2023 | 100302 | 208242374 | 12/08/2023
Rheem Sales Company, Inc. | Rheem | R801T0503A14DZN | Federally-Regulated Consumer Product | Non-Weatherized, Non-Condensin | 1223 | 236 | 236 | 05/25/2023 | 51119 | 208242371 | 12/08/2023
Rheem Sales Company, Inc. | Rheem | R802VA100521ZXB | Federally-Regulated Consumer Product | Non-Weatherized, Non-Condensin | 2291 | 283 |  | 11/21/2023 | 70210 | 8087193 | 12/08/2023
Rheem Sales Company, Inc. | Rheem | R801T0754A21UHS | Federally-Regulated Consumer Product | Non-Weatherized, Non-Condensin | 1634 | 254 |  | 11/30/2023 | 75736 | 208242358 | 12/08/2023
Rheem Sales Company, Inc. | Rheem | RGEA16036AJV06TAB | Federally-Regulated Consumer Product | Weatherized Non-Condensing Gas | 1648 | 259 |  | 11/21/2023 | 76362 | 203404615 | 12/08/2023
Rheem Sales Company, Inc. | Rheem | R921V1005A21M4 | Federally-Regulated Consumer Product | Non-Weatherized, Condensing Ga | 2153 | 271 |  | 10/17/2023 | 98911 | 208676277 | 12/08/2023
Rheem Sales Company, Inc. | Rheem | RGEA14042AJT101AC | Federally-Regulated Consumer Product | Weatherized Non-Condensing Gas | 1494 | 265 |  | 11/21/2023 | 99609 | 206606418 | 12/08/2023
Rheem Sales Company, Inc. | Rheem | RGEA14030AJT081AC | Federally-Regulated Consumer Product | Weatherized Non-Condensing Gas | 1147 | 249 |  | 11/21/2023 | 79965 | 206606413 | 12/08/2023
Rheem Sales Company, Inc. | Rheem | R802V0503A14UHN | Federally-Regulated Consumer Product | Non-Weatherized, Non-Condensin | 1318 | 240 | 240 | 05/25/2023 | 35484 | 208243245 | 12/08/2023
Rheem Sales Company, Inc. | Rheem | R801T1255A24UHS | Federally-Regulated Consumer Product | Non-Weatherized, Non-Condensin | 1991 | 270 |  | 11/21/2023 | 123598 | 208242360 | 12/08/2023
Rheem Sales Company, Inc. | Rheem | R802VA100521MXA | Federally-Regulated Consumer Product | Non-Weatherized, Non-Condensin | 1905 | 266 | 266 | 06/22/2023 | 70000 | 201709837 | 12/08/2023
Rheem Sales Company, Inc. | Rheem | RGEXZS060AJV08T | Federally-Regulated Consumer Product | Weatherized Non-Condensing Gas | 1950 | 177 |  | 11/21/2023 | 56366 | 213352257 | 12/08/2023
Rheem Sales Company, Inc. | Rheem | R802V1255A24UHN | Federally-Regulated Consumer Product | Non-Weatherized, Non-Condensin | 2073 | 273 | 273 | 05/18/2022 | 87500 | 208243253 | 12/08/2023
Rheem Sales Company, Inc. | Rheem | RGEA14048AJT101AB | Federally-Regulated Consumer Product | Weatherized Non-Condensing Gas | 1809 | 279 |  | 11/21/2023 | 99189 | 203404493 | 12/08/2023
Rheem Sales Company, Inc. | Rheem | R801CA125524ZSA | Federally-Regulated Consumer Product | Non-Weatherized, Non-Condensin | 1835 | 263 | 263 | 05/25/2023 | 124289 | 203325272 | 12/08/2023
Rheem Sales Company, Inc. | Rheem | R801T0754A17UHN | Federally-Regulated Consumer Product | Non-Weatherized, Non-Condensin | 1496 | 248 | 248 | 05/25/2023 | 75177 | 208242362 | 12/08/2023
Rheem Sales Company, Inc. | Rheem | R801T0755A21DZS | Federally-Regulated Consumer Product | Non-Weatherized, Non-Condensin | 1883 | 265 |  | 12/08/2023 | 75029 | 208242368 | 12/08/2023
Rheem Sales Company, Inc. | RUSSELL | S801T1255A24UHS | Federally-Regulated Consumer Product | Non-Weatherized, Non-Condensin | 1991 | 270 |  | 12/08/2023 | 123598 | 208242426 | 12/08/2023
Rheem Sales Company, Inc. | RUSSELL | S801T1255A24UHN | Federally-Regulated Consumer Product | Non-Weatherized, Non-Condensin | 1991 | 270 |  | 12/08/2023 | 123598 | 208242431 | 12/08/2023
Rheem Sales Company, Inc. | Rheem | R802V0503A14UHS | Federally-Regulated Consumer Product | Non-Weatherized, Non-Condensin | 1318 | 240 |  | 12/08/2023 | 35484 | 208243236 | 12/08/2023
Rheem Sales Company, Inc. | Rheem | R802V0755A21UHS | Federally-Regulated Consumer Product | Non-Weatherized, Non-Condensin | 1718 | 258 |  | 12/08/2023 | 52500 | 208243239 | 12/08/2023
Rheem Sales Company, Inc. | CLIMATEMASTER | RGEAZR048AJT10UNA | Federally-Regulated Consumer Product | Weatherized Non-Condensing Gas | 1832 | 280 |  | 12/08/2023 | 100370 | 208699121 | 12/08/2023
Rheem Sales Company, Inc. | CLIMATEMASTER | RGEAZR024AJT041NA | Federally-Regulated Consumer Product | Weatherized Non-Condensing Gas | 1205 | 252 |  | 12/08/2023 | 40798 | 208699086 | 12/08/2023
Rheem Sales Company, Inc. | CLIMATEMASTER | RGEAZR060AJT10XNA | Federally-Regulated Consumer Product | Weatherized Non-Condensing Gas | 2131 | 293 |  | 12/08/2023 | 101980 | 208699125 | 12/08/2023
Rheem Sales Company, Inc. | CLIMATEMASTER | RGEAZR036AJT06XNA | Federally-Regulated Consumer Product | Weatherized Non-Condensing Gas | 1259 | 254 |  | 12/08/2023 | 58986 | 208699112 | 12/08/2023
Rheem Sales Company, Inc. | CLIMATEMASTER | RGECZT060AJT12**C | Federally-Regulated Consumer Product | Weatherized Non-Condensing Gas | 2183 | 266 |  | 12/08/2023 | 83968 | 212631795 | 12/08/2023
Rheem Sales Company, Inc. | CLIMATEMASTER | RGEA14042AJT101AC | Federally-Regulated Consumer Product | Weatherized Non-Condensing Gas | 1494 | 265 |  | 12/08/2023 | 99609 | 206606672 | 12/08/2023
Rheem Sales Company, Inc. | CLIMATEMASTER | RGEAZR060AJT081NA | Federally-Regulated Consumer Product | Weatherized Non-Condensing Gas | 2041 | 289 |  | 12/08/2023 | 79422 | 208699099 | 12/08/2023
Rheem Sales Company, Inc. | CLIMATEMASTER | RGEA14048AJT101AB | Federally-Regulated Consumer Product | Weatherized Non-Condensing Gas | 1809 | 279 |  | 12/08/2023 | 99189 | 205785516 | 12/08/2023
Rheem Sales Company, Inc. | CLIMATEMASTER | RGEAZR024AJT08XNA | Federally-Regulated Consumer Product | Weatherized Non-Condensing Gas | 1202 | 252 |  | 12/08/2023 | 79659 | 208699105 | 12/08/2023
Rheem Sales Company, Inc. | CLIMATEMASTER | RGEA16036AJV062AB | Federally-Regulated Consumer Product | Weatherized Non-Condensing Gas | 1648 | 259 |  | 12/08/2023 | 76362 | 205785546 | 12/08/2023
Rheem Sales Company, Inc. | CLIMATEMASTER | RGECZR048AJT07**C | Federally-Regulated Consumer Product | Weatherized Non-Condensing Gas | 1873 | 167 |  | 12/08/2023 | 52596 | 210279564 | 12/08/2023
Rheem Sales Company, Inc. | CLIMATEMASTER | RGEAZR024AJT06UNA | Federally-Regulated Consumer Product | Weatherized Non-Condensing Gas | 1236 | 253 |  | 12/08/2023 | 61566 | 208699103 | 12/08/2023
Rheem Sales Company, Inc. | CLIMATEMASTER | RGEAZR036AJT08UNA | Federally-Regulated Consumer Product | Weatherized Non-Condensing Gas | 1382 | 260 |  | 12/08/2023 | 80891 | 208699113 | 12/08/2023
Rheem Sales Company, Inc. | CLIMATEMASTER | RGEAZR024AJT081NA | Federally-Regulated Consumer Product | Weatherized Non-Condensing Gas | 1202 | 252 |  | 12/08/2023 | 79659 | 208699088 | 12/08/2023
Rheem Sales Company, Inc. | CLIMATEMASTER | RGECZT036AJT07**C | Federally-Regulated Consumer Product | Weatherized Non-Condensing Gas | 1475 | 165 |  | 12/08/2023 | 53157 | 212631790 | 12/08/2023
Rheem Sales Company, Inc. | CLIMATEMASTER | RGEAZR042AJT101NA | Federally-Regulated Consumer Product | Weatherized Non-Condensing Gas | 1774 | 277 |  | 12/08/2023 | 100987 | 208699096 | 12/08/2023
Rheem Sales Company, Inc. | CLIMATEMASTER | RGEA14030AJT04UAA | Federally-Regulated Consumer Product | Weatherized Non-Condensing Gas | 1189 | 251 |  | 12/08/2023 | 39887 | 205965563 | 12/08/2023
Rheem Sales Company, Inc. | CLIMATEMASTER | RGEA16024AJV062AB | Federally-Regulated Consumer Product | Weatherized Non-Condensing Gas | 1358 | 259 |  | 12/08/2023 | 46205 | 205785544 | 12/08/2023
Rheem Sales Company, Inc. | CLIMATEMASTER | RGEAZR060AJT10UNA | Federally-Regulated Consumer Product | Weatherized Non-Condensing Gas | 1911 | 283 |  | 12/08/2023 | 99261 | 208699124 | 12/08/2023
Rheem Sales Company, Inc. | CLIMATEMASTER | RGEAZR048AJT08XNA | Federally-Regulated Consumer Product | Weatherized Non-Condensing Gas | 1847 | 280 |  | 12/08/2023 | 80515 | 208699120 | 12/08/2023
Rheem Sales Company, Inc. | CLIMATEMASTER | RGEAZR024AJT04XNA | Federally-Regulated Consumer Product | Weatherized Non-Condensing Gas | 1205 | 252 |  | 12/08/2023 | 40798 | 208699102 | 12/08/2023
Rheem Sales Company, Inc. | CLIMATEMASTER | RGECZR036AJT07**C | Federally-Regulated Consumer Product | Weatherized Non-Condensing Gas | 1475 | 165 |  | 12/08/2023 | 53157 | 208503341 | 12/08/2023
Rheem Sales Company, Inc. | CLIMATEMASTER | RGEAZR030AJT04XNA | Federally-Regulated Consumer Product | Weatherized Non-Condensing Gas | 1342 | 258 |  | 12/08/2023 | 39842 | 208699107 | 12/08/2023
Rheem Sales Company, Inc. | CLIMATEMASTER | RGEA16036AJV06TAB | Federally-Regulated Consumer Product | Weatherized Non-Condensing Gas | 1648 | 259 |  | 12/08/2023 | 76362 | 205785547 | 12/08/2023
Rheem Sales Company, Inc. | CLIMATEMASTER | RGEAZR036AJT10XNA | Federally-Regulated Consumer Product | Weatherized Non-Condensing Gas | 1380 | 260 |  | 12/08/2023 | 100130 | 208699115 | 12/08/2023
Rheem Sales Company, Inc. | CLIMATEMASTER | RGEAZR030AJT06XNA | Federally-Regulated Consumer Product | Weatherized Non-Condensing Gas | 1342 | 258 |  | 12/08/2023 | 61240 | 208699109 | 12/08/2023
Rheem Sales Company, Inc. | CLIMATEMASTER | RGECZT048AJT07**C | Federally-Regulated Consumer Product | Weatherized Non-Condensing Gas | 1873 | 167 |  | 12/08/2023 | 52596 | 212631792 | 12/08/2023
Rheem Sales Company, Inc. | CLIMATEMASTER | RGEAZR024AJT04UNA | Federally-Regulated Consumer Product | Weatherized Non-Condensing Gas | 1181 | 251 |  | 12/08/2023 | 40068 | 208699101 | 12/08/2023
Rheem Sales Company, Inc. | CLIMATEMASTER | RGECZT060AJT07**C | Federally-Regulated Consumer Product | Weatherized Non-Condensing Gas | 2336 | 182 |  | 12/08/2023 | 52310 | 212631794 | 12/08/2023
Rheem Sales Company, Inc. | CLIMATEMASTER | RGEAZR036AJT101NA | Federally-Regulated Consumer Product | Weatherized Non-Condensing Gas | 1380 | 260 |  | 12/08/2023 | 100130 | 208699094 | 12/08/2023
Rheem Sales Company, Inc. | CLIMATEMASTER | RGEAZR030AJT04UNA | Federally-Regulated Consumer Product | Weatherized Non-Condensing Gas | 1189 | 251 |  | 12/08/2023 | 39887 | 208699106 | 12/08/2023
Rheem Sales Company, Inc. | CLIMATEMASTER | RGECZT036AJT10**C | Federally-Regulated Consumer Product | Weatherized Non-Condensing Gas | 1576 | 218 |  | 12/08/2023 | 100764 | 212631791 | 12/08/2023
Rheem Sales Company, Inc. | CLIMATEMASTER | RGECZR048AJT12**C | Federally-Regulated Consumer Product | Weatherized Non-Condensing Gas | 1902 | 259 |  | 12/08/2023 | 84032 | 210279565 | 12/08/2023
Rheem Sales Company, Inc. | CLIMATEMASTER | RGECZR060AJT07**C | Federally-Regulated Consumer Product | Weatherized Non-Condensing Gas | 2336 | 182 |  | 12/08/2023 | 52310 | 210279566 | 12/08/2023
Rheem Sales Company, Inc. | CLIMATEMASTER | RGEAZR036AJT08XNA | Federally-Regulated Consumer Product | Weatherized Non-Condensing Gas | 1387 | 260 |  | 12/08/2023 | 80632 | 208699114 | 12/08/2023
Rheem Sales Company, Inc. | CLIMATEMASTER | RGEAZR060AJT08XNA | Federally-Regulated Consumer Product | Weatherized Non-Condensing Gas | 2041 | 289 |  | 12/08/2023 | 79422 | 208699123 | 12/08/2023
Rheem Sales Company, Inc. | CLIMATEMASTER | RGEAZR042AJT08UNA | Federally-Regulated Consumer Product | Weatherized Non-Condensing Gas | 1635 | 271 |  | 12/08/2023 | 80943 | 208699116 | 12/08/2023
Rheem Sales Company, Inc. | CLIMATEMASTER | RGEA14036AJT06UAA | Federally-Regulated Consumer Product | Weatherized Non-Condensing Gas | 1434 | 262 |  | 12/08/2023 | 60723 | 205965565 | 12/08/2023
Rheem Sales Company, Inc. | CLIMATEMASTER | RGEAZR048AJT101NA | Federally-Regulated Consumer Product | Weatherized Non-Condensing Gas | 2001 | 287 |  | 12/08/2023 | 101705 | 208699098 | 12/08/2023
Rheem Sales Company, Inc. | CLIMATEMASTER | RGEAZR030AJT081NA | Federally-Regulated Consumer Product | Weatherized Non-Condensing Gas | 1216 | 253 |  | 12/08/2023 | 80365 | 208699091 | 12/08/2023
Rheem Sales Company, Inc. | CLIMATEMASTER | RGEAZR030AJT041NA | Federally-Regulated Consumer Product | Weatherized Non-Condensing Gas | 1342 | 258 |  | 12/08/2023 | 39842 | 208699089 | 12/08/2023
Rheem Sales Company, Inc. | CLIMATEMASTER | RGEAZR030AJT061NA | Federally-Regulated Consumer Product | Weatherized Non-Condensing Gas | 1342 | 258 |  | 12/08/2023 | 61240 | 208699090 | 12/08/2023
Rheem Sales Company, Inc. | CLIMATEMASTER | RGEAZR024AJT061NA | Federally-Regulated Consumer Product | Weatherized Non-Condensing Gas | 1270 | 255 |  | 12/08/2023 | 61123 | 208699087 | 12/08/2023
Rheem Sales Company, Inc. | CLIMATEMASTER | RGEAZR048AJT081NA | Federally-Regulated Consumer Product | Weatherized Non-Condensing Gas | 1847 | 280 |  | 12/08/2023 | 80515 | 208699097 | 12/08/2023
Rheem Sales Company, Inc. | CLIMATEMASTER | RGEAZR030AJT08XNA | Federally-Regulated Consumer Product | Weatherized Non-Condensing Gas | 1216 | 253 |  | 12/08/2023 | 80365 | 208699110 | 12/08/2023
Rheem Sales Company, Inc. | CLIMATEMASTER | RGEA14030AJT081AC | Federally-Regulated Consumer Product | Weatherized Non-Condensing Gas | 1147 | 249 |  | 12/08/2023 | 79965 | 206606662 | 12/08/2023
Rheem Sales Company, Inc. | CLIMATEMASTER | RGEAZR048AJT10XNA | Federally-Regulated Consumer Product | Weatherized Non-Condensing Gas | 2001 | 287 |  | 12/08/2023 | 101705 | 208699122 | 12/08/2023
Rheem Sales Company, Inc. | CLIMATEMASTER | RGEAZR036AJT061NA | Federally-Regulated Consumer Product | Weatherized Non-Condensing Gas | 1259 | 254 |  | 12/08/2023 | 58986 | 208699092 | 12/08/2023
Rheem Sales Company, Inc. | CLIMATEMASTER | RGEAZR042AJT10XNA | Federally-Regulated Consumer Product | Weatherized Non-Condensing Gas | 1774 | 277 |  | 12/08/2023 | 100987 | 208699118 | 12/08/2023
Rheem Sales Company, Inc. | CLIMATEMASTER | RGEAZR036AJT06UNA | Federally-Regulated Consumer Product | Weatherized Non-Condensing Gas | 1434 | 262 |  | 12/08/2023 | 60723 | 208699111 | 12/08/2023
Rheem Sales Company, Inc. | CLIMATEMASTER | RGEAZR042AJT08XNA | Federally-Regulated Consumer Product | Weatherized Non-Condensing Gas | 1820 | 279 |  | 12/08/2023 | 81578 | 208699117 | 12/08/2023
Rheem Sales Company, Inc. | CLIMATEMASTER | RGEAZR048AJT08UNA | Federally-Regulated Consumer Product | Weatherized Non-Condensing Gas | 2026 | 288 |  | 12/08/2023 | 80019 | 208699119 | 12/08/2023
Rheem Sales Company, Inc. | CLIMATEMASTER | RGEAZR060AJT101NA | Federally-Regulated Consumer Product | Weatherized Non-Condensing Gas | 2131 | 293 |  | 12/08/2023 | 101980 | 208699100 | 12/08/2023
Rheem Sales Company, Inc. | CLIMATEMASTER | RGEAZR024AJT06XNA | Federally-Regulated Consumer Product | Weatherized Non-Condensing Gas | 1270 | 255 |  | 12/08/2023 | 61123 | 208699104 | 12/08/2023
Rheem Sales Company, Inc. | CLIMATEMASTER | RGECZR060AJT12**C | Federally-Regulated Consumer Product | Weatherized Non-Condensing Gas | 2183 | 266 |  | 12/08/2023 | 83968 | 210279567 | 12/08/2023
Rheem Sales Company, Inc. | CLIMATEMASTER | RGEAZR036AJT081NA | Federally-Regulated Consumer Product | Weatherized Non-Condensing Gas | 1387 | 260 |  | 12/08/2023 | 80632 | 208699093 | 12/08/2023
Rheem Sales Company, Inc. | CLIMATEMASTER | RGECZT048AJT12**C | Federally-Regulated Consumer Product | Weatherized Non-Condensing Gas | 1902 | 259 |  | 12/08/2023 | 84032 | 212631793 | 12/08/2023
Rheem Sales Company, Inc. | CLIMATEMASTER | RGEAZR042AJT081NA | Federally-Regulated Consumer Product | Weatherized Non-Condensing Gas | 1820 | 279 |  | 12/08/2023 | 81578 | 208699095 | 12/08/2023
Rheem Sales Company, Inc. | CLIMATEMASTER | RGEAZR030AJT06UNA | Federally-Regulated Consumer Product | Weatherized Non-Condensing Gas | 1125 | 248 |  | 12/08/2023 | 60094 | 208699108 | 12/08/2023
Rheem Sales Company, Inc. | CLIMATEMASTER | RGECZR036AJT10**C | Federally-Regulated Consumer Product | Weatherized Non-Condensing Gas | 1576 | 218 |  | 12/08/2023 | 100764 | 210279563 | 12/08/2023
Rheem Sales Company, Inc. | Ruud | R801T0504A17UHU | Federally-Regulated Consumer Product | Non-Weatherized, Non-Condensin | 1502 | 248 |  | 12/08/2023 | 50342 | 208430274 | 12/08/2023
Rheem Sales Company, Inc. | Ruud | U802VA075421ZSB | Federally-Regulated Consumer Product | Non-Weatherized, Non-Condensin | 2017 | 271 |  | 12/08/2023 | 52471 | 8087209 | 12/08/2023
Rheem Sales Company, Inc. | Ruud | R801T1255A24DZN | Federally-Regulated Consumer Product | Non-Weatherized, Non-Condensin | 1835 | 263 |  | 12/08/2023 | 124389 | 208242396 | 12/08/2023
Rheem Sales Company, Inc. | Ruud | RGEXZS060AJV082 | Federally-Regulated Consumer Product | Weatherized Non-Condensing Gas | 1950 | 177 |  | 12/08/2023 | 56366 | 213352266 | 12/08/2023
Rheem Sales Company, Inc. | Ruud | R801T1255A24DZS | Federally-Regulated Consumer Product | Non-Weatherized, Non-Condensin | 1835 | 263 |  | 12/08/2023 | 124389 | 208242391 | 12/08/2023
Rheem Sales Company, Inc. | Ruud | R801TA070417MUA | Federally-Regulated Consumer Product | Non-Weatherized, Non-Condensin | 1823 | 262 |  | 12/08/2023 | 70109 | 204501684 | 12/08/2023
Rheem Sales Company, Inc. | Ruud | R801TA125524MSA | Federally-Regulated Consumer Product | Non-Weatherized, Non-Condensin | 1991 | 270 |  | 12/08/2023 | 123598 | 201707692 | 12/08/2023
Rheem Sales Company, Inc. | Ruud | R801T1004A17UHSNAS | Federally-Regulated Consumer Product | Non-Weatherized, Non-Condensin | 1448 | 212 |  | 12/08/2023 | 98573 | 213351284 | 12/08/2023
Rheem Sales Company, Inc. | Ruud | R801T0503A14UHS | Federally-Regulated Consumer Product | Non-Weatherized, Non-Condensin | 1388 | 243 |  | 12/08/2023 | 49660 | 208242376 | 12/08/2023
Rheem Sales Company, Inc. | Ruud | U802VA100521MXA | Federally-Regulated Consumer Product | Non-Weatherized, Non-Condensin | 1905 | 266 |  | 12/08/2023 | 70000 | 7979984 | 12/08/2023
Rheem Sales Company, Inc. | Ruud | R962V1005A21M4S | Federally-Regulated Consumer Product | Non-Weatherized, Condensing Ga | 1858 | 277 |  | 12/08/2023 | 68679 | 208243293 | 12/08/2023
Rheem Sales Company, Inc. | Ruud | R951V0403A17M4 | Federally-Regulated Consumer Product | Non-Weatherized, Condensing Ga | 1292 | 228 |  | 12/08/2023 | 42494 | 208676319 | 12/08/2023
Rheem Sales Company, Inc. | Ruud | U802VA050317MXA | Federally-Regulated Consumer Product | Non-Weatherized, Non-Condensin | 1318 | 240 |  | 12/08/2023 | 35484 | 7979943 | 12/08/2023
Rheem Sales Company, Inc. | Ruud | R962V0703A17M4S | Federally-Regulated Consumer Product | Non-Weatherized, Condensing Ga | 1290 | 252 |  | 12/08/2023 | 48940 | 208243288 | 12/08/2023
Rheem Sales Company, Inc. | Ruud | R802V0754A17UHN | Federally-Regulated Consumer Product | Non-Weatherized, Non-Condensin | 1458 | 246 |  | 12/08/2023 | 52564 | 208243277 | 12/08/2023
Rheem Sales Company, Inc. | Ruud | R801T1005A21DZS | Federally-Regulated Consumer Product | Non-Weatherized, Non-Condensin | 1895 | 265 |  | 12/08/2023 | 100302 | 208242390 | 12/08/2023
Rheem Sales Company, Inc. | Ruud | R921V1005A21M4 | Federally-Regulated Consumer Product | Non-Weatherized, Condensing Ga | 2153 | 271 |  | 12/08/2023 | 98911 | 208676291 | 12/08/2023
Rheem Sales Company, Inc. | Ruud | R801T1005A21UHS | Federally-Regulated Consumer Product | Non-Weatherized, Non-Condensin | 1812 | 262 |  | 12/08/2023 | 99863 | 208242379 | 12/08/2023
Rheem Sales Company, Inc. | Ruud | R921V0855A21M4 | Federally-Regulated Consumer Product | Non-Weatherized, Condensing Ga | 1851 | 246 |  | 12/08/2023 | 84247 | 208676290 | 12/08/2023
Rheem Sales Company, Inc. | Ruud | R951T0703A17M4 | Federally-Regulated Consumer Product | Non-Weatherized, Condensing Ga | 1362 | 255 |  | 12/08/2023 | 69960 | 208663417 | 12/08/2023
Rheem Sales Company, Inc. | Ruud | U97MV0603A17DHS | Federally-Regulated Consumer Product | Non-Weatherized, Condensing Ga | 1327 | 253 |  | 12/08/2023 | 22218 | 208157031 | 12/08/2023
Rheem Sales Company, Inc. | Ruud | R801T0503A14DZN | Federally-Regulated Consumer Product | Non-Weatherized, Non-Condensin | 1223 | 236 |  | 12/08/2023 | 51119 | 208242392 | 12/08/2023
Rheem Sales Company, Inc. | Ruud | R921V0403A17M4 | Federally-Regulated Consumer Product | Non-Weatherized, Condensing Ga | 1292 | 228 |  | 12/08/2023 | 42494 | 208676286 | 12/08/2023
Rheem Sales Company, Inc. | Ruud | R951V0603A17M4 | Federally-Regulated Consumer Product | Non-Weatherized, Condensing Ga | 1356 | 249 |  | 12/08/2023 | 56054 | 208676320 | 12/08/2023
Rheem Sales Company, Inc. | Ruud | U802VA125524ZXB | Federally-Regulated Consumer Product | Non-Weatherized, Non-Condensin | 2322 | 284 |  | 12/08/2023 | 87684 | 8087234 | 12/08/2023
Rheem Sales Company, Inc. | Ruud | RGEXZS060AJV10T | Federally-Regulated Consumer Product | Weatherized Non-Condensing Gas | 2129 | 188 |  | 12/08/2023 | 70580 | 213352254 | 12/08/2023
Rheem Sales Company, Inc. | Ruud | R801CA125524ZSA | Federally-Regulated Consumer Product | Non-Weatherized, Non-Condensin | 1835 | 263 |  | 12/08/2023 | 124289 | 203327181 | 12/08/2023
Rheem Sales Company, Inc. | Ruud | R801T0754A17UHS | Federally-Regulated Consumer Product | Non-Weatherized, Non-Condensin | 1496 | 248 |  | 12/08/2023 | 75177 | 208242377 | 12/08/2023
Rheem Sales Company, Inc. | Ruud | R802V1505A24UHN | Federally-Regulated Consumer Product | Non-Weatherized, Non-Condensin | 2092 | 274 |  | 12/08/2023 | 104565 | 208243580 | 12/08/2023
Rheem Sales Company, Inc. | Ruud | RGEXZS048AJV102 | Federally-Regulated Consumer Product | Weatherized Non-Condensing Gas | 1797 | 277 |  | 12/08/2023 | 70225 | 213352239 | 12/08/2023
Rheem Sales Company, Inc. | Ruud | RGEA14036AJT06UAA | Federally-Regulated Consumer Product | Weatherized Non-Condensing Gas | 1434 | 262 |  | 12/08/2023 | 60723 | 205965534 | 12/08/2023
Rheem Sales Company, Inc. | Ruud | R92TA0851521MSA | Federally-Regulated Consumer Product | Non-Weatherized, Condensing Ga | 1929 | 280 |  | 12/08/2023 | 84515 | 201712984 | 12/08/2023
Rheem Sales Company, Inc. | Ruud | R801T0754A17UHN | Federally-Regulated Consumer Product | Non-Weatherized, Non-Condensin | 1496 | 248 |  | 12/08/2023 | 75177 | 208242382 | 12/08/2023
Rheem Sales Company, Inc. | Ruud | U802VA075421MXA | Federally-Regulated Consumer Product | Non-Weatherized, Non-Condensin | 1718 | 258 |  | 12/08/2023 | 52500 | 7979973 | 12/08/2023
Rheem Sales Company, Inc. | Ruud | R951V1005A21M4 | Federally-Regulated Consumer Product | Non-Weatherized, Condensing Ga | 2153 | 271 |  | 12/08/2023 | 98911 | 208676324 | 12/08/2023
Rheem Sales Company, Inc. | Ruud | U802VA075317MXA | Federally-Regulated Consumer Product | Non-Weatherized, Non-Condensin | 1458 | 246 |  | 12/08/2023 | 52564 | 7979958 | 12/08/2023
Rheem Sales Company, Inc. | Ruud | R951V1155A24M4 | Federally-Regulated Consumer Product | Non-Weatherized, Condensing Ga | 2137 | 231 |  | 12/08/2023 | 111605 | 208676272 | 12/08/2023
Rheem Sales Company, Inc. | Ruud | R96TA0702521MSA | Federally-Regulated Consumer Product | Non-Weatherized, Condensing Ga | 1854 | 277 |  | 12/08/2023 | 49250 | 203261705 | 12/08/2023
Rheem Sales Company, Inc. | Ruud | R801T1005A21UHU | Federally-Regulated Consumer Product | Non-Weatherized, Non-Condensin | 2096 | 274 |  | 12/08/2023 | 100583 | 208430278 | 12/08/2023
Rheem Sales Company, Inc. | Ruud | R802V1005A21UHS | Federally-Regulated Consumer Product | Non-Weatherized, Non-Condensin | 1905 | 266 |  | 12/08/2023 | 70000 | 208243272 | 12/08/2023
Rheem Sales Company, Inc. | Ruud | R921V0603A17M4 | Federally-Regulated Consumer Product | Non-Weatherized, Condensing Ga | 1356 | 249 |  | 12/08/2023 | 56054 | 208676287 | 12/08/2023
Rheem Sales Company, Inc. | Ruud | R962V0855A21M4S | Federally-Regulated Consumer Product | Non-Weatherized, Condensing Ga | 1947 | 281 |  | 12/08/2023 | 58053 | 208243291 | 12/08/2023
Rheem Sales Company, Inc. | Ruud | R802V1004A17UHS | Federally-Regulated Consumer Product | Non-Weatherized, Non-Condensin | 1730 | 258 |  | 12/08/2023 | 70020 | 208243270 | 12/08/2023
Rheem Sales Company, Inc. | Ruud | RGEA14030AJT081AC | Federally-Regulated Consumer Product | Weatherized Non-Condensing Gas | 1147 | 249 |  | 12/08/2023 | 79965 | 206606602 | 12/08/2023
Rheem Sales Company, Inc. | Ruud | R921T0855A21M4 | Federally-Regulated Consumer Product | Non-Weatherized, Condensing Ga | 1929 | 280 |  | 12/08/2023 | 84515 | 208663451 | 12/08/2023
Rheem Sales Company, Inc. | Ruud | U802VA075421ZXB | Federally-Regulated Consumer Product | Non-Weatherized, Non-Condensin | 2017 | 271 |  | 12/08/2023 | 52471 | 8087214 | 12/08/2023
Rheem Sales Company, Inc. | Ruud | R802V0503A14UHN | Federally-Regulated Consumer Product | Non-Weatherized, Non-Condensin | 1318 | 240 |  | 12/08/2023 | 35484 | 208243275 | 12/08/2023
Rheem Sales Company, Inc. | Ruud | R802V0503A14UHS | Federally-Regulated Consumer Product | Non-Weatherized, Non-Condensin | 1318 | 240 |  | 12/08/2023 | 35484 | 208243266 | 12/08/2023
Rheem Sales Company, Inc. | Ruud | R802V0755A21UHS | Federally-Regulated Consumer Product | Non-Weatherized, Non-Condensin | 1718 | 258 |  | 12/08/2023 | 52500 | 208243269 | 12/08/2023
Rheem Sales Company, Inc. | Ruud | R801T0753A17DZS | Federally-Regulated Consumer Product | Non-Weatherized, Non-Condensin | 1253 | 237 |  | 12/08/2023 | 74903 | 208429531 | 12/08/2023
Rheem Sales Company, Inc. | Ruud | R802V1255A24UHN | Federally-Regulated Consumer Product | Non-Weatherized, Non-Condensin | 2073 | 273 |  | 12/08/2023 | 87500 | 208243283 | 12/08/2023
Rheem Sales Company, Inc. | Ruud | R802V0755A21UHN | Federally-Regulated Consumer Product | Non-Weatherized, Non-Condensin | 1718 | 258 |  | 12/08/2023 | 52500 | 208243278 | 12/08/2023
Rheem Sales Company, Inc. | Ruud | R921T0703A17M4 | Federally-Regulated Consumer Product | Non-Weatherized, Condensing Ga | 1362 | 255 |  | 12/08/2023 | 69960 | 208663449 | 12/08/2023
Rheem Sales Company, Inc. | Ruud | U802VA075317ZXB | Federally-Regulated Consumer Product | Non-Weatherized, Non-Condensin | 1324 | 240 |  | 12/08/2023 | 52495 | 8087202 | 12/08/2023
Rheem Sales Company, Inc. | Ruud | R802V1505A24UHS | Federally-Regulated Consumer Product | Non-Weatherized, Non-Condensin | 2092 | 274 |  | 12/08/2023 | 104565 | 208243578 | 12/08/2023
Rheem Sales Company, Inc. | Ruud | U802VA125524ZSB | Federally-Regulated Consumer Product | Non-Weatherized, Non-Condensin | 2322 | 284 |  | 12/08/2023 | 87684 | 8087229 | 12/08/2023
Rheem Sales Company, Inc. | Ruud | R921V1155A24M4 | Federally-Regulated Consumer Product | Non-Weatherized, Condensing Ga | 2137 | 231 |  | 12/08/2023 | 111605 | 208676292 | 12/08/2023
Rheem Sales Company, Inc. | Ruud | R801T0755A21DZS | Federally-Regulated Consumer Product | Non-Weatherized, Non-Condensin | 1883 | 265 |  | 12/08/2023 | 75029 | 208242389 | 12/08/2023
Rheem Sales Company, Inc. | Ruud | R951T1005A21M4 | Federally-Regulated Consumer Product | Non-Weatherized, Condensing Ga | 2066 | 286 |  | 12/08/2023 | 98023 | 208663420 | 12/08/2023
Rheem Sales Company, Inc. | Ruud | R802V1255A24UHS | Federally-Regulated Consumer Product | Non-Weatherized, Non-Condensin | 2073 | 273 |  | 12/08/2023 | 87500 | 208243274 | 12/08/2023
Rheem Sales Company, Inc. | Ruud | U98VB100M521USA | Federally-Regulated Consumer Product | Non-Weatherized, Condensing Ga | 2084 | 287 |  | 12/08/2023 | 39023 | 10524994 | 12/08/2023
Rheem Sales Company, Inc. | Ruud | U802VA125524MXA | Federally-Regulated Consumer Product | Non-Weatherized, Non-Condensin | 2073 | 273 |  | 12/08/2023 | 87500 | 7979995 | 12/08/2023
Rheem Sales Company, Inc. | Ruud | R802V0754A17UHS | Federally-Regulated Consumer Product | Non-Weatherized, Non-Condensin | 1458 | 246 |  | 12/08/2023 | 52564 | 208243267 | 12/08/2023
Rheem Sales Company, Inc. | Ruud | R951V0855A21M4 | Federally-Regulated Consumer Product | Non-Weatherized, Condensing Ga | 1851 | 246 |  | 12/08/2023 | 84247 | 208676323 | 12/08/2023
Rheem Sales Company, Inc. | Ruud | RGEA14048AJT101AB | Federally-Regulated Consumer Product | Weatherized Non-Condensing Gas | 1809 | 279 |  | 12/08/2023 | 99189 | 203404494 | 12/08/2023
Rheem Sales Company, Inc. | Ruud | U97MV0703A17DHS | Federally-Regulated Consumer Product | Non-Weatherized, Condensing Ga | 1282 | 251 |  | 12/08/2023 | 28494 | 208157032 | 12/08/2023
Rheem Sales Company, Inc. | Ruud | RGEXZS060AJV08T | Federally-Regulated Consumer Product | Weatherized Non-Condensing Gas | 1950 | 177 |  | 12/08/2023 | 56366 | 213352262 | 12/08/2023
Rheem Sales Company, Inc. | Ruud | R802V1004A17UHN | Federally-Regulated Consumer Product | Non-Weatherized, Non-Condensin | 1730 | 258 |  | 12/08/2023 | 70020 | 208243280 | 12/08/2023
Rheem Sales Company, Inc. | Ruud | R951T0855A21M4 | Federally-Regulated Consumer Product | Non-Weatherized, Condensing Ga | 1929 | 280 |  | 12/08/2023 | 84515 | 208663419 | 12/08/2023
Rheem Sales Company, Inc. | Ruud | R921T0603A17M4 | Federally-Regulated Consumer Product | Non-Weatherized, Condensing Ga | 1156 | 246 |  | 12/08/2023 | 55624 | 208663448 | 12/08/2023
Rheem Sales Company, Inc. | Ruud | R801T1004A21UHU | Federally-Regulated Consumer Product | Non-Weatherized, Non-Condensin | 1861 | 264 |  | 12/08/2023 | 98348 | 208430277 | 12/08/2023
Rheem Sales Company, Inc. | Ruud | R951T0603A17M4 | Federally-Regulated Consumer Product | Non-Weatherized, Condensing Ga | 1156 | 246 |  | 12/08/2023 | 55624 | 208663416 | 12/08/2023
Rheem Sales Company, Inc. | Ruud | R921T1005A21M4 | Federally-Regulated Consumer Product | Non-Weatherized, Condensing Ga | 2066 | 286 |  | 12/08/2023 | 98023 | 208663452 | 12/08/2023
Rheem Sales Company, Inc. | Ruud | R801T0755A21DZN | Federally-Regulated Consumer Product | Non-Weatherized, Non-Condensin | 1883 | 265 |  | 12/08/2023 | 75029 | 208242394 | 12/08/2023
Rheem Sales Company, Inc. | Ruud | U97MV0855A21DHS | Federally-Regulated Consumer Product | Non-Weatherized, Condensing Ga | 2138 | 289 |  | 12/08/2023 | 33549 | 208157033 | 12/08/2023
Rheem Sales Company, Inc. | Ruud | R801T1005A21DZN | Federally-Regulated Consumer Product | Non-Weatherized, Non-Condensin | 1895 | 265 |  | 12/08/2023 | 100302 | 208242395 | 12/08/2023
Rheem Sales Company, Inc. | Ruud | RGEXZS048AJV10T | Federally-Regulated Consumer Product | Weatherized Non-Condensing Gas | 1797 | 277 |  | 12/08/2023 | 70225 | 213352244 | 12/08/2023
Rheem Sales Company, Inc. | Ruud | R801T0753A17DZN | Federally-Regulated Consumer Product | Non-Weatherized, Non-Condensin | 1253 | 237 |  | 12/08/2023 | 74903 | 208429532 | 12/08/2023
Rheem Sales Company, Inc. | Ruud | R951T0403A17M4 | Federally-Regulated Consumer Product | Non-Weatherized, Condensing Ga | 1107 | 244 |  | 12/08/2023 | 41877 | 208663415 | 12/08/2023
Rheem Sales Company, Inc. | Ruud | R801T0503A17UHU | Federally-Regulated Consumer Product | Non-Weatherized, Non-Condensin | 1165 | 233 |  | 12/08/2023 | 49157 | 208430273 | 12/08/2023
Rheem Sales Company, Inc. | Ruud | R801T0754A21UHN | Federally-Regulated Consumer Product | Non-Weatherized, Non-Condensin | 1634 | 254 |  | 12/08/2023 | 75736 | 208242383 | 12/08/2023
Rheem Sales Company, Inc. | Ruud | R801T0703A17UHU | Federally-Regulated Consumer Product | Non-Weatherized, Non-Condensin | 1189 | 234 |  | 12/08/2023 | 70542 | 208430275 | 12/08/2023
Rheem Sales Company, Inc. | Ruud | U802VA100521ZSB | Federally-Regulated Consumer Product | Non-Weatherized, Non-Condensin | 2291 | 283 |  | 12/08/2023 | 70210 | 8087219 | 12/08/2023
Rheem Sales Company, Inc. | Ruud | RGEXZS048AJV08T | Federally-Regulated Consumer Product | Weatherized Non-Condensing Gas | 1734 | 168 |  | 12/08/2023 | 57017 | 213352234 | 12/08/2023
Rheem Sales Company, Inc. | Ruud | R951T1155A24M4 | Federally-Regulated Consumer Product | Non-Weatherized, Condensing Ga | 2041 | 285 |  | 12/08/2023 | 111488 | 208663352 | 12/08/2023
Rheem Sales Company, Inc. | Ruud | RGEXZS060AJV102 | Federally-Regulated Consumer Product | Weatherized Non-Condensing Gas | 2129 | 188 |  | 12/08/2023 | 70580 | 213352251 | 12/08/2023
Rheem Sales Company, Inc. | Ruud | R921T1155A24M4 | Federally-Regulated Consumer Product | Non-Weatherized, Condensing Ga | 2041 | 285 |  | 12/08/2023 | 111488 | 208663453 | 12/08/2023
Rheem Sales Company, Inc. | Ruud | R921V0703A17M4 | Federally-Regulated Consumer Product | Non-Weatherized, Condensing Ga | 1166 | 246 |  | 12/08/2023 | 70001 | 208676288 | 12/08/2023
Rheem Sales Company, Inc. | Ruud | RGEA14030AJT04UAA | Federally-Regulated Consumer Product | Weatherized Non-Condensing Gas | 1189 | 251 |  | 12/08/2023 | 39887 | 205965532 | 12/08/2023
Rheem Sales Company, Inc. | Ruud | R951V0703A17M4 | Federally-Regulated Consumer Product | Non-Weatherized, Condensing Ga | 1166 | 246 |  | 12/08/2023 | 70001 | 208676321 | 12/08/2023
Rheem Sales Company, Inc. | Ruud | R801T0754A21UHS | Federally-Regulated Consumer Product | Non-Weatherized, Non-Condensin | 1634 | 254 |  | 12/08/2023 | 75736 | 208242378 | 12/08/2023
Rheem Sales Company, Inc. | Ruud | U802VA075317ZSB | Federally-Regulated Consumer Product | Non-Weatherized, Non-Condensin | 1324 | 240 |  | 12/08/2023 | 52495 | 8087197 | 12/08/2023
Rheem Sales Company, Inc. | Ruud | R802V1005A21UHN | Federally-Regulated Consumer Product | Non-Weatherized, Non-Condensin | 1905 | 266 |  | 12/08/2023 | 70000 | 208243281 | 12/08/2023
Rheem Sales Company, Inc. | Ruud | U802VA125524MSA | Federally-Regulated Consumer Product | Non-Weatherized, Non-Condensin | 2073 | 273 |  | 12/08/2023 | 87500 | 7979990 | 12/08/2023
Rheem Sales Company, Inc. | Ruud | R801T1005A21UHN | Federally-Regulated Consumer Product | Non-Weatherized, Non-Condensin | 1812 | 262 |  | 12/08/2023 | 99863 | 208242384 | 12/08/2023
Rheem Sales Company, Inc. | Ruud | RGEXZS048AJV082 | Federally-Regulated Consumer Product | Weatherized Non-Condensing Gas | 1734 | 168 |  | 12/08/2023 | 57017 | 213352229 | 12/08/2023
Rheem Sales Company, Inc. | Ruud | R921T0403A17M4 | Federally-Regulated Consumer Product | Non-Weatherized, Condensing Ga | 1107 | 244 |  | 12/08/2023 | 41877 | 208663447 | 12/08/2023
Rheem Sales Company, Inc. | Ruud | U96VA1002521MSA | Federally-Regulated Consumer Product | Non-Weatherized, Condensing Ga | 1858 | 277 |  | 12/08/2023 | 68679 | 6715449 | 12/08/2023
Rheem Sales Company, Inc. | Fujitsu | RGEAZR048AJT08UNA | Federally-Regulated Consumer Product | Weatherized Non-Condensing Gas | 2026 | 288 |  | 12/08/2023 | 80019 | 208699018 | 12/08/2023
Rheem Sales Company, Inc. | Fujitsu | FF80SV510021UHS | Federally-Regulated Consumer Product | Non-Weatherized, Non-Condensin | 2027 | 188 |  | 12/08/2023 | 100725 | 208676638 | 12/08/2023
Rheem Sales Company, Inc. | Fujitsu | RGEAZR024AJT06XNA | Federally-Regulated Consumer Product | Weatherized Non-Condensing Gas | 1270 | 255 |  | 12/08/2023 | 61123 | 208699003 | 12/08/2023
Rheem Sales Company, Inc. | Fujitsu | RGECZR048AJT07**C | Federally-Regulated Consumer Product | Weatherized Non-Condensing Gas | 1873 | 167 |  | 12/08/2023 | 52596 | 210279559 | 12/08/2023
Rheem Sales Company, Inc. | Fujitsu | FF80SV305014UHS | Federally-Regulated Consumer Product | Non-Weatherized, Non-Condensin | 1308 | 184 |  | 12/08/2023 | 50472 | 208676635 | 12/08/2023
Rheem Sales Company, Inc. | Fujitsu | RGEAZR048AJT10UNA | Federally-Regulated Consumer Product | Weatherized Non-Condensing Gas | 1832 | 280 |  | 12/08/2023 | 100370 | 208699020 | 12/08/2023
Rheem Sales Company, Inc. | Fujitsu | FF95ST511524M4S | Federally-Regulated Consumer Product | Non-Weatherized, Condensing Ga | 2041 | 285 |  | 12/08/2023 | 111488 | 208676620 | 12/08/2023
Rheem Sales Company, Inc. | Fujitsu | FF80ST510021UHUNA | Federally-Regulated Consumer Product | Non-Weatherized, Non-Condensin | 2096 | 274 |  | 12/08/2023 | 100583 | 208486672 | 12/08/2023
Rheem Sales Company, Inc. | Fujitsu | FF80SV507521UHNCAAP | Federally-Regulated Consumer Product | Non-Weatherized, Non-Condensin | 1813 | 235 |  | 12/08/2023 | 75573 | 210802784 | 12/08/2023
Rheem Sales Company, Inc. | Fujitsu | RGEAZR036AJT06UNA | Federally-Regulated Consumer Product | Weatherized Non-Condensing Gas | 1434 | 262 |  | 12/08/2023 | 60723 | 208699010 | 12/08/2023
Rheem Sales Company, Inc. | Fujitsu | RGEAZR024AJT061NA | Federally-Regulated Consumer Product | Weatherized Non-Condensing Gas | 1270 | 255 |  | 12/08/2023 | 61123 | 208698986 | 12/08/2023
Rheem Sales Company, Inc. | Fujitsu | FF97MV307017DHS*A | Federally-Regulated Consumer Product | Non-Weatherized, Condensing Ga | 1282 | 251 |  | 12/08/2023 | 28494 | 208157103 | 12/08/2023
Rheem Sales Company, Inc. | Fujitsu | RGEAZR048AJT10XNA | Federally-Regulated Consumer Product | Weatherized Non-Condensing Gas | 2001 | 287 |  | 12/08/2023 | 101705 | 208699021 | 12/08/2023
Rheem Sales Company, Inc. | Fujitsu | FF80SV510021DZSCAAP | Federally-Regulated Consumer Product | Non-Weatherized, Non-Condensin | 2095 | 257 |  | 12/08/2023 | 100302 | 210727890 | 12/08/2023
Rheem Sales Company, Inc. | Fujitsu | FF80SV305014DZNCAAP | Federally-Regulated Consumer Product | Non-Weatherized, Non-Condensin | 2163 | 277 |  | 12/08/2023 | 51119 | 210727879 | 12/08/2023
Rheem Sales Company, Inc. | Fujitsu | RGECZT048AJT12**C | Federally-Regulated Consumer Product | Weatherized Non-Condensing Gas | 1902 | 259 |  | 12/08/2023 | 84032 | 212631799 | 12/08/2023
Rheem Sales Company, Inc. | Fujitsu | FF80SV507521DZNCAAP | Federally-Regulated Consumer Product | Non-Weatherized, Non-Condensin | 2163 | 277 |  | 12/08/2023 | 75029 | 210727885 | 12/08/2023
Rheem Sales Company, Inc. | Fujitsu | RGEAZR024AJT081NA | Federally-Regulated Consumer Product | Weatherized Non-Condensing Gas | 1202 | 252 |  | 12/08/2023 | 79659 | 208698987 | 12/08/2023
Rheem Sales Company, Inc. | Fujitsu | RGECZR060AJT12**C | Federally-Regulated Consumer Product | Weatherized Non-Condensing Gas | 2183 | 266 |  | 12/08/2023 | 83968 | 210279562 | 12/08/2023
Rheem Sales Company, Inc. | Fujitsu | FF80SV407517UHNCAAP | Federally-Regulated Consumer Product | Non-Weatherized, Non-Condensin | 1830 | 223 |  | 12/08/2023 | 75693 | 210802783 | 12/08/2023
Rheem Sales Company, Inc. | Fujitsu | RGEAZR060AJT08XNA | Federally-Regulated Consumer Product | Weatherized Non-Condensing Gas | 2041 | 289 |  | 12/08/2023 | 79422 | 208699022 | 12/08/2023
Rheem Sales Company, Inc. | Fujitsu | FF80ST407017UHUNA | Federally-Regulated Consumer Product | Non-Weatherized, Non-Condensin | 1823 | 262 |  | 12/08/2023 | 70109 | 208486670 | 12/08/2023
Rheem Sales Company, Inc. | Fujitsu | RGEAZR030AJT04XNA | Federally-Regulated Consumer Product | Weatherized Non-Condensing Gas | 1342 | 258 |  | 12/08/2023 | 39842 | 208699006 | 12/08/2023
Rheem Sales Company, Inc. | Fujitsu | FF80SV407517DZNCAAP | Federally-Regulated Consumer Product | Non-Weatherized, Non-Condensin | 1680 | 255 |  | 12/08/2023 | 76001 | 210727882 | 12/08/2023
Rheem Sales Company, Inc. | Fujitsu | FF80TV512524DZSCAAP | Federally-Regulated Consumer Product | Non-Weatherized, Non-Condensin | 2179 | 278 |  | 12/08/2023 | 86625 | 211873321 | 12/08/2023
Rheem Sales Company, Inc. | Fujitsu | RGEAZR042AJT08UNA | Federally-Regulated Consumer Product | Weatherized Non-Condensing Gas | 1635 | 271 |  | 12/08/2023 | 80943 | 208699015 | 12/08/2023
Rheem Sales Company, Inc. | Fujitsu | FF97MV306017DHS*A | Federally-Regulated Consumer Product | Non-Weatherized, Condensing Ga | 1327 | 253 |  | 12/08/2023 | 22218 | 208157102 | 12/08/2023
Rheem Sales Company, Inc. | Fujitsu | FF80ST405017UHUNA | Federally-Regulated Consumer Product | Non-Weatherized, Non-Condensin | 1502 | 248 |  | 12/08/2023 | 50342 | 208486668 | 12/08/2023
Rheem Sales Company, Inc. | Fujitsu | FF80SV405017UHSCAAP | Federally-Regulated Consumer Product | Non-Weatherized, Non-Condensin | 1682 | 256 |  | 12/08/2023 | 50501 | 211873306 | 12/08/2023
Rheem Sales Company, Inc. | Fujitsu | RGEAZR036AJT081NA | Federally-Regulated Consumer Product | Weatherized Non-Condensing Gas | 1387 | 260 |  | 12/08/2023 | 80632 | 208698992 | 12/08/2023
Rheem Sales Company, Inc. | Fujitsu | FF80TV405017UHSCAAP | Federally-Regulated Consumer Product | Non-Weatherized, Non-Condensin | 1712 | 257 |  | 12/08/2023 | 34534 | 211873313 | 12/08/2023
Rheem Sales Company, Inc. | Fujitsu | FF80SV407017UHUCAAP | Federally-Regulated Consumer Product | Non-Weatherized, Non-Condensin | 1723 | 258 |  | 12/08/2023 | 70568 | 211873308 | 12/08/2023
Rheem Sales Company, Inc. | Fujitsu | RGEAZR036AJT061NA | Federally-Regulated Consumer Product | Weatherized Non-Condensing Gas | 1259 | 254 |  | 12/08/2023 | 58986 | 208698991 | 12/08/2023
Rheem Sales Company, Inc. | Fujitsu | FF80TV515024UHSCAAP | Federally-Regulated Consumer Product | Non-Weatherized, Non-Condensin | 2092 | 274 |  | 12/08/2023 | 104565 | 210727900 | 12/08/2023
Rheem Sales Company, Inc. | Fujitsu | RGEAZR048AJT101NA | Federally-Regulated Consumer Product | Weatherized Non-Condensing Gas | 2001 | 287 |  | 12/08/2023 | 101705 | 208698997 | 12/08/2023
Rheem Sales Company, Inc. | Fujitsu | RGEAZR024AJT04XNA | Federally-Regulated Consumer Product | Weatherized Non-Condensing Gas | 1205 | 252 |  | 12/08/2023 | 40798 | 208699001 | 12/08/2023
Rheem Sales Company, Inc. | Fujitsu | FF80SV510021UHUCAAP | Federally-Regulated Consumer Product | Non-Weatherized, Non-Condensin | 1966 | 269 |  | 12/08/2023 | 97612 | 211873309 | 12/08/2023
Rheem Sales Company, Inc. | Fujitsu | FF80SV512524DZSCAAP | Federally-Regulated Consumer Product | Non-Weatherized, Non-Condensin | 2075 | 273 |  | 12/08/2023 | 124289 | 210727893 | 12/08/2023
Rheem Sales Company, Inc. | Fujitsu | RGEAZR060AJT081NA | Federally-Regulated Consumer Product | Weatherized Non-Condensing Gas | 2041 | 289 |  | 12/08/2023 | 79422 | 208698998 | 12/08/2023
Rheem Sales Company, Inc. | Fujitsu | FF80ST405017UHNNAAS | Federally-Regulated Consumer Product | Non-Weatherized, Non-Condensin | 1517 | 249 |  | 12/08/2023 | 50545 | 211873303 | 12/08/2023
Rheem Sales Company, Inc. | Fujitsu | FF80SV407517UHS | Federally-Regulated Consumer Product | Non-Weatherized, Non-Condensin | 1830 | 223 |  | 12/08/2023 | 75693 | 208676636 | 12/08/2023
Rheem Sales Company, Inc. | Fujitsu | FF97MV508521DHS*A | Federally-Regulated Consumer Product | Non-Weatherized, Condensing Ga | 2138 | 289 |  | 12/08/2023 | 33549 | 208157104 | 12/08/2023
Rheem Sales Company, Inc. | Fujitsu | FF96TV307017M4SCA*P | Federally-Regulated Consumer Product | Non-Weatherized, Condensing Ga | 1290 | 252 |  | 12/08/2023 | 48940 | 208430100 | 12/08/2023
Rheem Sales Company, Inc. | Fujitsu | RGEAZR030AJT081NA | Federally-Regulated Consumer Product | Weatherized Non-Condensing Gas | 1216 | 253 |  | 12/08/2023 | 80365 | 208698990 | 12/08/2023
Rheem Sales Company, Inc. | Fujitsu | RGEAZR024AJT06UNA | Federally-Regulated Consumer Product | Weatherized Non-Condensing Gas | 1236 | 253 |  | 12/08/2023 | 61566 | 208699002 | 12/08/2023
Rheem Sales Company, Inc. | Fujitsu | RGECZR036AJT10**C | Federally-Regulated Consumer Product | Weatherized Non-Condensing Gas | 1576 | 218 |  | 12/08/2023 | 100764 | 210279558 | 12/08/2023
Rheem Sales Company, Inc. | Fujitsu | FF80TV507521DZSCAAP | Federally-Regulated Consumer Product | Non-Weatherized, Non-Condensin | 2041 | 272 |  | 12/08/2023 | 52592 | 211873317 | 12/08/2023
Rheem Sales Company, Inc. | Fujitsu | FF80SV507521UHS | Federally-Regulated Consumer Product | Non-Weatherized, Non-Condensin | 1813 | 235 |  | 12/08/2023 | 75573 | 208676637 | 12/08/2023
Rheem Sales Company, Inc. | Fujitsu | RGEAZR042AJT101NA | Federally-Regulated Consumer Product | Weatherized Non-Condensing Gas | 1774 | 277 |  | 12/08/2023 | 100987 | 208698995 | 12/08/2023
Rheem Sales Company, Inc. | Fujitsu | FF95ST306017M4S | Federally-Regulated Consumer Product | Non-Weatherized, Condensing Ga | 1156 | 246 |  | 12/08/2023 | 55624 | 208676615 | 12/08/2023
Rheem Sales Company, Inc. | Fujitsu | FF80TV405017UHNCAAP | Federally-Regulated Consumer Product | Non-Weatherized, Non-Condensin | 1712 | 257 |  | 12/08/2023 | 34534 | 211873312 | 12/08/2023
Rheem Sales Company, Inc. | Fujitsu | RGEAZR030AJT061NA | Federally-Regulated Consumer Product | Weatherized Non-Condensing Gas | 1342 | 258 |  | 12/08/2023 | 61240 | 208698989 | 12/08/2023
Rheem Sales Company, Inc. | Fujitsu | RGEAZR060AJT10UNA | Federally-Regulated Consumer Product | Weatherized Non-Condensing Gas | 1911 | 283 |  | 12/08/2023 | 99261 | 208699023 | 12/08/2023
Rheem Sales Company, Inc. | Fujitsu | RGEAZR060AJT101NA | Federally-Regulated Consumer Product | Weatherized Non-Condensing Gas | 2131 | 293 |  | 12/08/2023 | 101980 | 208698999 | 12/08/2023
Rheem Sales Company, Inc. | Fujitsu | RGEAZR030AJT04UNA | Federally-Regulated Consumer Product | Weatherized Non-Condensing Gas | 1189 | 251 |  | 12/08/2023 | 39887 | 208699005 | 12/08/2023
Rheem Sales Company, Inc. | Fujitsu | RGEAZR030AJT06UNA | Federally-Regulated Consumer Product | Weatherized Non-Condensing Gas | 1125 | 248 |  | 12/08/2023 | 60094 | 208699007 | 12/08/2023
Rheem Sales Company, Inc. | Fujitsu | RGECZR060AJT07**C | Federally-Regulated Consumer Product | Weatherized Non-Condensing Gas | 2336 | 182 |  | 12/08/2023 | 52310 | 210279561 | 12/08/2023
Rheem Sales Company, Inc. | Fujitsu | FF80TV507521DZNCAAP | Federally-Regulated Consumer Product | Non-Weatherized, Non-Condensin | 2041 | 272 |  | 12/08/2023 | 52592 | 211873316 | 12/08/2023
Rheem Sales Company, Inc. | Fujitsu | RGECZR036AJT07**C | Federally-Regulated Consumer Product | Weatherized Non-Condensing Gas | 1475 | 165 |  | 12/08/2023 | 53157 | 208503410 | 12/08/2023
Rheem Sales Company, Inc. | Fujitsu | RGEAZR042AJT08XNA | Federally-Regulated Consumer Product | Weatherized Non-Condensing Gas | 1820 | 279 |  | 12/08/2023 | 81578 | 208699016 | 12/08/2023
Rheem Sales Company, Inc. | Fujitsu | RGECZT048AJT07**C | Federally-Regulated Consumer Product | Weatherized Non-Condensing Gas | 1873 | 167 |  | 12/08/2023 | 52596 | 212631798 | 12/08/2023
Rheem Sales Company, Inc. | Fujitsu | RGEAZR030AJT06XNA | Federally-Regulated Consumer Product | Weatherized Non-Condensing Gas | 1342 | 258 |  | 12/08/2023 | 61240 | 208699008 | 12/08/2023
Rheem Sales Company, Inc. | Fujitsu | FF80ST405017UHSNAAS | Federally-Regulated Consumer Product | Non-Weatherized, Non-Condensin | 1517 | 249 |  | 12/08/2023 | 50545 | 211873304 | 12/08/2023
Rheem Sales Company, Inc. | Fujitsu | FF80ST307517DZSNA*S | Federally-Regulated Consumer Product | Non-Weatherized, Non-Condensin | 1253 | 237 |  | 12/08/2023 | 74903 | 208430077 | 12/08/2023
Rheem Sales Company, Inc. | Fujitsu | FF80TV510021DZSCAAP | Federally-Regulated Consumer Product | Non-Weatherized, Non-Condensin | 2120 | 275 |  | 12/08/2023 | 69817 | 211873319 | 12/08/2023
Rheem Sales Company, Inc. | Fujitsu | RGEAZR042AJT081NA | Federally-Regulated Consumer Product | Weatherized Non-Condensing Gas | 1820 | 279 |  | 12/08/2023 | 81578 | 208698994 | 12/08/2023
Rheem Sales Company, Inc. | Fujitsu | RGEAZR042AJT10XNA | Federally-Regulated Consumer Product | Weatherized Non-Condensing Gas | 1774 | 277 |  | 12/08/2023 | 100987 | 208699017 | 12/08/2023
Rheem Sales Company, Inc. | Fujitsu | RGEAZR030AJT041NA | Federally-Regulated Consumer Product | Weatherized Non-Condensing Gas | 1342 | 258 |  | 12/08/2023 | 39842 | 208698988 | 12/08/2023
Rheem Sales Company, Inc. | Fujitsu | RGEAZR036AJT06XNA | Federally-Regulated Consumer Product | Weatherized Non-Condensing Gas | 1259 | 254 |  | 12/08/2023 | 58986 | 208699011 | 12/08/2023
Rheem Sales Company, Inc. | Fujitsu | FF80SV405017UHNCAAP | Federally-Regulated Consumer Product | Non-Weatherized, Non-Condensin | 1682 | 256 |  | 12/08/2023 | 50501 | 211873305 | 12/08/2023
Rheem Sales Company, Inc. | Fujitsu | FF96TV508521M4SCA*P | Federally-Regulated Consumer Product | Non-Weatherized, Condensing Ga | 1947 | 281 |  | 12/08/2023 | 58053 | 208430102 | 12/08/2023
Rheem Sales Company, Inc. | Fujitsu | FF80SV407517DZSCAAP | Federally-Regulated Consumer Product | Non-Weatherized, Non-Condensin | 1680 | 255 |  | 12/08/2023 | 76001 | 210727884 | 12/08/2023
Rheem Sales Company, Inc. | Fujitsu | FF80TV305014DZSCAAP | Federally-Regulated Consumer Product | Non-Weatherized, Non-Condensin | 1250 | 237 |  | 12/08/2023 | 34844 | 211873311 | 12/08/2023
Rheem Sales Company, Inc. | Fujitsu | RGEAZR030AJT08XNA | Federally-Regulated Consumer Product | Weatherized Non-Condensing Gas | 1216 | 253 |  | 12/08/2023 | 80365 | 208699009 | 12/08/2023
Rheem Sales Company, Inc. | Fujitsu | FF80TV512524DZNCAAP | Federally-Regulated Consumer Product | Non-Weatherized, Non-Condensin | 2179 | 278 |  | 12/08/2023 | 86625 | 211873320 | 12/08/2023
Rheem Sales Company, Inc. | Fujitsu | RGEAZR024AJT041NA | Federally-Regulated Consumer Product | Weatherized Non-Condensing Gas | 1205 | 252 |  | 12/08/2023 | 40798 | 208698985 | 12/08/2023
Rheem Sales Company, Inc. | Fujitsu | RGEAZR060AJT10XNA | Federally-Regulated Consumer Product | Weatherized Non-Condensing Gas | 2131 | 293 |  | 12/08/2023 | 101980 | 208699024 | 12/08/2023
Rheem Sales Company, Inc. | Fujitsu | FF80TV305014DZNCAAP | Federally-Regulated Consumer Product | Non-Weatherized, Non-Condensin | 1250 | 237 |  | 12/08/2023 | 34844 | 211873310 | 12/08/2023
Rheem Sales Company, Inc. | Fujitsu | RGEAZR036AJT08UNA | Federally-Regulated Consumer Product | Weatherized Non-Condensing Gas | 1382 | 260 |  | 12/08/2023 | 80891 | 208699012 | 12/08/2023
Rheem Sales Company, Inc. | Fujitsu | FF80SV305014UHNCAAP | Federally-Regulated Consumer Product | Non-Weatherized, Non-Condensin | 1308 | 184 |  | 12/08/2023 | 50472 | 210802781 | 12/08/2023
Rheem Sales Company, Inc. | Fujitsu | RGEAZR036AJT08XNA | Federally-Regulated Consumer Product | Weatherized Non-Condensing Gas | 1387 | 260 |  | 12/08/2023 | 80632 | 208699013 | 12/08/2023
Rheem Sales Company, Inc. | Fujitsu | FF80SV507521DZSCAAP | Federally-Regulated Consumer Product | Non-Weatherized, Non-Condensin | 2163 | 277 |  | 12/08/2023 | 75029 | 210727887 | 12/08/2023
Rheem Sales Company, Inc. | Fujitsu | FF80SV512524UHNCAAP | Federally-Regulated Consumer Product | Non-Weatherized, Non-Condensin | 2076 | 258 |  | 12/08/2023 | 124802 | 210802788 | 12/08/2023
Rheem Sales Company, Inc. | Fujitsu | FF80SV512524UHS | Federally-Regulated Consumer Product | Non-Weatherized, Non-Condensin | 2076 | 258 |  | 12/08/2023 | 124802 | 208676639 | 12/08/2023
Rheem Sales Company, Inc. | Fujitsu | FF80SV305014DZSCAAP | Federally-Regulated Consumer Product | Non-Weatherized, Non-Condensin | 1295 | 239 |  | 12/08/2023 | 51119 | 210727881 | 12/08/2023
Rheem Sales Company, Inc. | Fujitsu | FF95ST304017M4S | Federally-Regulated Consumer Product | Non-Weatherized, Condensing Ga | 1107 | 244 |  | 12/08/2023 | 41877 | 208676614 | 12/08/2023
Rheem Sales Company, Inc. | Fujitsu | FF80SV512524DZNCAAP | Federally-Regulated Consumer Product | Non-Weatherized, Non-Condensin | 2075 | 273 |  | 12/08/2023 | 124289 | 210727892 | 12/08/2023
Rheem Sales Company, Inc. | Fujitsu | RGEAZR036AJT101NA | Federally-Regulated Consumer Product | Weatherized Non-Condensing Gas | 1380 | 260 |  | 12/08/2023 | 100130 | 208698993 | 12/08/2023
Rheem Sales Company, Inc. | Fujitsu | RGEAZR024AJT08XNA | Federally-Regulated Consumer Product | Weatherized Non-Condensing Gas | 1202 | 252 |  | 12/08/2023 | 79659 | 208699004 | 12/08/2023
Rheem Sales Company, Inc. | Fujitsu | FF80TV407517DZSCAAP | Federally-Regulated Consumer Product | Non-Weatherized, Non-Condensin | 1628 | 254 |  | 12/08/2023 | 52707 | 211873315 | 12/08/2023
Rheem Sales Company, Inc. | Fujitsu | FF80SV510021DZNCAAP | Federally-Regulated Consumer Product | Non-Weatherized, Non-Condensin | 2095 | 257 |  | 12/08/2023 | 100302 | 210727889 | 12/08/2023
Rheem Sales Company, Inc. | Fujitsu | RGEAZR048AJT08XNA | Federally-Regulated Consumer Product | Weatherized Non-Condensing Gas | 1847 | 280 |  | 12/08/2023 | 80515 | 208699019 | 12/08/2023
Rheem Sales Company, Inc. | Fujitsu | RGEAZR036AJT10XNA | Federally-Regulated Consumer Product | Weatherized Non-Condensing Gas | 1380 | 260 |  | 12/08/2023 | 100130 | 208699014 | 12/08/2023
Rheem Sales Company, Inc. | Fujitsu | RGEAZR024AJT04UNA | Federally-Regulated Consumer Product | Weatherized Non-Condensing Gas | 1181 | 251 |  | 12/08/2023 | 40068 | 208699000 | 12/08/2023
Rheem Sales Company, Inc. | Fujitsu | RGECZR048AJT12**C | Federally-Regulated Consumer Product | Weatherized Non-Condensing Gas | 1902 | 259 |  | 12/08/2023 | 84032 | 210279560 | 12/08/2023
Rheem Sales Company, Inc. | Fujitsu | RGEAZR048AJT081NA | Federally-Regulated Consumer Product | Weatherized Non-Condensing Gas | 1847 | 280 |  | 12/08/2023 | 80515 | 208698996 | 12/08/2023
Rheem Sales Company, Inc. | Fujitsu | FF80TV515024UHSCA*P | Federally-Regulated Consumer Product | Non-Weatherized, Non-Condensin | 2092 | 274 |  | 12/08/2023 | 104565 | 208430105 | 12/08/2023
Rheem Sales Company, Inc. | Fujitsu | FF80SV405017UHUCAAP | Federally-Regulated Consumer Product | Non-Weatherized, Non-Condensin | 1376 | 243 |  | 12/08/2023 | 50203 | 211873307 | 12/08/2023
Rheem Sales Company, Inc. | Fujitsu | FF80TV407517DZNCAAP | Federally-Regulated Consumer Product | Non-Weatherized, Non-Condensin | 1628 | 254 |  | 12/08/2023 | 52707 | 211873314 | 12/08/2023
Rheem Sales Company, Inc. | Fujitsu | FF80SV510021UHNCAAP | Federally-Regulated Consumer Product | Non-Weatherized, Non-Condensin | 2027 | 188 |  | 12/08/2023 | 100725 | 210802786 | 12/08/2023
Rheem Sales Company, Inc. | Mainline | ML801T0755A21DZS | Federally-Regulated Consumer Product | Non-Weatherized, Non-Condensin | 1883 | 265 |  | 12/08/2023 | 75029 | 208430174 | 12/08/2023
Rheem Sales Company, Inc. | Mainline | ML802V0755A21UHS | Federally-Regulated Consumer Product | Non-Weatherized, Non-Condensin | 1718 | 258 |  | 12/08/2023 | 52500 | 208430192 | 12/08/2023
Rheem Sales Company, Inc. | Mainline | ML801T1255A24UHS | Federally-Regulated Consumer Product | Non-Weatherized, Non-Condensin | 1991 | 270 |  | 12/08/2023 | 123598 | 208430158 | 12/08/2023
Rheem Sales Company, Inc. | Mainline | ML802V1005A21UHS | Federally-Regulated Consumer Product | Non-Weatherized, Non-Condensin | 1905 | 266 |  | 12/08/2023 | 70000 | 208430194 | 12/08/2023
Rheem Sales Company, Inc. | Mainline | MP801T0503A14DZS | Federally-Regulated Consumer Product | Non-Weatherized, Non-Condensin | 1223 | 236 |  | 12/08/2023 | 51119 | 208430171 | 12/08/2023
Rheem Sales Company, Inc. | Mainline | MP801T0755A21DZS | Federally-Regulated Consumer Product | Non-Weatherized, Non-Condensin | 1883 | 265 |  | 12/08/2023 | 75029 | 208430175 | 12/08/2023
Rheem Sales Company, Inc. | Mainline | MP801T1005A21UHS | Federally-Regulated Consumer Product | Non-Weatherized, Non-Condensin | 1812 | 262 |  | 12/08/2023 | 99863 | 208430157 | 12/08/2023
Rheem Sales Company, Inc. | Mainline | MP801T1255A24UHS | Federally-Regulated Consumer Product | Non-Weatherized, Non-Condensin | 1991 | 270 |  | 12/08/2023 | 123598 | 208430159 | 12/08/2023
Rheem Sales Company, Inc. | Mainline | MP801T1005A21DZS | Federally-Regulated Consumer Product | Non-Weatherized, Non-Condensin | 1895 | 265 |  | 12/08/2023 | 100302 | 208430177 | 12/08/2023
Rheem Sales Company, Inc. | Mainline | ML801T1255A24DZS | Federally-Regulated Consumer Product | Non-Weatherized, Non-Condensin | 1835 | 263 |  | 12/08/2023 | 124389 | 208430178 | 12/08/2023
Rheem Sales Company, Inc. | Mainline | ML801T1255A24UHN | Federally-Regulated Consumer Product | Non-Weatherized, Non-Condensin | 1991 | 270 |  | 12/08/2023 | 123598 | 208430168 | 12/08/2023
Rheem Sales Company, Inc. | Mainline | ML801T1005A21DZS | Federally-Regulated Consumer Product | Non-Weatherized, Non-Condensin | 1895 | 265 |  | 12/08/2023 | 100302 | 208430176 | 12/08/2023
Rheem Sales Company, Inc. | Mainline | MP801T0754A17UHS | Federally-Regulated Consumer Product | Non-Weatherized, Non-Condensin | 1496 | 248 |  | 12/08/2023 | 75177 | 208430153 | 12/08/2023
Rheem Sales Company, Inc. | Mainline | ML802V1004A17UHS | Federally-Regulated Consumer Product | Non-Weatherized, Non-Condensin | 1730 | 258 |  | 12/08/2023 | 70020 | 208430193 | 12/08/2023
Rheem Sales Company, Inc. | Mainline | ML802V0503A14UHS | Federally-Regulated Consumer Product | Non-Weatherized, Non-Condensin | 1318 | 240 |  | 12/08/2023 | 35484 | 208430190 | 12/08/2023
Rheem Sales Company, Inc. | Mainline | ML802V0754A17UHS | Federally-Regulated Consumer Product | Non-Weatherized, Non-Condensin | 1458 | 246 |  | 12/08/2023 | 52564 | 208430191 | 12/08/2023
Rheem Sales Company, Inc. | Mainline | MP801T0503A14UHS | Federally-Regulated Consumer Product | Non-Weatherized, Non-Condensin | 1388 | 243 |  | 12/08/2023 | 49660 | 208430151 | 12/08/2023
Rheem Sales Company, Inc. | Mainline | RGEA14042AJT101AC | Federally-Regulated Consumer Product | Weatherized Non-Condensing Gas | 1494 | 265 |  | 12/08/2023 | 99609 | 206606708 | 12/08/2023
Rheem Sales Company, Inc. | Mainline | ML801T0503A14UHS | Federally-Regulated Consumer Product | Non-Weatherized, Non-Condensin | 1388 | 243 |  | 12/08/2023 | 49660 | 208430150 | 12/08/2023
Rheem Sales Company, Inc. | Mainline | ML801T0754A21UHS | Federally-Regulated Consumer Product | Non-Weatherized, Non-Condensin | 1634 | 254 |  | 12/08/2023 | 75736 | 208430154 | 12/08/2023
Rheem Sales Company, Inc. | Mainline | ML801T0754A17UHS | Federally-Regulated Consumer Product | Non-Weatherized, Non-Condensin | 1496 | 248 |  | 12/08/2023 | 75177 | 208430152 | 12/08/2023
Rheem Sales Company, Inc. | Mainline | ML801T1005A21UHS | Federally-Regulated Consumer Product | Non-Weatherized, Non-Condensin | 1812 | 262 |  | 12/08/2023 | 99863 | 208430156 | 12/08/2023
Rheem Sales Company, Inc. | Mainline | MP801T1255A24DZS | Federally-Regulated Consumer Product | Non-Weatherized, Non-Condensin | 1835 | 263 |  | 12/08/2023 | 124389 | 208430179 | 12/08/2023
Rheem Sales Company, Inc. | Mainline | MP801T0754A21UHS | Federally-Regulated Consumer Product | Non-Weatherized, Non-Condensin | 1634 | 254 |  | 12/08/2023 | 75736 | 208430155 | 12/08/2023
Rheem Sales Company, Inc. | Mainline | ML801T0503A14DZS | Federally-Regulated Consumer Product | Non-Weatherized, Non-Condensin | 1223 | 236 |  | 12/08/2023 | 51119 | 208430170 | 12/08/2023
Rheem Sales Company, Inc. | Mainline | RGEAZR042AJT08UNA | Federally-Regulated Consumer Product | Weatherized Non-Condensing Gas | 1635 | 271 |  | 12/08/2023 | 80943 | 208699055 | 12/08/2023
Rheem Sales Company, Inc. | Mainline | ML951T0403A17M4 | Federally-Regulated Consumer Product | Non-Weatherized, Condensing Ga | 1107 | 244 |  | 12/08/2023 | 41877 | 208676654 | 12/08/2023
Rheem Sales Company, Inc. | Mainline | RGEAZR030AJT061NA | Federally-Regulated Consumer Product | Weatherized Non-Condensing Gas | 1342 | 258 |  | 12/08/2023 | 61240 | 208699029 | 12/08/2023
Rheem Sales Company, Inc. | Mainline | RGECZR060AJT07**C | Federally-Regulated Consumer Product | Weatherized Non-Condensing Gas | 2336 | 182 |  | 12/08/2023 | 52310 | 210279556 | 12/08/2023
Rheem Sales Company, Inc. | Mainline | RGEAZR036AJT08UNA | Federally-Regulated Consumer Product | Weatherized Non-Condensing Gas | 1382 | 260 |  | 12/05/2023 | 80891 | 208699052 | 12/08/2023
Rheem Sales Company, Inc. | Mainline | ML801V1005A21DZSBAP | Federally-Regulated Consumer Product | Non-Weatherized, Non-Condensin | 2095 | 257 |  | 12/08/2023 | 100302 | 210727590 | 12/08/2023
Rheem Sales Company, Inc. | Mainline | RGEAZR024AJT06UNA | Federally-Regulated Consumer Product | Weatherized Non-Condensing Gas | 1236 | 253 |  | 12/08/2023 | 61566 | 208699042 | 12/08/2023
Rheem Sales Company, Inc. | Mainline | MP962W0603A17M4S | Federally-Regulated Consumer Product | Non-Weatherized, Condensing Ga | 1372 | 255 |  | 12/08/2023 | 37932 | 209214523 | 12/08/2023
Rheem Sales Company, Inc. | Mainline | ML802V1505A24UHS | Federally-Regulated Consumer Product | Non-Weatherized, Non-Condensin | 2092 | 274 |  | 12/08/2023 | 104565 | 208430209 | 12/08/2023
Rheem Sales Company, Inc. | Mainline | ML801V1005A21UHNBAP | Federally-Regulated Consumer Product | Non-Weatherized, Non-Condensin | 2027 | 188 |  | 11/21/2023 | 100725 | 210802810 | 12/08/2023
Rheem Sales Company, Inc. | Mainline | RGEAZR024AJT04UNA | Federally-Regulated Consumer Product | Weatherized Non-Condensing Gas | 1181 | 251 |  | 12/08/2023 | 40068 | 208699040 | 12/08/2023
Rheem Sales Company, Inc. | Mainline | ML801T1005A21UHU | Federally-Regulated Consumer Product | Non-Weatherized, Non-Condensin | 2096 | 274 |  | 12/08/2023 | 100583 | 208486678 | 12/08/2023
Rheem Sales Company, Inc. | Mainline | RGEAZR048AJT08XNA | Federally-Regulated Consumer Product | Weatherized Non-Condensing Gas | 1847 | 280 |  | 12/08/2023 | 80515 | 208699059 | 12/08/2023
Rheem Sales Company, Inc. | Mainline | RGEAZR036AJT061NA | Federally-Regulated Consumer Product | Weatherized Non-Condensing Gas | 1259 | 254 |  | 12/08/2023 | 58986 | 208699031 | 12/08/2023
Rheem Sales Company, Inc. | Mainline | ML97MV0703A17DHS | Federally-Regulated Consumer Product | Non-Weatherized, Condensing Ga | 1282 | 251 |  | 12/08/2023 | 28494 | 208157093 | 12/08/2023
Rheem Sales Company, Inc. | Mainline | MP801W1255A24UHS | Federally-Regulated Consumer Product | Non-Weatherized, Non-Condensin | 2076 | 258 |  | 12/08/2023 | 124802 | 208676705 | 12/08/2023
Rheem Sales Company, Inc. | Mainline | MP801W0503A14UHS | Federally-Regulated Consumer Product | Non-Weatherized, Non-Condensin | 1308 | 184 |  | 12/08/2023 | 50472 | 208676701 | 12/08/2023
Rheem Sales Company, Inc. | Mainline | RGEAZR036AJT06XNA | Federally-Regulated Consumer Product | Weatherized Non-Condensing Gas | 1259 | 254 |  | 12/08/2023 | 58986 | 208699051 | 12/08/2023
Rheem Sales Company, Inc. | Mainline | RGEAZR024AJT081NA | Federally-Regulated Consumer Product | Weatherized Non-Condensing Gas | 1202 | 252 |  | 12/08/2023 | 79659 | 208699027 | 12/08/2023
Rheem Sales Company, Inc. | Mainline | MP801W0503A14UHNBAS | Federally-Regulated Consumer Product | Non-Weatherized, Non-Condensin | 1308 | 184 |  | 12/08/2023 | 50472 | 210802812 | 12/08/2023
Rheem Sales Company, Inc. | Mainline | RGEAZR042AJT08XNA | Federally-Regulated Consumer Product | Weatherized Non-Condensing Gas | 1820 | 279 |  | 12/08/2023 | 81578 | 208699056 | 12/08/2023
Rheem Sales Company, Inc. | Mainline | ML801V1005A21DZNBAP | Federally-Regulated Consumer Product | Non-Weatherized, Non-Condensin | 2095 | 257 |  | 12/08/2023 | 100302 | 210727589 | 12/08/2023
Rheem Sales Company, Inc. | Mainline | RGEAZR030AJT08XNA | Federally-Regulated Consumer Product | Weatherized Non-Condensing Gas | 1216 | 253 |  | 12/08/2023 | 80365 | 208699049 | 12/08/2023
Rheem Sales Company, Inc. | Mainline | ML951T1155A24M4 | Federally-Regulated Consumer Product | Non-Weatherized, Condensing Ga | 2041 | 285 |  | 12/08/2023 | 111488 | 208676660 | 12/08/2023
Rheem Sales Company, Inc. | Mainline | RGECZR048AJT12**C | Federally-Regulated Consumer Product | Weatherized Non-Condensing Gas | 1902 | 259 |  | 12/08/2023 | 84032 | 210279555 | 12/08/2023
Rheem Sales Company, Inc. | Mainline | RGEAZR048AJT10XNA | Federally-Regulated Consumer Product | Weatherized Non-Condensing Gas | 2001 | 287 |  | 12/08/2023 | 101705 | 208699061 | 12/08/2023
Rheem Sales Company, Inc. | Mainline | MP801W1005A21UHS | Federally-Regulated Consumer Product | Non-Weatherized, Non-Condensin | 2027 | 188 |  | 12/08/2023 | 100725 | 208676704 | 12/08/2023
Rheem Sales Company, Inc. | Mainline | ML801V0755A21UHNBAP | Federally-Regulated Consumer Product | Non-Weatherized, Non-Condensin | 1813 | 235 |  | 12/08/2023 | 75573 | 210802809 | 12/08/2023
Rheem Sales Company, Inc. | Mainline | MP801T0704A17UHU | Federally-Regulated Consumer Product | Non-Weatherized, Non-Condensin | 1823 | 262 |  | 12/08/2023 | 70109 | 208486682 | 12/08/2023
Rheem Sales Company, Inc. | Mainline | MP951T1155A24M4 | Federally-Regulated Consumer Product | Non-Weatherized, Condensing Ga | 2041 | 285 |  | 12/08/2023 | 111488 | 208676667 | 12/08/2023
Rheem Sales Company, Inc. | Mainline | ML962V0703A17M4S | Federally-Regulated Consumer Product | Non-Weatherized, Condensing Ga | 1290 | 252 |  | 12/08/2023 | 48940 | 208430204 | 12/08/2023
Rheem Sales Company, Inc. | Mainline | ML801V1255A24UHNBAP | Federally-Regulated Consumer Product | Non-Weatherized, Non-Condensin | 2076 | 258 |  | 11/21/2023 | 124802 | 210802811 | 12/08/2023
Rheem Sales Company, Inc. | Mainline | ML801V0503A14UHS | Federally-Regulated Consumer Product | Non-Weatherized, Non-Condensin | 1308 | 184 |  | 12/08/2023 | 50472 | 208676696 | 12/08/2023
Rheem Sales Company, Inc. | Mainline | MP801T0753A17DZS | Federally-Regulated Consumer Product | Non-Weatherized, Non-Condensin | 1253 | 237 |  | 12/08/2023 | 74903 | 208430173 | 12/08/2023
Rheem Sales Company, Inc. | Mainline | RGEAZR048AJT10UNA | Federally-Regulated Consumer Product | Weatherized Non-Condensing Gas | 1832 | 280 |  | 12/08/2023 | 100370 | 208699060 | 12/08/2023
Rheem Sales Company, Inc. | Mainline | ML801T0704A17UHU | Federally-Regulated Consumer Product | Non-Weatherized, Non-Condensin | 1823 | 262 |  | 12/08/2023 | 70109 | 208486676 | 12/08/2023
Rheem Sales Company, Inc. | Mainline | RGEAZR060AJT101NA | Federally-Regulated Consumer Product | Weatherized Non-Condensing Gas | 2131 | 293 |  | 12/08/2023 | 101980 | 208699039 | 12/08/2023
Rheem Sales Company, Inc. | Mainline | MP801W1005A21UHNBAS | Federally-Regulated Consumer Product | Non-Weatherized, Non-Condensin | 2027 | 188 |  | 12/08/2023 | 100725 | 210802817 | 12/08/2023
Rheem Sales Company, Inc. | Mainline | RGEAZR048AJT081NA | Federally-Regulated Consumer Product | Weatherized Non-Condensing Gas | 1847 | 280 |  | 12/08/2023 | 80515 | 208699036 | 12/08/2023
Rheem Sales Company, Inc. | Mainline | RGEAZR036AJT06UNA | Federally-Regulated Consumer Product | Weatherized Non-Condensing Gas | 1434 | 262 |  | 12/05/2023 | 60723 | 208699050 | 12/08/2023
Rheem Sales Company, Inc. | Mainline | RGEAZR030AJT081NA | Federally-Regulated Consumer Product | Weatherized Non-Condensing Gas | 1216 | 253 |  | 12/08/2023 | 80365 | 208699030 | 12/08/2023
Rheem Sales Company, Inc. | Mainline | RGEAZR036AJT10XNA | Federally-Regulated Consumer Product | Weatherized Non-Condensing Gas | 1380 | 260 |  | 12/08/2023 | 100130 | 208699054 | 12/08/2023
Rheem Sales Company, Inc. | Mainline | MP801T1005A21UHU | Federally-Regulated Consumer Product | Non-Weatherized, Non-Condensin | 2096 | 274 |  | 12/08/2023 | 100583 | 208486684 | 12/08/2023
Rheem Sales Company, Inc. | Mainline | MP801W0755A21UHNBAS | Federally-Regulated Consumer Product | Non-Weatherized, Non-Condensin | 1813 | 235 |  | 12/08/2023 | 75573 | 210802816 | 12/08/2023
Rheem Sales Company, Inc. | Mainline | ML801V1005A21UHS | Federally-Regulated Consumer Product | Non-Weatherized, Non-Condensin | 2027 | 188 |  | 12/08/2023 | 100725 | 208676699 | 12/08/2023
Rheem Sales Company, Inc. | Mainline | RGEAZR024AJT08XNA | Federally-Regulated Consumer Product | Weatherized Non-Condensing Gas | 1202 | 252 |  | 12/08/2023 | 79659 | 208699044 | 12/08/2023
Rheem Sales Company, Inc. | Mainline | MP801W0755A21UHS | Federally-Regulated Consumer Product | Non-Weatherized, Non-Condensin | 1813 | 235 |  | 12/08/2023 | 75573 | 208676703 | 12/08/2023
Rheem Sales Company, Inc. | Mainline | RGEAZR024AJT041NA | Federally-Regulated Consumer Product | Weatherized Non-Condensing Gas | 1205 | 252 |  | 12/08/2023 | 40798 | 208699025 | 12/08/2023
Rheem Sales Company, Inc. | Mainline | RGEAZR030AJT04UNA | Federally-Regulated Consumer Product | Weatherized Non-Condensing Gas | 1189 | 251 |  | 12/08/2023 | 39887 | 208699045 | 12/08/2023
Rheem Sales Company, Inc. | Mainline | RGECZR036AJT10**C | Federally-Regulated Consumer Product | Weatherized Non-Condensing Gas | 1576 | 218 |  | 12/08/2023 | 100764 | 210279553 | 12/08/2023
Rheem Sales Company, Inc. | Mainline | RGEAZR042AJT081NA | Federally-Regulated Consumer Product | Weatherized Non-Condensing Gas | 1820 | 279 |  | 12/08/2023 | 81578 | 208699034 | 12/08/2023
Rheem Sales Company, Inc. | Mainline | ML801V0754A17DZNBAP | Federally-Regulated Consumer Product | Non-Weatherized, Non-Condensin | 1680 | 255 |  | 12/08/2023 | 76001 | 210727593 | 12/08/2023
Rheem Sales Company, Inc. | Mainline | ML801T0753A17DZS | Federally-Regulated Consumer Product | Non-Weatherized, Non-Condensin | 1253 | 237 |  | 12/08/2023 | 74903 | 208430172 | 12/08/2023
Rheem Sales Company, Inc. | Mainline | RGEAZR042AJT101NA | Federally-Regulated Consumer Product | Weatherized Non-Condensing Gas | 1774 | 277 |  | 12/08/2023 | 100987 | 208699035 | 12/08/2023
Rheem Sales Company, Inc. | Mainline | RGEAZR024AJT04XNA | Federally-Regulated Consumer Product | Weatherized Non-Condensing Gas | 1205 | 252 |  | 12/08/2023 | 40798 | 208699041 | 12/08/2023
Rheem Sales Company, Inc. | Mainline | RGEAZR048AJT08UNA | Federally-Regulated Consumer Product | Weatherized Non-Condensing Gas | 2026 | 288 |  | 12/05/2023 | 80019 | 208699058 | 12/08/2023
Rheem Sales Company, Inc. | Mainline | MP951T0603A17M4 | Federally-Regulated Consumer Product | Non-Weatherized, Condensing Ga | 1156 | 246 |  | 12/08/2023 | 55624 | 208676662 | 12/08/2023
Rheem Sales Company, Inc. | Mainline | ML962V0855A21M4S | Federally-Regulated Consumer Product | Non-Weatherized, Condensing Ga | 1947 | 281 |  | 12/08/2023 | 58053 | 208430206 | 12/08/2023
Rheem Sales Company, Inc. | Mainline | RGEAZR036AJT101NA | Federally-Regulated Consumer Product | Weatherized Non-Condensing Gas | 1380 | 260 |  | 12/08/2023 | 100130 | 208699033 | 12/08/2023
Rheem Sales Company, Inc. | Mainline | MP962W0703A17M4S | Federally-Regulated Consumer Product | Non-Weatherized, Condensing Ga | 1290 | 252 |  | 12/08/2023 | 48940 | 209214527 | 12/08/2023
Rheem Sales Company, Inc. | Mainline | ML801V1255A24DZSBAP | Federally-Regulated Consumer Product | Non-Weatherized, Non-Condensin | 2075 | 273 |  | 12/08/2023 | 124289 | 210727592 | 12/08/2023
Rheem Sales Company, Inc. | Mainline | RGEAZR060AJT081NA | Federally-Regulated Consumer Product | Weatherized Non-Condensing Gas | 2041 | 289 |  | 12/08/2023 | 79422 | 208699038 | 12/08/2023
Rheem Sales Company, Inc. | Mainline | ML801V0754A17DZSBAP | Federally-Regulated Consumer Product | Non-Weatherized, Non-Condensin | 1680 | 255 |  | 12/08/2023 | 76001 | 210727594 | 12/08/2023
Rheem Sales Company, Inc. | Mainline | RGEAZR024AJT06XNA | Federally-Regulated Consumer Product | Weatherized Non-Condensing Gas | 1270 | 255 |  | 12/08/2023 | 61123 | 208699043 | 12/08/2023
Rheem Sales Company, Inc. | Mainline | ML801V1255A24UHS | Federally-Regulated Consumer Product | Non-Weatherized, Non-Condensin | 2076 | 258 |  | 12/08/2023 | 124802 | 208676700 | 12/08/2023
Rheem Sales Company, Inc. | Mainline | ML801V0755A21UHS | Federally-Regulated Consumer Product | Non-Weatherized, Non-Condensin | 1813 | 235 |  | 12/08/2023 | 75573 | 208676698 | 12/08/2023
Rheem Sales Company, Inc. | Mainline | ML962V0603A17M4S | Federally-Regulated Consumer Product | Non-Weatherized, Condensing Ga | 1372 | 255 |  | 12/08/2023 | 37932 | 208430203 | 12/08/2023
Rheem Sales Company, Inc. | Mainline | ML801V0754A17UHS | Federally-Regulated Consumer Product | Non-Weatherized, Non-Condensin | 1830 | 223 |  | 12/08/2023 | 75693 | 208676697 | 12/08/2023
Rheem Sales Company, Inc. | Mainline | ML97MV0603A17DHS | Federally-Regulated Consumer Product | Non-Weatherized, Condensing Ga | 1327 | 253 |  | 12/08/2023 | 22218 | 208157092 | 12/08/2023
Rheem Sales Company, Inc. | Mainline | MP801W1255A24UHNBAS | Federally-Regulated Consumer Product | Non-Weatherized, Non-Condensin | 2076 | 258 |  | 12/08/2023 | 124802 | 210802818 | 12/08/2023
Rheem Sales Company, Inc. | Mainline | ML801V0503A14DZSBAP | Federally-Regulated Consumer Product | Non-Weatherized, Non-Condensin | 1295 | 239 |  | 11/21/2023 | 51119 | 210727586 | 12/08/2023
Rheem Sales Company, Inc. | Mainline | ML801V0503A14DZNBAP | Federally-Regulated Consumer Product | Non-Weatherized, Non-Condensin | 2163 | 277 |  | 12/08/2023 | 51119 | 210727585 | 12/08/2023
Rheem Sales Company, Inc. | Mainline | RGEAZR060AJT10UNA | Federally-Regulated Consumer Product | Weatherized Non-Condensing Gas | 1911 | 283 |  | 12/08/2023 | 99261 | 208699063 | 12/08/2023
Rheem Sales Company, Inc. | Mainline | RGEAZR060AJT10XNA | Federally-Regulated Consumer Product | Weatherized Non-Condensing Gas | 2131 | 293 |  | 12/08/2023 | 101980 | 208699064 | 12/08/2023
Rheem Sales Company, Inc. | Mainline | ML801V0503A14UHNBAP | Federally-Regulated Consumer Product | Non-Weatherized, Non-Condensin | 1308 | 184 |  | 12/08/2023 | 50472 | 210802807 | 12/08/2023
Rheem Sales Company, Inc. | Mainline | RGEAZR030AJT041NA | Federally-Regulated Consumer Product | Weatherized Non-Condensing Gas | 1342 | 258 |  | 11/21/2023 | 39842 | 208699028 | 12/08/2023
Rheem Sales Company, Inc. | Mainline | RGEAZR042AJT10XNA | Federally-Regulated Consumer Product | Weatherized Non-Condensing Gas | 1774 | 277 |  | 12/08/2023 | 100987 | 208699057 | 12/08/2023
Rheem Sales Company, Inc. | Mainline | RGECZR048AJT07**C | Federally-Regulated Consumer Product | Weatherized Non-Condensing Gas | 1873 | 167 |  | 12/08/2023 | 52596 | 210279554 | 12/08/2023
Rheem Sales Company, Inc. | Mainline | MP801W0754A17UHS | Federally-Regulated Consumer Product | Non-Weatherized, Non-Condensin | 1830 | 223 |  | 12/08/2023 | 75693 | 208676702 | 12/08/2023
Rheem Sales Company, Inc. | Mainline | MP801W0754A17UHNBAS | Federally-Regulated Consumer Product | Non-Weatherized, Non-Condensin | 1830 | 223 |  | 12/08/2023 | 75693 | 210802815 | 12/08/2023
Rheem Sales Company, Inc. | Mainline | RGEAZR024AJT061NA | Federally-Regulated Consumer Product | Weatherized Non-Condensing Gas | 1270 | 255 |  | 12/08/2023 | 61123 | 208699026 | 12/08/2023
Rheem Sales Company, Inc. | Mainline | RGECZR060AJT12**C | Federally-Regulated Consumer Product | Weatherized Non-Condensing Gas | 2183 | 266 |  | 12/08/2023 | 83968 | 210279557 | 12/08/2023
Rheem Sales Company, Inc. | Mainline | MP801T0504A17UHU | Federally-Regulated Consumer Product | Non-Weatherized, Non-Condensin | 1502 | 248 |  | 12/08/2023 | 50342 | 208486680 | 12/08/2023
Rheem Sales Company, Inc. | Mainline | RGEAZR036AJT08XNA | Federally-Regulated Consumer Product | Weatherized Non-Condensing Gas | 1387 | 260 |  | 12/08/2023 | 80632 | 208699053 | 12/08/2023
Rheem Sales Company, Inc. | Mainline | RGEAZR030AJT04XNA | Federally-Regulated Consumer Product | Weatherized Non-Condensing Gas | 1342 | 258 |  | 12/08/2023 | 39842 | 208699046 | 12/08/2023
Rheem Sales Company, Inc. | Mainline | RGEAZR048AJT101NA | Federally-Regulated Consumer Product | Weatherized Non-Condensing Gas | 2001 | 287 |  | 12/08/2023 | 101705 | 208699037 | 12/08/2023
Rheem Sales Company, Inc. | Mainline | ML802V1255A24UHS | Federally-Regulated Consumer Product | Non-Weatherized, Non-Condensin | 2073 | 273 |  | 12/08/2023 | 87500 | 208430195 | 12/08/2023
Rheem Sales Company, Inc. | Mainline | MP962W0855A21M4S | Federally-Regulated Consumer Product | Non-Weatherized, Condensing Ga | 1947 | 281 |  | 12/08/2023 | 58053 | 209214530 | 12/08/2023
Rheem Sales Company, Inc. | Mainline | ML97MV0855A21DHS | Federally-Regulated Consumer Product | Non-Weatherized, Condensing Ga | 2138 | 289 |  | 12/08/2023 | 33549 | 208157094 | 12/08/2023
Rheem Sales Company, Inc. | Mainline | MP951T0403A17M4 | Federally-Regulated Consumer Product | Non-Weatherized, Condensing Ga | 1107 | 244 |  | 12/08/2023 | 41877 | 208676661 | 12/08/2023
Rheem Sales Company, Inc. | Mainline | RGEAZR030AJT06UNA | Federally-Regulated Consumer Product | Weatherized Non-Condensing Gas | 1125 | 248 |  | 12/08/2023 | 60094 | 208699047 | 12/08/2023
Rheem Sales Company, Inc. | Mainline | ML801V0754A17UHNBAP | Federally-Regulated Consumer Product | Non-Weatherized, Non-Condensin | 1830 | 223 |  | 12/08/2023 | 75693 | 210802808 | 12/08/2023
Rheem Sales Company, Inc. | Mainline | ML801T0504A17UHU | Federally-Regulated Consumer Product | Non-Weatherized, Non-Condensin | 1502 | 248 |  | 12/08/2023 | 50342 | 208486674 | 12/08/2023
Rheem Sales Company, Inc. | Mainline | RGEAZR030AJT06XNA | Federally-Regulated Consumer Product | Weatherized Non-Condensing Gas | 1342 | 258 |  | 12/08/2023 | 61240 | 208699048 | 12/08/2023
Rheem Sales Company, Inc. | Mainline | ML951T0603A17M4 | Federally-Regulated Consumer Product | Non-Weatherized, Condensing Ga | 1156 | 246 |  | 12/08/2023 | 55624 | 208676655 | 12/08/2023
Rheem Sales Company, Inc. | Mainline | RGEAZR060AJT08XNA | Federally-Regulated Consumer Product | Weatherized Non-Condensing Gas | 2041 | 289 |  | 12/08/2023 | 79422 | 208699062 | 12/08/2023
Rheem Sales Company, Inc. | Mainline | RGECZR036AJT07**C | Federally-Regulated Consumer Product | Weatherized Non-Condensing Gas | 1475 | 165 |  | 12/08/2023 | 53157 | 208503479 | 12/08/2023
Rheem Sales Company, Inc. | Mainline | MP801W0503A14DZSBAS | Federally-Regulated Consumer Product | Non-Weatherized, Non-Condensin | 2163 | 277 |  | 12/08/2023 | 51119 | 210727573 | 12/08/2023
Rheem Sales Company, Inc. | Mainline | RGEAZR036AJT081NA | Federally-Regulated Consumer Product | Weatherized Non-Condensing Gas | 1387 | 260 |  | 12/08/2023 | 80632 | 208699032 | 12/08/2023
Rheem Sales Company, Inc. | Mainline | MP801W0503A14DZNBAS | Federally-Regulated Consumer Product | Non-Weatherized, Non-Condensin | 2163 | 277 |  | 12/08/2023 | 51119 | 210727572 | 12/08/2023
Rheem Sales Company, Inc. | Fujitsu | FF80TV410017UHSCAAP | Federally-Regulated Consumer Product | Non-Weatherized, Non-Condensin | 1730 | 258 |  | 12/08/2023 | 70020 | 210727897 | 12/08/2023
Rheem Sales Company, Inc. | Fujitsu | FF80TV407517UHSCA*P | Federally-Regulated Consumer Product | Non-Weatherized, Non-Condensin | 1458 | 246 |  | 12/08/2023 | 52564 | 208430087 | 12/08/2023
Rheem Sales Company, Inc. | Fujitsu | FF80TV510021UHSCA*P | Federally-Regulated Consumer Product | Non-Weatherized, Non-Condensin | 1905 | 266 |  | 12/08/2023 | 70000 | 208430090 | 12/08/2023
Rheem Sales Company, Inc. | Fujitsu | FF80TV507521UHSCAAP | Federally-Regulated Consumer Product | Non-Weatherized, Non-Condensin | 1718 | 258 |  | 12/08/2023 | 52500 | 210727895 | 12/08/2023
Rheem Sales Company, Inc. | Fujitsu | FF80TV507521UHSCA*P | Federally-Regulated Consumer Product | Non-Weatherized, Non-Condensin | 1718 | 258 |  | 12/08/2023 | 52500 | 208430088 | 12/08/2023
Rheem Sales Company, Inc. | Fujitsu | FF80TV410017UHSCA*P | Federally-Regulated Consumer Product | Non-Weatherized, Non-Condensin | 1730 | 258 |  | 12/08/2023 | 70020 | 208430089 | 12/08/2023
Rheem Sales Company, Inc. | Fujitsu | RGEA14042AJT101AC | Federally-Regulated Consumer Product | Weatherized Non-Condensing Gas | 1494 | 265 |  | 12/08/2023 | 99609 | 206606690 | 12/08/2023
Rheem Sales Company, Inc. | Fujitsu | FF80TV510021UHSCAAP | Federally-Regulated Consumer Product | Non-Weatherized, Non-Condensin | 1905 | 266 |  | 12/08/2023 | 70000 | 210727898 | 12/08/2023
Rheem Sales Company, Inc. | Fujitsu | FF80ST305014UHSNA*S | Federally-Regulated Consumer Product | Non-Weatherized, Non-Condensin | 1388 | 243 |  | 12/08/2023 | 49660 | 208430066 | 12/08/2023
Rheem Sales Company, Inc. | Fujitsu | FF96TV306017M4SCA*P | Federally-Regulated Consumer Product | Non-Weatherized, Condensing Ga | 1372 | 255 |  | 12/08/2023 | 37932 | 208430099 | 12/08/2023
Rheem Sales Company, Inc. | Fujitsu | FF80TV305014UHSCA*P | Federally-Regulated Consumer Product | Non-Weatherized, Non-Condensin | 1318 | 240 |  | 12/08/2023 | 35484 | 208430086 | 12/08/2023
Rheem Sales Company, Inc. | Fujitsu | FF80TV512524UHSCA*P | Federally-Regulated Consumer Product | Non-Weatherized, Non-Condensin | 2073 | 273 |  | 12/08/2023 | 87500 | 208430091 | 12/08/2023
Rheem Sales Company, Inc. | Fujitsu | FF80TV305014UHSCAAP | Federally-Regulated Consumer Product | Non-Weatherized, Non-Condensin | 1318 | 240 |  | 12/08/2023 | 35484 | 210727894 | 12/08/2023
Rheem Sales Company, Inc. | Thermal Zone | RGEAZR048AJT101NA | Federally-Regulated Consumer Product | Weatherized Non-Condensing Gas | 2001 | 287 |  | 12/08/2023 | 101705 | 208698816 | 12/08/2023
Rheem Sales Company, Inc. | Thermal Zone | TZ80UH1T050B4UA | Federally-Regulated Consumer Product | Non-Weatherized, Non-Condensin | 1502 | 248 |  | 12/08/2023 | 50342 | 208486686 | 12/08/2023
Rheem Sales Company, Inc. | Thermal Zone | TZ80DZ1V050A3NABAP | Federally-Regulated Consumer Product | Non-Weatherized, Non-Condensin | 2163 | 277 |  | 12/08/2023 | 51119 | 210728250 | 12/08/2023
Rheem Sales Company, Inc. | Thermal Zone | TZ80UH1T050B4NANAS | Federally-Regulated Consumer Product | Non-Weatherized, Non-Condensin | 1517 | 249 |  | 12/08/2023 | 50545 | 211873419 | 12/08/2023
Rheem Sales Company, Inc. | Thermal Zone | RGEAZR048AJT10UNA | Federally-Regulated Consumer Product | Weatherized Non-Condensing Gas | 1832 | 280 |  | 12/08/2023 | 100370 | 208698841 | 12/08/2023
Rheem Sales Company, Inc. | Thermal Zone | TZ80UH2V050B4SABAP | Federally-Regulated Consumer Product | Non-Weatherized, Non-Condensin | 1712 | 257 |  | 12/08/2023 | 34534 | 211873430 | 12/08/2023
Rheem Sales Company, Inc. | Thermal Zone | TZ80UH1T050B4SANAS | Federally-Regulated Consumer Product | Non-Weatherized, Non-Condensin | 1517 | 249 |  | 12/08/2023 | 50545 | 211873420 | 12/08/2023
Rheem Sales Company, Inc. | Thermal Zone | RGEAZR036AJT08XNA | Federally-Regulated Consumer Product | Weatherized Non-Condensing Gas | 1387 | 260 |  | 12/08/2023 | 80632 | 208698833 | 12/08/2023
Rheem Sales Company, Inc. | Thermal Zone | TZ80DZ2V050A3SABAP | Federally-Regulated Consumer Product | Non-Weatherized, Non-Condensin | 1250 | 237 |  | 12/08/2023 | 34844 | 211873427 | 12/08/2023
Rheem Sales Company, Inc. | Thermal Zone | RGEAZR030AJT041NA | Federally-Regulated Consumer Product | Weatherized Non-Condensing Gas | 1342 | 258 |  | 12/08/2023 | 39842 | 208698805 | 12/08/2023
Rheem Sales Company, Inc. | Thermal Zone | TZ80UH1V150D5NABAP | Federally-Regulated Consumer Product | Non-Weatherized, Non-Condensin | 2440 | 249 |  | 12/08/2023 | 150642 | 213351400 | 12/08/2023
Rheem Sales Company, Inc. | Thermal Zone | TZ80DZ1V075C5NABAP | Federally-Regulated Consumer Product | Non-Weatherized, Non-Condensin | 2163 | 277 |  | 12/08/2023 | 75029 | 210728257 | 12/08/2023
Rheem Sales Company, Inc. | Thermal Zone | RGEAZR024AJT081NA | Federally-Regulated Consumer Product | Weatherized Non-Condensing Gas | 1202 | 252 |  | 12/08/2023 | 79659 | 208698804 | 12/08/2023
Rheem Sales Company, Inc. | Thermal Zone | RGEAZR024AJT08XNA | Federally-Regulated Consumer Product | Weatherized Non-Condensing Gas | 1202 | 252 |  | 12/08/2023 | 79659 | 208698823 | 12/08/2023
Rheem Sales Company, Inc. | Thermal Zone | TZ96M42V085C5SA | Federally-Regulated Consumer Product | Non-Weatherized, Condensing Ga | 1947 | 281 |  | 12/08/2023 | 58053 | 208430247 | 12/08/2023
Rheem Sales Company, Inc. | Thermal Zone | RGEAZR024AJT06UNA | Federally-Regulated Consumer Product | Weatherized Non-Condensing Gas | 1236 | 253 |  | 12/08/2023 | 61566 | 208698821 | 12/08/2023
Rheem Sales Company, Inc. | Thermal Zone | TZ80DZ2V125D5SABAP | Federally-Regulated Consumer Product | Non-Weatherized, Non-Condensin | 2179 | 278 |  | 12/08/2023 | 86625 | 211873438 | 12/08/2023
Rheem Sales Company, Inc. | Thermal Zone | TZ80UH1T100C5UA | Federally-Regulated Consumer Product | Non-Weatherized, Non-Condensin | 2096 | 274 |  | 12/08/2023 | 100583 | 208486690 | 12/08/2023
Rheem Sales Company, Inc. | Thermal Zone | TZ80DZ1V075B4NABAP | Federally-Regulated Consumer Product | Non-Weatherized, Non-Condensin | 1680 | 255 |  | 12/08/2023 | 76001 | 210728254 | 12/08/2023
Rheem Sales Company, Inc. | Thermal Zone | TZ80UH1T070B4UA | Federally-Regulated Consumer Product | Non-Weatherized, Non-Condensin | 1823 | 262 |  | 12/08/2023 | 70109 | 208486688 | 12/08/2023
Rheem Sales Company, Inc. | Thermal Zone | RGEAZR030AJT04UNA | Federally-Regulated Consumer Product | Weatherized Non-Condensing Gas | 1189 | 251 |  | 12/08/2023 | 39887 | 208698824 | 12/08/2023
Rheem Sales Company, Inc. | Thermal Zone | TZ96M42V070B3SA | Federally-Regulated Consumer Product | Non-Weatherized, Condensing Ga | 1290 | 252 |  | 12/08/2023 | 48940 | 208430245 | 12/08/2023
Rheem Sales Company, Inc. | Thermal Zone | RGEAZS024AJV06XCA | Federally-Regulated Consumer Product | Weatherized Non-Condensing Gas | 1089 | 247 |  | 12/08/2023 | 60430 | 212676554 | 12/08/2023
Rheem Sales Company, Inc. | Thermal Zone | RGEAZR030AJT08XNA | Federally-Regulated Consumer Product | Weatherized Non-Condensing Gas | 1216 | 253 |  | 12/08/2023 | 80365 | 208698829 | 12/08/2023
Rheem Sales Company, Inc. | Thermal Zone | RGEAZR042AJT08UNA | Federally-Regulated Consumer Product | Weatherized Non-Condensing Gas | 1635 | 271 |  | 12/08/2023 | 80943 | 208698836 | 12/08/2023
Rheem Sales Company, Inc. | Thermal Zone | RGEAZR060AJT10XNA | Federally-Regulated Consumer Product | Weatherized Non-Condensing Gas | 2131 | 293 |  | 12/08/2023 | 101980 | 208698846 | 12/08/2023
Rheem Sales Company, Inc. | Thermal Zone | TZ80UH1V100C5UABAP | Federally-Regulated Consumer Product | Non-Weatherized, Non-Condensin | 1966 | 269 |  | 12/08/2023 | 97612 | 211873425 | 12/08/2023
Rheem Sales Company, Inc. | Thermal Zone | TZ80UH1V075B4S | Federally-Regulated Consumer Product | Non-Weatherized, Non-Condensin | 1830 | 223 |  | 12/08/2023 | 75693 | 208676735 | 12/08/2023
Rheem Sales Company, Inc. | Thermal Zone | RGEAZR024AJT04XNA | Federally-Regulated Consumer Product | Weatherized Non-Condensing Gas | 1205 | 252 |  | 12/08/2023 | 40798 | 208698820 | 12/08/2023
Rheem Sales Company, Inc. | Thermal Zone | TZ80UH2V125D5SA | Federally-Regulated Consumer Product | Non-Weatherized, Non-Condensin | 2073 | 273 |  | 12/08/2023 | 87500 | 208430236 | 12/08/2023
Rheem Sales Company, Inc. | Thermal Zone | TZ80DZ2V100C5NABAP | Federally-Regulated Consumer Product | Non-Weatherized, Non-Condensin | 2120 | 275 |  | 12/08/2023 | 69817 | 211873435 | 12/08/2023
Rheem Sales Company, Inc. | Thermal Zone | RGEAZR042AJT081NA | Federally-Regulated Consumer Product | Weatherized Non-Condensing Gas | 1820 | 279 |  | 12/08/2023 | 81578 | 208698812 | 12/08/2023
Rheem Sales Company, Inc. | Thermal Zone | RGEAZR030AJT081NA | Federally-Regulated Consumer Product | Weatherized Non-Condensing Gas | 1216 | 253 |  | 12/08/2023 | 80365 | 208698808 | 12/08/2023
Rheem Sales Company, Inc. | Thermal Zone | RGEAZR036AJT081NA | Federally-Regulated Consumer Product | Weatherized Non-Condensing Gas | 1387 | 260 |  | 12/08/2023 | 80632 | 208698810 | 12/08/2023
Rheem Sales Company, Inc. | Thermal Zone | RGEAZR036AJT06XNA | Federally-Regulated Consumer Product | Weatherized Non-Condensing Gas | 1259 | 254 |  | 12/08/2023 | 58986 | 208698831 | 12/08/2023
Rheem Sales Company, Inc. | Thermal Zone | TZ80UH1V050A3S | Federally-Regulated Consumer Product | Non-Weatherized, Non-Condensin | 1308 | 184 |  | 12/08/2023 | 50472 | 208676734 | 12/08/2023
Rheem Sales Company, Inc. | Thermal Zone | TZ95UH1V100C5UABAP | Federally-Regulated Consumer Product | Non-Weatherized, Condensing Ga | 2062 | 286 |  | 12/08/2023 | 94650 | 212922398 | 12/08/2023
Rheem Sales Company, Inc. | Thermal Zone | TZ80DZ2V100C5SABAP | Federally-Regulated Consumer Product | Non-Weatherized, Non-Condensin | 2120 | 275 |  | 12/08/2023 | 69817 | 211873436 | 12/08/2023
Rheem Sales Company, Inc. | Thermal Zone | TZ80UH1V075C5NABAP | Federally-Regulated Consumer Product | Non-Weatherized, Non-Condensin | 1813 | 235 |  | 12/08/2023 | 75573 | 210802826 | 12/08/2023
Rheem Sales Company, Inc. | Thermal Zone | TZ80DZ2V075B4NABAP | Federally-Regulated Consumer Product | Non-Weatherized, Non-Condensin | 1628 | 254 |  | 12/08/2023 | 52707 | 211873431 | 12/08/2023
Rheem Sales Company, Inc. | Thermal Zone | TZ80DZ2V075C5SABAP | Federally-Regulated Consumer Product | Non-Weatherized, Non-Condensin | 2041 | 272 |  | 12/08/2023 | 52592 | 211873434 | 12/08/2023
Rheem Sales Company, Inc. | Thermal Zone | TZ80UH2V050B4NABAP | Federally-Regulated Consumer Product | Non-Weatherized, Non-Condensin | 1712 | 257 |  | 12/08/2023 | 34534 | 211873429 | 12/08/2023
Rheem Sales Company, Inc. | Thermal Zone | RGEAZR036AJT101NA | Federally-Regulated Consumer Product | Weatherized Non-Condensing Gas | 1380 | 260 |  | 12/08/2023 | 100130 | 208698811 | 12/08/2023
Rheem Sales Company, Inc. | Thermal Zone | TZ80UH1V050B4SABAP | Federally-Regulated Consumer Product | Non-Weatherized, Non-Condensin | 1682 | 256 |  | 12/08/2023 | 50501 | 211873422 | 12/08/2023
Rheem Sales Company, Inc. | Thermal Zone | RGEAZR036AJT08UNA | Federally-Regulated Consumer Product | Weatherized Non-Condensing Gas | 1382 | 260 |  | 12/08/2023 | 80891 | 208698832 | 12/08/2023
Rheem Sales Company, Inc. | Thermal Zone | TZ80DZ2V075C5NABAP | Federally-Regulated Consumer Product | Non-Weatherized, Non-Condensin | 2041 | 272 |  | 12/08/2023 | 52592 | 211873433 | 12/08/2023
Rheem Sales Company, Inc. | Thermal Zone | TZ80UH1V070B4UABAP | Federally-Regulated Consumer Product | Non-Weatherized, Non-Condensin | 1723 | 258 |  | 12/08/2023 | 70568 | 211873424 | 12/08/2023
Rheem Sales Company, Inc. | Thermal Zone | TZ80DZ2V075B4SABAP | Federally-Regulated Consumer Product | Non-Weatherized, Non-Condensin | 1628 | 254 |  | 12/08/2023 | 52707 | 211873432 | 12/08/2023
Rheem Sales Company, Inc. | Thermal Zone | RGEAZR036AJT06UNA | Federally-Regulated Consumer Product | Weatherized Non-Condensing Gas | 1434 | 262 |  | 12/08/2023 | 60723 | 208698830 | 12/08/2023
Rheem Sales Company, Inc. | Thermal Zone | RGEAZR060AJT08XNA | Federally-Regulated Consumer Product | Weatherized Non-Condensing Gas | 2041 | 289 |  | 12/08/2023 | 79422 | 208698844 | 12/08/2023
Rheem Sales Company, Inc. | Thermal Zone | TZ80DZ2V050A3NABAP | Federally-Regulated Consumer Product | Non-Weatherized, Non-Condensin | 1250 | 237 |  | 12/08/2023 | 34844 | 211873426 | 12/08/2023
Rheem Sales Company, Inc. | Thermal Zone | RGEAZR036AJT061NA | Federally-Regulated Consumer Product | Weatherized Non-Condensing Gas | 1259 | 254 |  | 12/08/2023 | 58986 | 208698809 | 12/08/2023
Rheem Sales Company, Inc. | Thermal Zone | TZ95UH1V060B3UABAP | Federally-Regulated Consumer Product | Non-Weatherized, Condensing Ga | 1246 | 250 |  | 12/08/2023 | 56140 | 212922397 | 12/08/2023
Rheem Sales Company, Inc. | Thermal Zone | RGEAZR024AJT041NA | Federally-Regulated Consumer Product | Weatherized Non-Condensing Gas | 1205 | 252 |  | 12/08/2023 | 40798 | 208698802 | 12/08/2023
Rheem Sales Company, Inc. | Thermal Zone | TZ80DZ1T075B3SA | Federally-Regulated Consumer Product | Non-Weatherized, Non-Condensin | 1253 | 237 |  | 12/08/2023 | 74903 | 208430222 | 12/08/2023
Rheem Sales Company, Inc. | Thermal Zone | TZ80DZ1V050A3SABAP | Federally-Regulated Consumer Product | Non-Weatherized, Non-Condensin | 1295 | 239 |  | 12/08/2023 | 51119 | 210728252 | 12/08/2023
Rheem Sales Company, Inc. | Thermal Zone | TZ80UH1V100B4NABAP | Federally-Regulated Consumer Product | Non-Weatherized, Non-Condensin | 1896 | 204 |  | 12/08/2023 | 99142 | 213351398 | 12/08/2023
Rheem Sales Company, Inc. | Thermal Zone | RGEAZR042AJT08XNA | Federally-Regulated Consumer Product | Weatherized Non-Condensing Gas | 1820 | 279 |  | 12/08/2023 | 81578 | 208698837 | 12/08/2023
Rheem Sales Company, Inc. | Thermal Zone | RGEAZS024AJV061CA | Federally-Regulated Consumer Product | Weatherized Non-Condensing Gas | 1089 | 247 |  | 12/08/2023 | 60430 | 212676553 | 12/08/2023
Rheem Sales Company, Inc. | Thermal Zone | TZ80UH1V100C5S | Federally-Regulated Consumer Product | Non-Weatherized, Non-Condensin | 2027 | 188 |  | 12/08/2023 | 100725 | 208676737 | 12/08/2023
Rheem Sales Company, Inc. | Thermal Zone | RGEAZR024AJT04UNA | Federally-Regulated Consumer Product | Weatherized Non-Condensing Gas | 1181 | 251 |  | 12/08/2023 | 40068 | 208698819 | 12/08/2023
Rheem Sales Company, Inc. | Thermal Zone | TZ80UH1V125D5NABAP | Federally-Regulated Consumer Product | Non-Weatherized, Non-Condensin | 2076 | 258 |  | 12/08/2023 | 124802 | 210802828 | 12/08/2023
Rheem Sales Company, Inc. | Thermal Zone | RGEAZR024AJT061NA | Federally-Regulated Consumer Product | Weatherized Non-Condensing Gas | 1270 | 255 |  | 12/08/2023 | 61123 | 208698803 | 12/08/2023
Rheem Sales Company, Inc. | Thermal Zone | TZ80DZ1V075C5SABAP | Federally-Regulated Consumer Product | Non-Weatherized, Non-Condensin | 2163 | 277 |  | 12/08/2023 | 75029 | 210728258 | 12/08/2023
Rheem Sales Company, Inc. | Thermal Zone | TZ80UH1V125D5S | Federally-Regulated Consumer Product | Non-Weatherized, Non-Condensin | 2027 | 188 |  | 12/08/2023 | 100725 | 208676738 | 12/08/2023
Rheem Sales Company, Inc. | Thermal Zone | RGEAZR060AJT10UNA | Federally-Regulated Consumer Product | Weatherized Non-Condensing Gas | 1911 | 283 |  | 12/08/2023 | 99261 | 208698845 | 12/08/2023
Rheem Sales Company, Inc. | Thermal Zone | TZ80UH2V150D5SA | Federally-Regulated Consumer Product | Non-Weatherized, Non-Condensin | 2092 | 274 |  | 12/08/2023 | 104565 | 208430250 | 12/08/2023
Rheem Sales Company, Inc. | Thermal Zone | RGEAZR048AJT10XNA | Federally-Regulated Consumer Product | Weatherized Non-Condensing Gas | 2001 | 287 |  | 12/08/2023 | 101705 | 208698842 | 12/08/2023
Rheem Sales Company, Inc. | Thermal Zone | RGEAZR030AJT06XNA | Federally-Regulated Consumer Product | Weatherized Non-Condensing Gas | 1342 | 258 |  | 12/08/2023 | 61240 | 208698828 | 12/08/2023
Rheem Sales Company, Inc. | Thermal Zone | TZ95M41T040B3S | Federally-Regulated Consumer Product | Non-Weatherized, Condensing Ga | 1107 | 244 |  | 12/08/2023 | 41877 | 208676713 | 12/08/2023
Rheem Sales Company, Inc. | Thermal Zone | TZ80UH1V100C5NABAP | Federally-Regulated Consumer Product | Non-Weatherized, Non-Condensin | 2027 | 188 |  | 12/08/2023 | 100725 | 210802827 | 12/08/2023
Rheem Sales Company, Inc. | Thermal Zone | TZ80DZ1V075B4SABAP | Federally-Regulated Consumer Product | Non-Weatherized, Non-Condensin | 1680 | 255 |  | 12/08/2023 | 76001 | 210728255 | 12/08/2023
Rheem Sales Company, Inc. | Thermal Zone | TZ80DZ1V100C5NABAP | Federally-Regulated Consumer Product | Non-Weatherized, Non-Condensin | 2095 | 257 |  | 12/08/2023 | 100302 | 210728260 | 12/08/2023
Rheem Sales Company, Inc. | Thermal Zone | RGEAZR042AJT101NA | Federally-Regulated Consumer Product | Weatherized Non-Condensing Gas | 1774 | 277 |  | 12/08/2023 | 100987 | 208698813 | 12/08/2023
Rheem Sales Company, Inc. | Thermal Zone | TZ80DZ2V125D5NABAP | Federally-Regulated Consumer Product | Non-Weatherized, Non-Condensin | 2179 | 278 |  | 12/08/2023 | 86625 | 211873437 | 12/08/2023
Rheem Sales Company, Inc. | Thermal Zone | TZ96M42V060B3SA | Federally-Regulated Consumer Product | Non-Weatherized, Condensing Ga | 1372 | 255 |  | 12/08/2023 | 37932 | 208430244 | 12/08/2023
Rheem Sales Company, Inc. | Thermal Zone | RGEAZR048AJT08XNA | Federally-Regulated Consumer Product | Weatherized Non-Condensing Gas | 1847 | 280 |  | 12/08/2023 | 80515 | 208698840 | 12/08/2023
Rheem Sales Company, Inc. | Thermal Zone | RGEAZR042AJT10XNA | Federally-Regulated Consumer Product | Weatherized Non-Condensing Gas | 1774 | 277 |  | 12/08/2023 | 100987 | 208698838 | 12/08/2023
Rheem Sales Company, Inc. | Thermal Zone | RGEAZR030AJT061NA | Federally-Regulated Consumer Product | Weatherized Non-Condensing Gas | 1342 | 258 |  | 12/08/2023 | 61240 | 208698806 | 12/08/2023
Rheem Sales Company, Inc. | Thermal Zone | RGEAZR030AJT04XNA | Federally-Regulated Consumer Product | Weatherized Non-Condensing Gas | 1342 | 258 |  | 12/08/2023 | 39842 | 208698825 | 12/08/2023
Rheem Sales Company, Inc. | Thermal Zone | TZ80UH1V075C5S | Federally-Regulated Consumer Product | Non-Weatherized, Non-Condensin | 1813 | 235 |  | 12/08/2023 | 75573 | 208676736 | 12/08/2023
Rheem Sales Company, Inc. | Thermal Zone | RGEAZR048AJT08UNA | Federally-Regulated Consumer Product | Weatherized Non-Condensing Gas | 2026 | 288 |  | 12/08/2023 | 80019 | 208698839 | 12/08/2023
Rheem Sales Company, Inc. | Thermal Zone | TZ80UH2V150D5SABAP | Federally-Regulated Consumer Product | Non-Weatherized, Non-Condensin | 2092 | 274 |  | 12/08/2023 | 104565 | 210728272 | 12/08/2023
Rheem Sales Company, Inc. | Thermal Zone | TZ80UH1V050B4NABAP | Federally-Regulated Consumer Product | Non-Weatherized, Non-Condensin | 1682 | 256 |  | 12/08/2023 | 50501 | 211873421 | 12/08/2023
Rheem Sales Company, Inc. | Thermal Zone | TZ80UH1V075B4NABAP | Federally-Regulated Consumer Product | Non-Weatherized, Non-Condensin | 1830 | 223 |  | 12/08/2023 | 75693 | 210802825 | 12/08/2023
Rheem Sales Company, Inc. | Thermal Zone | TZ95UH1V040B3UABAP | Federally-Regulated Consumer Product | Non-Weatherized, Condensing Ga | 1335 | 254 |  | 12/08/2023 | 42103 | 212922396 | 12/08/2023
Rheem Sales Company, Inc. | Thermal Zone | TZ80DZ1V125D5NABAP | Federally-Regulated Consumer Product | Non-Weatherized, Non-Condensin | 2075 | 273 |  | 12/08/2023 | 124289 | 210728263 | 12/08/2023
Rheem Sales Company, Inc. | Thermal Zone | RGEAZR036AJT10XNA | Federally-Regulated Consumer Product | Weatherized Non-Condensing Gas | 1380 | 260 |  | 12/08/2023 | 100130 | 208698834 | 12/08/2023
Rheem Sales Company, Inc. | Thermal Zone | TZ80UH1T150D5NANAS | Federally-Regulated Consumer Product | Non-Weatherized, Non-Condensin | 1910 | 233 |  | 12/08/2023 | 150068 | 213351396 | 12/08/2023
Rheem Sales Company, Inc. | Thermal Zone | RGEAZR060AJT101NA | Federally-Regulated Consumer Product | Weatherized Non-Condensing Gas | 2131 | 293 |  | 12/08/2023 | 101980 | 208698818 | 12/08/2023
Rheem Sales Company, Inc. | Thermal Zone | RGEAZR048AJT081NA | Federally-Regulated Consumer Product | Weatherized Non-Condensing Gas | 1847 | 280 |  | 12/08/2023 | 80515 | 208698814 | 12/08/2023
Rheem Sales Company, Inc. | Thermal Zone | TZ80UH1V050B4UABAP | Federally-Regulated Consumer Product | Non-Weatherized, Non-Condensin | 1376 | 243 |  | 12/08/2023 | 50203 | 211873423 | 12/08/2023
Rheem Sales Company, Inc. | Thermal Zone | TZ95M41T115D5S | Federally-Regulated Consumer Product | Non-Weatherized, Condensing Ga | 2041 | 285 |  | 12/08/2023 | 111488 | 208676719 | 12/08/2023
Rheem Sales Company, Inc. | Thermal Zone | RGEAZR030AJT06UNA | Federally-Regulated Consumer Product | Weatherized Non-Condensing Gas | 1125 | 248 |  | 12/08/2023 | 60094 | 208698827 | 12/08/2023
Rheem Sales Company, Inc. | Thermal Zone | TZ95M41T060B3S | Federally-Regulated Consumer Product | Non-Weatherized, Condensing Ga | 1156 | 246 |  | 12/08/2023 | 55624 | 208676714 | 12/08/2023
Rheem Sales Company, Inc. | Thermal Zone | TZ80DZ1V100C5SABAP | Federally-Regulated Consumer Product | Non-Weatherized, Non-Condensin | 2095 | 257 |  | 12/08/2023 | 100302 | 210728261 | 12/08/2023
Rheem Sales Company, Inc. | Thermal Zone | RGEAZR060AJT081NA | Federally-Regulated Consumer Product | Weatherized Non-Condensing Gas | 2041 | 289 |  | 12/08/2023 | 79422 | 208698817 | 12/08/2023
Rheem Sales Company, Inc. | Thermal Zone | TZ80DZ1V125D5SABAP | Federally-Regulated Consumer Product | Non-Weatherized, Non-Condensin | 2075 | 273 |  | 12/08/2023 | 124289 | 210728265 | 12/08/2023
Rheem Sales Company, Inc. | Thermal Zone | TZ80UH1V050A3NABAP | Federally-Regulated Consumer Product | Non-Weatherized, Non-Condensin | 1308 | 184 |  | 12/08/2023 | 50472 | 210802824 | 12/08/2023
Rheem Sales Company, Inc. | Thermal Zone | RGEAZR024AJT06XNA | Federally-Regulated Consumer Product | Weatherized Non-Condensing Gas | 1270 | 255 |  | 12/08/2023 | 61123 | 208698822 | 12/08/2023
Rheem Sales Company, Inc. | Rheem | RGEAZR030AJT04UNA | Federally-Regulated Consumer Product | Weatherized Non-Condensing Gas | 1189 | 251 |  | 12/08/2023 | 39887 | 208676488 | 12/08/2023
Rheem Sales Company, Inc. | Rheem | RGECZR036AJT10**C | Federally-Regulated Consumer Product | Weatherized Non-Condensing Gas | 1576 | 218 |  | 12/08/2023 | 100764 | 210279533 | 12/08/2023
Rheem Sales Company, Inc. | Rheem | R802V0755A21DZSCAP | Federally-Regulated Consumer Product | Non-Weatherized, Non-Condensin | 2041 | 272 |  | 12/08/2023 | 52592 | 211774237 | 12/08/2023
Rheem Sales Company, Inc. | Rheem | R802V0504A17UHNCAP | Federally-Regulated Consumer Product | Non-Weatherized, Non-Condensin | 1712 | 257 |  | 12/08/2023 | 34534 | 211806603 | 12/08/2023
Rheem Sales Company, Inc. | Rheem | RGECZR036AJT07**C | Federally-Regulated Consumer Product | Weatherized Non-Condensing Gas | 1475 | 165 |  | 12/08/2023 | 53157 | 208503159 | 12/08/2023
Rheem Sales Company, Inc. | Rheem | R801V1255A24DZSCAP | Federally-Regulated Consumer Product | Non-Weatherized, Non-Condensin | 2075 | 273 |  | 12/08/2023 | 124289 | 210646657 | 12/08/2023
Rheem Sales Company, Inc. | Rheem | RGEAZR060AJT081NA | Federally-Regulated Consumer Product | Weatherized Non-Condensing Gas | 2041 | 289 |  | 12/08/2023 | 79422 | 208676453 | 12/08/2023
Rheem Sales Company, Inc. | Rheem | R801V0755A21DZNCAP | Federally-Regulated Consumer Product | Non-Weatherized, Non-Condensin | 2163 | 277 |  | 12/08/2023 | 75029 | 210646673 | 12/08/2023
Rheem Sales Company, Inc. | Rheem | R801V1005A21DZNCAP | Federally-Regulated Consumer Product | Non-Weatherized, Non-Condensin | 2095 | 257 |  | 12/08/2023 | 100302 | 210646658 | 12/08/2023
Rheem Sales Company, Inc. | Rheem | R802V1505A24UHS | Federally-Regulated Consumer Product | Non-Weatherized, Non-Condensin | 2092 | 274 |  | 12/08/2023 | 104565 | 208243574 | 12/08/2023
Rheem Sales Company, Inc. | Rheem | RGECZR060AJT07**C | Federally-Regulated Consumer Product | Weatherized Non-Condensing Gas | 2336 | 182 |  | 12/08/2023 | 52310 | 210279545 | 12/08/2023
Rheem Sales Company, Inc. | Rheem | R801T0704A17UHU | Federally-Regulated Consumer Product | Non-Weatherized, Non-Condensin | 1823 | 262 |  | 12/08/2023 | 70109 | 208430270 | 12/08/2023
Rheem Sales Company, Inc. | Rheem | R951V0403A17UHUCAP | Federally-Regulated Consumer Product | Non-Weatherized, Condensing Ga | 1335 | 254 |  | 12/08/2023 | 42103 | 212921443 | 12/08/2023
Rheem Sales Company, Inc. | Rheem | R801V1005A21UHUCAP | Federally-Regulated Consumer Product | Non-Weatherized, Non-Condensin | 1966 | 269 |  | 12/08/2023 | 97612 | 211806381 | 12/08/2023
Rheem Sales Company, Inc. | Rheem | RGEAZR030AJT041NA | Federally-Regulated Consumer Product | Weatherized Non-Condensing Gas | 1342 | 258 |  | 12/08/2023 | 39842 | 208676403 | 12/08/2023
Rheem Sales Company, Inc. | Rheem | RGEAZR030AJT04XNA | Federally-Regulated Consumer Product | Weatherized Non-Condensing Gas | 1342 | 258 |  | 12/08/2023 | 39842 | 208676493 | 12/08/2023
Rheem Sales Company, Inc. | Rheem | RGEAZR060AJT10XNA | Federally-Regulated Consumer Product | Weatherized Non-Condensing Gas | 2131 | 293 |  | 12/08/2023 | 101980 | 208676583 | 12/08/2023
Rheem Sales Company, Inc. | Rheem | R802V0503A14DZSCAP | Federally-Regulated Consumer Product | Non-Weatherized, Non-Condensin | 1250 | 237 |  | 12/08/2023 | 34844 | 211806382 | 12/08/2023
Rheem Sales Company, Inc. | Rheem | RGEAZR048AJT08XNA | Federally-Regulated Consumer Product | Weatherized Non-Condensing Gas | 1847 | 280 |  | 12/08/2023 | 80515 | 208676558 | 12/08/2023
Rheem Sales Company, Inc. | Rheem | RGEAZR048AJT08UNA | Federally-Regulated Consumer Product | Weatherized Non-Condensing Gas | 2026 | 288 |  | 12/08/2023 | 80019 | 208676553 | 12/08/2023
Rheem Sales Company, Inc. | Rheem | R802V0504A17UHSCAP | Federally-Regulated Consumer Product | Non-Weatherized, Non-Condensin | 1712 | 257 |  | 12/08/2023 | 34534 | 211806383 | 12/08/2023
Rheem Sales Company, Inc. | Rheem | RGEAZR030AJT08XNA | Federally-Regulated Consumer Product | Weatherized Non-Condensing Gas | 1216 | 253 |  | 12/08/2023 | 80365 | 208676508 | 12/08/2023
Rheem Sales Company, Inc. | Rheem | R962V0855A21M4S | Federally-Regulated Consumer Product | Non-Weatherized, Condensing Ga | 1947 | 281 |  | 12/08/2023 | 58053 | 208243262 | 12/08/2023
Rheem Sales Company, Inc. | Rheem | RGEAZR042AJT101NA | Federally-Regulated Consumer Product | Weatherized Non-Condensing Gas | 1774 | 277 |  | 12/08/2023 | 100987 | 208676438 | 12/08/2023
Rheem Sales Company, Inc. | Rheem | R801V0755A21UH | Federally-Regulated Consumer Product | Non-Weatherized, Non-Condensin | 1813 | 235 |  | 12/08/2023 | 75573 | 208665951 | 12/08/2023
Rheem Sales Company, Inc. | Rheem | RGEAZR036AJT10XNA | Federally-Regulated Consumer Product | Weatherized Non-Condensing Gas | 1380 | 260 |  | 12/08/2023 | 100130 | 208676533 | 12/08/2023
Rheem Sales Company, Inc. | Rheem | RGEAZR024AJT04UNA | Federally-Regulated Consumer Product | Weatherized Non-Condensing Gas | 1181 | 251 |  | 12/08/2023 | 40068 | 208676463 | 12/08/2023
Rheem Sales Company, Inc. | Rheem | RGEAZR048AJT101NA | Federally-Regulated Consumer Product | Weatherized Non-Condensing Gas | 2001 | 287 |  | 12/08/2023 | 101705 | 208676448 | 12/08/2023
Rheem Sales Company, Inc. | Rheem | RGECZT048AJT12**C | Federally-Regulated Consumer Product | Weatherized Non-Condensing Gas | 1902 | 259 |  | 12/08/2023 | 84032 | 212604405 | 12/08/2023
Rheem Sales Company, Inc. | Rheem | R801V0503A14DZNCAP | Federally-Regulated Consumer Product | Non-Weatherized, Non-Condensin | 2163 | 277 |  | 12/08/2023 | 51119 | 210641913 | 12/08/2023
Rheem Sales Company, Inc. | Rheem | R802V1255A24DZNCAP | Federally-Regulated Consumer Product | Non-Weatherized, Non-Condensin | 2179 | 278 |  | 12/08/2023 | 86625 | 211774732 | 12/08/2023
Rheem Sales Company, Inc. | Rheem | R951T1155A24M4 | Federally-Regulated Consumer Product | Non-Weatherized, Condensing Ga | 2041 | 285 |  | 12/08/2023 | 111488 | 208663350 | 12/08/2023
Rheem Sales Company, Inc. | Rheem | RGEAZR042AJT10XNA | Federally-Regulated Consumer Product | Weatherized Non-Condensing Gas | 1774 | 277 |  | 12/08/2023 | 100987 | 208676548 | 12/08/2023
Rheem Sales Company, Inc. | Rheem | R97MV0703A17DHS | Federally-Regulated Consumer Product | Non-Weatherized, Condensing Ga | 1282 | 251 |  | 12/08/2023 | 28494 | 208157022 | 12/08/2023
Rheem Sales Company, Inc. | Rheem | R802V0754A17DZNCAP | Federally-Regulated Consumer Product | Non-Weatherized, Non-Condensin | 1628 | 254 |  | 12/08/2023 | 52707 | 211774714 | 12/08/2023
Rheem Sales Company, Inc. | Rheem | R801V0503A14DZSCAP | Federally-Regulated Consumer Product | Non-Weatherized, Non-Condensin | 1295 | 239 |  | 12/08/2023 | 51119 | 210641917 | 12/08/2023
Rheem Sales Company, Inc. | Rheem | R801T1005A21UHU | Federally-Regulated Consumer Product | Non-Weatherized, Non-Condensin | 2096 | 274 |  | 12/08/2023 | 100583 | 208430272 | 12/08/2023
Rheem Sales Company, Inc. | Rheem | RGEAZR060AJT101NA | Federally-Regulated Consumer Product | Weatherized Non-Condensing Gas | 2131 | 293 |  | 12/08/2023 | 101980 | 208676458 | 12/08/2023
Rheem Sales Company, Inc. | Rheem | R802V1005A21DZNCAP | Federally-Regulated Consumer Product | Non-Weatherized, Non-Condensin | 2120 | 275 |  | 12/08/2023 | 69817 | 211806611 | 12/08/2023
Rheem Sales Company, Inc. | Rheem | RGEAZR036AJT06XNA | Federally-Regulated Consumer Product | Weatherized Non-Condensing Gas | 1259 | 254 |  | 12/08/2023 | 58986 | 208676518 | 12/08/2023
Rheem Sales Company, Inc. | Rheem | R801V0504A17UHSCAP | Federally-Regulated Consumer Product | Non-Weatherized, Non-Condensin | 1682 | 256 |  | 12/08/2023 | 50501 | 211774233 | 12/08/2023
Rheem Sales Company, Inc. | Rheem | RGEAZR024AJT06XNA | Federally-Regulated Consumer Product | Weatherized Non-Condensing Gas | 1270 | 255 |  | 12/08/2023 | 61123 | 208676478 | 12/08/2023
Rheem Sales Company, Inc. | Rheem | R951V1005A21UHUCAP | Federally-Regulated Consumer Product | Non-Weatherized, Condensing Ga | 2062 | 286 |  | 12/08/2023 | 94650 | 212921445 | 12/08/2023
Rheem Sales Company, Inc. | Rheem | RGEAZR024AJT08XNA | Federally-Regulated Consumer Product | Weatherized Non-Condensing Gas | 1202 | 252 |  | 12/08/2023 | 79659 | 208676483 | 12/08/2023
Rheem Sales Company, Inc. | Rheem | RGECZT036AJT07**C | Federally-Regulated Consumer Product | Weatherized Non-Condensing Gas | 1475 | 165 |  | 12/08/2023 | 53157 | 212604387 | 12/08/2023
Rheem Sales Company, Inc. | Rheem | RGECZR060AJT12**C | Federally-Regulated Consumer Product | Weatherized Non-Condensing Gas | 2183 | 266 |  | 12/08/2023 | 83968 | 210279549 | 12/08/2023
Rheem Sales Company, Inc. | Rheem | RGEAZR042AJT081NA | Federally-Regulated Consumer Product | Weatherized Non-Condensing Gas | 1820 | 279 |  | 12/08/2023 | 81578 | 208676433 | 12/08/2023
Rheem Sales Company, Inc. | Rheem | RGEAZR030AJT06XNA | Federally-Regulated Consumer Product | Weatherized Non-Condensing Gas | 1342 | 258 |  | 12/08/2023 | 61240 | 208676503 | 12/08/2023
Rheem Sales Company, Inc. | Rheem | R801V0504A17UHNCAP | Federally-Regulated Consumer Product | Non-Weatherized, Non-Condensin | 1682 | 256 |  | 12/08/2023 | 50501 | 211774698 | 12/08/2023
Rheem Sales Company, Inc. | Rheem | RGEAZR030AJT081NA | Federally-Regulated Consumer Product | Weatherized Non-Condensing Gas | 1216 | 253 |  | 12/08/2023 | 80365 | 208676413 | 12/08/2023
Rheem Sales Company, Inc. | Rheem | RGECZT048AJT07**C | Federally-Regulated Consumer Product | Weatherized Non-Condensing Gas | 1873 | 167 |  | 12/08/2023 | 52596 | 212604399 | 12/08/2023
Rheem Sales Company, Inc. | Rheem | R951T0403A17M4 | Federally-Regulated Consumer Product | Non-Weatherized, Condensing Ga | 1107 | 244 |  | 12/08/2023 | 41877 | 208663403 | 12/08/2023
Rheem Sales Company, Inc. | Rheem | R802V0754A17DZSCAP | Federally-Regulated Consumer Product | Non-Weatherized, Non-Condensin | 1628 | 254 |  | 12/08/2023 | 52707 | 211774236 | 12/08/2023
Rheem Sales Company, Inc. | Rheem | RGEAZR036AJT08XNA | Federally-Regulated Consumer Product | Weatherized Non-Condensing Gas | 1387 | 260 |  | 12/08/2023 | 80632 | 208676528 | 12/08/2023
Rheem Sales Company, Inc. | Rheem | R801V0504A17UHUCAP | Federally-Regulated Consumer Product | Non-Weatherized, Non-Condensin | 1376 | 243 |  | 12/08/2023 | 50203 | 211806380 | 12/08/2023
Rheem Sales Company, Inc. | Rheem | RGEAZR048AJT10UNA | Federally-Regulated Consumer Product | Weatherized Non-Condensing Gas | 1832 | 280 |  | 12/08/2023 | 100370 | 208676563 | 12/08/2023
Rheem Sales Company, Inc. | Rheem | RGEAZR048AJT081NA | Federally-Regulated Consumer Product | Weatherized Non-Condensing Gas | 1847 | 280 |  | 12/08/2023 | 80515 | 208676443 | 12/08/2023
Rheem Sales Company, Inc. | Rheem | RGEAZR036AJT06UNA | Federally-Regulated Consumer Product | Weatherized Non-Condensing Gas | 1434 | 262 |  | 12/08/2023 | 60723 | 208676513 | 12/08/2023
Rheem Sales Company, Inc. | Rheem | RGEAZR060AJT10UNA | Federally-Regulated Consumer Product | Weatherized Non-Condensing Gas | 1911 | 283 |  | 12/08/2023 | 99261 | 208676578 | 12/08/2023
Rheem Sales Company, Inc. | Rheem | RGECZR048AJT07**C | Federally-Regulated Consumer Product | Weatherized Non-Condensing Gas | 1873 | 167 |  | 12/08/2023 | 52596 | 210279537 | 12/08/2023
Rheem Sales Company, Inc. | Rheem | RGEAZR030AJT061NA | Federally-Regulated Consumer Product | Weatherized Non-Condensing Gas | 1342 | 258 |  | 12/08/2023 | 61240 | 208676408 | 12/08/2023
Rheem Sales Company, Inc. | Rheem | R801V0503A14UH | Federally-Regulated Consumer Product | Non-Weatherized, Non-Condensin | 1308 | 184 |  | 12/08/2023 | 50472 | 208665949 | 12/08/2023
Rheem Sales Company, Inc. | Rheem | R962V0703A17M4S | Federally-Regulated Consumer Product | Non-Weatherized, Condensing Ga | 1290 | 252 |  | 12/08/2023 | 48940 | 208243259 | 12/08/2023
Rheem Sales Company, Inc. | Rheem | RGEAZR024AJT06UNA | Federally-Regulated Consumer Product | Weatherized Non-Condensing Gas | 1236 | 253 |  | 12/08/2023 | 61566 | 208676473 | 12/08/2023
Rheem Sales Company, Inc. | Rheem | RGEAZR024AJT04XNA | Federally-Regulated Consumer Product | Weatherized Non-Condensing Gas | 1205 | 252 |  | 12/08/2023 | 40798 | 208676468 | 12/08/2023
Rheem Sales Company, Inc. | Rheem | R801V0755A21DZSCAP | Federally-Regulated Consumer Product | Non-Weatherized, Non-Condensin | 2163 | 277 |  | 12/08/2023 | 75029 | 210646672 | 12/08/2023
Rheem Sales Company, Inc. | Rheem | R801V0754A17DZNCAP | Federally-Regulated Consumer Product | Non-Weatherized, Non-Condensin | 1680 | 255 |  | 12/08/2023 | 76001 | 210646680 | 12/08/2023
Rheem Sales Company, Inc. | Rheem | RGEAZR030AJT06UNA | Federally-Regulated Consumer Product | Weatherized Non-Condensing Gas | 1125 | 248 |  | 12/08/2023 | 60094 | 208676498 | 12/08/2023
Rheem Sales Company, Inc. | Rheem | R97MV0603A17DHS | Federally-Regulated Consumer Product | Non-Weatherized, Condensing Ga | 1327 | 253 |  | 12/08/2023 | 22218 | 208157021 | 12/08/2023
Rheem Sales Company, Inc. | Rheem | R801V1255A24DZNCAP | Federally-Regulated Consumer Product | Non-Weatherized, Non-Condensin | 2075 | 273 |  | 12/08/2023 | 124289 | 210646663 | 12/08/2023
Rheem Sales Company, Inc. | Rheem | R802V1005A21DZSCAP | Federally-Regulated Consumer Product | Non-Weatherized, Non-Condensin | 2120 | 275 |  | 12/08/2023 | 69817 | 211806384 | 12/08/2023
Rheem Sales Company, Inc. | Rheem | RGEAZR036AJT08UNA | Federally-Regulated Consumer Product | Weatherized Non-Condensing Gas | 1382 | 260 |  | 12/08/2023 | 80891 | 208676523 | 12/08/2023
Rheem Sales Company, Inc. | Rheem | R801V0754A17UH | Federally-Regulated Consumer Product | Non-Weatherized, Non-Condensin | 1830 | 223 |  | 12/08/2023 | 75693 | 208665950 | 12/08/2023
Rheem Sales Company, Inc. | Rheem | RGEAZR036AJT061NA | Federally-Regulated Consumer Product | Weatherized Non-Condensing Gas | 1259 | 254 |  | 12/08/2023 | 58986 | 208676418 | 12/08/2023
Rheem Sales Company, Inc. | Rheem | R97MV0855A21DHS | Federally-Regulated Consumer Product | Non-Weatherized, Condensing Ga | 2138 | 289 |  | 12/08/2023 | 33549 | 208157023 | 12/08/2023
Rheem Sales Company, Inc. | Rheem | R801T0504A17UHSNAS | Federally-Regulated Consumer Product | Non-Weatherized, Non-Condensin | 1517 | 249 |  | 12/08/2023 | 50545 | 211806379 | 12/08/2023
Rheem Sales Company, Inc. | Rheem | RGECZT036AJT10**C | Federally-Regulated Consumer Product | Weatherized Non-Condensing Gas | 1576 | 218 |  | 12/08/2023 | 100764 | 212604393 | 12/08/2023
Rheem Sales Company, Inc. | Rheem | R801T0504A17UHU | Federally-Regulated Consumer Product | Non-Weatherized, Non-Condensin | 1502 | 248 |  | 12/08/2023 | 50342 | 208430268 | 12/08/2023
Rheem Sales Company, Inc. | Rheem | R951T0603A17M4 | Federally-Regulated Consumer Product | Non-Weatherized, Condensing Ga | 1156 | 246 |  | 12/08/2023 | 55624 | 208663404 | 12/08/2023
Rheem Sales Company, Inc. | Rheem | R801V1005A21UH | Federally-Regulated Consumer Product | Non-Weatherized, Non-Condensin | 2027 | 188 |  | 12/08/2023 | 100725 | 208665952 | 12/08/2023
Rheem Sales Company, Inc. | Rheem | R801V1255A24UH | Federally-Regulated Consumer Product | Non-Weatherized, Non-Condensin | 2076 | 258 |  | 12/08/2023 | 124802 | 208665953 | 12/08/2023
Rheem Sales Company, Inc. | Rheem | RGEAZR024AJT041NA | Federally-Regulated Consumer Product | Weatherized Non-Condensing Gas | 1205 | 252 |  | 12/08/2023 | 40798 | 208676388 | 12/08/2023
Rheem Sales Company, Inc. | Rheem | R801V0754A17DZSCAP | Federally-Regulated Consumer Product | Non-Weatherized, Non-Condensin | 1680 | 255 |  | 12/08/2023 | 76001 | 210646681 | 12/08/2023
Rheem Sales Company, Inc. | Rheem | RGEAZR024AJT061NA | Federally-Regulated Consumer Product | Weatherized Non-Condensing Gas | 1270 | 255 |  | 12/08/2023 | 61123 | 208676393 | 12/08/2023
Rheem Sales Company, Inc. | Rheem | RGECZR048AJT12**C | Federally-Regulated Consumer Product | Weatherized Non-Condensing Gas | 1902 | 259 |  | 12/08/2023 | 84032 | 210279541 | 12/08/2023
Rheem Sales Company, Inc. | Rheem | R802V0755A21DZNCAP | Federally-Regulated Consumer Product | Non-Weatherized, Non-Condensin | 2041 | 272 |  | 12/08/2023 | 52592 | 211774723 | 12/08/2023
Rheem Sales Company, Inc. | Rheem | R951V0603A17UHUCAP | Federally-Regulated Consumer Product | Non-Weatherized, Condensing Ga | 1246 | 250 |  | 12/08/2023 | 56140 | 212921444 | 12/08/2023
Rheem Sales Company, Inc. | Rheem | R801V1005A21DZSCAP | Federally-Regulated Consumer Product | Non-Weatherized, Non-Condensin | 2095 | 257 |  | 12/08/2023 | 100302 | 210646656 | 12/08/2023
Rheem Sales Company, Inc. | Rheem | RGEAZR048AJT10XNA | Federally-Regulated Consumer Product | Weatherized Non-Condensing Gas | 2001 | 287 |  | 12/08/2023 | 101705 | 208676568 | 12/08/2023
Rheem Sales Company, Inc. | Rheem | R801T0753A17DZS | Federally-Regulated Consumer Product | Non-Weatherized, Non-Condensin | 1253 | 237 |  | 12/08/2023 | 74903 | 208429529 | 12/08/2023
Rheem Sales Company, Inc. | Rheem | RGEAZR024AJT081NA | Federally-Regulated Consumer Product | Weatherized Non-Condensing Gas | 1202 | 252 |  | 12/08/2023 | 79659 | 208676398 | 12/08/2023
Rheem Sales Company, Inc. | Rheem | RGEAZR042AJT08UNA | Federally-Regulated Consumer Product | Weatherized Non-Condensing Gas | 1635 | 271 |  | 12/08/2023 | 80943 | 208676538 | 12/08/2023
Rheem Sales Company, Inc. | Rheem | RGEAZR060AJT08XNA | Federally-Regulated Consumer Product | Weatherized Non-Condensing Gas | 2041 | 289 |  | 12/08/2023 | 79422 | 208676573 | 12/08/2023
Rheem Sales Company, Inc. | Rheem | R802V0503A14DZNCAP | Federally-Regulated Consumer Product | Non-Weatherized, Non-Condensin | 1250 | 237 |  | 12/08/2023 | 34844 | 211806596 | 12/08/2023
Rheem Sales Company, Inc. | Rheem | R801T0504A17UHNNAS | Federally-Regulated Consumer Product | Non-Weatherized, Non-Condensin | 1517 | 249 |  | 12/08/2023 | 50545 | 211806579 | 12/08/2023
Rheem Sales Company, Inc. | Rheem | RGEAZR036AJT101NA | Federally-Regulated Consumer Product | Weatherized Non-Condensing Gas | 1380 | 260 |  | 12/08/2023 | 100130 | 208676428 | 12/08/2023
Rheem Sales Company, Inc. | Rheem | RGEAZR042AJT08XNA | Federally-Regulated Consumer Product | Weatherized Non-Condensing Gas | 1820 | 279 |  | 12/08/2023 | 81578 | 208676543 | 12/08/2023
Rheem Sales Company, Inc. | Rheem | RGEAZR036AJT081NA | Federally-Regulated Consumer Product | Weatherized Non-Condensing Gas | 1387 | 260 |  | 12/08/2023 | 80632 | 208676423 | 12/08/2023
Rheem Sales Company, Inc. | Rheem | R802V1255A24DZSCAP | Federally-Regulated Consumer Product | Non-Weatherized, Non-Condensin | 2179 | 278 |  | 12/08/2023 | 86625 | 211774239 | 12/08/2023
Rheem Sales Company, Inc. | Rheem | R801V0704A17UHUCAP | Federally-Regulated Consumer Product | Non-Weatherized, Non-Condensin | 1723 | 258 |  | 12/08/2023 | 70568 | 211774235 | 12/08/2023
Rheem Sales Company, Inc. | Mainline | ML802VA125524ZSB | Federally-Regulated Consumer Product | Non-Weatherized, Non-Condensin | 2322 | 284 |  | 12/08/2023 | 87684 | 10378105 | 12/08/2023
Rheem Sales Company, Inc. | Mainline | MP801T0754A21UHN | Federally-Regulated Consumer Product | Non-Weatherized, Non-Condensin | 1634 | 254 |  | 12/08/2023 | 75736 | 208430165 | 12/08/2023
Rheem Sales Company, Inc. | Mainline | MP802W0755A21UHS | Federally-Regulated Consumer Product | Non-Weatherized, Non-Condensin | 1718 | 258 |  | 12/08/2023 | 52500 | 210728631 | 12/08/2023
Rheem Sales Company, Inc. | Mainline | MP801T0703A17UHU | Federally-Regulated Consumer Product | Non-Weatherized, Non-Condensin | 1189 | 234 |  | 12/08/2023 | 70542 | 208486681 | 12/08/2023
Rheem Sales Company, Inc. | Mainline | ML951V1005A21M4 | Federally-Regulated Consumer Product | Non-Weatherized, Condensing Ga | 2153 | 271 |  | 12/08/2023 | 98911 | 208676687 | 12/08/2023
Rheem Sales Company, Inc. | Mainline | ML801T0503A14UHN | Federally-Regulated Consumer Product | Non-Weatherized, Non-Condensin | 1388 | 243 |  | 12/08/2023 | 49660 | 208430160 | 12/08/2023
Rheem Sales Company, Inc. | Mainline | MP802W1005A21UHN | Federally-Regulated Consumer Product | Non-Weatherized, Non-Condensin | 1905 | 266 |  | 12/08/2023 | 70000 | 210727584 | 12/08/2023
Rheem Sales Company, Inc. | Mainline | MP951W0855A21M4 | Federally-Regulated Consumer Product | Non-Weatherized, Condensing Ga | 1851 | 246 |  | 12/08/2023 | 84247 | 208676693 | 12/08/2023
Rheem Sales Company, Inc. | Mainline | MP801T0753A17DZN | Federally-Regulated Consumer Product | Non-Weatherized, Non-Condensin | 1253 | 237 |  | 12/08/2023 | 74903 | 208430183 | 12/08/2023
Rheem Sales Company, Inc. | Mainline | ML921V1005A21M4 | Federally-Regulated Consumer Product | Non-Weatherized, Condensing Ga | 2153 | 271 |  | 12/08/2023 | 98911 | 208676673 | 12/08/2023
Rheem Sales Company, Inc. | Mainline | MP802W0503A14UHNBAS | Federally-Regulated Consumer Product | Non-Weatherized, Non-Condensin | 1318 | 240 |  | 12/08/2023 | 35484 | 210802819 | 12/08/2023
Rheem Sales Company, Inc. | Mainline | ML802V1255A24UHN | Federally-Regulated Consumer Product | Non-Weatherized, Non-Condensin | 2073 | 273 |  | 12/08/2023 | 87500 | 208430201 | 12/08/2023
Rheem Sales Company, Inc. | Mainline | ML801T1004A21UHU | Federally-Regulated Consumer Product | Non-Weatherized, Non-Condensin | 1861 | 264 |  | 12/08/2023 | 98348 | 208486677 | 12/08/2023
Rheem Sales Company, Inc. | Mainline | ML921T0855A21M4 | Federally-Regulated Consumer Product | Non-Weatherized, Condensing Ga | 1929 | 280 |  | 12/08/2023 | 84515 | 208676644 | 12/08/2023
Rheem Sales Company, Inc. | Mainline | ML921T0403A17M4 | Federally-Regulated Consumer Product | Non-Weatherized, Condensing Ga | 1107 | 244 |  | 12/08/2023 | 41877 | 208676640 | 12/08/2023
Rheem Sales Company, Inc. | Mainline | ML921T0703A17M4 | Federally-Regulated Consumer Product | Non-Weatherized, Condensing Ga | 1362 | 255 |  | 12/08/2023 | 69960 | 208676642 | 12/08/2023
Rheem Sales Company, Inc. | Mainline | MP801T0503A14DZN | Federally-Regulated Consumer Product | Non-Weatherized, Non-Condensin | 1223 | 236 |  | 12/08/2023 | 51119 | 208430181 | 12/08/2023
Rheem Sales Company, Inc. | Mainline | ML801T1255A24DZN | Federally-Regulated Consumer Product | Non-Weatherized, Non-Condensin | 1835 | 263 |  | 12/08/2023 | 124389 | 208430188 | 12/08/2023
Rheem Sales Company, Inc. | Mainline | MP801T1255A24UHN | Federally-Regulated Consumer Product | Non-Weatherized, Non-Condensin | 1991 | 270 |  | 12/08/2023 | 123598 | 208430169 | 12/08/2023
Rheem Sales Company, Inc. | Mainline | ML802VA075421ZXB | Federally-Regulated Consumer Product | Non-Weatherized, Non-Condensin | 2017 | 271 |  | 12/08/2023 | 52471 | 10378104 | 12/08/2023
Rheem Sales Company, Inc. | Mainline | ML802VA075317ZXB | Federally-Regulated Consumer Product | Non-Weatherized, Non-Condensin | 1324 | 240 |  | 12/08/2023 | 52495 | 10378100 | 12/08/2023
Rheem Sales Company, Inc. | Mainline | ML801T0755A21DZN | Federally-Regulated Consumer Product | Non-Weatherized, Non-Condensin | 1883 | 265 |  | 12/08/2023 | 75029 | 208430184 | 12/08/2023
Rheem Sales Company, Inc. | Mainline | MP802W0755A21UHN | Federally-Regulated Consumer Product | Non-Weatherized, Non-Condensin | 1718 | 258 |  | 12/08/2023 | 52500 | 210727581 | 12/08/2023
Rheem Sales Company, Inc. | Mainline | ML921V0403A17M4 | Federally-Regulated Consumer Product | Non-Weatherized, Condensing Ga | 1292 | 228 |  | 12/08/2023 | 42494 | 208676668 | 12/08/2023
Rheem Sales Company, Inc. | Mainline | MP951W1155A24M4 | Federally-Regulated Consumer Product | Non-Weatherized, Condensing Ga | 2137 | 231 |  | 12/08/2023 | 111605 | 208676695 | 12/08/2023
Rheem Sales Company, Inc. | Mainline | ML802VA075421ZSB | Federally-Regulated Consumer Product | Non-Weatherized, Non-Condensin | 2017 | 271 |  | 11/21/2023 | 52471 | 10378099 | 12/08/2023
Rheem Sales Company, Inc. | Mainline | ML951V1155A24M4 | Federally-Regulated Consumer Product | Non-Weatherized, Condensing Ga | 2137 | 231 |  | 12/08/2023 | 111605 | 208676688 | 12/08/2023
Rheem Sales Company, Inc. | Mainline | ML951V0403A17M4 | Federally-Regulated Consumer Product | Non-Weatherized, Condensing Ga | 1292 | 228 |  | 12/08/2023 | 42494 | 208676682 | 12/08/2023
Rheem Sales Company, Inc. | Mainline | MP801T0503A17UHU | Federally-Regulated Consumer Product | Non-Weatherized, Non-Condensin | 1165 | 233 |  | 12/08/2023 | 49157 | 208486679 | 12/08/2023
Rheem Sales Company, Inc. | Mainline | ML951V0603A17M4 | Federally-Regulated Consumer Product | Non-Weatherized, Condensing Ga | 1356 | 249 |  | 12/08/2023 | 56054 | 208676683 | 12/08/2023
Rheem Sales Company, Inc. | Mainline | ML801T0703A17UHU | Federally-Regulated Consumer Product | Non-Weatherized, Non-Condensin | 1189 | 234 |  | 12/08/2023 | 70542 | 208486675 | 12/08/2023
Rheem Sales Company, Inc. | Mainline | ML951V0855A21M4 | Federally-Regulated Consumer Product | Non-Weatherized, Condensing Ga | 1851 | 246 |  | 12/08/2023 | 84247 | 208676686 | 12/08/2023
Rheem Sales Company, Inc. | Mainline | ML802V1505A24UHN | Federally-Regulated Consumer Product | Non-Weatherized, Non-Condensin | 2092 | 274 |  | 12/08/2023 | 104565 | 208430210 | 12/08/2023
Rheem Sales Company, Inc. | Mainline | ML801T0503A14DZN | Federally-Regulated Consumer Product | Non-Weatherized, Non-Condensin | 1223 | 236 |  | 12/08/2023 | 51119 | 208430180 | 12/08/2023
Rheem Sales Company, Inc. | Mainline | ML921V1155A24M4 | Federally-Regulated Consumer Product | Non-Weatherized, Condensing Ga | 2137 | 231 |  | 12/08/2023 | 111605 | 208676674 | 12/08/2023
Rheem Sales Company, Inc. | Mainline | MP802W0754A17UHNBAS | Federally-Regulated Consumer Product | Non-Weatherized, Non-Condensin | 1458 | 246 |  | 12/08/2023 | 52564 | 210802820 | 12/08/2023
Rheem Sales Company, Inc. | Mainline | MP951W0703A17M4 | Federally-Regulated Consumer Product | Non-Weatherized, Condensing Ga | 1166 | 246 |  | 12/08/2023 | 70001 | 208676691 | 12/08/2023
Rheem Sales Company, Inc. | Mainline | MP801T0754A17UHN | Federally-Regulated Consumer Product | Non-Weatherized, Non-Condensin | 1496 | 248 |  | 12/08/2023 | 75177 | 208430163 | 12/08/2023
Rheem Sales Company, Inc. | Mainline | MP802W1004A17UHS | Federally-Regulated Consumer Product | Non-Weatherized, Non-Condensin | 1730 | 258 |  | 12/08/2023 | 70020 | 210728632 | 12/08/2023
Rheem Sales Company, Inc. | Mainline | ML921V0603A17M4 | Federally-Regulated Consumer Product | Non-Weatherized, Condensing Ga | 1356 | 249 |  | 12/08/2023 | 56054 | 208676669 | 12/08/2023
Rheem Sales Company, Inc. | Mainline | MP921W1155A24M4 | Federally-Regulated Consumer Product | Non-Weatherized, Condensing Ga | 2137 | 231 |  | 12/08/2023 | 111605 | 208676681 | 12/08/2023
Rheem Sales Company, Inc. | Mainline | ML802V1004A17UHN | Federally-Regulated Consumer Product | Non-Weatherized, Non-Condensin | 1730 | 258 |  | 12/08/2023 | 70020 | 208430199 | 12/08/2023
Rheem Sales Company, Inc. | Mainline | RGEA14030AJT04UAA | Federally-Regulated Consumer Product | Weatherized Non-Condensing Gas | 1189 | 251 |  | 12/08/2023 | 39887 | 205965587 | 12/08/2023
Rheem Sales Company, Inc. | Mainline | MP801T1004A21UHU | Federally-Regulated Consumer Product | Non-Weatherized, Non-Condensin | 1861 | 264 |  | 12/08/2023 | 98348 | 208486683 | 12/08/2023
Rheem Sales Company, Inc. | Mainline | MP951W0403A17M4 | Federally-Regulated Consumer Product | Non-Weatherized, Condensing Ga | 1292 | 228 |  | 12/08/2023 | 42494 | 208676689 | 12/08/2023
Rheem Sales Company, Inc. | Mainline | MP801T1255A24DZN | Federally-Regulated Consumer Product | Non-Weatherized, Non-Condensin | 1835 | 263 |  | 12/08/2023 | 124389 | 208430189 | 12/08/2023
Rheem Sales Company, Inc. | Mainline | ML801T0753A17DZN | Federally-Regulated Consumer Product | Non-Weatherized, Non-Condensin | 1253 | 237 |  | 12/08/2023 | 74903 | 208430182 | 12/08/2023
Rheem Sales Company, Inc. | Mainline | MP802W1505A24UHN | Federally-Regulated Consumer Product | Non-Weatherized, Non-Condensin | 2092 | 274 |  | 12/08/2023 | 104565 | 210727582 | 12/08/2023
Rheem Sales Company, Inc. | Mainline | ML802V0754A17UHN | Federally-Regulated Consumer Product | Non-Weatherized, Non-Condensin | 1458 | 246 |  | 12/08/2023 | 52564 | 208430197 | 12/08/2023
Rheem Sales Company, Inc. | Mainline | RGEA14036AJT06UAA | Federally-Regulated Consumer Product | Weatherized Non-Condensing Gas | 1434 | 262 |  | 12/08/2023 | 60723 | 205965589 | 12/08/2023
Rheem Sales Company, Inc. | Mainline | ML801T0503A17UHU | Federally-Regulated Consumer Product | Non-Weatherized, Non-Condensin | 1165 | 233 |  | 12/08/2023 | 49157 | 208486673 | 12/08/2023
Rheem Sales Company, Inc. | Mainline | ML951V0703A17M4 | Federally-Regulated Consumer Product | Non-Weatherized, Condensing Ga | 1166 | 246 |  | 12/08/2023 | 70001 | 208676684 | 12/08/2023
Rheem Sales Company, Inc. | Mainline | ML801T0754A21UHN | Federally-Regulated Consumer Product | Non-Weatherized, Non-Condensin | 1634 | 254 |  | 12/08/2023 | 75736 | 208430164 | 12/08/2023
Rheem Sales Company, Inc. | Mainline | MP802W1005A21UHS | Federally-Regulated Consumer Product | Non-Weatherized, Non-Condensin | 1905 | 266 |  | 12/08/2023 | 70000 | 210728633 | 12/08/2023
Rheem Sales Company, Inc. | Mainline | ML962V1005A21M4S | Federally-Regulated Consumer Product | Non-Weatherized, Condensing Ga | 1858 | 277 |  | 12/08/2023 | 68679 | 208430207 | 12/08/2023
Rheem Sales Company, Inc. | Mainline | MP951W0603A17M4 | Federally-Regulated Consumer Product | Non-Weatherized, Condensing Ga | 1356 | 249 |  | 12/08/2023 | 56054 | 208676690 | 12/08/2023
Rheem Sales Company, Inc. | Mainline | ML802V0755A21UHN | Federally-Regulated Consumer Product | Non-Weatherized, Non-Condensin | 1718 | 258 |  | 12/08/2023 | 52500 | 208430198 | 12/08/2023
Rheem Sales Company, Inc. | Mainline | ML921T0603A17M4 | Federally-Regulated Consumer Product | Non-Weatherized, Condensing Ga | 1156 | 246 |  | 12/08/2023 | 55624 | 208676641 | 12/08/2023
Rheem Sales Company, Inc. | Mainline | MP921W0603A17M4 | Federally-Regulated Consumer Product | Non-Weatherized, Condensing Ga | 1356 | 249 |  | 12/08/2023 | 56054 | 208676676 | 12/08/2023
Rheem Sales Company, Inc. | Mainline | MP802W0503A14UHS | Federally-Regulated Consumer Product | Non-Weatherized, Non-Condensin | 1318 | 240 |  | 12/08/2023 | 35484 | 210727580 | 12/08/2023
Rheem Sales Company, Inc. | Mainline | MP802W1004A17UHN | Federally-Regulated Consumer Product | Non-Weatherized, Non-Condensin | 1730 | 258 |  | 12/08/2023 | 70020 | 210727583 | 12/08/2023
Rheem Sales Company, Inc. | Mainline | RGEA14048AJT101AB | Federally-Regulated Consumer Product | Weatherized Non-Condensing Gas | 1809 | 279 |  | 12/08/2023 | 99189 | 204117088 | 12/08/2023
Rheem Sales Company, Inc. | Mainline | MP921W0703A17M4 | Federally-Regulated Consumer Product | Non-Weatherized, Condensing Ga | 1166 | 246 |  | 12/08/2023 | 70001 | 208676677 | 12/08/2023
Rheem Sales Company, Inc. | Mainline | ML802VA075317ZSB | Federally-Regulated Consumer Product | Non-Weatherized, Non-Condensin | 1324 | 240 |  | 12/08/2023 | 52495 | 10378103 | 12/08/2023
Rheem Sales Company, Inc. | Mainline | MP951W1005A21M4 | Federally-Regulated Consumer Product | Non-Weatherized, Condensing Ga | 2153 | 271 |  | 12/08/2023 | 98911 | 208676694 | 12/08/2023
Rheem Sales Company, Inc. | Mainline | MP801T0755A21DZN | Federally-Regulated Consumer Product | Non-Weatherized, Non-Condensin | 1883 | 265 |  | 12/08/2023 | 75029 | 208430185 | 12/08/2023
Rheem Sales Company, Inc. | Mainline | MP801T0503A14UHN | Federally-Regulated Consumer Product | Non-Weatherized, Non-Condensin | 1388 | 243 |  | 12/08/2023 | 49660 | 208430161 | 12/08/2023
Rheem Sales Company, Inc. | Mainline | ML802VA075317MXA | Federally-Regulated Consumer Product | Non-Weatherized, Non-Condensin | 1458 | 246 |  | 12/08/2023 | 52564 | 10378083 | 12/08/2023
Rheem Sales Company, Inc. | Mainline | MP921T0603A17M4 | Federally-Regulated Consumer Product | Non-Weatherized, Condensing Ga | 1156 | 246 |  | 12/08/2023 | 55624 | 208676648 | 12/08/2023
Rheem Sales Company, Inc. | Mainline | MP96TA0702521MSA | Federally-Regulated Consumer Product | Non-Weatherized, Condensing Ga | 1854 | 277 |  | 12/08/2023 | 49250 | 213867251 | 12/08/2023
Rheem Sales Company, Inc. | Mainline | MP802W1255A24UHNBAS | Federally-Regulated Consumer Product | Non-Weatherized, Non-Condensin | 2073 | 273 |  | 12/08/2023 | 87500 | 210802822 | 12/08/2023
Rheem Sales Company, Inc. | Mainline | MP921T0703A17M4 | Federally-Regulated Consumer Product | Non-Weatherized, Condensing Ga | 1362 | 255 |  | 12/08/2023 | 69960 | 208676649 | 12/08/2023
Rheem Sales Company, Inc. | Mainline | MP921W0855A21M4 | Federally-Regulated Consumer Product | Non-Weatherized, Condensing Ga | 1851 | 246 |  | 12/08/2023 | 84247 | 208676679 | 12/08/2023
Rheem Sales Company, Inc. | Mainline | ML921T1155A24M4 | Federally-Regulated Consumer Product | Non-Weatherized, Condensing Ga | 2041 | 285 |  | 12/08/2023 | 111488 | 208676646 | 12/08/2023
Rheem Sales Company, Inc. | Mainline | MP921T1005A21M4 | Federally-Regulated Consumer Product | Non-Weatherized, Condensing Ga | 2066 | 286 |  | 12/08/2023 | 98023 | 208676652 | 12/08/2023
Rheem Sales Company, Inc. | Mainline | MP921W0403A17M4 | Federally-Regulated Consumer Product | Non-Weatherized, Condensing Ga | 1292 | 228 |  | 12/08/2023 | 42494 | 208676675 | 12/08/2023
Rheem Sales Company, Inc. | Mainline | MP921W1005A21M4 | Federally-Regulated Consumer Product | Non-Weatherized, Condensing Ga | 2153 | 271 |  | 12/08/2023 | 98911 | 208676680 | 12/08/2023
Rheem Sales Company, Inc. | Mainline | MP801T1005A21UHN | Federally-Regulated Consumer Product | Non-Weatherized, Non-Condensin | 1812 | 262 |  | 12/08/2023 | 99863 | 208430167 | 12/08/2023
Rheem Sales Company, Inc. | Mainline | MP802W1505A24UHS | Federally-Regulated Consumer Product | Non-Weatherized, Non-Condensin | 2092 | 274 |  | 12/08/2023 | 104565 | 210728635 | 12/08/2023
Rheem Sales Company, Inc. | Mainline | ML801T1005A21UHN | Federally-Regulated Consumer Product | Non-Weatherized, Non-Condensin | 1812 | 262 |  | 12/08/2023 | 99863 | 208430166 | 12/08/2023
Rheem Sales Company, Inc. | Mainline | ML921V0855A21M4 | Federally-Regulated Consumer Product | Non-Weatherized, Condensing Ga | 1851 | 246 |  | 12/08/2023 | 84247 | 208676672 | 12/08/2023
Rheem Sales Company, Inc. | Mainline | MP802W0754A17UHSBAS | Federally-Regulated Consumer Product | Non-Weatherized, Non-Condensin | 1458 | 246 |  | 12/08/2023 | 52564 | 210802821 | 12/08/2023
Rheem Sales Company, Inc. | Mainline | MP801T1005A21DZN | Federally-Regulated Consumer Product | Non-Weatherized, Non-Condensin | 1895 | 265 |  | 12/08/2023 | 100302 | 208430187 | 12/08/2023
Rheem Sales Company, Inc. | Mainline | ML802V1005A21UHN | Federally-Regulated Consumer Product | Non-Weatherized, Non-Condensin | 1905 | 266 |  | 12/08/2023 | 70000 | 208430200 | 12/08/2023
Rheem Sales Company, Inc. | Mainline | RGEA14030AJT081AC | Federally-Regulated Consumer Product | Weatherized Non-Condensing Gas | 1147 | 249 |  | 12/08/2023 | 79965 | 206606698 | 12/08/2023
Rheem Sales Company, Inc. | Mainline | MP921T0403A17M4 | Federally-Regulated Consumer Product | Non-Weatherized, Condensing Ga | 1107 | 244 |  | 12/08/2023 | 41877 | 208676647 | 12/08/2023
Rheem Sales Company, Inc. | Mainline | ML921V0703A17M4 | Federally-Regulated Consumer Product | Non-Weatherized, Condensing Ga | 1166 | 246 |  | 12/08/2023 | 70001 | 208676670 | 12/08/2023
Rheem Sales Company, Inc. | Mainline | ML921T1005A21M4 | Federally-Regulated Consumer Product | Non-Weatherized, Condensing Ga | 2066 | 286 |  | 12/08/2023 | 98023 | 208676645 | 12/08/2023
Rheem Sales Company, Inc. | Mainline | ML802VA125524ZXB | Federally-Regulated Consumer Product | Non-Weatherized, Non-Condensin | 2322 | 284 |  | 12/08/2023 | 87684 | 10378106 | 12/08/2023
Rheem Sales Company, Inc. | Mainline | ML802V0503A14UHN | Federally-Regulated Consumer Product | Non-Weatherized, Non-Condensin | 1318 | 240 |  | 12/08/2023 | 35484 | 208430196 | 12/08/2023
Rheem Sales Company, Inc. | Mainline | MP962W1005A21M4S | Federally-Regulated Consumer Product | Non-Weatherized, Condensing Ga | 1858 | 277 |  | 12/08/2023 | 68679 | 209214532 | 12/08/2023
Rheem Sales Company, Inc. | Mainline | RGEA16036AJV06TAB | Federally-Regulated Consumer Product | Weatherized Non-Condensing Gas | 1648 | 259 |  | 12/08/2023 | 76362 | 205785636 | 12/08/2023
Rheem Sales Company, Inc. | Mainline | ML802VA050317MXA | Federally-Regulated Consumer Product | Non-Weatherized, Non-Condensin | 1318 | 240 |  | 12/08/2023 | 35484 | 10378081 | 12/08/2023
Rheem Sales Company, Inc. | Mainline | MP921T1155A24M4 | Federally-Regulated Consumer Product | Non-Weatherized, Condensing Ga | 2041 | 285 |  | 12/08/2023 | 111488 | 208676653 | 12/08/2023
Rheem Sales Company, Inc. | Mainline | ML801T0754A17UHN | Federally-Regulated Consumer Product | Non-Weatherized, Non-Condensin | 1496 | 248 |  | 12/08/2023 | 75177 | 208430162 | 12/08/2023
Rheem Sales Company, Inc. | Mainline | ML802VA100521ZSB | Federally-Regulated Consumer Product | Non-Weatherized, Non-Condensin | 2291 | 283 |  | 12/08/2023 | 70210 | 10378101 | 12/08/2023
Rheem Sales Company, Inc. | Mainline | RGEA16036AJV062AB | Federally-Regulated Consumer Product | Weatherized Non-Condensing Gas | 1648 | 259 |  | 12/08/2023 | 76362 | 205785635 | 12/08/2023
Rheem Sales Company, Inc. | Mainline | MP921T0855A21M4 | Federally-Regulated Consumer Product | Non-Weatherized, Condensing Ga | 1929 | 280 |  | 12/08/2023 | 84515 | 208676651 | 12/08/2023
Rheem Sales Company, Inc. | Mainline | RGEA16024AJV062AB | Federally-Regulated Consumer Product | Weatherized Non-Condensing Gas | 1358 | 259 |  | 12/08/2023 | 46205 | 205785633 | 12/08/2023
Rheem Sales Company, Inc. | Mainline | ML801T1005A21DZN | Federally-Regulated Consumer Product | Non-Weatherized, Non-Condensin | 1895 | 265 |  | 12/08/2023 | 100302 | 208430186 | 12/08/2023
Rheem Sales Company, Inc. | Sure | RGEAZR036AJT081NA | Federally-Regulated Consumer Product | Weatherized Non-Condensing Gas | 1387 | 260 |  | 12/08/2023 | 80632 | 208676426 | 12/08/2023
Rheem Sales Company, Inc. | Sure | RGECZT036AJT07**C | Federally-Regulated Consumer Product | Weatherized Non-Condensing Gas | 1475 | 165 |  | 12/08/2023 | 53157 | 212604390 | 12/08/2023
Rheem Sales Company, Inc. | Sure | RGEAZR030AJT06XNA | Federally-Regulated Consumer Product | Weatherized Non-Condensing Gas | 1342 | 258 |  | 12/08/2023 | 61240 | 208676506 | 12/08/2023
Rheem Sales Company, Inc. | Sure | RGEAZR048AJT101NA | Federally-Regulated Consumer Product | Weatherized Non-Condensing Gas | 2001 | 287 |  | 12/08/2023 | 101705 | 208676451 | 12/08/2023
Rheem Sales Company, Inc. | Sure | S801V1255A24DZSBAP | Federally-Regulated Consumer Product | Non-Weatherized, Non-Condensin | 2075 | 273 |  | 12/08/2023 | 124289 | 210646667 | 12/08/2023
Rheem Sales Company, Inc. | Sure | RGEAZR048AJT10XNA | Federally-Regulated Consumer Product | Weatherized Non-Condensing Gas | 2001 | 287 |  | 12/08/2023 | 101705 | 208676571 | 12/08/2023
Rheem Sales Company, Inc. | Sure | S951V0603A17UHUBAP | Federally-Regulated Consumer Product | Non-Weatherized, Condensing Ga | 1246 | 250 |  | 12/08/2023 | 56140 | 212921452 | 12/08/2023
Rheem Sales Company, Inc. | Sure | S801V1005A21UH | Federally-Regulated Consumer Product | Non-Weatherized, Non-Condensin | 2027 | 188 |  | 12/08/2023 | 100725 | 208665968 | 12/08/2023
Rheem Sales Company, Inc. | Sure | RGEAZR036AJT06UNA | Federally-Regulated Consumer Product | Weatherized Non-Condensing Gas | 1434 | 262 |  | 12/08/2023 | 60723 | 208676516 | 12/08/2023
Rheem Sales Company, Inc. | Sure | RGEAZR060AJT08XNA | Federally-Regulated Consumer Product | Weatherized Non-Condensing Gas | 2041 | 289 |  | 12/08/2023 | 79422 | 208676576 | 12/08/2023
Rheem Sales Company, Inc. | Sure | RGEAZR030AJT081NA | Federally-Regulated Consumer Product | Weatherized Non-Condensing Gas | 1216 | 253 |  | 12/08/2023 | 80365 | 208676416 | 12/08/2023
Rheem Sales Company, Inc. | Sure | RGEAZR030AJT06UNA | Federally-Regulated Consumer Product | Weatherized Non-Condensing Gas | 1125 | 248 |  | 12/08/2023 | 60094 | 208676501 | 12/08/2023
Rheem Sales Company, Inc. | Sure | RGEAZR024AJT08XNA | Federally-Regulated Consumer Product | Weatherized Non-Condensing Gas | 1202 | 252 |  | 12/08/2023 | 79659 | 208676486 | 12/08/2023
Rheem Sales Company, Inc. | Sure | S802V0504A17UHNBAP | Federally-Regulated Consumer Product | Non-Weatherized, Non-Condensin | 1712 | 257 |  | 12/08/2023 | 34534 | 211806602 | 12/08/2023
Rheem Sales Company, Inc. | Sure | RGEAZR024AJT061NA | Federally-Regulated Consumer Product | Weatherized Non-Condensing Gas | 1270 | 255 |  | 12/08/2023 | 61123 | 208676396 | 12/08/2023
Rheem Sales Company, Inc. | Sure | RGEAZR042AJT081NA | Federally-Regulated Consumer Product | Weatherized Non-Condensing Gas | 1820 | 279 |  | 12/08/2023 | 81578 | 208676436 | 12/08/2023
Rheem Sales Company, Inc. | Sure | S801T1004A17UHSNAS | Federally-Regulated Consumer Product | Non-Weatherized, Non-Condensin | 1448 | 212 |  | 12/08/2023 | 98573 | 213351296 | 12/08/2023
Rheem Sales Company, Inc. | Sure | RGEXZS048AJV102 | Federally-Regulated Consumer Product | Weatherized Non-Condensing Gas | 1797 | 277 |  | 12/08/2023 | 70225 | 213352240 | 12/08/2023
Rheem Sales Company, Inc. | Sure | RGEAZR024AJT06XNA | Federally-Regulated Consumer Product | Weatherized Non-Condensing Gas | 1270 | 255 |  | 12/08/2023 | 61123 | 208676481 | 12/08/2023
Rheem Sales Company, Inc. | Sure | RGECZT060AJT12**C | Federally-Regulated Consumer Product | Weatherized Non-Condensing Gas | 2183 | 266 |  | 12/08/2023 | 83968 | 212604420 | 12/08/2023
Rheem Sales Company, Inc. | Sure | S801V0754A17DZNBAP | Federally-Regulated Consumer Product | Non-Weatherized, Non-Condensin | 1680 | 255 |  | 12/08/2023 | 76001 | 210646684 | 12/08/2023
Rheem Sales Company, Inc. | Sure | S801V0755A21DZSBAP | Federally-Regulated Consumer Product | Non-Weatherized, Non-Condensin | 2163 | 277 |  | 12/08/2023 | 75029 | 210646677 | 12/08/2023
Rheem Sales Company, Inc. | Sure | S802V1005A21DZSBAP | Federally-Regulated Consumer Product | Non-Weatherized, Non-Condensin | 2120 | 275 |  | 12/08/2023 | 69817 | 211806614 | 12/08/2023
Rheem Sales Company, Inc. | Sure | RGEAZR024AJT04UNA | Federally-Regulated Consumer Product | Weatherized Non-Condensing Gas | 1181 | 251 |  | 12/08/2023 | 40068 | 208676466 | 12/08/2023
Rheem Sales Company, Inc. | Sure | S801V0754A17DZSBAP | Federally-Regulated Consumer Product | Non-Weatherized, Non-Condensin | 1680 | 255 |  | 12/08/2023 | 76001 | 210646687 | 12/08/2023
Rheem Sales Company, Inc. | Sure | RGEAZR042AJT08UNA | Federally-Regulated Consumer Product | Weatherized Non-Condensing Gas | 1635 | 271 |  | 12/08/2023 | 80943 | 208676541 | 12/08/2023
Rheem Sales Company, Inc. | Sure | S802V1255A24DZSBAP | Federally-Regulated Consumer Product | Non-Weatherized, Non-Condensin | 2179 | 278 |  | 12/08/2023 | 86625 | 211774736 | 12/08/2023
Rheem Sales Company, Inc. | Sure | S951V1005A21UHUBAP | Federally-Regulated Consumer Product | Non-Weatherized, Condensing Ga | 2062 | 286 |  | 12/08/2023 | 94650 | 212921454 | 12/08/2023
Rheem Sales Company, Inc. | Sure | RGEAZR048AJT081NA | Federally-Regulated Consumer Product | Weatherized Non-Condensing Gas | 1847 | 280 |  | 12/08/2023 | 80515 | 208676446 | 12/08/2023
Rheem Sales Company, Inc. | Sure | RGEAZR030AJT061NA | Federally-Regulated Consumer Product | Weatherized Non-Condensing Gas | 1342 | 258 |  | 12/08/2023 | 61240 | 208676411 | 12/08/2023
Rheem Sales Company, Inc. | Sure | RGEAZS024AJV06XCA | Federally-Regulated Consumer Product | Weatherized Non-Condensing Gas | 1089 | 247 |  | 12/08/2023 | 60430 | 212675821 | 12/08/2023
Rheem Sales Company, Inc. | Sure | RGECZR036AJT10**C | Federally-Regulated Consumer Product | Weatherized Non-Condensing Gas | 1576 | 218 |  | 12/08/2023 | 100764 | 210279536 | 12/08/2023
Rheem Sales Company, Inc. | Sure | S802V1255A24DZNBAP | Federally-Regulated Consumer Product | Non-Weatherized, Non-Condensin | 2179 | 278 |  | 12/08/2023 | 86625 | 211774731 | 12/08/2023
Rheem Sales Company, Inc. | Sure | RGECZR060AJT12**C | Federally-Regulated Consumer Product | Weatherized Non-Condensing Gas | 2183 | 266 |  | 12/08/2023 | 83968 | 210279552 | 12/08/2023
Rheem Sales Company, Inc. | Sure | RGECZT048AJT12**C | Federally-Regulated Consumer Product | Weatherized Non-Condensing Gas | 1902 | 259 |  | 12/08/2023 | 84032 | 212604408 | 12/08/2023
Rheem Sales Company, Inc. | Sure | RGEAZR024AJT081NA | Federally-Regulated Consumer Product | Weatherized Non-Condensing Gas | 1202 | 252 |  | 12/08/2023 | 79659 | 208676401 | 12/08/2023
Rheem Sales Company, Inc. | Sure | S801V1255A24UH | Federally-Regulated Consumer Product | Non-Weatherized, Non-Condensin | 2076 | 258 |  | 12/08/2023 | 124802 | 208665972 | 12/08/2023
Rheem Sales Company, Inc. | Sure | RGEAZR030AJT04UNA | Federally-Regulated Consumer Product | Weatherized Non-Condensing Gas | 1189 | 251 |  | 12/08/2023 | 39887 | 208676491 | 12/08/2023
Rheem Sales Company, Inc. | Sure | S802V0503A14DZNBAP | Federally-Regulated Consumer Product | Non-Weatherized, Non-Condensin | 1250 | 237 |  | 12/08/2023 | 34844 | 211806595 | 12/08/2023
Rheem Sales Company, Inc. | Sure | S801V0503A14UH | Federally-Regulated Consumer Product | Non-Weatherized, Non-Condensin | 1308 | 184 |  | 12/08/2023 | 50472 | 208665956 | 12/08/2023
Rheem Sales Company, Inc. | Sure | RGEAZR024AJT04XNA | Federally-Regulated Consumer Product | Weatherized Non-Condensing Gas | 1205 | 252 |  | 12/08/2023 | 40798 | 208676471 | 12/08/2023
Rheem Sales Company, Inc. | Sure | S801V1505A24UHNBAP | Federally-Regulated Consumer Product | Non-Weatherized, Non-Condensin | 2440 | 249 |  | 12/08/2023 | 150642 | 213351310 | 12/08/2023
Rheem Sales Company, Inc. | Sure | S802V1005A21DZNBAP | Federally-Regulated Consumer Product | Non-Weatherized, Non-Condensin | 2120 | 275 |  | 12/08/2023 | 69817 | 211806610 | 12/08/2023
Rheem Sales Company, Inc. | Sure | S801V1005A21UHUBAP | Federally-Regulated Consumer Product | Non-Weatherized, Non-Condensin | 1966 | 269 |  | 12/08/2023 | 97612 | 211806592 | 12/08/2023
Rheem Sales Company, Inc. | Sure | S801V0503A14DZSBAP | Federally-Regulated Consumer Product | Non-Weatherized, Non-Condensin | 2163 | 277 |  | 12/08/2023 | 51119 | 210641920 | 12/08/2023
Rheem Sales Company, Inc. | Sure | S802V0754A17DZSBAP | Federally-Regulated Consumer Product | Non-Weatherized, Non-Condensin | 1628 | 254 |  | 12/08/2023 | 52707 | 211774718 | 12/08/2023
Rheem Sales Company, Inc. | Sure | S802V0754A17DZNBAP | Federally-Regulated Consumer Product | Non-Weatherized, Non-Condensin | 1628 | 254 |  | 12/08/2023 | 52707 | 211774713 | 12/08/2023
Rheem Sales Company, Inc. | Sure | RGECZT036AJT10**C | Federally-Regulated Consumer Product | Weatherized Non-Condensing Gas | 1576 | 218 |  | 12/08/2023 | 100764 | 212604396 | 12/08/2023
Rheem Sales Company, Inc. | Sure | S801T1004A17UHNNAS | Federally-Regulated Consumer Product | Non-Weatherized, Non-Condensin | 1448 | 212 |  | 12/08/2023 | 98573 | 213351298 | 12/08/2023
Rheem Sales Company, Inc. | Sure | S801T0504A17UHSNAS | Federally-Regulated Consumer Product | Non-Weatherized, Non-Condensin | 1517 | 249 |  | 12/08/2023 | 50545 | 211806586 | 12/08/2023
Rheem Sales Company, Inc. | Sure | S801T0704A17UHU | Federally-Regulated Consumer Product | Non-Weatherized, Non-Condensin | 1823 | 262 |  | 12/08/2023 | 70109 | 208430282 | 12/08/2023
Rheem Sales Company, Inc. | Sure | RGEAZR030AJT041NA | Federally-Regulated Consumer Product | Weatherized Non-Condensing Gas | 1342 | 258 |  | 12/08/2023 | 39842 | 208676406 | 12/08/2023
Rheem Sales Company, Inc. | Sure | S801V0755A21DZNBAP | Federally-Regulated Consumer Product | Non-Weatherized, Non-Condensin | 2163 | 277 |  | 12/08/2023 | 75029 | 210646675 | 12/08/2023
Rheem Sales Company, Inc. | Sure | RGEAZR036AJT101NA | Federally-Regulated Consumer Product | Weatherized Non-Condensing Gas | 1380 | 260 |  | 12/08/2023 | 100130 | 208676431 | 12/08/2023
Rheem Sales Company, Inc. | Sure | RGEAZR042AJT101NA | Federally-Regulated Consumer Product | Weatherized Non-Condensing Gas | 1774 | 277 |  | 12/08/2023 | 100987 | 208676441 | 12/08/2023
Rheem Sales Company, Inc. | Sure | S802V0755A21DZSBAP | Federally-Regulated Consumer Product | Non-Weatherized, Non-Condensin | 2041 | 272 |  | 12/08/2023 | 52592 | 211774727 | 12/08/2023
Rheem Sales Company, Inc. | Sure | RGEAZR042AJT08XNA | Federally-Regulated Consumer Product | Weatherized Non-Condensing Gas | 1820 | 279 |  | 12/08/2023 | 81578 | 208676546 | 12/08/2023
Rheem Sales Company, Inc. | Sure | S802V0504A17UHSBAP | Federally-Regulated Consumer Product | Non-Weatherized, Non-Condensin | 1712 | 257 |  | 12/08/2023 | 34534 | 211806607 | 12/08/2023
Rheem Sales Company, Inc. | Sure | RGECZR036AJT07**C | Federally-Regulated Consumer Product | Weatherized Non-Condensing Gas | 1475 | 165 |  | 12/08/2023 | 53157 | 208503163 | 12/08/2023
Rheem Sales Company, Inc. | Sure | RGEAZR060AJT10UNA | Federally-Regulated Consumer Product | Weatherized Non-Condensing Gas | 1911 | 283 |  | 12/08/2023 | 99261 | 208676581 | 12/08/2023
Rheem Sales Company, Inc. | Sure | RGEAZR036AJT08XNA | Federally-Regulated Consumer Product | Weatherized Non-Condensing Gas | 1387 | 260 |  | 12/08/2023 | 80632 | 208676531 | 12/08/2023
Rheem Sales Company, Inc. | Sure | S801V0503A14DZNBAP | Federally-Regulated Consumer Product | Non-Weatherized, Non-Condensin | 2163 | 277 |  | 12/08/2023 | 51119 | 210641916 | 12/08/2023
Rheem Sales Company, Inc. | Sure | RGEAZR048AJT10UNA | Federally-Regulated Consumer Product | Weatherized Non-Condensing Gas | 1832 | 280 |  | 12/08/2023 | 100370 | 208676566 | 12/08/2023
Rheem Sales Company, Inc. | Sure | S801V0755A21UH | Federally-Regulated Consumer Product | Non-Weatherized, Non-Condensin | 1813 | 235 |  | 12/08/2023 | 75573 | 208665964 | 12/08/2023
Rheem Sales Company, Inc. | Sure | RGEAZR036AJT10XNA | Federally-Regulated Consumer Product | Weatherized Non-Condensing Gas | 1380 | 260 |  | 12/08/2023 | 100130 | 208676536 | 12/08/2023
Rheem Sales Company, Inc. | Sure | RGEAZR030AJT08XNA | Federally-Regulated Consumer Product | Weatherized Non-Condensing Gas | 1216 | 253 |  | 12/08/2023 | 80365 | 208676511 | 12/08/2023
Rheem Sales Company, Inc. | Sure | RGEXZS048AJV08T | Federally-Regulated Consumer Product | Weatherized Non-Condensing Gas | 1734 | 168 |  | 12/08/2023 | 57017 | 213352235 | 12/08/2023
Rheem Sales Company, Inc. | Sure | RGEXZS048AJV082 | Federally-Regulated Consumer Product | Weatherized Non-Condensing Gas | 1734 | 168 |  | 12/08/2023 | 57017 | 213352230 | 12/08/2023
Rheem Sales Company, Inc. | Sure | RGECZT060AJT07**C | Federally-Regulated Consumer Product | Weatherized Non-Condensing Gas | 2336 | 182 |  | 12/08/2023 | 52310 | 212604414 | 12/08/2023
Rheem Sales Company, Inc. | Sure | RGEAZR024AJT041NA | Federally-Regulated Consumer Product | Weatherized Non-Condensing Gas | 1205 | 252 |  | 12/08/2023 | 40798 | 208676391 | 12/08/2023
Rheem Sales Company, Inc. | Sure | S801V1255A24DZNBAP | Federally-Regulated Consumer Product | Non-Weatherized, Non-Condensin | 2075 | 273 |  | 12/08/2023 | 124289 | 210646665 | 12/08/2023
Rheem Sales Company, Inc. | Sure | RGECZR048AJT07**C | Federally-Regulated Consumer Product | Weatherized Non-Condensing Gas | 1873 | 167 |  | 12/08/2023 | 52596 | 210279540 | 12/08/2023
Rheem Sales Company, Inc. | Sure | RGEAZR060AJT101NA | Federally-Regulated Consumer Product | Weatherized Non-Condensing Gas | 2131 | 293 |  | 12/08/2023 | 101980 | 208676461 | 12/08/2023
Rheem Sales Company, Inc. | Sure | RGECZR048AJT12**C | Federally-Regulated Consumer Product | Weatherized Non-Condensing Gas | 1902 | 259 |  | 12/08/2023 | 84032 | 210279544 | 12/08/2023
Rheem Sales Company, Inc. | Sure | RGEAZR036AJT08UNA | Federally-Regulated Consumer Product | Weatherized Non-Condensing Gas | 1382 | 260 |  | 12/08/2023 | 80891 | 208676526 | 12/08/2023
Rheem Sales Company, Inc. | Sure | RGECZT048AJT07**C | Federally-Regulated Consumer Product | Weatherized Non-Condensing Gas | 1873 | 167 |  | 12/08/2023 | 52596 | 212604402 | 12/08/2023
Rheem Sales Company, Inc. | Sure | S801V0504A17UHSBAP | Federally-Regulated Consumer Product | Non-Weatherized, Non-Condensin | 1682 | 256 |  | 12/08/2023 | 50501 | 211774702 | 12/08/2023
Rheem Sales Company, Inc. | Sure | RGEAZR036AJT061NA | Federally-Regulated Consumer Product | Weatherized Non-Condensing Gas | 1259 | 254 |  | 12/08/2023 | 58986 | 208676421 | 12/08/2023
Rheem Sales Company, Inc. | Sure | RGEAZR048AJT08XNA | Federally-Regulated Consumer Product | Weatherized Non-Condensing Gas | 1847 | 280 |  | 12/08/2023 | 80515 | 208676561 | 12/08/2023
Rheem Sales Company, Inc. | Sure | S951V0403A17UHUBAP | Federally-Regulated Consumer Product | Non-Weatherized, Condensing Ga | 1335 | 254 |  | 12/08/2023 | 42103 | 212921450 | 12/08/2023
Rheem Sales Company, Inc. | Sure | RGEAZR048AJT08UNA | Federally-Regulated Consumer Product | Weatherized Non-Condensing Gas | 2026 | 288 |  | 12/08/2023 | 80022 | 208676556 | 12/08/2023
Rheem Sales Company, Inc. | Sure | RGECZR060AJT07**C | Federally-Regulated Consumer Product | Weatherized Non-Condensing Gas | 2336 | 182 |  | 12/08/2023 | 52310 | 210279548 | 12/08/2023
Rheem Sales Company, Inc. | Sure | RGEXZS048AJV10T | Federally-Regulated Consumer Product | Weatherized Non-Condensing Gas | 1797 | 277 |  | 12/08/2023 | 70225 | 213352245 | 12/08/2023
Rheem Sales Company, Inc. | Sure | S801V0754A17UH | Federally-Regulated Consumer Product | Non-Weatherized, Non-Condensin | 1830 | 223 |  | 12/08/2023 | 75693 | 208665960 | 12/08/2023
Rheem Sales Company, Inc. | Sure | RGEAZR042AJT10XNA | Federally-Regulated Consumer Product | Weatherized Non-Condensing Gas | 1774 | 277 |  | 12/08/2023 | 100987 | 208676551 | 12/08/2023
Rheem Sales Company, Inc. | Sure | RGEAZR030AJT04XNA | Federally-Regulated Consumer Product | Weatherized Non-Condensing Gas | 1342 | 258 |  | 12/08/2023 | 39842 | 208676496 | 12/08/2023
Rheem Sales Company, Inc. | Sure | RGEAZR036AJT06XNA | Federally-Regulated Consumer Product | Weatherized Non-Condensing Gas | 1259 | 254 |  | 12/08/2023 | 58986 | 208676521 | 12/08/2023
Rheem Sales Company, Inc. | Sure | RGEAZS024AJV061CA | Federally-Regulated Consumer Product | Weatherized Non-Condensing Gas | 1089 | 247 |  | 12/08/2023 | 60430 | 212675817 | 12/08/2023
Rheem Sales Company, Inc. | Sure | S801V1005A21DZSBAP | Federally-Regulated Consumer Product | Non-Weatherized, Non-Condensin | 2095 | 257 |  | 12/08/2023 | 100302 | 210646662 | 12/08/2023
Rheem Sales Company, Inc. | Sure | S801V0504A17UHNBAP | Federally-Regulated Consumer Product | Non-Weatherized, Non-Condensin | 1682 | 256 |  | 12/08/2023 | 50501 | 211774697 | 12/08/2023
Rheem Sales Company, Inc. | Sure | S801V1005A21DZNBAP | Federally-Regulated Consumer Product | Non-Weatherized, Non-Condensin | 2095 | 257 |  | 12/08/2023 | 100302 | 210646660 | 12/08/2023
Rheem Sales Company, Inc. | Sure | S801T0504A17UHNNAS | Federally-Regulated Consumer Product | Non-Weatherized, Non-Condensin | 1517 | 249 |  | 12/08/2023 | 50545 | 211806582 | 12/08/2023
Rheem Sales Company, Inc. | Sure | S802V0755A21DZNBAP | Federally-Regulated Consumer Product | Non-Weatherized, Non-Condensin | 2041 | 272 |  | 12/08/2023 | 52592 | 211774722 | 12/08/2023
Rheem Sales Company, Inc. | Sure | RGEAZR060AJT10XNA | Federally-Regulated Consumer Product | Weatherized Non-Condensing Gas | 2131 | 293 |  | 12/08/2023 | 101980 | 208676586 | 12/08/2023
Rheem Sales Company, Inc. | Sure | S802V0503A14DZSBAP | Federally-Regulated Consumer Product | Non-Weatherized, Non-Condensin | 1250 | 237 |  | 12/08/2023 | 34844 | 211806599 | 12/08/2023
Rheem Sales Company, Inc. | Sure | S801V0704A17UHUBAP | Federally-Regulated Consumer Product | Non-Weatherized, Non-Condensin | 1723 | 258 |  | 12/08/2023 | 70568 | 211774706 | 12/08/2023
Rheem Sales Company, Inc. | Sure | RGEAZR060AJT081NA | Federally-Regulated Consumer Product | Weatherized Non-Condensing Gas | 2041 | 289 |  | 12/08/2023 | 79422 | 208676456 | 12/08/2023
Rheem Sales Company, Inc. | Sure | S801V0504A17UHUBAP | Federally-Regulated Consumer Product | Non-Weatherized, Non-Condensin | 1376 | 243 |  | 12/08/2023 | 50203 | 211806589 | 12/08/2023
Rheem Sales Company, Inc. | Sure | S962V0603A17M4S | Federally-Regulated Consumer Product | Non-Weatherized, Condensing Ga | 1372 | 255 |  | 12/08/2023 | 37932 | 208243319 | 12/08/2023
Rheem Sales Company, Inc. | Sure | RGEAZR024AJT06UNA | Federally-Regulated Consumer Product | Weatherized Non-Condensing Gas | 1236 | 253 |  | 12/08/2023 | 61566 | 208676476 | 12/08/2023
Rheem Sales Company, Inc. | DURASTAR | DR80UHAW0502314S | Federally-Regulated Consumer Product | Non-Weatherized, Non-Condensin | 1318 | 240 |  | 12/08/2023 | 35484 | 208430129 | 12/08/2023
Rheem Sales Company, Inc. | DURASTAR | DR80UHAW1252524S | Federally-Regulated Consumer Product | Non-Weatherized, Non-Condensin | 2073 | 273 |  | 12/08/2023 | 87500 | 208430134 | 12/08/2023
Rheem Sales Company, Inc. | DURASTAR | DR80UHAT1001521S | Federally-Regulated Consumer Product | Non-Weatherized, Non-Condensin | 1812 | 262 |  | 12/08/2023 | 99863 | 208430112 | 12/08/2023
Rheem Sales Company, Inc. | DURASTAR | DR80UHAT0751421S | Federally-Regulated Consumer Product | Non-Weatherized, Non-Condensin | 1634 | 254 |  | 12/08/2023 | 75736 | 208430111 | 12/08/2023
Rheem Sales Company, Inc. | DURASTAR | DR80UHAW1002521S | Federally-Regulated Consumer Product | Non-Weatherized, Non-Condensin | 1905 | 266 |  | 12/08/2023 | 70000 | 208430133 | 12/08/2023
Rheem Sales Company, Inc. | DURASTAR | DR80UHAT1251524N | Federally-Regulated Consumer Product | Non-Weatherized, Non-Condensin | 1991 | 270 |  | 12/08/2023 | 123598 | 208430118 | 12/08/2023
Rheem Sales Company, Inc. | DURASTAR | DR80UHAW0752417S | Federally-Regulated Consumer Product | Non-Weatherized, Non-Condensin | 1458 | 246 |  | 12/08/2023 | 52564 | 208430130 | 12/08/2023
Rheem Sales Company, Inc. | DURASTAR | DR80UHAT0501314S | Federally-Regulated Consumer Product | Non-Weatherized, Non-Condensin | 1388 | 243 |  | 12/08/2023 | 49660 | 208430109 | 12/08/2023
Rheem Sales Company, Inc. | DURASTAR | DR80DZAT1251524S | Federally-Regulated Consumer Product | Non-Weatherized, Non-Condensin | 1835 | 263 |  | 12/08/2023 | 124389 | 208430123 | 12/08/2023
Rheem Sales Company, Inc. | DURASTAR | DR80DZAT1001521S | Federally-Regulated Consumer Product | Non-Weatherized, Non-Condensin | 1895 | 265 |  | 12/08/2023 | 100302 | 208430122 | 12/08/2023
Rheem Sales Company, Inc. | DURASTAR | DR80UHAW0752521S | Federally-Regulated Consumer Product | Non-Weatherized, Non-Condensin | 1718 | 258 |  | 12/08/2023 | 52500 | 208430131 | 12/08/2023
Rheem Sales Company, Inc. | DURASTAR | DR80UHAT0751417S | Federally-Regulated Consumer Product | Non-Weatherized, Non-Condensin | 1496 | 248 |  | 12/08/2023 | 75177 | 208430110 | 12/08/2023
Rheem Sales Company, Inc. | DURASTAR | DR80UHAT1251524S | Federally-Regulated Consumer Product | Non-Weatherized, Non-Condensin | 1991 | 270 |  | 12/08/2023 | 123598 | 208430113 | 12/08/2023
Rheem Sales Company, Inc. | DURASTAR | DR80DZAT0751521S | Federally-Regulated Consumer Product | Non-Weatherized, Non-Condensin | 1883 | 265 |  | 12/08/2023 | 75029 | 208430121 | 12/08/2023
Rheem Sales Company, Inc. | DURASTAR | DR80UHAW1002417S | Federally-Regulated Consumer Product | Non-Weatherized, Non-Condensin | 1730 | 258 |  | 12/08/2023 | 70020 | 208430132 | 12/08/2023
Rheem Sales Company, Inc. | Weatherking | RGEA14042AJT101AC | Federally-Regulated Consumer Product | Weatherized Non-Condensing Gas | 1494 | 265 |  | 12/08/2023 | 99609 | 206606649 | 12/08/2023
Rheem Sales Company, Inc. | Weatherking | W802W1004A17UHN | Federally-Regulated Consumer Product | Non-Weatherized, Non-Condensin | 1730 | 258 |  | 12/08/2023 | 70020 | 208243372 | 12/08/2023
Rheem Sales Company, Inc. | Weatherking | W951T1155A24M4 | Federally-Regulated Consumer Product | Non-Weatherized, Condensing Ga | 2041 | 285 |  | 12/08/2023 | 111488 | 208663354 | 12/08/2023
Rheem Sales Company, Inc. | Weatherking | W801T1005A21UHU | Federally-Regulated Consumer Product | Non-Weatherized, Non-Condensin | 2096 | 274 |  | 12/08/2023 | 100583 | 208430296 | 12/08/2023
Rheem Sales Company, Inc. | Weatherking | W951W0603A17M4 | Federally-Regulated Consumer Product | Non-Weatherized, Condensing Ga | 1356 | 249 |  | 12/08/2023 | 56054 | 208770575 | 12/08/2023
Rheem Sales Company, Inc. | Weatherking | W921T0855A21M4 | Federally-Regulated Consumer Product | Non-Weatherized, Condensing Ga | 1929 | 280 |  | 12/08/2023 | 84515 | 208663465 | 12/08/2023
Rheem Sales Company, Inc. | Weatherking | W801T0503A14UHS | Federally-Regulated Consumer Product | Non-Weatherized, Non-Condensin | 1388 | 243 |  | 12/08/2023 | 49660 | 208242444 | 12/08/2023
Rheem Sales Company, Inc. | Weatherking | W801T0754A21UHS | Federally-Regulated Consumer Product | Non-Weatherized, Non-Condensin | 1634 | 254 |  | 12/08/2023 | 75736 | 208242446 | 12/08/2023
Rheem Sales Company, Inc. | Weatherking | W801T0753A17DZS | Federally-Regulated Consumer Product | Non-Weatherized, Non-Condensin | 1253 | 237 |  | 12/08/2023 | 74903 | 210586029 | 12/08/2023
Rheem Sales Company, Inc. | Weatherking | W802W0755A21UHN | Federally-Regulated Consumer Product | Non-Weatherized, Non-Condensin | 1718 | 258 |  | 12/08/2023 | 52500 | 208243371 | 12/08/2023
Rheem Sales Company, Inc. | Weatherking | W951T0603A17M4 | Federally-Regulated Consumer Product | Non-Weatherized, Condensing Ga | 1156 | 246 |  | 12/08/2023 | 55624 | 208663428 | 12/08/2023
Rheem Sales Company, Inc. | Weatherking | W801T0754A17UHN | Federally-Regulated Consumer Product | Non-Weatherized, Non-Condensin | 1496 | 248 |  | 12/08/2023 | 75177 | 208242450 | 12/08/2023
Rheem Sales Company, Inc. | Weatherking | W802W0754A17UHN | Federally-Regulated Consumer Product | Non-Weatherized, Non-Condensin | 1458 | 246 |  | 12/08/2023 | 52564 | 208243370 | 12/08/2023
Rheem Sales Company, Inc. | Weatherking | W962W0703A17M4S | Federally-Regulated Consumer Product | Non-Weatherized, Condensing Ga | 1290 | 252 |  | 12/08/2023 | 48940 | 208243377 | 12/08/2023
Rheem Sales Company, Inc. | Weatherking | W951W0855A21M4 | Federally-Regulated Consumer Product | Non-Weatherized, Condensing Ga | 1851 | 246 |  | 12/08/2023 | 84247 | 208770578 | 12/08/2023
Rheem Sales Company, Inc. | Weatherking | W921W0855A21M4 | Federally-Regulated Consumer Product | Non-Weatherized, Condensing Ga | 1851 | 246 |  | 12/08/2023 | 84247 | 208770571 | 12/08/2023
Rheem Sales Company, Inc. | Weatherking | W801T0754A21UHN | Federally-Regulated Consumer Product | Non-Weatherized, Non-Condensin | 1634 | 254 |  | 12/08/2023 | 75736 | 208242451 | 12/08/2023
Rheem Sales Company, Inc. | Weatherking | RGEA14048AJT101AB | Federally-Regulated Consumer Product | Weatherized Non-Condensing Gas | 1809 | 279 |  | 12/08/2023 | 99189 | 203404496 | 12/08/2023
Rheem Sales Company, Inc. | Weatherking | W801T0755A21DZN | Federally-Regulated Consumer Product | Non-Weatherized, Non-Condensin | 1883 | 265 |  | 12/08/2023 | 75029 | 208242462 | 12/08/2023
Rheem Sales Company, Inc. | Weatherking | W801T0755A21DZS | Federally-Regulated Consumer Product | Non-Weatherized, Non-Condensin | 1883 | 265 |  | 12/08/2023 | 75029 | 208242456 | 12/08/2023
Rheem Sales Company, Inc. | Weatherking | W801T1004A21UHU | Federally-Regulated Consumer Product | Non-Weatherized, Non-Condensin | 1861 | 264 |  | 12/08/2023 | 98348 | 208430295 | 12/08/2023
Rheem Sales Company, Inc. | Weatherking | W921W0703A17M4 | Federally-Regulated Consumer Product | Non-Weatherized, Condensing Ga | 1166 | 246 |  | 12/08/2023 | 70001 | 208770569 | 12/08/2023
Rheem Sales Company, Inc. | Weatherking | W921W1155A24M4 | Federally-Regulated Consumer Product | Non-Weatherized, Condensing Ga | 2137 | 231 |  | 12/08/2023 | 111605 | 208770573 | 12/08/2023
Rheem Sales Company, Inc. | Weatherking | W801T1005A21UHS | Federally-Regulated Consumer Product | Non-Weatherized, Non-Condensin | 1812 | 262 |  | 12/08/2023 | 99863 | 208242447 | 12/08/2023
Rheem Sales Company, Inc. | Weatherking | W801T1255A24DZS | Federally-Regulated Consumer Product | Non-Weatherized, Non-Condensin | 1835 | 263 |  | 12/08/2023 | 124389 | 208242458 | 12/08/2023
Rheem Sales Company, Inc. | Weatherking | W951T0855A21M4 | Federally-Regulated Consumer Product | Non-Weatherized, Condensing Ga | 1929 | 280 |  | 12/08/2023 | 84515 | 208663431 | 12/08/2023
Rheem Sales Company, Inc. | Weatherking | W921W0403A17M4 | Federally-Regulated Consumer Product | Non-Weatherized, Condensing Ga | 1292 | 228 |  | 12/08/2023 | 42494 | 208770567 | 12/08/2023
Rheem Sales Company, Inc. | Weatherking | W921W0603A17M4 | Federally-Regulated Consumer Product | Non-Weatherized, Condensing Ga | 1356 | 249 |  | 12/08/2023 | 56054 | 208770568 | 12/08/2023
Rheem Sales Company, Inc. | Weatherking | W802W0754A17UHS | Federally-Regulated Consumer Product | Non-Weatherized, Non-Condensin | 1458 | 246 |  | 12/08/2023 | 52564 | 208243363 | 12/08/2023
Rheem Sales Company, Inc. | Weatherking | W802W1505A24UHS | Federally-Regulated Consumer Product | Non-Weatherized, Non-Condensin | 2092 | 274 |  | 12/08/2023 | 104565 | 208243588 | 12/08/2023
Rheem Sales Company, Inc. | Weatherking | W962W0855A21M4S | Federally-Regulated Consumer Product | Non-Weatherized, Condensing Ga | 1947 | 281 |  | 12/08/2023 | 58053 | 208243379 | 12/08/2023
Rheem Sales Company, Inc. | Weatherking | W921T1005A21M4 | Federally-Regulated Consumer Product | Non-Weatherized, Condensing Ga | 2066 | 286 |  | 12/08/2023 | 98023 | 208663466 | 12/08/2023
Rheem Sales Company, Inc. | Weatherking | W921T0603A17M4 | Federally-Regulated Consumer Product | Non-Weatherized, Condensing Ga | 1156 | 246 |  | 12/08/2023 | 55624 | 208663462 | 12/08/2023
Rheem Sales Company, Inc. | Weatherking | W951T1005A21M4 | Federally-Regulated Consumer Product | Non-Weatherized, Condensing Ga | 2066 | 286 |  | 12/08/2023 | 98023 | 208663432 | 12/08/2023
Rheem Sales Company, Inc. | Weatherking | W802W0503A14UHN | Federally-Regulated Consumer Product | Non-Weatherized, Non-Condensin | 1318 | 240 |  | 12/08/2023 | 35484 | 208243369 | 12/08/2023
Rheem Sales Company, Inc. | Weatherking | W801T1005A21UHN | Federally-Regulated Consumer Product | Non-Weatherized, Non-Condensin | 1812 | 262 |  | 12/08/2023 | 99863 | 208242452 | 12/08/2023
Rheem Sales Company, Inc. | Weatherking | W802W0503A14UHS | Federally-Regulated Consumer Product | Non-Weatherized, Non-Condensin | 1318 | 240 |  | 12/08/2023 | 35484 | 208243361 | 12/08/2023
Rheem Sales Company, Inc. | Weatherking | W801T1255A24DZN | Federally-Regulated Consumer Product | Non-Weatherized, Non-Condensin | 1835 | 263 |  | 12/08/2023 | 124389 | 208242464 | 12/08/2023
Rheem Sales Company, Inc. | Weatherking | W801T1005A21DZN | Federally-Regulated Consumer Product | Non-Weatherized, Non-Condensin | 1895 | 265 |  | 12/08/2023 | 100302 | 208242463 | 12/08/2023
Rheem Sales Company, Inc. | Weatherking | W951W1155A24M4 | Federally-Regulated Consumer Product | Non-Weatherized, Condensing Ga | 2137 | 231 |  | 12/08/2023 | 111605 | 208770580 | 12/08/2023
Rheem Sales Company, Inc. | Weatherking | W801T0703A17UHU | Federally-Regulated Consumer Product | Non-Weatherized, Non-Condensin | 1189 | 234 |  | 12/08/2023 | 70542 | 208430293 | 12/08/2023
Rheem Sales Company, Inc. | Weatherking | W801T1255A24UHN | Federally-Regulated Consumer Product | Non-Weatherized, Non-Condensin | 1991 | 270 |  | 12/08/2023 | 123598 | 208242453 | 12/08/2023
Rheem Sales Company, Inc. | Weatherking | W801T0503A14UHN | Federally-Regulated Consumer Product | Non-Weatherized, Non-Condensin | 1388 | 243 |  | 12/08/2023 | 49660 | 208242449 | 12/08/2023
Rheem Sales Company, Inc. | Weatherking | W801T0503A14DZS | Federally-Regulated Consumer Product | Non-Weatherized, Non-Condensin | 1223 | 236 |  | 12/08/2023 | 51119 | 208242454 | 12/08/2023
Rheem Sales Company, Inc. | Weatherking | W951W0703A17M4 | Federally-Regulated Consumer Product | Non-Weatherized, Condensing Ga | 1166 | 246 |  | 12/08/2023 | 70001 | 208770576 | 12/08/2023
Rheem Sales Company, Inc. | Weatherking | W921T1155A24M4 | Federally-Regulated Consumer Product | Non-Weatherized, Condensing Ga | 2041 | 285 |  | 12/08/2023 | 111488 | 208663467 | 12/08/2023
Rheem Sales Company, Inc. | Weatherking | W921T0403A17M4 | Federally-Regulated Consumer Product | Non-Weatherized, Condensing Ga | 1107 | 244 |  | 12/08/2023 | 41877 | 208663461 | 12/08/2023
Rheem Sales Company, Inc. | Weatherking | W951T0403A17M4 | Federally-Regulated Consumer Product | Non-Weatherized, Condensing Ga | 1107 | 244 |  | 12/08/2023 | 41877 | 208663427 | 12/08/2023
Rheem Sales Company, Inc. | Weatherking | W801T0503A14DZN | Federally-Regulated Consumer Product | Non-Weatherized, Non-Condensin | 1223 | 236 |  | 12/08/2023 | 51119 | 208242459 | 12/08/2023
Rheem Sales Company, Inc. | Weatherking | W802W0755A21UHS | Federally-Regulated Consumer Product | Non-Weatherized, Non-Condensin | 1718 | 258 |  | 12/08/2023 | 52500 | 208243365 | 12/08/2023
Rheem Sales Company, Inc. | Weatherking | RGEXZS060AJV08T | Federally-Regulated Consumer Product | Weatherized Non-Condensing Gas | 1950 | 177 |  | 12/08/2023 | 56366 | 213352264 | 12/08/2023
Rheem Sales Company, Inc. | Weatherking | W801T1005A21DZS | Federally-Regulated Consumer Product | Non-Weatherized, Non-Condensin | 1895 | 265 |  | 12/08/2023 | 100302 | 208242457 | 12/08/2023
Rheem Sales Company, Inc. | Weatherking | W802W1005A21UHS | Federally-Regulated Consumer Product | Non-Weatherized, Non-Condensin | 1905 | 266 |  | 12/08/2023 | 70000 | 208243367 | 12/08/2023
Rheem Sales Company, Inc. | Weatherking | W801T0753A17DZN | Federally-Regulated Consumer Product | Non-Weatherized, Non-Condensin | 1253 | 237 |  | 12/08/2023 | 74903 | 210586030 | 12/08/2023
Rheem Sales Company, Inc. | Weatherking | W951T0703A17M4 | Federally-Regulated Consumer Product | Non-Weatherized, Condensing Ga | 1362 | 255 |  | 12/08/2023 | 69960 | 208663429 | 12/08/2023
Rheem Sales Company, Inc. | Weatherking | W951W1005A21M4 | Federally-Regulated Consumer Product | Non-Weatherized, Condensing Ga | 2153 | 271 |  | 12/08/2023 | 98911 | 208770579 | 12/08/2023
Rheem Sales Company, Inc. | Weatherking | W921W1005A21M4 | Federally-Regulated Consumer Product | Non-Weatherized, Condensing Ga | 2153 | 271 |  | 12/08/2023 | 98911 | 208770572 | 12/08/2023
Rheem Sales Company, Inc. | Weatherking | W802W1255A24UHN | Federally-Regulated Consumer Product | Non-Weatherized, Non-Condensin | 2073 | 273 |  | 12/08/2023 | 87500 | 208243374 | 12/08/2023
Rheem Sales Company, Inc. | Weatherking | W801T0754A17UHS | Federally-Regulated Consumer Product | Non-Weatherized, Non-Condensin | 1496 | 248 |  | 12/08/2023 | 75177 | 208242445 | 12/08/2023
Rheem Sales Company, Inc. | Weatherking | W802W1004A17UHS | Federally-Regulated Consumer Product | Non-Weatherized, Non-Condensin | 1730 | 258 |  | 12/08/2023 | 70020 | 208243366 | 12/08/2023
Rheem Sales Company, Inc. | Weatherking | RGEA14030AJT081AC | Federally-Regulated Consumer Product | Weatherized Non-Condensing Gas | 1147 | 249 |  | 12/08/2023 | 79965 | 206606604 | 12/08/2023
Rheem Sales Company, Inc. | Weatherking | W802W1005A21UHN | Federally-Regulated Consumer Product | Non-Weatherized, Non-Condensin | 1905 | 266 |  | 12/08/2023 | 70000 | 208243373 | 12/08/2023
Rheem Sales Company, Inc. | Weatherking | W802W1505A24UHN | Federally-Regulated Consumer Product | Non-Weatherized, Non-Condensin | 2092 | 274 |  | 12/08/2023 | 104565 | 208243590 | 12/08/2023
Rheem Sales Company, Inc. | Weatherking | RGEXZS048AJV10T | Federally-Regulated Consumer Product | Weatherized Non-Condensing Gas | 1797 | 277 |  | 12/08/2023 | 70225 | 213352246 | 12/08/2023
Rheem Sales Company, Inc. | Weatherking | W951W0403A17M4 | Federally-Regulated Consumer Product | Non-Weatherized, Condensing Ga | 1292 | 228 |  | 12/08/2023 | 42494 | 208770574 | 12/08/2023
Rheem Sales Company, Inc. | Weatherking | W921T0703A17M4 | Federally-Regulated Consumer Product | Non-Weatherized, Condensing Ga | 1362 | 255 |  | 12/08/2023 | 69960 | 208663463 | 12/08/2023
Rheem Sales Company, Inc. | Weatherking | RGEXZS060AJV10T | Federally-Regulated Consumer Product | Weatherized Non-Condensing Gas | 2129 | 188 |  | 12/08/2023 | 70580 | 213352256 | 12/08/2023
Rheem Sales Company, Inc. | Weatherking | RGEXZS060AJV102 | Federally-Regulated Consumer Product | Weatherized Non-Condensing Gas | 2129 | 188 |  | 12/08/2023 | 70580 | 213352253 | 12/08/2023
Rheem Sales Company, Inc. | Weatherking | W962W1005A21M4S | Federally-Regulated Consumer Product | Non-Weatherized, Condensing Ga | 1858 | 277 |  | 12/08/2023 | 68679 | 208243380 | 12/08/2023
Rheem Sales Company, Inc. | Weatherking | W95TC1151524MSA | Federally-Regulated Consumer Product | Non-Weatherized, Condensing Ga | 2041 | 285 |  | 12/08/2023 | 111488 | 8934629 | 12/08/2023
Rheem Sales Company, Inc. | Sure | S801T1255A24UHS | Federally-Regulated Consumer Product | Non-Weatherized, Non-Condensin | 1991 | 270 |  | 12/08/2023 | 123598 | 208242402 | 12/08/2023
Rheem Sales Company, Inc. | RUSSELL | RGEXZS048AJV08T | Federally-Regulated Consumer Product | Weatherized Non-Condensing Gas | 1734 | 168 |  | 12/08/2023 | 57017 | 213352233 | 12/08/2023
Rheem Sales Company, Inc. | RUSSELL | RGECZR060AJT07**C | Federally-Regulated Consumer Product | Weatherized Non-Condensing Gas | 2336 | 182 |  | 12/08/2023 | 52310 | 210279546 | 12/08/2023
Rheem Sales Company, Inc. | RUSSELL | S802V0754A17DZSBAP | Federally-Regulated Consumer Product | Non-Weatherized, Non-Condensin | 1628 | 254 |  | 12/08/2023 | 52707 | 211774717 | 12/08/2023
Rheem Sales Company, Inc. | RUSSELL | RGECZR036AJT10**C | Federally-Regulated Consumer Product | Weatherized Non-Condensing Gas | 1576 | 218 |  | 12/08/2023 | 100764 | 210279534 | 12/08/2023
Rheem Sales Company, Inc. | RUSSELL | RGEAZR048AJT101NA | Federally-Regulated Consumer Product | Weatherized Non-Condensing Gas | 2001 | 287 |  | 12/08/2023 | 101705 | 208676450 | 12/08/2023
Rheem Sales Company, Inc. | RUSSELL | RGEAZR060AJT081NA | Federally-Regulated Consumer Product | Weatherized Non-Condensing Gas | 2041 | 289 |  | 12/08/2023 | 79422 | 208676455 | 12/08/2023
Rheem Sales Company, Inc. | RUSSELL | RGEAZR024AJT04XNA | Federally-Regulated Consumer Product | Weatherized Non-Condensing Gas | 1205 | 252 |  | 12/08/2023 | 40798 | 208676470 | 12/08/2023
Rheem Sales Company, Inc. | RUSSELL | S951V0603A17UHUBAP | Federally-Regulated Consumer Product | Non-Weatherized, Condensing Ga | 1246 | 250 |  | 12/08/2023 | 56140 | 212921451 | 12/08/2023
Rheem Sales Company, Inc. | RUSSELL | RGEAZR036AJT081NA | Federally-Regulated Consumer Product | Weatherized Non-Condensing Gas | 1387 | 260 |  | 12/08/2023 | 80632 | 208676425 | 12/08/2023
Rheem Sales Company, Inc. | RUSSELL | RGECZT048AJT12**C | Federally-Regulated Consumer Product | Weatherized Non-Condensing Gas | 1902 | 259 |  | 12/08/2023 | 84032 | 212604406 | 12/08/2023
Rheem Sales Company, Inc. | RUSSELL | S802V0503A14DZSBAP | Federally-Regulated Consumer Product | Non-Weatherized, Non-Condensin | 1250 | 237 |  | 12/08/2023 | 34844 | 211806598 | 12/08/2023
Rheem Sales Company, Inc. | RUSSELL | RGEAZR030AJT041NA | Federally-Regulated Consumer Product | Weatherized Non-Condensing Gas | 1342 | 258 |  | 12/08/2023 | 39842 | 208676405 | 12/08/2023
Rheem Sales Company, Inc. | RUSSELL | RGEAZR042AJT081NA | Federally-Regulated Consumer Product | Weatherized Non-Condensing Gas | 1820 | 279 |  | 12/08/2023 | 81578 | 208676435 | 12/08/2023
Rheem Sales Company, Inc. | RUSSELL | S801T0504A17UHNNAS | Federally-Regulated Consumer Product | Non-Weatherized, Non-Condensin | 1517 | 249 |  | 12/08/2023 | 50545 | 211806580 | 12/08/2023
Rheem Sales Company, Inc. | RUSSELL | S802V1255A24DZNBAP | Federally-Regulated Consumer Product | Non-Weatherized, Non-Condensin | 2179 | 278 |  | 12/08/2023 | 86625 | 211774729 | 12/08/2023
Rheem Sales Company, Inc. | RUSSELL | S802V0503A14DZNBAP | Federally-Regulated Consumer Product | Non-Weatherized, Non-Condensin | 1250 | 237 |  | 12/08/2023 | 34844 | 211806594 | 12/08/2023
Rheem Sales Company, Inc. | RUSSELL | RGEAZR060AJT10UNA | Federally-Regulated Consumer Product | Weatherized Non-Condensing Gas | 1911 | 283 |  | 12/08/2023 | 99261 | 208676580 | 12/08/2023
Rheem Sales Company, Inc. | RUSSELL | S802V1255A24DZSBAP | Federally-Regulated Consumer Product | Non-Weatherized, Non-Condensin | 2179 | 278 |  | 12/08/2023 | 86625 | 211774735 | 12/08/2023
Rheem Sales Company, Inc. | RUSSELL | S951V1005A21UHUBAP | Federally-Regulated Consumer Product | Non-Weatherized, Condensing Ga | 2062 | 286 |  | 12/08/2023 | 94650 | 212921453 | 12/08/2023
Rheem Sales Company, Inc. | RUSSELL | S801V1005A21UHUBAP | Federally-Regulated Consumer Product | Non-Weatherized, Non-Condensin | 1966 | 269 |  | 12/08/2023 | 97612 | 211806591 | 12/08/2023
Rheem Sales Company, Inc. | RUSSELL | RGEAZR036AJT08XNA | Federally-Regulated Consumer Product | Weatherized Non-Condensing Gas | 1387 | 260 |  | 12/08/2023 | 80632 | 208676530 | 12/08/2023
Rheem Sales Company, Inc. | RUSSELL | RGEAZR030AJT06XNA | Federally-Regulated Consumer Product | Weatherized Non-Condensing Gas | 1342 | 258 |  | 12/08/2023 | 61240 | 208676505 | 12/08/2023
Rheem Sales Company, Inc. | RUSSELL | RGEAZR024AJT06XNA | Federally-Regulated Consumer Product | Weatherized Non-Condensing Gas | 1270 | 255 |  | 12/08/2023 | 61123 | 208676480 | 12/08/2023
Rheem Sales Company, Inc. | RUSSELL | RGEAZR036AJT10XNA | Federally-Regulated Consumer Product | Weatherized Non-Condensing Gas | 1380 | 260 |  | 12/08/2023 | 100130 | 208676535 | 12/08/2023
Rheem Sales Company, Inc. | RUSSELL | RGECZR060AJT12**C | Federally-Regulated Consumer Product | Weatherized Non-Condensing Gas | 2183 | 266 |  | 12/08/2023 | 83968 | 210279550 | 12/08/2023
Rheem Sales Company, Inc. | RUSSELL | S802V1005A21DZNBAP | Federally-Regulated Consumer Product | Non-Weatherized, Non-Condensin | 2120 | 275 |  | 12/08/2023 | 69817 | 211806609 | 12/08/2023
Rheem Sales Company, Inc. | RUSSELL | S801T1004A17UHNNAS | Federally-Regulated Consumer Product | Non-Weatherized, Non-Condensin | 1448 | 212 |  | 12/08/2023 | 98573 | 213351299 | 12/08/2023
Rheem Sales Company, Inc. | RUSSELL | S801V0503A14UH | Federally-Regulated Consumer Product | Non-Weatherized, Non-Condensin | 1308 | 184 |  | 12/08/2023 | 50472 | 208665955 | 12/08/2023
Rheem Sales Company, Inc. | RUSSELL | S802V0755A21DZNBAP | Federally-Regulated Consumer Product | Non-Weatherized, Non-Condensin | 2041 | 272 |  | 12/08/2023 | 52592 | 211774720 | 12/08/2023
Rheem Sales Company, Inc. | RUSSELL | RGECZT060AJT12**C | Federally-Regulated Consumer Product | Weatherized Non-Condensing Gas | 2183 | 266 |  | 12/08/2023 | 83968 | 212604418 | 12/08/2023
Rheem Sales Company, Inc. | RUSSELL | RGEAZR024AJT041NA | Federally-Regulated Consumer Product | Weatherized Non-Condensing Gas | 1205 | 252 |  | 12/08/2023 | 40798 | 208676390 | 12/08/2023
Rheem Sales Company, Inc. | RUSSELL | RGEAZR048AJT10UNA | Federally-Regulated Consumer Product | Weatherized Non-Condensing Gas | 1832 | 280 |  | 12/08/2023 | 100370 | 208676565 | 12/08/2023
Rheem Sales Company, Inc. | RUSSELL | S802V1005A21DZSBAP | Federally-Regulated Consumer Product | Non-Weatherized, Non-Condensin | 2120 | 275 |  | 12/08/2023 | 69817 | 211806613 | 12/08/2023
Rheem Sales Company, Inc. | RUSSELL | RGEAZR048AJT10XNA | Federally-Regulated Consumer Product | Weatherized Non-Condensing Gas | 2001 | 287 |  | 12/08/2023 | 101705 | 208676570 | 12/08/2023
Rheem Sales Company, Inc. | RUSSELL | S802V0504A17UHSBAP | Federally-Regulated Consumer Product | Non-Weatherized, Non-Condensin | 1712 | 257 |  | 12/08/2023 | 34534 | 211806606 | 12/08/2023
Rheem Sales Company, Inc. | RUSSELL | RGECZT048AJT07**C | Federally-Regulated Consumer Product | Weatherized Non-Condensing Gas | 1873 | 167 |  | 12/08/2023 | 52596 | 212604400 | 12/08/2023
Rheem Sales Company, Inc. | RUSSELL | RGEAZR042AJT101NA | Federally-Regulated Consumer Product | Weatherized Non-Condensing Gas | 1774 | 277 |  | 12/08/2023 | 100987 | 208676440 | 12/08/2023
Rheem Sales Company, Inc. | RUSSELL | RGEAZR024AJT06UNA | Federally-Regulated Consumer Product | Weatherized Non-Condensing Gas | 1236 | 253 |  | 12/08/2023 | 61566 | 208676475 | 12/08/2023
Rheem Sales Company, Inc. | RUSSELL | S801T0704A17UHU | Federally-Regulated Consumer Product | Non-Weatherized, Non-Condensin | 1823 | 262 |  | 12/08/2023 | 70109 | 208430288 | 12/08/2023
Rheem Sales Company, Inc. | RUSSELL | RGECZT036AJT07**C | Federally-Regulated Consumer Product | Weatherized Non-Condensing Gas | 1475 | 165 |  | 12/08/2023 | 53157 | 212604388 | 12/08/2023
Rheem Sales Company, Inc. | RUSSELL | RGEAZR060AJT101NA | Federally-Regulated Consumer Product | Weatherized Non-Condensing Gas | 2131 | 293 |  | 12/08/2023 | 101980 | 208676460 | 12/08/2023
Rheem Sales Company, Inc. | RUSSELL | RGEAZR060AJT10XNA | Federally-Regulated Consumer Product | Weatherized Non-Condensing Gas | 2131 | 293 |  | 12/08/2023 | 101980 | 208676585 | 12/08/2023
Rheem Sales Company, Inc. | RUSSELL | RGEAZR030AJT061NA | Federally-Regulated Consumer Product | Weatherized Non-Condensing Gas | 1342 | 258 |  | 12/08/2023 | 61240 | 208676410 | 12/08/2023
Rheem Sales Company, Inc. | RUSSELL | S801V0504A17UHSBAP | Federally-Regulated Consumer Product | Non-Weatherized, Non-Condensin | 1682 | 256 |  | 12/08/2023 | 50501 | 211774701 | 12/08/2023
Rheem Sales Company, Inc. | RUSSELL | S801V0704A17UHUBAP | Federally-Regulated Consumer Product | Non-Weatherized, Non-Condensin | 1723 | 258 |  | 12/08/2023 | 70568 | 211774705 | 12/08/2023
Rheem Sales Company, Inc. | RUSSELL | RGEAZR048AJT08XNA | Federally-Regulated Consumer Product | Weatherized Non-Condensing Gas | 1847 | 280 |  | 12/08/2023 | 80515 | 208676560 | 12/08/2023
Rheem Sales Company, Inc. | RUSSELL | RGECZT036AJT10**C | Federally-Regulated Consumer Product | Weatherized Non-Condensing Gas | 1576 | 218 |  | 12/08/2023 | 100764 | 212604394 | 12/08/2023
Rheem Sales Company, Inc. | RUSSELL | RGEAZR042AJT08UNA | Federally-Regulated Consumer Product | Weatherized Non-Condensing Gas | 1635 | 271 |  | 12/08/2023 | 80943 | 208676540 | 12/08/2023
Rheem Sales Company, Inc. | RUSSELL | RGEAZR030AJT04XNA | Federally-Regulated Consumer Product | Weatherized Non-Condensing Gas | 1342 | 258 |  | 12/08/2023 | 39842 | 208676495 | 12/08/2023
Rheem Sales Company, Inc. | RUSSELL | RGEXZS048AJV082 | Federally-Regulated Consumer Product | Weatherized Non-Condensing Gas | 1734 | 168 |  | 12/08/2023 | 57017 | 213352228 | 12/08/2023
Rheem Sales Company, Inc. | RUSSELL | RGEAZR036AJT06UNA | Federally-Regulated Consumer Product | Weatherized Non-Condensing Gas | 1434 | 262 |  | 12/08/2023 | 60723 | 208676515 | 12/08/2023
Rheem Sales Company, Inc. | RUSSELL | RGECZR036AJT07**C | Federally-Regulated Consumer Product | Weatherized Non-Condensing Gas | 1475 | 165 |  | 12/08/2023 | 53157 | 208503162 | 12/08/2023
Rheem Sales Company, Inc. | RUSSELL | RGECZR048AJT07**C | Federally-Regulated Consumer Product | Weatherized Non-Condensing Gas | 1873 | 167 |  | 12/08/2023 | 52596 | 210279538 | 12/08/2023
Rheem Sales Company, Inc. | RUSSELL | S801T1004A17UHSNAS | Federally-Regulated Consumer Product | Non-Weatherized, Non-Condensin | 1448 | 212 |  | 12/08/2023 | 98573 | 213351297 | 12/08/2023
Rheem Sales Company, Inc. | RUSSELL | RGEAZR042AJT10XNA | Federally-Regulated Consumer Product | Weatherized Non-Condensing Gas | 1774 | 277 |  | 12/08/2023 | 100987 | 208676550 | 12/08/2023
Rheem Sales Company, Inc. | RUSSELL | RGEAZR036AJT101NA | Federally-Regulated Consumer Product | Weatherized Non-Condensing Gas | 1380 | 260 |  | 12/08/2023 | 100130 | 208676430 | 12/08/2023
Rheem Sales Company, Inc. | RUSSELL | S802V0504A17UHNBAP | Federally-Regulated Consumer Product | Non-Weatherized, Non-Condensin | 1712 | 257 |  | 12/08/2023 | 34534 | 211806601 | 12/08/2023
Rheem Sales Company, Inc. | RUSSELL | S802V0755A21DZSBAP | Federally-Regulated Consumer Product | Non-Weatherized, Non-Condensin | 2041 | 272 |  | 12/08/2023 | 52592 | 211774726 | 12/08/2023
Rheem Sales Company, Inc. | RUSSELL | RGEAZR030AJT08XNA | Federally-Regulated Consumer Product | Weatherized Non-Condensing Gas | 1216 | 253 |  | 12/08/2023 | 80365 | 208676510 | 12/08/2023
Rheem Sales Company, Inc. | RUSSELL | S801V1255A24UH | Federally-Regulated Consumer Product | Non-Weatherized, Non-Condensin | 2076 | 258 |  | 12/08/2023 | 124802 | 208665971 | 12/08/2023
Rheem Sales Company, Inc. | RUSSELL | RGEAZR036AJT08UNA | Federally-Regulated Consumer Product | Weatherized Non-Condensing Gas | 1382 | 260 |  | 12/08/2023 | 80891 | 208676525 | 12/08/2023
Rheem Sales Company, Inc. | RUSSELL | RGEAZR048AJT081NA | Federally-Regulated Consumer Product | Weatherized Non-Condensing Gas | 1847 | 280 |  | 12/08/2023 | 80515 | 208676445 | 12/08/2023
Rheem Sales Company, Inc. | RUSSELL | S801V0755A21UH | Federally-Regulated Consumer Product | Non-Weatherized, Non-Condensin | 1813 | 235 |  | 12/08/2023 | 75573 | 208665963 | 12/08/2023
Rheem Sales Company, Inc. | RUSSELL | RGEAZR030AJT04UNA | Federally-Regulated Consumer Product | Weatherized Non-Condensing Gas | 1189 | 251 |  | 12/08/2023 | 39887 | 208676490 | 12/08/2023
Rheem Sales Company, Inc. | RUSSELL | RGECZT060AJT07**C | Federally-Regulated Consumer Product | Weatherized Non-Condensing Gas | 2336 | 182 |  | 12/08/2023 | 52310 | 212604412 | 12/08/2023
Rheem Sales Company, Inc. | RUSSELL | RGEAZR024AJT061NA | Federally-Regulated Consumer Product | Weatherized Non-Condensing Gas | 1270 | 255 |  | 12/08/2023 | 61123 | 208676395 | 12/08/2023
Rheem Sales Company, Inc. | RUSSELL | S801V0754A17UH | Federally-Regulated Consumer Product | Non-Weatherized, Non-Condensin | 1830 | 223 |  | 12/08/2023 | 75693 | 208665959 | 12/08/2023
Rheem Sales Company, Inc. | RUSSELL | RGEAZR048AJT08UNA | Federally-Regulated Consumer Product | Weatherized Non-Condensing Gas | 2026 | 288 |  | 12/08/2023 | 80021 | 208676555 | 12/08/2023
Rheem Sales Company, Inc. | RUSSELL | S801T0504A17UHSNAS | Federally-Regulated Consumer Product | Non-Weatherized, Non-Condensin | 1517 | 249 |  | 12/08/2023 | 50545 | 211806584 | 12/08/2023
Rheem Sales Company, Inc. | RUSSELL | S801T1505A24UHSNAS | Federally-Regulated Consumer Product | Non-Weatherized, Non-Condensin | 1910 | 233 |  | 12/08/2023 | 150068 | 213351301 | 12/08/2023
Rheem Sales Company, Inc. | RUSSELL | RGEAZR024AJT04UNA | Federally-Regulated Consumer Product | Weatherized Non-Condensing Gas | 1181 | 251 |  | 12/08/2023 | 40068 | 208676465 | 12/08/2023
Rheem Sales Company, Inc. | RUSSELL | S962V0603A17M4S | Federally-Regulated Consumer Product | Non-Weatherized, Condensing Ga | 1372 | 255 |  | 12/08/2023 | 37932 | 208243351 | 12/08/2023
Rheem Sales Company, Inc. | RUSSELL | RGECZR048AJT12**C | Federally-Regulated Consumer Product | Weatherized Non-Condensing Gas | 1902 | 259 |  | 12/08/2023 | 84032 | 210279542 | 12/08/2023
Rheem Sales Company, Inc. | RUSSELL | RGEXZS048AJV10T | Federally-Regulated Consumer Product | Weatherized Non-Condensing Gas | 1797 | 277 |  | 12/08/2023 | 70225 | 213352243 | 12/08/2023
Rheem Sales Company, Inc. | RUSSELL | RGEXZS048AJV102 | Federally-Regulated Consumer Product | Weatherized Non-Condensing Gas | 1797 | 277 |  | 12/08/2023 | 70225 | 213352238 | 12/08/2023
Rheem Sales Company, Inc. | RUSSELL | RGEAZR036AJT061NA | Federally-Regulated Consumer Product | Weatherized Non-Condensing Gas | 1259 | 254 |  | 12/08/2023 | 58986 | 208676420 | 12/08/2023
Rheem Sales Company, Inc. | RUSSELL | S801V0504A17UHNBAP | Federally-Regulated Consumer Product | Non-Weatherized, Non-Condensin | 1682 | 256 |  | 12/08/2023 | 50501 | 211774696 | 12/08/2023
Rheem Sales Company, Inc. | RUSSELL | RGEAZR024AJT081NA | Federally-Regulated Consumer Product | Weatherized Non-Condensing Gas | 1202 | 252 |  | 12/08/2023 | 79659 | 208676400 | 12/08/2023
Rheem Sales Company, Inc. | RUSSELL | RGEAZS024AJV06XCA | Federally-Regulated Consumer Product | Weatherized Non-Condensing Gas | 1089 | 247 |  | 12/08/2023 | 60430 | 212675820 | 12/08/2023
Rheem Sales Company, Inc. | RUSSELL | RGEAZR024AJT08XNA | Federally-Regulated Consumer Product | Weatherized Non-Condensing Gas | 1202 | 252 |  | 12/08/2023 | 79659 | 208676485 | 12/08/2023
Rheem Sales Company, Inc. | RUSSELL | RGEAZR030AJT081NA | Federally-Regulated Consumer Product | Weatherized Non-Condensing Gas | 1216 | 253 |  | 12/08/2023 | 80365 | 208676415 | 12/08/2023
Rheem Sales Company, Inc. | RUSSELL | S802V0754A17DZNBAP | Federally-Regulated Consumer Product | Non-Weatherized, Non-Condensin | 1628 | 254 |  | 12/08/2023 | 52707 | 211774711 | 12/08/2023
Rheem Sales Company, Inc. | RUSSELL | S951V0403A17UHUBAP | Federally-Regulated Consumer Product | Non-Weatherized, Condensing Ga | 1335 | 254 |  | 12/08/2023 | 42103 | 212921449 | 12/08/2023
Rheem Sales Company, Inc. | RUSSELL | RGEAZS024AJV061CA | Federally-Regulated Consumer Product | Weatherized Non-Condensing Gas | 1089 | 247 |  | 12/08/2023 | 60430 | 212675816 | 12/08/2023
Rheem Sales Company, Inc. | RUSSELL | RGEAZR060AJT08XNA | Federally-Regulated Consumer Product | Weatherized Non-Condensing Gas | 2041 | 289 |  | 12/08/2023 | 79422 | 208676575 | 12/08/2023
Rheem Sales Company, Inc. | RUSSELL | RGEAZR036AJT06XNA | Federally-Regulated Consumer Product | Weatherized Non-Condensing Gas | 1259 | 254 |  | 12/08/2023 | 58986 | 208676520 | 12/08/2023
Rheem Sales Company, Inc. | RUSSELL | RGEAZR030AJT06UNA | Federally-Regulated Consumer Product | Weatherized Non-Condensing Gas | 1125 | 248 |  | 12/08/2023 | 60094 | 208676500 | 12/08/2023
Rheem Sales Company, Inc. | RUSSELL | S801V0504A17UHUBAP | Federally-Regulated Consumer Product | Non-Weatherized, Non-Condensin | 1376 | 243 |  | 12/08/2023 | 50203 | 211806588 | 12/08/2023
Rheem Sales Company, Inc. | RUSSELL | RGEAZR042AJT08XNA | Federally-Regulated Consumer Product | Weatherized Non-Condensing Gas | 1820 | 279 |  | 12/08/2023 | 81578 | 208676545 | 12/08/2023
Rheem Sales Company, Inc. | RUSSELL | S801V1005A21UH | Federally-Regulated Consumer Product | Non-Weatherized, Non-Condensin | 2027 | 188 |  | 12/08/2023 | 100725 | 208665967 | 12/08/2023
Rheem Sales Company, Inc. | Rheem | R951V0603A17M4 | Federally-Regulated Consumer Product | Non-Weatherized, Condensing Ga | 1356 | 249 |  | 12/08/2023 | 56054 | 208676308 | 12/08/2023
Rheem Sales Company, Inc. | Rheem | RGEA16036AJV062AB | Federally-Regulated Consumer Product | Weatherized Non-Condensing Gas | 1648 | 259 |  | 12/08/2023 | 76362 | 203404613 | 12/08/2023
Rheem Sales Company, Inc. | Rheem | R921V0603A17M4 | Federally-Regulated Consumer Product | Non-Weatherized, Condensing Ga | 1356 | 249 |  | 12/08/2023 | 56054 | 208676338 | 12/08/2023
Rheem Sales Company, Inc. | Rheem | R921V0855A21M4 | Federally-Regulated Consumer Product | Non-Weatherized, Condensing Ga | 1851 | 246 |  | 12/08/2023 | 84247 | 208676276 | 12/08/2023
Rheem Sales Company, Inc. | Rheem | R802V0755A21UHN | Federally-Regulated Consumer Product | Non-Weatherized, Non-Condensin | 1718 | 258 |  | 12/08/2023 | 52500 | 208243248 | 12/08/2023
Rheem Sales Company, Inc. | Rheem | R921T0403A17M4 | Federally-Regulated Consumer Product | Non-Weatherized, Condensing Ga | 1107 | 244 |  | 12/08/2023 | 41877 | 208663433 | 12/08/2023
Rheem Sales Company, Inc. | Rheem | R951V1005A21M4 | Federally-Regulated Consumer Product | Non-Weatherized, Condensing Ga | 2153 | 271 |  | 12/08/2023 | 98911 | 208676312 | 12/08/2023
Rheem Sales Company, Inc. | Rheem | R801T1005A21DZN | Federally-Regulated Consumer Product | Non-Weatherized, Non-Condensin | 1895 | 265 |  | 12/08/2023 | 100302 | 208242374 | 12/08/2023
Rheem Sales Company, Inc. | Rheem | R801T0503A14DZN | Federally-Regulated Consumer Product | Non-Weatherized, Non-Condensin | 1223 | 236 |  | 12/08/2023 | 51119 | 208242371 | 12/08/2023
Rheem Sales Company, Inc. | Rheem | R802VA100521ZXB | Federally-Regulated Consumer Product | Non-Weatherized, Non-Condensin | 2291 | 283 |  | 12/08/2023 | 70210 | 8087193 | 12/08/2023
Rheem Sales Company, Inc. | Rheem | R801T0754A21UHS | Federally-Regulated Consumer Product | Non-Weatherized, Non-Condensin | 1634 | 254 |  | 12/08/2023 | 75736 | 208242358 | 12/08/2023
Rheem Sales Company, Inc. | Rheem | RGEA16036AJV06TAB | Federally-Regulated Consumer Product | Weatherized Non-Condensing Gas | 1648 | 259 |  | 12/08/2023 | 76362 | 203404615 | 12/08/2023
Rheem Sales Company, Inc. | Rheem | R921V1005A21M4 | Federally-Regulated Consumer Product | Non-Weatherized, Condensing Ga | 2153 | 271 |  | 12/08/2023 | 98911 | 208676277 | 12/08/2023
Rheem Sales Company, Inc. | Rheem | RGEA14042AJT101AC | Federally-Regulated Consumer Product | Weatherized Non-Condensing Gas | 1494 | 265 |  | 12/08/2023 | 99609 | 206606418 | 12/08/2023
Rheem Sales Company, Inc. | Rheem | RGEA14030AJT081AC | Federally-Regulated Consumer Product | Weatherized Non-Condensing Gas | 1147 | 249 |  | 12/08/2023 | 79965 | 206606413 | 12/08/2023
Rheem Sales Company, Inc. | Rheem | R802V0503A14UHN | Federally-Regulated Consumer Product | Non-Weatherized, Non-Condensin | 1318 | 240 |  | 12/08/2023 | 35484 | 208243245 | 12/08/2023
Rheem Sales Company, Inc. | Rheem | R801T1255A24UHS | Federally-Regulated Consumer Product | Non-Weatherized, Non-Condensin | 1991 | 270 |  | 12/08/2023 | 123598 | 208242360 | 12/08/2023
Rheem Sales Company, Inc. | Rheem | R802VA100521MXA | Federally-Regulated Consumer Product | Non-Weatherized, Non-Condensin | 1905 | 266 |  | 12/08/2023 | 70000 | 201709837 | 12/08/2023
Rheem Sales Company, Inc. | Rheem | RGEXZS060AJV08T | Federally-Regulated Consumer Product | Weatherized Non-Condensing Gas | 1950 | 177 |  | 12/08/2023 | 56366 | 213352257 | 12/08/2023
Rheem Sales Company, Inc. | Rheem | R802V1255A24UHN | Federally-Regulated Consumer Product | Non-Weatherized, Non-Condensin | 2073 | 273 |  | 12/08/2023 | 87500 | 208243253 | 12/08/2023
Rheem Sales Company, Inc. | Rheem | RGEA14048AJT101AB | Federally-Regulated Consumer Product | Weatherized Non-Condensing Gas | 1809 | 279 |  | 12/08/2023 | 99189 | 203404493 | 12/08/2023
Rheem Sales Company, Inc. | Rheem | R801CA125524ZSA | Federally-Regulated Consumer Product | Non-Weatherized, Non-Condensin | 1835 | 263 |  | 12/08/2023 | 124289 | 203325272 | 12/08/2023
Rheem Sales Company, Inc. | Rheem | R801T0754A17UHN | Federally-Regulated Consumer Product | Non-Weatherized, Non-Condensin | 1496 | 248 |  | 12/08/2023 | 75177 | 208242362 | 12/08/2023
Rheem Sales Company, Inc. | Rheem | R801T0755A21DZS | Federally-Regulated Consumer Product | Non-Weatherized, Non-Condensin | 1883 | 265 |  | 12/08/2023 | 75029 | 208242368 | 12/08/2023
Rheem Sales Company, Inc. | Rheem | RGEA14030AJT04UAA | Federally-Regulated Consumer Product | Weatherized Non-Condensing Gas | 1189 | 251 |  | 12/08/2023 | 39887 | 205963370 | 12/08/2023
Rheem Sales Company, Inc. | Rheem | R801V1004A17UHNCAP | Federally-Regulated Consumer Product | Non-Weatherized, Non-Condensin | 1896 | 204 |  | 12/08/2023 | 99142 | 213351291 | 12/08/2023
Rheem Sales Company, Inc. | Rheem | R801T1505A24UHSNAS | Federally-Regulated Consumer Product | Non-Weatherized, Non-Condensin | 1910 | 233 |  | 12/08/2023 | 150068 | 213351281 | 12/08/2023
Rheem Sales Company, Inc. | Rheem | R802VA075421MXA | Federally-Regulated Consumer Product | Non-Weatherized, Non-Condensin | 1718 | 258 |  | 12/08/2023 | 52500 | 201709833 | 12/08/2023
Rheem Sales Company, Inc. | Rheem | R801T0755A21DZN | Federally-Regulated Consumer Product | Non-Weatherized, Non-Condensin | 1883 | 265 |  | 12/08/2023 | 75029 | 208242373 | 12/08/2023
Rheem Sales Company, Inc. | Rheem | R96VA0602317MSA | Federally-Regulated Consumer Product | Non-Weatherized, Condensing Ga | 1372 | 255 |  | 12/08/2023 | 37932 | 6483386 | 12/08/2023
Rheem Sales Company, Inc. | Rheem | R801T1505A24UHNNAS | Federally-Regulated Consumer Product | Non-Weatherized, Non-Condensin | 1910 | 233 |  | 12/08/2023 | 150068 | 213351288 | 12/08/2023
Rheem Sales Company, Inc. | Rheem | R801TA125524MSA | Federally-Regulated Consumer Product | Non-Weatherized, Non-Condensin | 1991 | 270 |  | 12/08/2023 | 123598 | 201707691 | 12/08/2023
Rheem Sales Company, Inc. | Rheem | R96TA0702521MSA | Federally-Regulated Consumer Product | Non-Weatherized, Condensing Ga | 1854 | 277 |  | 12/08/2023 | 49250 | 203261132 | 12/08/2023
Rheem Sales Company, Inc. | Rheem | RGEXZS048AJV10T | Federally-Regulated Consumer Product | Weatherized Non-Condensing Gas | 1797 | 277 |  | 12/08/2023 | 70225 | 213352242 | 12/08/2023
Rheem Sales Company, Inc. | Rheem | R802V0754A17UHN | Federally-Regulated Consumer Product | Non-Weatherized, Non-Condensin | 1458 | 246 |  | 12/08/2023 | 52564 | 208243246 | 12/08/2023
Rheem Sales Company, Inc. | Rheem | R801T0754A21UHN | Federally-Regulated Consumer Product | Non-Weatherized, Non-Condensin | 1634 | 254 |  | 12/08/2023 | 75736 | 208242363 | 12/08/2023
Rheem Sales Company, Inc. | Rheem | RGEA16024AJV062AB | Federally-Regulated Consumer Product | Weatherized Non-Condensing Gas | 1358 | 259 |  | 12/08/2023 | 46205 | 203404609 | 12/08/2023
Rheem Sales Company, Inc. | Rheem | R802V1005A21UHS | Federally-Regulated Consumer Product | Non-Weatherized, Non-Condensin | 1905 | 266 |  | 12/08/2023 | 70000 | 208243241 | 12/08/2023
Rheem Sales Company, Inc. | Rheem | R801TA070417MUA | Federally-Regulated Consumer Product | Non-Weatherized, Non-Condensin | 1823 | 262 |  | 12/08/2023 | 70109 | 204501608 | 12/08/2023
Rheem Sales Company, Inc. | Rheem | R802V1255A24UHS | Federally-Regulated Consumer Product | Non-Weatherized, Non-Condensin | 2073 | 273 |  | 12/08/2023 | 87500 | 208243243 | 12/08/2023
Rheem Sales Company, Inc. | Rheem | R801T1255A24DZS | Federally-Regulated Consumer Product | Non-Weatherized, Non-Condensin | 1835 | 263 |  | 12/08/2023 | 124389 | 208242370 | 12/08/2023
Rheem Sales Company, Inc. | Rheem | R962V0603A17M4S | Federally-Regulated Consumer Product | Non-Weatherized, Condensing Ga | 1372 | 255 |  | 12/08/2023 | 37932 | 208243257 | 12/08/2023
Rheem Sales Company, Inc. | Rheem | R801T1004A21UHU | Federally-Regulated Consumer Product | Non-Weatherized, Non-Condensin | 1861 | 264 |  | 12/08/2023 | 98348 | 208430271 | 12/08/2023
Rheem Sales Company, Inc. | Rheem | R921V1155A24M4 | Federally-Regulated Consumer Product | Non-Weatherized, Condensing Ga | 2137 | 231 |  | 12/08/2023 | 111605 | 208676278 | 12/08/2023
Rheem Sales Company, Inc. | Rheem | R801T0753A17DZN | Federally-Regulated Consumer Product | Non-Weatherized, Non-Condensin | 1253 | 237 |  | 12/08/2023 | 74903 | 208429530 | 12/08/2023
Rheem Sales Company, Inc. | Rheem | RGEAZS024AJV061CA | Federally-Regulated Consumer Product | Weatherized Non-Condensing Gas | 1089 | 247 |  | 12/08/2023 | 60430 | 212675803 | 12/08/2023
Rheem Sales Company, Inc. | Rheem | R921V0403A17M4 | Federally-Regulated Consumer Product | Non-Weatherized, Condensing Ga | 1292 | 228 |  | 12/08/2023 | 42494 | 208676337 | 12/08/2023
Rheem Sales Company, Inc. | Rheem | RGEXZS060AJV082 | Federally-Regulated Consumer Product | Weatherized Non-Condensing Gas | 1950 | 177 |  | 12/08/2023 | 56366 | 213352258 | 12/08/2023
Rheem Sales Company, Inc. | Rheem | R801T0503A14UHN | Federally-Regulated Consumer Product | Non-Weatherized, Non-Condensin | 1388 | 243 |  | 12/08/2023 | 49660 | 208242361 | 12/08/2023
Rheem Sales Company, Inc. | Rheem | R802VA075317MXA | Federally-Regulated Consumer Product | Non-Weatherized, Non-Condensin | 1458 | 246 |  | 12/08/2023 | 52564 | 201709829 | 12/08/2023
Rheem Sales Company, Inc. | Rheem | RGEXZS048AJV08T | Federally-Regulated Consumer Product | Weatherized Non-Condensing Gas | 1734 | 168 |  | 12/08/2023 | 57017 | 213352232 | 12/08/2023
Rheem Sales Company, Inc. | Rheem | R802VA125524ZXB | Federally-Regulated Consumer Product | Non-Weatherized, Non-Condensin | 2322 | 284 |  | 12/08/2023 | 87684 | 8087195 | 12/08/2023
Rheem Sales Company, Inc. | Rheem | R951V0703A17M4 | Federally-Regulated Consumer Product | Non-Weatherized, Condensing Ga | 1166 | 246 |  | 12/08/2023 | 70001 | 208676309 | 12/08/2023
Rheem Sales Company, Inc. | Rheem | R951V1155A24M4 | Federally-Regulated Consumer Product | Non-Weatherized, Condensing Ga | 2137 | 231 |  | 12/08/2023 | 111605 | 208676270 | 12/08/2023
Rheem Sales Company, Inc. | Rheem | RGECZT060AJT12**C | Federally-Regulated Consumer Product | Weatherized Non-Condensing Gas | 2183 | 266 |  | 12/08/2023 | 83968 | 212604417 | 12/08/2023
Rheem Sales Company, Inc. | Rheem | R802V1004A17UHS | Federally-Regulated Consumer Product | Non-Weatherized, Non-Condensin | 1730 | 258 |  | 12/08/2023 | 70020 | 208243240 | 12/08/2023
Rheem Sales Company, Inc. | Rheem | R921T0603A17M4 | Federally-Regulated Consumer Product | Non-Weatherized, Condensing Ga | 1156 | 246 |  | 12/08/2023 | 55624 | 208663434 | 12/08/2023
Rheem Sales Company, Inc. | Rheem | R92TA0851521MSA | Federally-Regulated Consumer Product | Non-Weatherized, Condensing Ga | 1929 | 280 |  | 12/08/2023 | 84515 | 201712983 | 12/08/2023
Rheem Sales Company, Inc. | Rheem | R801V1505A24UHNCAP | Federally-Regulated Consumer Product | Non-Weatherized, Non-Condensin | 2440 | 249 |  | 12/08/2023 | 150642 | 213351294 | 12/08/2023
Rheem Sales Company, Inc. | Rheem | R802VA075421ZSB | Federally-Regulated Consumer Product | Non-Weatherized, Non-Condensin | 2017 | 271 |  | 12/08/2023 | 52471 | 8087190 | 12/08/2023
Rheem Sales Company, Inc. | Rheem | R802V1004A17UHN | Federally-Regulated Consumer Product | Non-Weatherized, Non-Condensin | 1730 | 258 |  | 12/08/2023 | 70020 | 208243250 | 12/08/2023
Rheem Sales Company, Inc. | Rheem | R801T0503A14UHS | Federally-Regulated Consumer Product | Non-Weatherized, Non-Condensin | 1388 | 243 |  | 12/08/2023 | 49660 | 208242356 | 12/08/2023
Rheem Sales Company, Inc. | Rheem | R801T1255A24DZN | Federally-Regulated Consumer Product | Non-Weatherized, Non-Condensin | 1835 | 263 |  | 12/08/2023 | 124389 | 208242375 | 12/08/2023
Rheem Sales Company, Inc. | Rheem | RGEXZS048AJV082 | Federally-Regulated Consumer Product | Weatherized Non-Condensing Gas | 1734 | 168 |  | 12/08/2023 | 57017 | 213352227 | 12/08/2023
Rheem Sales Company, Inc. | Rheem | R951V0403A17M4 | Federally-Regulated Consumer Product | Non-Weatherized, Condensing Ga | 1292 | 228 |  | 12/08/2023 | 42494 | 208676307 | 12/08/2023
Rheem Sales Company, Inc. | Rheem | RGEAZS024AJV06XCA | Federally-Regulated Consumer Product | Weatherized Non-Condensing Gas | 1089 | 247 |  | 12/08/2023 | 60430 | 212675804 | 12/08/2023
Rheem Sales Company, Inc. | Rheem | R801T1004A17UHNNAS | Federally-Regulated Consumer Product | Non-Weatherized, Non-Condensin | 1448 | 212 |  | 12/08/2023 | 98573 | 213351285 | 12/08/2023
Rheem Sales Company, Inc. | Rheem | R801T1005A21DZS | Federally-Regulated Consumer Product | Non-Weatherized, Non-Condensin | 1895 | 265 |  | 12/08/2023 | 100302 | 208242369 | 12/08/2023
Rheem Sales Company, Inc. | Rheem | RGEXZS060AJV10T | Federally-Regulated Consumer Product | Weatherized Non-Condensing Gas | 2129 | 188 |  | 12/08/2023 | 70580 | 213352249 | 12/08/2023
Rheem Sales Company, Inc. | Rheem | RGECZT060AJT07**C | Federally-Regulated Consumer Product | Weatherized Non-Condensing Gas | 2336 | 182 |  | 12/08/2023 | 52310 | 212604411 | 12/08/2023
Rheem Sales Company, Inc. | Rheem | RGEA14036AJT06UAA | Federally-Regulated Consumer Product | Weatherized Non-Condensing Gas | 1434 | 262 |  | 12/08/2023 | 60723 | 205962901 | 12/08/2023
Rheem Sales Company, Inc. | Rheem | R801T1005A21UHS | Federally-Regulated Consumer Product | Non-Weatherized, Non-Condensin | 1812 | 262 |  | 12/08/2023 | 99863 | 208242359 | 12/08/2023
Rheem Sales Company, Inc. | Rheem | R801T0703A17UHU | Federally-Regulated Consumer Product | Non-Weatherized, Non-Condensin | 1189 | 234 |  | 12/08/2023 | 70542 | 208430269 | 12/08/2023
Rheem Sales Company, Inc. | Rheem | R921T0703A17M4 | Federally-Regulated Consumer Product | Non-Weatherized, Condensing Ga | 1362 | 255 |  | 12/08/2023 | 69960 | 208663435 | 12/08/2023
Rheem Sales Company, Inc. | Rheem | R802VA075421ZXB | Federally-Regulated Consumer Product | Non-Weatherized, Non-Condensin | 2017 | 271 |  | 12/08/2023 | 52471 | 8087191 | 12/08/2023
Rheem Sales Company, Inc. | Rheem | R921V0703A17M4 | Federally-Regulated Consumer Product | Non-Weatherized, Condensing Ga | 1166 | 246 |  | 12/08/2023 | 70001 | 208676339 | 12/08/2023
Rheem Sales Company, Inc. | Rheem | R801T0503A17UHU | Federally-Regulated Consumer Product | Non-Weatherized, Non-Condensin | 1165 | 233 |  | 12/08/2023 | 49157 | 208430267 | 12/08/2023
Rheem Sales Company, Inc. | Rheem | R921T1155A24M4 | Federally-Regulated Consumer Product | Non-Weatherized, Condensing Ga | 2041 | 285 |  | 12/08/2023 | 111488 | 208663439 | 12/08/2023
Rheem Sales Company, Inc. | Rheem | R962V1005A21M4S | Federally-Regulated Consumer Product | Non-Weatherized, Condensing Ga | 1858 | 277 |  | 12/08/2023 | 68679 | 208243264 | 12/08/2023
Rheem Sales Company, Inc. | Rheem | RGEXZS048AJV102 | Federally-Regulated Consumer Product | Weatherized Non-Condensing Gas | 1797 | 277 |  | 12/08/2023 | 70225 | 213352237 | 12/08/2023
Rheem Sales Company, Inc. | Rheem | R801V1004A17UHSCAP | Federally-Regulated Consumer Product | Non-Weatherized, Non-Condensin | 1896 | 204 |  | 12/08/2023 | 99142 | 213351282 | 12/08/2023
Rheem Sales Company, Inc. | Rheem | R802VA075317ZSB | Federally-Regulated Consumer Product | Non-Weatherized, Non-Condensin | 1324 | 240 |  | 12/08/2023 | 52495 | 8087188 | 12/08/2023
Rheem Sales Company, Inc. | Rheem | R802VA125524MXA | Federally-Regulated Consumer Product | Non-Weatherized, Non-Condensin | 2073 | 273 |  | 12/08/2023 | 87500 | 201709841 | 12/08/2023
Rheem Sales Company, Inc. | Rheem | R802VA075317ZXB | Federally-Regulated Consumer Product | Non-Weatherized, Non-Condensin | 1324 | 240 |  | 12/08/2023 | 52495 | 8087189 | 12/08/2023
Rheem Sales Company, Inc. | Rheem | R801T0754A17UHS | Federally-Regulated Consumer Product | Non-Weatherized, Non-Condensin | 1496 | 248 |  | 12/08/2023 | 75177 | 208242357 | 12/08/2023
Rheem Sales Company, Inc. | Rheem | R921T1005A21M4 | Federally-Regulated Consumer Product | Non-Weatherized, Condensing Ga | 2066 | 286 |  | 12/08/2023 | 98023 | 208663438 | 12/08/2023
Rheem Sales Company, Inc. | Rheem | R802VA050317MXA | Federally-Regulated Consumer Product | Non-Weatherized, Non-Condensin | 1318 | 240 |  | 12/08/2023 | 35484 | 201709825 | 12/08/2023
Rheem Sales Company, Inc. | Rheem | RGEXZS060AJV102 | Federally-Regulated Consumer Product | Weatherized Non-Condensing Gas | 2129 | 188 |  | 12/08/2023 | 70580 | 213352247 | 12/08/2023
Rheem Sales Company, Inc. | Rheem | R921T0855A21M4 | Federally-Regulated Consumer Product | Non-Weatherized, Condensing Ga | 1929 | 280 |  | 12/08/2023 | 84515 | 208663437 | 12/08/2023
Rheem Sales Company, Inc. | Rheem | R802V1005A21UHN | Federally-Regulated Consumer Product | Non-Weatherized, Non-Condensin | 1905 | 266 |  | 12/08/2023 | 70000 | 208243252 | 12/08/2023
Rheem Sales Company, Inc. | Rheem | R801T0503A14DZS | Federally-Regulated Consumer Product | Non-Weatherized, Non-Condensin | 1223 | 236 |  | 12/08/2023 | 51119 | 208242366 | 12/08/2023
Rheem Sales Company, Inc. | Rheem | R802V1505A24UHN | Federally-Regulated Consumer Product | Non-Weatherized, Non-Condensin | 2092 | 274 |  | 12/08/2023 | 104565 | 208243576 | 12/08/2023
Rheem Sales Company, Inc. | Rheem | R801T1005A21UHN | Federally-Regulated Consumer Product | Non-Weatherized, Non-Condensin | 1812 | 262 |  | 12/08/2023 | 99863 | 208242364 | 12/08/2023
Rheem Sales Company, Inc. | Rheem | R951V0855A21M4 | Federally-Regulated Consumer Product | Non-Weatherized, Condensing Ga | 1851 | 246 |  | 12/08/2023 | 84247 | 208676311 | 12/08/2023
Rheem Sales Company, Inc. | Rheem | R801T1004A17UHSNAS | Federally-Regulated Consumer Product | Non-Weatherized, Non-Condensin | 1448 | 212 |  | 12/08/2023 | 98573 | 213351280 | 12/08/2023
Rheem Sales Company, Inc. | Rheem | R802VA100521ZSB | Federally-Regulated Consumer Product | Non-Weatherized, Non-Condensin | 2291 | 283 |  | 12/08/2023 | 70210 | 8087192 | 12/08/2023
Rheem Sales Company, Inc. | Rheem | R802V0754A17UHS | Federally-Regulated Consumer Product | Non-Weatherized, Non-Condensin | 1458 | 246 |  | 12/08/2023 | 52564 | 208243237 | 12/08/2023
Rheem Sales Company, Inc. | Rheem | R802VA125524ZSB | Federally-Regulated Consumer Product | Non-Weatherized, Non-Condensin | 2322 | 284 |  | 12/08/2023 | 87684 | 8087194 | 12/08/2023
Rheem Sales Company, Inc. | Rheem | R801V1505A24UHSCAP | Federally-Regulated Consumer Product | Non-Weatherized, Non-Condensin | 2440 | 249 |  | 12/08/2023 | 150642 | 213351283 | 12/08/2023
Rheem Sales Company, Inc. | RUSSELL | S801T1255A24UHS | Federally-Regulated Consumer Product | Non-Weatherized, Non-Condensin | 1991 | 270 |  | 12/08/2023 | 123598 | 208242426 | 12/08/2023
Rheem Sales Company, Inc. | RUSSELL | S801T1255A24UHN | Federally-Regulated Consumer Product | Non-Weatherized, Non-Condensin | 1991 | 270 |  | 12/08/2023 | 123598 | 208242431 | 12/08/2023
Lennox Industries Inc. | Airease | A97UH2E110C20-** | Federally-Regulated Consumer Product | Non-Weatherized, Condensing Ga | 2058 | 222 |  | 10/26/2023 | 71980 | 213433344 | 12/19/2023
Lennox Industries Inc. | Airease | A97UH2E045B12-** | Federally-Regulated Consumer Product | Non-Weatherized, Condensing Ga | 1223 | 199 |  | 10/26/2023 | 28948 | 213433338 | 12/19/2023
Lennox Industries Inc. | Airease | A97UH2E090C16-** | Federally-Regulated Consumer Product | Non-Weatherized, Condensing Ga | 1670 | 199 |  | 10/26/2023 | 57149 | 213433342 | 12/19/2023
Lennox Industries Inc. | Airease | A97UH2E070B12-** | Federally-Regulated Consumer Product | Non-Weatherized, Condensing Ga | 1189 | 221 |  | 10/26/2023 | 43091 | 213433340 | 12/19/2023
Lennox Industries Inc. | Airease | A97DF2E045B12-** | Federally-Regulated Consumer Product | Non-Weatherized, Condensing Ga | 1250 | 199 |  | 10/26/2023 | 28914 | 213433329 | 12/19/2023
Lennox Industries Inc. | Airease | A97DF2E110C20-** | Federally-Regulated Consumer Product | Non-Weatherized, Condensing Ga | 2042 | 256 |  | 10/26/2023 | 71920 | 213433335 | 12/19/2023
Lennox Industries Inc. | Airease | A97DF2E090C16-** | Federally-Regulated Consumer Product | Non-Weatherized, Condensing Ga | 1585 | 237 |  | 10/26/2023 | 56884 | 213433333 | 12/19/2023
Lennox Industries Inc. | Airease | A97DF2E070B16-** | Federally-Regulated Consumer Product | Non-Weatherized, Condensing Ga | 1716 | 238 |  | 10/26/2023 | 43278 | 213433331 | 12/19/2023
Lennox Industries Inc. | ARMSTRONG AIR | A97UH2E110C20-** | Federally-Regulated Consumer Product | Non-Weatherized, Condensing Ga | 2058 | 222 |  | 10/26/2023 | 71980 | 213433343 | 12/19/2023
Lennox Industries Inc. | ARMSTRONG AIR | A97UH2E090C16-** | Federally-Regulated Consumer Product | Non-Weatherized, Condensing Ga | 1670 | 199 |  | 10/26/2023 | 57149 | 213433341 | 12/19/2023
Lennox Industries Inc. | ARMSTRONG AIR | A97UH2E070B12-** | Federally-Regulated Consumer Product | Non-Weatherized, Condensing Ga | 1189 | 221 |  | 10/26/2023 | 43091 | 213433339 | 12/19/2023
Lennox Industries Inc. | ARMSTRONG AIR | A97DF2E070B16-** | Federally-Regulated Consumer Product | Non-Weatherized, Condensing Ga | 1716 | 238 |  | 10/26/2023 | 43278 | 213433332 | 12/19/2023
Lennox Industries Inc. | ARMSTRONG AIR | A97DF2E110C20-** | Federally-Regulated Consumer Product | Non-Weatherized, Condensing Ga | 2042 | 256 |  | 10/26/2023 | 71920 | 213433336 | 12/19/2023
Lennox Industries Inc. | ARMSTRONG AIR | A97DF2E045B12-** | Federally-Regulated Consumer Product | Non-Weatherized, Condensing Ga | 1250 | 199 |  | 10/26/2023 | 28914 | 213433330 | 12/19/2023
Lennox Industries Inc. | ARMSTRONG AIR | A97DF2E090C16-** | Federally-Regulated Consumer Product | Non-Weatherized, Condensing Ga | 1585 | 237 |  | 10/26/2023 | 56884 | 213433334 | 12/19/2023
Lennox Industries Inc. | ARMSTRONG AIR | A97UH2E045B12-** | Federally-Regulated Consumer Product | Non-Weatherized, Condensing Ga | 1223 | 199 |  | 10/26/2023 | 28948 | 213433337 | 12/19/2023
Lennox Industries Inc. | Ducane | 97G2DF045BE12-** | Federally-Regulated Consumer Product | Non-Weatherized, Condensing Ga | 1250 | 199 |  | 10/26/2023 | 28914 | 213433314 | 12/19/2023
Lennox Industries Inc. | Ducane | 97G2DF110CE20-** | Federally-Regulated Consumer Product | Non-Weatherized, Condensing Ga | 2042 | 256 |  | 10/26/2023 | 71920 | 213433320 | 12/19/2023
Lennox Industries Inc. | Ducane | 97G2UH045BE12-** | Federally-Regulated Consumer Product | Non-Weatherized, Condensing Ga | 1223 | 199 |  | 10/26/2023 | 28948 | 213433321 | 12/19/2023
Lennox Industries Inc. | Ducane | 97G2UH070BE12-** | Federally-Regulated Consumer Product | Non-Weatherized, Condensing Ga | 1189 | 221 |  | 10/26/2023 | 43091 | 213433323 | 12/19/2023
Lennox Industries Inc. | Ducane | 97G2DF070BE16-** | Federally-Regulated Consumer Product | Non-Weatherized, Condensing Ga | 1716 | 238 |  | 10/26/2023 | 43278 | 213433316 | 12/19/2023
Lennox Industries Inc. | Ducane | 97G2DF090CE16-** | Federally-Regulated Consumer Product | Non-Weatherized, Condensing Ga | 1585 | 237 |  | 10/26/2023 | 56884 | 213433318 | 12/19/2023
Lennox Industries Inc. | Ducane | 97G2UH090CE16-** | Federally-Regulated Consumer Product | Non-Weatherized, Condensing Ga | 1670 | 199 |  | 10/26/2023 | 57149 | 213433325 | 12/19/2023
Lennox Industries Inc. | Ducane | 97G2UH110C20-** | Federally-Regulated Consumer Product | Non-Weatherized, Condensing Ga | 2058 | 222 |  | 10/26/2023 | 71980 | 213433327 | 12/19/2023
Lennox Industries Inc. | Concord | 97G2UH110C20-** | Federally-Regulated Consumer Product | Non-Weatherized, Condensing Ga | 2058 | 222 |  | 10/26/2023 | 71980 | 213433328 | 12/19/2023
Lennox Industries Inc. | Concord | 97G2UH045BE12-** | Federally-Regulated Consumer Product | Non-Weatherized, Condensing Ga | 1223 | 199 |  | 10/26/2023 | 28948 | 213433322 | 12/19/2023
Lennox Industries Inc. | Concord | 97G2DF045BE12-** | Federally-Regulated Consumer Product | Non-Weatherized, Condensing Ga | 1250 | 199 |  | 10/26/2023 | 28914 | 213433313 | 12/19/2023
Lennox Industries Inc. | Concord | 97G2DF110CE20-** | Federally-Regulated Consumer Product | Non-Weatherized, Condensing Ga | 2042 | 256 |  | 10/26/2023 | 71920 | 213433319 | 12/19/2023
Lennox Industries Inc. | Concord | 97G2DF070BE16-** | Federally-Regulated Consumer Product | Non-Weatherized, Condensing Ga | 1716 | 238 |  | 10/26/2023 | 43278 | 213433315 | 12/19/2023
Lennox Industries Inc. | Concord | 97G2DF090CE16-** | Federally-Regulated Consumer Product | Non-Weatherized, Condensing Ga | 1585 | 237 |  | 10/26/2023 | 56884 | 213433317 | 12/19/2023
Lennox Industries Inc. | Concord | 97G2UH090CE16-** | Federally-Regulated Consumer Product | Non-Weatherized, Condensing Ga | 1670 | 199 |  | 10/26/2023 | 57149 | 213433326 | 12/19/2023
Lennox Industries Inc. | Concord | 97G2UH070BE12-** | Federally-Regulated Consumer Product | Non-Weatherized, Condensing Ga | 1189 | 221 |  | 10/26/2023 | 43091 | 213433324 | 12/19/2023
Lennox Industries Inc. | Lennox | EL297UH135XE60D-* | Federally-Regulated Consumer Product | Non-Weatherized, Condensing Ga | 2326 | 265 |  | 10/26/2023 | 86938 | 213426817 | 12/19/2023
Lennox Industries Inc. | Lennox | EL297UH090XE48C-* | Federally-Regulated Consumer Product | Non-Weatherized, Condensing Ga | 1670 | 199 |  | 10/26/2023 | 57149 | 213426814 | 12/19/2023
Lennox Industries Inc. | Lennox | EL297UH070XE36B-* | Federally-Regulated Consumer Product | Non-Weatherized, Condensing Ga | 1189 | 221 |  | 10/26/2023 | 43091 | 213426813 | 12/19/2023
Lennox Industries Inc. | Lennox | EL297DF045XE36B-* | Federally-Regulated Consumer Product | Non-Weatherized, Condensing Ga | 1250 | 199 |  | 10/26/2023 | 28914 | 213426818 | 12/19/2023
Lennox Industries Inc. | Lennox | EL297UH045XE36B-* | Federally-Regulated Consumer Product | Non-Weatherized, Condensing Ga | 1223 | 199 |  | 10/26/2023 | 28948 | 213426812 | 12/19/2023
Lennox Industries Inc. | Lennox | EL297DF070XE48B-* | Federally-Regulated Consumer Product | Non-Weatherized, Condensing Ga | 1716 | 238 |  | 10/26/2023 | 43278 | 213426820 | 12/19/2023
Lennox Industries Inc. | Lennox | EL297DF110XE60C-* | Federally-Regulated Consumer Product | Non-Weatherized, Condensing Ga | 2042 | 256 |  | 10/26/2023 | 71920 | 213426822 | 12/19/2023
Lennox Industries Inc. | Lennox | EL297UH110XE60C-* | Federally-Regulated Consumer Product | Non-Weatherized, Condensing Ga | 2058 | 222 |  | 10/26/2023 | 71980 | 213426816 | 12/19/2023
Lennox Industries Inc. | Lennox | EL297DF090XE48C-* | Federally-Regulated Consumer Product | Non-Weatherized, Condensing Ga | 1585 | 237 |  | 10/26/2023 | 56884 | 213426821 | 12/19/2023
Lennox Industries Inc. | Airease | A97UH2E110C20-** | Federally-Regulated Consumer Product | Non-Weatherized, Condensing Ga | 2058 | 222 |  | 12/19/2023 | 71980 | 213433344 | 12/19/2023
Lennox Industries Inc. | Airease | A97UH2E045B12-** | Federally-Regulated Consumer Product | Non-Weatherized, Condensing Ga | 1223 | 199 |  | 12/19/2023 | 28948 | 213433338 | 12/19/2023
Lennox Industries Inc. | Airease | A97UH2E090C16-** | Federally-Regulated Consumer Product | Non-Weatherized, Condensing Ga | 1670 | 199 |  | 12/19/2023 | 57149 | 213433342 | 12/19/2023
Lennox Industries Inc. | Airease | A97UH2E070B12-** | Federally-Regulated Consumer Product | Non-Weatherized, Condensing Ga | 1189 | 221 |  | 12/19/2023 | 43091 | 213433340 | 12/19/2023
Lennox Industries Inc. | Airease | A97DF2E045B12-** | Federally-Regulated Consumer Product | Non-Weatherized, Condensing Ga | 1250 | 199 |  | 12/19/2023 | 28914 | 213433329 | 12/19/2023
Lennox Industries Inc. | Airease | A97DF2E110C20-** | Federally-Regulated Consumer Product | Non-Weatherized, Condensing Ga | 2042 | 256 |  | 12/19/2023 | 71920 | 213433335 | 12/19/2023
Lennox Industries Inc. | Airease | A97DF2E090C16-** | Federally-Regulated Consumer Product | Non-Weatherized, Condensing Ga | 1585 | 237 |  | 12/19/2023 | 56884 | 213433333 | 12/19/2023
Lennox Industries Inc. | Airease | A97DF2E070B16-** | Federally-Regulated Consumer Product | Non-Weatherized, Condensing Ga | 1716 | 238 |  | 12/19/2023 | 43278 | 213433331 | 12/19/2023
Lennox Industries Inc. | ARMSTRONG AIR | A97UH2E110C20-** | Federally-Regulated Consumer Product | Non-Weatherized, Condensing Ga | 2058 | 222 |  | 12/19/2023 | 71980 | 213433343 | 12/19/2023
Lennox Industries Inc. | ARMSTRONG AIR | A97UH2E090C16-** | Federally-Regulated Consumer Product | Non-Weatherized, Condensing Ga | 1670 | 199 |  | 12/19/2023 | 57149 | 213433341 | 12/19/2023
Lennox Industries Inc. | ARMSTRONG AIR | A97UH2E070B12-** | Federally-Regulated Consumer Product | Non-Weatherized, Condensing Ga | 1189 | 221 |  | 12/19/2023 | 43091 | 213433339 | 12/19/2023
Lennox Industries Inc. | ARMSTRONG AIR | A97DF2E070B16-** | Federally-Regulated Consumer Product | Non-Weatherized, Condensing Ga | 1716 | 238 |  | 12/19/2023 | 43278 | 213433332 | 12/19/2023
Lennox Industries Inc. | ARMSTRONG AIR | A97DF2E110C20-** | Federally-Regulated Consumer Product | Non-Weatherized, Condensing Ga | 2042 | 256 |  | 12/19/2023 | 71920 | 213433336 | 12/19/2023
Lennox Industries Inc. | ARMSTRONG AIR | A97DF2E045B12-** | Federally-Regulated Consumer Product | Non-Weatherized, Condensing Ga | 1250 | 199 |  | 12/19/2023 | 28914 | 213433330 | 12/19/2023
Lennox Industries Inc. | ARMSTRONG AIR | A97DF2E090C16-** | Federally-Regulated Consumer Product | Non-Weatherized, Condensing Ga | 1585 | 237 |  | 12/19/2023 | 56884 | 213433334 | 12/19/2023
Lennox Industries Inc. | ARMSTRONG AIR | A97UH2E045B12-** | Federally-Regulated Consumer Product | Non-Weatherized, Condensing Ga | 1223 | 199 |  | 12/19/2023 | 28948 | 213433337 | 12/19/2023
Lennox Industries Inc. | Ducane | 97G2DF045BE12-** | Federally-Regulated Consumer Product | Non-Weatherized, Condensing Ga | 1250 | 199 |  | 12/19/2023 | 28914 | 213433314 | 12/19/2023
Lennox Industries Inc. | Ducane | 97G2DF110CE20-** | Federally-Regulated Consumer Product | Non-Weatherized, Condensing Ga | 2042 | 256 |  | 12/19/2023 | 71920 | 213433320 | 12/19/2023
Lennox Industries Inc. | Ducane | 97G2UH045BE12-** | Federally-Regulated Consumer Product | Non-Weatherized, Condensing Ga | 1223 | 199 |  | 12/19/2023 | 28948 | 213433321 | 12/19/2023
Lennox Industries Inc. | Ducane | 97G2UH070BE12-** | Federally-Regulated Consumer Product | Non-Weatherized, Condensing Ga | 1189 | 221 |  | 12/19/2023 | 43091 | 213433323 | 12/19/2023
Lennox Industries Inc. | Ducane | 97G2DF070BE16-** | Federally-Regulated Consumer Product | Non-Weatherized, Condensing Ga | 1716 | 238 |  | 12/19/2023 | 43278 | 213433316 | 12/19/2023
Lennox Industries Inc. | Ducane | 97G2DF090CE16-** | Federally-Regulated Consumer Product | Non-Weatherized, Condensing Ga | 1585 | 237 |  | 12/19/2023 | 56884 | 213433318 | 12/19/2023
Lennox Industries Inc. | Ducane | 97G2UH090CE16-** | Federally-Regulated Consumer Product | Non-Weatherized, Condensing Ga | 1670 | 199 |  | 12/19/2023 | 57149 | 213433325 | 12/19/2023
Lennox Industries Inc. | Ducane | 97G2UH110C20-** | Federally-Regulated Consumer Product | Non-Weatherized, Condensing Ga | 2058 | 222 |  | 12/19/2023 | 71980 | 213433327 | 12/19/2023
Lennox Industries Inc. | Concord | 97G2UH110C20-** | Federally-Regulated Consumer Product | Non-Weatherized, Condensing Ga | 2058 | 222 |  | 12/19/2023 | 71980 | 213433328 | 12/19/2023
Lennox Industries Inc. | Concord | 97G2UH045BE12-** | Federally-Regulated Consumer Product | Non-Weatherized, Condensing Ga | 1223 | 199 |  | 12/19/2023 | 28948 | 213433322 | 12/19/2023
Lennox Industries Inc. | Concord | 97G2DF045BE12-** | Federally-Regulated Consumer Product | Non-Weatherized, Condensing Ga | 1250 | 199 |  | 12/19/2023 | 28914 | 213433313 | 12/19/2023
Lennox Industries Inc. | Concord | 97G2DF110CE20-** | Federally-Regulated Consumer Product | Non-Weatherized, Condensing Ga | 2042 | 256 |  | 12/19/2023 | 71920 | 213433319 | 12/19/2023
Lennox Industries Inc. | Concord | 97G2DF070BE16-** | Federally-Regulated Consumer Product | Non-Weatherized, Condensing Ga | 1716 | 238 |  | 12/19/2023 | 43278 | 213433315 | 12/19/2023
Lennox Industries Inc. | Concord | 97G2DF090CE16-** | Federally-Regulated Consumer Product | Non-Weatherized, Condensing Ga | 1585 | 237 |  | 12/19/2023 | 56884 | 213433317 | 12/19/2023
Lennox Industries Inc. | Concord | 97G2UH090CE16-** | Federally-Regulated Consumer Product | Non-Weatherized, Condensing Ga | 1670 | 199 |  | 12/19/2023 | 57149 | 213433326 | 12/19/2023
Lennox Industries Inc. | Concord | 97G2UH070BE12-** | Federally-Regulated Consumer Product | Non-Weatherized, Condensing Ga | 1189 | 221 |  | 12/19/2023 | 43091 | 213433324 | 12/19/2023
Lennox Industries Inc. | Lennox | EL297UH135XE60D-* | Federally-Regulated Consumer Product | Non-Weatherized, Condensing Ga | 2326 | 265 |  | 12/19/2023 | 86938 | 213426817 | 12/19/2023
Lennox Industries Inc. | Lennox | EL297UH090XE48C-* | Federally-Regulated Consumer Product | Non-Weatherized, Condensing Ga | 1670 | 199 |  | 12/19/2023 | 57149 | 213426814 | 12/19/2023
Lennox Industries Inc. | Lennox | EL297UH070XE36B-* | Federally-Regulated Consumer Product | Non-Weatherized, Condensing Ga | 1189 | 221 |  | 12/19/2023 | 43091 | 213426813 | 12/19/2023
Lennox Industries Inc. | Lennox | EL297DF045XE36B-* | Federally-Regulated Consumer Product | Non-Weatherized, Condensing Ga | 1250 | 199 |  | 12/19/2023 | 28914 | 213426818 | 12/19/2023
Lennox Industries Inc. | Lennox | EL297UH045XE36B-* | Federally-Regulated Consumer Product | Non-Weatherized, Condensing Ga | 1223 | 199 |  | 12/19/2023 | 28948 | 213426812 | 12/19/2023
Lennox Industries Inc. | Lennox | EL297DF070XE48B-* | Federally-Regulated Consumer Product | Non-Weatherized, Condensing Ga | 1716 | 238 |  | 12/19/2023 | 43278 | 213426820 | 12/19/2023
Lennox Industries Inc. | Lennox | EL297DF110XE60C-* | Federally-Regulated Consumer Product | Non-Weatherized, Condensing Ga | 2042 | 256 |  | 12/19/2023 | 71920 | 213426822 | 12/19/2023
Lennox Industries Inc. | Lennox | EL297UH110XE60C-* | Federally-Regulated Consumer Product | Non-Weatherized, Condensing Ga | 2058 | 222 |  | 12/19/2023 | 71980 | 213426816 | 12/19/2023
Lennox Industries Inc. | Lennox | EL297DF090XE48C-* | Federally-Regulated Consumer Product | Non-Weatherized, Condensing Ga | 1585 | 237 |  | 12/19/2023 | 56884 | 213426821 | 12/19/2023
Lennox Industries Inc. | Concord | 97G2UH110C20-** | Federally-Regulated Consumer Product | Non-Weatherized, Condensing Ga | 2058 | 222 |  | 12/19/2023 | 71980 | 213433328 | 12/19/2023
Lennox Industries Inc. | Concord | 97G2UH045BE12-** | Federally-Regulated Consumer Product | Non-Weatherized, Condensing Ga | 1223 | 199 |  | 12/19/2023 | 28948 | 213433322 | 12/19/2023
Lennox Industries Inc. | Concord | 97G2DF045BE12-** | Federally-Regulated Consumer Product | Non-Weatherized, Condensing Ga | 1250 | 199 |  | 12/19/2023 | 28914 | 213433313 | 12/19/2023
Lennox Industries Inc. | Concord | 97G2DF110CE20-** | Federally-Regulated Consumer Product | Non-Weatherized, Condensing Ga | 2042 | 256 |  | 12/19/2023 | 71920 | 213433319 | 12/19/2023
Lennox Industries Inc. | Concord | 97G2DF070BE16-** | Federally-Regulated Consumer Product | Non-Weatherized, Condensing Ga | 1716 | 238 |  | 12/19/2023 | 43278 | 213433315 | 12/19/2023
Lennox Industries Inc. | Concord | 97G2DF090CE16-** | Federally-Regulated Consumer Product | Non-Weatherized, Condensing Ga | 1585 | 237 |  | 12/19/2023 | 56884 | 213433317 | 12/19/2023
Lennox Industries Inc. | Concord | 97G2UH090CE16-** | Federally-Regulated Consumer Product | Non-Weatherized, Condensing Ga | 1670 | 199 |  | 12/19/2023 | 57149 | 213433326 | 12/19/2023
Lennox Industries Inc. | Concord | 97G2UH070BE12-** | Federally-Regulated Consumer Product | Non-Weatherized, Condensing Ga | 1189 | 221 |  | 12/19/2023 | 43091 | 213433324 | 12/19/2023
Lennox Industries Inc. | Ducane | 97G2DF045BE12-** | Federally-Regulated Consumer Product | Non-Weatherized, Condensing Ga | 1250 | 199 |  | 12/19/2023 | 28914 | 213433314 | 12/19/2023
Lennox Industries Inc. | Ducane | 97G2DF110CE20-** | Federally-Regulated Consumer Product | Non-Weatherized, Condensing Ga | 2042 | 256 |  | 12/19/2023 | 71920 | 213433320 | 12/19/2023
Lennox Industries Inc. | Ducane | 97G2UH045BE12-** | Federally-Regulated Consumer Product | Non-Weatherized, Condensing Ga | 1223 | 199 |  | 12/19/2023 | 28948 | 213433321 | 12/19/2023
Lennox Industries Inc. | Ducane | 97G2UH070BE12-** | Federally-Regulated Consumer Product | Non-Weatherized, Condensing Ga | 1189 | 221 |  | 12/19/2023 | 43091 | 213433323 | 12/19/2023
Lennox Industries Inc. | Ducane | 97G2DF070BE16-** | Federally-Regulated Consumer Product | Non-Weatherized, Condensing Ga | 1716 | 238 |  | 12/19/2023 | 43278 | 213433316 | 12/19/2023
Lennox Industries Inc. | Ducane | 97G2DF090CE16-** | Federally-Regulated Consumer Product | Non-Weatherized, Condensing Ga | 1585 | 237 |  | 12/19/2023 | 56884 | 213433318 | 12/19/2023
Lennox Industries Inc. | Ducane | 97G2UH090CE16-** | Federally-Regulated Consumer Product | Non-Weatherized, Condensing Ga | 1670 | 199 |  | 12/19/2023 | 57149 | 213433325 | 12/19/2023
Lennox Industries Inc. | Ducane | 97G2UH110C20-** | Federally-Regulated Consumer Product | Non-Weatherized, Condensing Ga | 2058 | 222 |  | 12/19/2023 | 71980 | 213433327 | 12/19/2023
Lennox Industries Inc. | Airease | A97UH2E110C20-** | Federally-Regulated Consumer Product | Non-Weatherized, Condensing Ga | 2058 | 222 |  | 12/19/2023 | 71980 | 213433344 | 12/19/2023
Lennox Industries Inc. | Airease | A97UH2E045B12-** | Federally-Regulated Consumer Product | Non-Weatherized, Condensing Ga | 1223 | 199 |  | 12/19/2023 | 28948 | 213433338 | 12/19/2023
Lennox Industries Inc. | Airease | A97UH2E090C16-** | Federally-Regulated Consumer Product | Non-Weatherized, Condensing Ga | 1670 | 199 |  | 12/19/2023 | 57149 | 213433342 | 12/19/2023
Lennox Industries Inc. | Airease | A97UH2E070B12-** | Federally-Regulated Consumer Product | Non-Weatherized, Condensing Ga | 1189 | 221 |  | 12/19/2023 | 43091 | 213433340 | 12/19/2023
Lennox Industries Inc. | Airease | A97DF2E045B12-** | Federally-Regulated Consumer Product | Non-Weatherized, Condensing Ga | 1250 | 199 |  | 12/19/2023 | 28914 | 213433329 | 12/19/2023
Lennox Industries Inc. | Airease | A97DF2E110C20-** | Federally-Regulated Consumer Product | Non-Weatherized, Condensing Ga | 2042 | 256 |  | 12/19/2023 | 71920 | 213433335 | 12/19/2023
Lennox Industries Inc. | Airease | A97DF2E090C16-** | Federally-Regulated Consumer Product | Non-Weatherized, Condensing Ga | 1585 | 237 |  | 12/19/2023 | 56884 | 213433333 | 12/19/2023
Lennox Industries Inc. | Airease | A97DF2E070B16-** | Federally-Regulated Consumer Product | Non-Weatherized, Condensing Ga | 1716 | 238 |  | 12/19/2023 | 43278 | 213433331 | 12/19/2023
Lennox Industries Inc. | ARMSTRONG AIR | A97UH2E110C20-** | Federally-Regulated Consumer Product | Non-Weatherized, Condensing Ga | 2058 | 222 |  | 12/19/2023 | 71980 | 213433343 | 12/19/2023
Lennox Industries Inc. | ARMSTRONG AIR | A97UH2E090C16-** | Federally-Regulated Consumer Product | Non-Weatherized, Condensing Ga | 1670 | 199 |  | 12/19/2023 | 57149 | 213433341 | 12/19/2023
Lennox Industries Inc. | ARMSTRONG AIR | A97UH2E070B12-** | Federally-Regulated Consumer Product | Non-Weatherized, Condensing Ga | 1189 | 221 |  | 12/19/2023 | 43091 | 213433339 | 12/19/2023
Lennox Industries Inc. | ARMSTRONG AIR | A97DF2E070B16-** | Federally-Regulated Consumer Product | Non-Weatherized, Condensing Ga | 1716 | 238 |  | 12/19/2023 | 43278 | 213433332 | 12/19/2023
Lennox Industries Inc. | ARMSTRONG AIR | A97DF2E110C20-** | Federally-Regulated Consumer Product | Non-Weatherized, Condensing Ga | 2042 | 256 |  | 12/19/2023 | 71920 | 213433336 | 12/19/2023
Lennox Industries Inc. | ARMSTRONG AIR | A97DF2E045B12-** | Federally-Regulated Consumer Product | Non-Weatherized, Condensing Ga | 1250 | 199 |  | 12/19/2023 | 28914 | 213433330 | 12/19/2023
Lennox Industries Inc. | ARMSTRONG AIR | A97DF2E090C16-** | Federally-Regulated Consumer Product | Non-Weatherized, Condensing Ga | 1585 | 237 |  | 12/19/2023 | 56884 | 213433334 | 12/19/2023
Lennox Industries Inc. | ARMSTRONG AIR | A97UH2E045B12-** | Federally-Regulated Consumer Product | Non-Weatherized, Condensing Ga | 1223 | 199 |  | 12/19/2023 | 28948 | 213433337 | 12/19/2023
Lennox Industries Inc. | Lennox | EL297UH135XE60D-* | Federally-Regulated Consumer Product | Non-Weatherized, Condensing Ga | 2326 | 265 |  | 12/19/2023 | 86938 | 213426817 | 12/19/2023
Lennox Industries Inc. | Lennox | EL297UH090XE48C-* | Federally-Regulated Consumer Product | Non-Weatherized, Condensing Ga | 1670 | 199 |  | 12/19/2023 | 57149 | 213426814 | 12/19/2023
Lennox Industries Inc. | Lennox | EL297UH070XE36B-* | Federally-Regulated Consumer Product | Non-Weatherized, Condensing Ga | 1189 | 221 |  | 12/19/2023 | 43091 | 213426813 | 12/19/2023
Lennox Industries Inc. | Lennox | EL297DF045XE36B-* | Federally-Regulated Consumer Product | Non-Weatherized, Condensing Ga | 1250 | 199 |  | 12/19/2023 | 28914 | 213426818 | 12/19/2023
Lennox Industries Inc. | Lennox | EL297UH045XE36B-* | Federally-Regulated Consumer Product | Non-Weatherized, Condensing Ga | 1223 | 199 |  | 12/19/2023 | 28948 | 213426812 | 12/19/2023
Lennox Industries Inc. | Lennox | EL297DF070XE48B-* | Federally-Regulated Consumer Product | Non-Weatherized, Condensing Ga | 1716 | 238 |  | 12/19/2023 | 43278 | 213426820 | 12/19/2023
Lennox Industries Inc. | Lennox | EL297DF110XE60C-* | Federally-Regulated Consumer Product | Non-Weatherized, Condensing Ga | 2042 | 256 |  | 12/19/2023 | 71920 | 213426822 | 12/19/2023
Lennox Industries Inc. | Lennox | EL297UH110XE60C-* | Federally-Regulated Consumer Product | Non-Weatherized, Condensing Ga | 2058 | 222 |  | 12/19/2023 | 71980 | 213426816 | 12/19/2023
Lennox Industries Inc. | Lennox | EL297DF090XE48C-* | Federally-Regulated Consumer Product | Non-Weatherized, Condensing Ga | 1585 | 237 |  | 12/19/2023 | 56884 | 213426821 | 12/19/2023