## Table
Manufacturer | Brand | Model Number | Regulatory Status | Furnace Fan Type | Airflow at the Maximum Airflow-Control Setting (in cfm) (QMax) | Fan Energy Rating (FER) | Fan Energy Rating (FER) Standard | Add Date | Measured Steady-State Gas (Btu/h), Oil (Btu/h), or Electric (kW) Heat Input Rate (QIN) | Reference Number | Modified Date
Carrier Corp. - Indianapolis | Maratherm | R92ESN1002120A* | Federally-Regulated Consumer Product | Mobile Home Non-Weatherized, C | 1821 | 275 | 369.291 | 07/22/2020 | 99460 | 203359959 | 07/29/2020
Carrier Corp. - Indianapolis | Maratherm | R92ESN0401410A | Federally-Regulated Consumer Product | Non-Weatherized, Condensing Ga | 981 | 238 | 238.164 | 07/22/2020 | 40102 | 203359938 | 07/29/2020
Carrier Corp. - Indianapolis | Maratherm | R92ESN0401712A | Federally-Regulated Consumer Product | Non-Weatherized, Condensing Ga | 1024 | 240 | 240.056 | 07/22/2020 | 39894 | 203359941 | 07/29/2020
Carrier Corp. - Indianapolis | Maratherm | R80ESN0901714A | Federally-Regulated Consumer Product | Non-Weatherized, Non-Condensin | 1238 | 236 | 236.472 | 07/22/2020 | 88097 | 203359889 | 07/29/2020
Carrier Corp. - Indianapolis | Maratherm | R95ESN0401712A**D | Federally-Regulated Consumer Product | Mobile Home Non-Weatherized, C | 998 | 239 | 310.858 | 07/22/2020 | 40139 | 203360762 | 07/29/2020
Carrier Corp. - Indianapolis | Maratherm | R95ESN0601714A**D | Federally-Regulated Consumer Product | Mobile Home Non-Weatherized, C | 1340 | 254 | 335.14 | 07/22/2020 | 60102 | 203360763 | 07/29/2020
Carrier Corp. - Indianapolis | Maratherm | R95ESN0601412A**D | Federally-Regulated Consumer Product | Mobile Home Non-Weatherized, C | 1176 | 247 | 323.496 | 07/22/2020 | 59961 | 203924711 | 07/29/2020
Carrier Corp. - Indianapolis | Maratherm | R95ESN0401712A* | Federally-Regulated Consumer Product | Mobile Home Non-Weatherized, C | 998 | 239 | 310.858 | 07/22/2020 | 40139 | 203360756 | 07/29/2020
Carrier Corp. - Indianapolis | Maratherm | R92ESN0601714A | Federally-Regulated Consumer Product | Non-Weatherized, Condensing Ga | 1205 | 248 | 248.02 | 07/22/2020 | 60119 | 203359948 | 07/29/2020
Carrier Corp. - Indianapolis | Maratherm | R92ESN0802120A* | Federally-Regulated Consumer Product | Mobile Home Non-Weatherized, C | 1832 | 276 | 370.072 | 07/22/2020 | 79860 | 203359956 | 07/29/2020
Carrier Corp. - Indianapolis | Maratherm | R95ESN0401410A**D | Federally-Regulated Consumer Product | Mobile Home Non-Weatherized, C | 950 | 237 | 307.45 | 07/22/2020 | 40146 | 203924707 | 07/29/2020
Carrier Corp. - Indianapolis | Maratherm | R80ESL0901714A | Federally-Regulated Consumer Product | Non-Weatherized, Non-Condensin | 1238 | 236 | 236.472 | 07/22/2020 | 88097 | 203360114 | 07/29/2020
Carrier Corp. - Indianapolis | Maratherm | R92ESN0401712A* | Federally-Regulated Consumer Product | Mobile Home Non-Weatherized, C | 1024 | 240 | 312.704 | 07/22/2020 | 39894 | 203359943 | 07/29/2020
Carrier Corp. - Indianapolis | Maratherm | R95ESN0401410A* | Federally-Regulated Consumer Product | Mobile Home Non-Weatherized, C | 950 | 237 | 307.45 | 07/22/2020 | 40146 | 203924706 | 07/29/2020
Carrier Corp. - Indianapolis | Maratherm | R92ESN0801716A* | Federally-Regulated Consumer Product | Mobile Home Non-Weatherized, C | 1390 | 256 | 338.69 | 07/22/2020 | 79599 | 203359953 | 07/29/2020
Carrier Corp. - Indianapolis | Maratherm | R92ESN0801716A | Federally-Regulated Consumer Product | Non-Weatherized, Condensing Ga | 1390 | 256 | 256.16 | 07/22/2020 | 79599 | 203359951 | 07/29/2020
Carrier Corp. - Indianapolis | Maratherm | R80ESL0902420A* | Federally-Regulated Consumer Product | Non-Weatherized, Non-Condensin | 1987 | 269 | 269.428 | 07/22/2020 | 88320 | 203360362 | 07/29/2020
Carrier Corp. - Indianapolis | Maratherm | R95ESN0601412A* | Federally-Regulated Consumer Product | Mobile Home Non-Weatherized, C | 1176 | 247 | 323.496 | 07/22/2020 | 59961 | 203924710 | 07/29/2020
Carrier Corp. - Indianapolis | Maratherm | R92ESN0401410A* | Federally-Regulated Consumer Product | Mobile Home Non-Weatherized, C | 981 | 238 | 309.651 | 07/22/2020 | 40102 | 203359940 | 07/29/2020
Carrier Corp. - Indianapolis | Maratherm | R95ESN0601714A* | Federally-Regulated Consumer Product | Mobile Home Non-Weatherized, C | 1340 | 254 | 335.14 | 07/22/2020 | 60102 | 203360757 | 07/29/2020
Carrier Corp. - Indianapolis | Maratherm | R92ESN0601714A* | Federally-Regulated Consumer Product | Mobile Home Non-Weatherized, C | 1205 | 248 | 325.555 | 07/22/2020 | 60119 | 203359949 | 07/29/2020
Carrier Corp. - Indianapolis | Maratherm | R92ESN0601412A* | Federally-Regulated Consumer Product | Mobile Home Non-Weatherized, C | 945 | 237 | 307.095 | 07/22/2020 | 59375 | 203359946 | 07/29/2020
Carrier Corp. - Indianapolis | Maratherm | R92ESN1202420A* | Federally-Regulated Consumer Product | Mobile Home Non-Weatherized, C | 1904 | 279 | 375.184 | 07/22/2020 | 119302 | 203359962 | 07/29/2020
Carrier Corp. - Indianapolis | Maratherm | R92ESN1002120A | Federally-Regulated Consumer Product | Non-Weatherized, Condensing Ga | 1821 | 275 | 275.124 | 07/22/2020 | 99460 | 203359957 | 07/29/2020
Carrier Corp. - Indianapolis | Day & Night | N92ESN1002120A* | Federally-Regulated Consumer Product | Mobile Home Non-Weatherized, C | 1821 | 275 | 369.291 | 10/04/2019 |  |  | 07/29/2020
Carrier Corp. - Indianapolis | Day & Night | G97CMN1002122A*D | Federally-Regulated Consumer Product | Non-Weatherized, Condensing Ga | 2192 | 291 | 291.448 | 10/04/2019 |  |  | 07/29/2020
Carrier Corp. - Indianapolis | Day & Night | N92ESN0601714A | Federally-Regulated Consumer Product | Non-Weatherized, Condensing Ga | 1191 | 247 | 247.404 | 10/04/2019 |  |  | 07/29/2020
Carrier Corp. - Indianapolis | Day & Night | N95ESN0601714A**D | Federally-Regulated Consumer Product | Mobile Home Non-Weatherized, C | 1379 | 256 | 337.909 | 10/04/2019 |  |  | 07/29/2020
Carrier Corp. - Indianapolis | Day & Night | N92ESN0601714A* | Federally-Regulated Consumer Product | Mobile Home Non-Weatherized, C | 1191 | 247 | 324.561 | 10/04/2019 |  |  | 07/29/2020
Carrier Corp. - Indianapolis | Day & Night | N92ESN0801716A | Federally-Regulated Consumer Product | Non-Weatherized, Condensing Ga | 1415 | 257 | 257.26 | 10/04/2019 |  |  | 07/29/2020
Carrier Corp. - Indianapolis | Day & Night | N92ESN1202420A* | Federally-Regulated Consumer Product | Mobile Home Non-Weatherized, C | 1910 | 279 | 375.61 | 10/04/2019 |  |  | 07/29/2020
Carrier Corp. - Indianapolis | Day & Night | G97CMN1002122A | Federally-Regulated Consumer Product | Non-Weatherized, Condensing Ga | 2192 | 291 | 291.448 | 10/04/2019 |  |  | 07/29/2020
Carrier Corp. - Indianapolis | Day & Night | N95ESN0401712A**D | Federally-Regulated Consumer Product | Mobile Home Non-Weatherized, C | 994 | 239 | 310.574 | 10/04/2019 |  |  | 07/29/2020
Carrier Corp. - Indianapolis | Day & Night | N92ESN0401410A | Federally-Regulated Consumer Product | Non-Weatherized, Condensing Ga | 981 | 238 | 238.164 | 07/22/2020 | 40102 | 203359632 | 07/29/2020
Carrier Corp. - Indianapolis | Day & Night | N95ESN0601714A* | Federally-Regulated Consumer Product | Mobile Home Non-Weatherized, C | 1379 | 256 | 337.909 | 10/04/2019 |  |  | 07/29/2020
Carrier Corp. - Indianapolis | Day & Night | G97CMN0802120A | Federally-Regulated Consumer Product | Non-Weatherized, Condensing Ga | 2026 | 284 | 284.144 | 10/04/2019 |  |  | 07/29/2020
Carrier Corp. - Indianapolis | Day & Night | N95ESN0401712A* | Federally-Regulated Consumer Product | Mobile Home Non-Weatherized, C | 994 | 239 | 310.574 | 10/04/2019 |  |  | 07/29/2020
Carrier Corp. - Indianapolis | Day & Night | N92ESN0401410A* | Federally-Regulated Consumer Product | Mobile Home Non-Weatherized, C | 969 | 238 | 308.799 | 10/04/2019 |  |  | 07/29/2020
Carrier Corp. - Indianapolis | Day & Night | G97CMN0802120A*D | Federally-Regulated Consumer Product | Non-Weatherized, Condensing Ga | 2026 | 284 | 284.144 | 10/04/2019 |  |  | 07/29/2020
Carrier Corp. - Indianapolis | Day & Night | G97CMN0602120A*D | Federally-Regulated Consumer Product | Non-Weatherized, Condensing Ga | 1897 | 278 | 278.468 | 10/04/2019 |  |  | 07/29/2020
Carrier Corp. - Indianapolis | Day & Night | G97CMN0601714A*D | Federally-Regulated Consumer Product | Non-Weatherized, Condensing Ga | 1435 | 258 | 258.14 | 10/04/2019 |  |  | 07/29/2020
Carrier Corp. - Indianapolis | Day & Night | N92ESN0801716A* | Federally-Regulated Consumer Product | Mobile Home Non-Weatherized, C | 1415 | 257 | 340.465 | 10/04/2019 |  |  | 07/29/2020
Carrier Corp. - Indianapolis | Day & Night | N92ESN1002120A | Federally-Regulated Consumer Product | Non-Weatherized, Condensing Ga | 1821 | 275 | 275.124 | 10/04/2019 |  |  | 07/29/2020
Carrier Corp. - Indianapolis | Day & Night | G97CMN1202422A | Federally-Regulated Consumer Product | Non-Weatherized, Condensing Ga | 2479 | 304 | 304.076 | 10/04/2019 |  |  | 07/29/2020
Carrier Corp. - Indianapolis | Day & Night | N92ESN0601412A* | Federally-Regulated Consumer Product | Mobile Home Non-Weatherized, C | 945 | 237 | 307.095 | 10/04/2019 |  |  | 07/29/2020
Carrier Corp. - Indianapolis | Day & Night | G97CMN1202422A*D | Federally-Regulated Consumer Product | Non-Weatherized, Condensing Ga | 2479 | 304 | 304.076 | 10/04/2019 |  |  | 07/29/2020
Carrier Corp. - Indianapolis | Day & Night | N92ESN1202420A | Federally-Regulated Consumer Product | Non-Weatherized, Condensing Ga | 1910 | 279 | 279.04 | 10/04/2019 |  |  | 07/29/2020
Carrier Corp. - Indianapolis | Day & Night | N92ESN0401712A | Federally-Regulated Consumer Product | Non-Weatherized, Condensing Ga | 985 | 238 | 238.34 | 10/04/2019 |  |  | 07/29/2020
Carrier Corp. - Indianapolis | Day & Night | G97CMN0602120A | Federally-Regulated Consumer Product | Non-Weatherized, Condensing Ga | 1897 | 278 | 278.468 | 10/04/2019 |  |  | 07/29/2020
Carrier Corp. - Indianapolis | Day & Night | N92ESN0401712A* | Federally-Regulated Consumer Product | Mobile Home Non-Weatherized, C | 985 | 238 | 309.935 | 10/04/2019 |  |  | 07/29/2020
Carrier Corp. - Indianapolis | Day & Night | G97CMN0601714A | Federally-Regulated Consumer Product | Non-Weatherized, Condensing Ga | 1435 | 258 | 258.14 | 10/04/2019 |  |  | 07/29/2020
Carrier Corp. - Indianapolis | Day & Night | N92ESN0802120A* | Federally-Regulated Consumer Product | Mobile Home Non-Weatherized, C | 1832 | 276 | 370.072 | 10/04/2019 |  |  | 07/29/2020
Carrier Corp. - Indianapolis | Payne | PG95ESAA42060B* | Federally-Regulated Consumer Product | Mobile Home Non-Weatherized, C | 1340 | 254 | 335.14 | 07/22/2020 | 60102 | 203360613 | 07/29/2020
Carrier Corp. - Indianapolis | Payne | PG92ESAA60100C* | Federally-Regulated Consumer Product | Mobile Home Non-Weatherized, C | 1821 | 275 | 369.291 | 07/22/2020 | 99460 | 203359932 | 07/29/2020
Carrier Corp. - Indianapolis | Payne | PG92ESAA60100C | Federally-Regulated Consumer Product | Non-Weatherized, Condensing Ga | 1821 | 275 | 275.124 | 07/22/2020 | 99460 | 203359930 | 07/29/2020
Carrier Corp. - Indianapolis | Payne | PG95ESAA36040B**D | Federally-Regulated Consumer Product | Mobile Home Non-Weatherized, C | 998 | 239 | 310.858 | 07/22/2020 | 40139 | 203360618 | 07/29/2020
Carrier Corp. - Indianapolis | Payne | PG92ESAA42060B | Federally-Regulated Consumer Product | Non-Weatherized, Condensing Ga | 1205 | 248 | 248.02 | 07/22/2020 | 60119 | 203359918 | 07/29/2020
Carrier Corp. - Indianapolis | Payne | PG92ESAA36060A* | Federally-Regulated Consumer Product | Mobile Home Non-Weatherized, C | 945 | 237 | 307.095 | 07/22/2020 | 59375 | 203359917 | 07/29/2020
Carrier Corp. - Indianapolis | Payne | PG92ESAA48080B | Federally-Regulated Consumer Product | Non-Weatherized, Condensing Ga | 1390 | 256 | 256.16 | 07/22/2020 | 79599 | 203359922 | 07/29/2020
Carrier Corp. - Indianapolis | Payne | PG92ESAA60080C* | Federally-Regulated Consumer Product | Mobile Home Non-Weatherized, C | 1832 | 276 | 370.072 | 07/22/2020 | 79860 | 203359928 | 07/29/2020
Carrier Corp. - Indianapolis | Payne | PG92ESAA60120D* | Federally-Regulated Consumer Product | Mobile Home Non-Weatherized, C | 1904 | 279 | 375.184 | 07/22/2020 | 119302 | 203359936 | 07/29/2020
Carrier Corp. - Indianapolis | Payne | PG80ESLA60090D* | Federally-Regulated Consumer Product | Non-Weatherized, Non-Condensin | 1987 | 269 | 269.428 | 07/22/2020 | 88320 | 203360155 | 07/29/2020
Carrier Corp. - Indianapolis | Payne | PG92ESAA42060B* | Federally-Regulated Consumer Product | Mobile Home Non-Weatherized, C | 1205 | 248 | 325.555 | 07/22/2020 | 60119 | 203359920 | 07/29/2020
Carrier Corp. - Indianapolis | Payne | PG92ESAA48080B* | Federally-Regulated Consumer Product | Mobile Home Non-Weatherized, C | 1390 | 256 | 338.69 | 07/22/2020 | 79599 | 203359924 | 07/29/2020
Carrier Corp. - Indianapolis | Payne | PG95ESAA42060B**D | Federally-Regulated Consumer Product | Mobile Home Non-Weatherized, C | 1340 | 254 | 335.14 | 07/22/2020 | 60102 | 203360619 | 07/29/2020
Carrier Corp. - Indianapolis | Payne | PG95ESAA36040B* | Federally-Regulated Consumer Product | Mobile Home Non-Weatherized, C | 998 | 239 | 310.858 | 07/22/2020 | 40139 | 203360612 | 07/29/2020
Carrier Corp. - Indianapolis | Tempstar | N95ESN0601714A* | Federally-Regulated Consumer Product | Mobile Home Non-Weatherized, C | 1340 | 254 | 335.14 | 07/22/2020 | 60102 | 203360721 | 07/29/2020
Carrier Corp. - Indianapolis | Tempstar | N92ESN0401712A* | Federally-Regulated Consumer Product | Mobile Home Non-Weatherized, C | 1024 | 240 | 312.704 | 07/22/2020 | 39894 | 203359697 | 07/29/2020
Carrier Corp. - Indianapolis | Tempstar | N95ESN0401712A**D | Federally-Regulated Consumer Product | Mobile Home Non-Weatherized, C | 998 | 239 | 310.858 | 07/22/2020 | 40139 | 203360726 | 07/29/2020
Carrier Corp. - Indianapolis | Tempstar | N92ESN0802120A* | Federally-Regulated Consumer Product | Mobile Home Non-Weatherized, C | 1832 | 276 | 370.072 | 07/22/2020 | 79860 | 203359836 | 07/29/2020
Carrier Corp. - Indianapolis | Tempstar | N80ESN0901714A | Federally-Regulated Consumer Product | Non-Weatherized, Non-Condensin | 1238 | 236 | 236.472 | 07/22/2020 | 88097 | 203359863 | 07/29/2020
Carrier Corp. - Indianapolis | Tempstar | N92ESN0601714A | Federally-Regulated Consumer Product | Non-Weatherized, Condensing Ga | 1205 | 248 | 248.02 | 07/22/2020 | 60119 | 203359752 | 07/29/2020
Carrier Corp. - Indianapolis | Tempstar | N92ESN0601714A* | Federally-Regulated Consumer Product | Mobile Home Non-Weatherized, C | 1205 | 248 | 325.555 | 07/22/2020 | 60119 | 203359771 | 07/29/2020
Carrier Corp. - Indianapolis | Tempstar | N92ESN0401410A* | Federally-Regulated Consumer Product | Mobile Home Non-Weatherized, C | 981 | 238 | 309.651 | 07/22/2020 | 40102 | 203359660 | 07/29/2020
Carrier Corp. - Indianapolis | Tempstar | N92ESN0801716A* | Federally-Regulated Consumer Product | Mobile Home Non-Weatherized, C | 1390 | 256 | 338.69 | 07/22/2020 | 79599 | 203359805 | 07/29/2020
Carrier Corp. - Indianapolis | Tempstar | N92ESN0601412A* | Federally-Regulated Consumer Product | Mobile Home Non-Weatherized, C | 945 | 237 | 307.095 | 07/22/2020 | 59375 | 203359733 | 07/29/2020
Carrier Corp. - Indianapolis | Tempstar | N92ESN0401410A | Federally-Regulated Consumer Product | Non-Weatherized, Condensing Ga | 981 | 238 | 238.164 | 07/22/2020 | 40102 | 203359642 | 07/29/2020
Carrier Corp. - Indianapolis | Tempstar | N80ESL0901714A | Federally-Regulated Consumer Product | Non-Weatherized, Non-Condensin | 1238 | 236 | 236.472 | 07/22/2020 | 88097 | 203360101 | 07/29/2020
Carrier Corp. - Indianapolis | Tempstar | N80ESL0902420A* | Federally-Regulated Consumer Product | Non-Weatherized, Non-Condensin | 1987 | 269 | 269.428 | 07/22/2020 | 88320 | 203360335 | 07/29/2020
Carrier Corp. - Indianapolis | Tempstar | N95ESN0601714A**D | Federally-Regulated Consumer Product | Mobile Home Non-Weatherized, C | 1340 | 254 | 335.14 | 07/22/2020 | 60102 | 203360727 | 07/29/2020
Carrier Corp. - Indianapolis | Tempstar | N92ESN0401712A | Federally-Regulated Consumer Product | Non-Weatherized, Condensing Ga | 1024 | 240 | 240.056 | 07/22/2020 | 39894 | 203359679 | 07/29/2020
Carrier Corp. - Indianapolis | Tempstar | N92ESN1002120A | Federally-Regulated Consumer Product | Non-Weatherized, Condensing Ga | 1821 | 275 | 275.124 | 07/22/2020 | 99460 | 203359851 | 07/29/2020
Carrier Corp. - Indianapolis | Tempstar | N92ESN1002120A* | Federally-Regulated Consumer Product | Mobile Home Non-Weatherized, C | 1821 | 275 | 369.291 | 07/22/2020 | 99460 | 203359868 | 07/29/2020
Carrier Corp. - Indianapolis | Tempstar | N92ESN1202420A* | Federally-Regulated Consumer Product | Mobile Home Non-Weatherized, C | 1904 | 279 | 375.184 | 07/22/2020 | 119302 | 203359904 | 07/29/2020
Carrier Corp. - Indianapolis | Tempstar | N92ESN0801716A | Federally-Regulated Consumer Product | Non-Weatherized, Condensing Ga | 1390 | 256 | 256.16 | 07/22/2020 | 79599 | 203359789 | 07/29/2020
Carrier Corp. - Indianapolis | Tempstar | N95ESN0401712A* | Federally-Regulated Consumer Product | Mobile Home Non-Weatherized, C | 998 | 239 | 310.858 | 07/22/2020 | 40139 | 203360720 | 07/29/2020
Carrier Corp. - Indianapolis | Payne | PG95ESAA42060B* | Federally-Regulated Consumer Product | Mobile Home Non-Weatherized, C | 1346 | 254 |  | 07/29/2020 | 60102 | 203360613 | 07/29/2020
Carrier Corp. - Indianapolis | Payne | PG92ESAA60100C* | Federally-Regulated Consumer Product | Mobile Home Non-Weatherized, C | 1821 | 275 |  | 07/29/2020 | 99460 | 203359932 | 07/29/2020
Carrier Corp. - Indianapolis | Payne | PG92ESAA60100C | Federally-Regulated Consumer Product | Non-Weatherized, Condensing Ga | 1821 | 275 |  | 07/29/2020 | 99460 | 203359930 | 07/29/2020
Carrier Corp. - Indianapolis | Payne | PG95ESAA36040B**D | Federally-Regulated Consumer Product | Mobile Home Non-Weatherized, C | 998 | 239 |  | 07/29/2020 | 40139 | 203360618 | 07/29/2020
Carrier Corp. - Indianapolis | Payne | PG92ESAA42060B | Federally-Regulated Consumer Product | Non-Weatherized, Condensing Ga | 1205 | 248 |  | 07/29/2020 | 60119 | 203359918 | 07/29/2020
Carrier Corp. - Indianapolis | Payne | PG92ESAA36060A* | Federally-Regulated Consumer Product | Mobile Home Non-Weatherized, C | 945 | 237 |  | 07/29/2020 | 59375 | 203359917 | 07/29/2020
Carrier Corp. - Indianapolis | Payne | PG92ESAA48080B | Federally-Regulated Consumer Product | Non-Weatherized, Condensing Ga | 1390 | 256 |  | 07/29/2020 | 79599 | 203359922 | 07/29/2020
Carrier Corp. - Indianapolis | Payne | PG92ESAA60080C* | Federally-Regulated Consumer Product | Mobile Home Non-Weatherized, C | 1832 | 276 |  | 07/29/2020 | 79860 | 203359928 | 07/29/2020
Carrier Corp. - Indianapolis | Payne | PG92ESAA60120D* | Federally-Regulated Consumer Product | Mobile Home Non-Weatherized, C | 1904 | 279 |  | 07/29/2020 | 119302 | 203359936 | 07/29/2020
Carrier Corp. - Indianapolis | Payne | PG80ESLA60090D* | Federally-Regulated Consumer Product | Non-Weatherized, Non-Condensin | 1987 | 269 |  | 07/29/2020 | 88320 | 203360155 | 07/29/2020
Carrier Corp. - Indianapolis | Payne | PG92ESAA42060B* | Federally-Regulated Consumer Product | Mobile Home Non-Weatherized, C | 1205 | 248 |  | 07/29/2020 | 60119 | 203359920 | 07/29/2020
Carrier Corp. - Indianapolis | Payne | PG92ESAA48080B* | Federally-Regulated Consumer Product | Mobile Home Non-Weatherized, C | 1390 | 256 |  | 07/29/2020 | 79599 | 203359924 | 07/29/2020
Carrier Corp. - Indianapolis | Payne | PG95ESAA42060B**D | Federally-Regulated Consumer Product | Mobile Home Non-Weatherized, C | 1346 | 254 |  | 07/29/2020 | 60102 | 203360619 | 07/29/2020
Carrier Corp. - Indianapolis | Payne | PG95ESAA36040B* | Federally-Regulated Consumer Product | Mobile Home Non-Weatherized, C | 998 | 239 |  | 07/29/2020 | 40139 | 203360612 | 07/29/2020
Carrier Corp. - Indianapolis | Kenmore | G97CMN0601714A*D | Federally-Regulated Consumer Product | Non-Weatherized, Condensing Ga | 1435 | 258 | 258.14 | 10/04/2019 |  |  | 07/29/2020
Carrier Corp. - Indianapolis | Kenmore | N92ESN0401712A* | Federally-Regulated Consumer Product | Mobile Home Non-Weatherized, C | 985 | 238 | 309.935 | 10/04/2019 |  |  | 07/29/2020
Carrier Corp. - Indianapolis | Kenmore | G97CMN1202422A | Federally-Regulated Consumer Product | Non-Weatherized, Condensing Ga | 2479 | 304 | 304.076 | 10/04/2019 |  |  | 07/29/2020
Carrier Corp. - Indianapolis | Kenmore | N92ESN1002120A* | Federally-Regulated Consumer Product | Mobile Home Non-Weatherized, C | 1821 | 275 | 369.291 | 10/04/2019 |  |  | 07/29/2020
Carrier Corp. - Indianapolis | Kenmore | F97CMN0602120A | Federally-Regulated Consumer Product | Non-Weatherized, Condensing Ga | 1897 | 278 | 278.468 | 10/04/2019 |  |  | 07/29/2020
Carrier Corp. - Indianapolis | Kenmore | N80ESL0902420A* | Federally-Regulated Consumer Product | Non-Weatherized, Non-Condensin | 1987 | 269 | 269.428 | 10/04/2019 |  |  | 07/29/2020
Carrier Corp. - Indianapolis | Kenmore | N92ESN0401712A | Federally-Regulated Consumer Product | Non-Weatherized, Condensing Ga | 985 | 238 | 238.34 | 10/04/2019 |  |  | 07/29/2020
Carrier Corp. - Indianapolis | Kenmore | N95ESN0401712A**D | Federally-Regulated Consumer Product | Mobile Home Non-Weatherized, C | 994 | 239 | 310.574 | 10/04/2019 |  |  | 07/29/2020
Carrier Corp. - Indianapolis | Kenmore | N92ESN1002122A | Federally-Regulated Consumer Product | Non-Weatherized, Condensing Ga | 1993 | 282 | 282.692 | 07/22/2020 | 99627 | 205001048 | 07/29/2020
Carrier Corp. - Indianapolis | Kenmore | G97CMN0602120A*D | Federally-Regulated Consumer Product | Non-Weatherized, Condensing Ga | 1897 | 278 | 278.468 | 10/04/2019 |  |  | 07/29/2020
Carrier Corp. - Indianapolis | Kenmore | N92ESN0601412A* | Federally-Regulated Consumer Product | Mobile Home Non-Weatherized, C | 945 | 237 | 307.095 | 10/04/2019 |  |  | 07/29/2020
Carrier Corp. - Indianapolis | Kenmore | F97CMN0602120A*D | Federally-Regulated Consumer Product | Non-Weatherized, Condensing Ga | 1897 | 278 | 278.468 | 10/04/2019 |  |  | 07/29/2020
Carrier Corp. - Indianapolis | Kenmore | G97CMN0601714A | Federally-Regulated Consumer Product | Non-Weatherized, Condensing Ga | 1435 | 258 | 258.14 | 10/04/2019 |  |  | 07/29/2020
Carrier Corp. - Indianapolis | Kenmore | N80ESN0901714A | Federally-Regulated Consumer Product | Non-Weatherized, Non-Condensin | 1238 | 236 | 236.472 | 10/04/2019 |  |  | 07/29/2020
Carrier Corp. - Indianapolis | Kenmore | N80ESL0902116A | Federally-Regulated Consumer Product | Non-Weatherized, Non-Condensin | 1461 | 246 | 246.284 | 10/04/2019 |  |  | 07/29/2020
Carrier Corp. - Indianapolis | Kenmore | N92ESN0401410A* | Federally-Regulated Consumer Product | Mobile Home Non-Weatherized, C | 969 | 238 | 308.799 | 10/04/2019 |  |  | 07/29/2020
Carrier Corp. - Indianapolis | Kenmore | N80ESL0902116A* | Federally-Regulated Consumer Product | Non-Weatherized, Non-Condensin | 1461 | 246 | 246.284 | 10/04/2019 |  |  | 07/29/2020
Carrier Corp. - Indianapolis | Kenmore | F97CMN0802120A*D | Federally-Regulated Consumer Product | Non-Weatherized, Condensing Ga | 2026 | 284 | 284.144 | 10/04/2019 |  |  | 07/29/2020
Carrier Corp. - Indianapolis | Kenmore | N92ESN1002120A | Federally-Regulated Consumer Product | Non-Weatherized, Condensing Ga | 1821 | 275 | 275.124 | 10/04/2019 |  |  | 07/29/2020
Carrier Corp. - Indianapolis | Kenmore | N80ESN0902116A | Federally-Regulated Consumer Product | Non-Weatherized, Non-Condensin | 1461 | 246 | 246.284 | 10/04/2019 |  |  | 07/29/2020
Carrier Corp. - Indianapolis | Kenmore | N92ESN0802120A* | Federally-Regulated Consumer Product | Mobile Home Non-Weatherized, C | 1832 | 276 | 370.072 | 10/04/2019 |  |  | 07/29/2020
Carrier Corp. - Indianapolis | Kenmore | F97CMN1202422A | Federally-Regulated Consumer Product | Non-Weatherized, Condensing Ga | 2479 | 304 | 304.076 | 10/04/2019 |  |  | 07/29/2020
Carrier Corp. - Indianapolis | Kenmore | G97CMN1002122A | Federally-Regulated Consumer Product | Non-Weatherized, Condensing Ga | 2192 | 291 | 291.448 | 10/04/2019 |  |  | 07/29/2020
Carrier Corp. - Indianapolis | Kenmore | G97CMN0802120A*D | Federally-Regulated Consumer Product | Non-Weatherized, Condensing Ga | 2026 | 284 | 284.144 | 10/04/2019 |  |  | 07/29/2020
Carrier Corp. - Indianapolis | Kenmore | N92ESN1002122A* | Federally-Regulated Consumer Product | Mobile Home Non-Weatherized, C | 1993 | 282 | 381.503 | 07/22/2020 | 99627 | 205001057 | 07/29/2020
Carrier Corp. - Indianapolis | Kenmore | F97CMN0601714A*D | Federally-Regulated Consumer Product | Non-Weatherized, Condensing Ga | 1435 | 258 | 258.14 | 10/04/2019 |  |  | 07/29/2020
Carrier Corp. - Indianapolis | Kenmore | N92ESN0601714A | Federally-Regulated Consumer Product | Non-Weatherized, Condensing Ga | 1191 | 247 | 247.404 | 10/04/2019 |  |  | 07/29/2020
Carrier Corp. - Indianapolis | Kenmore | F97CMN1002122A*D | Federally-Regulated Consumer Product | Non-Weatherized, Condensing Ga | 2192 | 291 | 291.448 | 10/04/2019 |  |  | 07/29/2020
Carrier Corp. - Indianapolis | Kenmore | N95ESN0601714A**D | Federally-Regulated Consumer Product | Mobile Home Non-Weatherized, C | 1379 | 256 | 337.909 | 10/04/2019 |  |  | 07/29/2020
Carrier Corp. - Indianapolis | Kenmore | N92ESN1202420A | Federally-Regulated Consumer Product | Non-Weatherized, Condensing Ga | 1910 | 279 | 279.04 | 10/04/2019 |  |  | 07/29/2020
Carrier Corp. - Indianapolis | Kenmore | N92ESN0801716A | Federally-Regulated Consumer Product | Non-Weatherized, Condensing Ga | 1415 | 257 | 257.26 | 10/04/2019 |  |  | 07/29/2020
Carrier Corp. - Indianapolis | Kenmore | N92ESN0401410A | Federally-Regulated Consumer Product | Non-Weatherized, Condensing Ga | 981 | 238 | 238.164 | 07/22/2020 | 40102 | 203359640 | 07/29/2020
Carrier Corp. - Indianapolis | Kenmore | N80ESL0901714A | Federally-Regulated Consumer Product | Non-Weatherized, Non-Condensin | 1238 | 236 | 236.472 | 10/04/2019 |  |  | 07/29/2020
Carrier Corp. - Indianapolis | Kenmore | F97CMN1202422A*D | Federally-Regulated Consumer Product | Non-Weatherized, Condensing Ga | 2479 | 304 | 304.076 | 10/04/2019 |  |  | 07/29/2020
Carrier Corp. - Indianapolis | Kenmore | N92ESN1202420A* | Federally-Regulated Consumer Product | Mobile Home Non-Weatherized, C | 1910 | 279 | 375.61 | 10/04/2019 |  |  | 07/29/2020
Carrier Corp. - Indianapolis | Kenmore | G97CMN1002122A*D | Federally-Regulated Consumer Product | Non-Weatherized, Condensing Ga | 2192 | 291 | 291.448 | 10/04/2019 |  |  | 07/29/2020
Carrier Corp. - Indianapolis | Kenmore | F97CMN0802120A | Federally-Regulated Consumer Product | Non-Weatherized, Condensing Ga | 2026 | 284 | 284.144 | 10/04/2019 |  |  | 07/29/2020
Carrier Corp. - Indianapolis | Kenmore | F97CMN0601714A | Federally-Regulated Consumer Product | Non-Weatherized, Condensing Ga | 1435 | 258 | 258.14 | 10/04/2019 |  |  | 07/29/2020
Carrier Corp. - Indianapolis | Kenmore | N92ESN0801716A* | Federally-Regulated Consumer Product | Mobile Home Non-Weatherized, C | 1415 | 257 | 340.465 | 10/04/2019 |  |  | 07/29/2020
Carrier Corp. - Indianapolis | Kenmore | N95ESN0401712A* | Federally-Regulated Consumer Product | Mobile Home Non-Weatherized, C | 994 | 239 | 310.574 | 10/04/2019 |  |  | 07/29/2020
Carrier Corp. - Indianapolis | Kenmore | F97CMN1002122A | Federally-Regulated Consumer Product | Non-Weatherized, Condensing Ga | 2192 | 291 | 291.448 | 10/04/2019 |  |  | 07/29/2020
Carrier Corp. - Indianapolis | Kenmore | N95ESN0601714A* | Federally-Regulated Consumer Product | Mobile Home Non-Weatherized, C | 1379 | 256 | 337.909 | 10/04/2019 |  |  | 07/29/2020
Carrier Corp. - Indianapolis | Kenmore | G97CMN1202422A*D | Federally-Regulated Consumer Product | Non-Weatherized, Condensing Ga | 2479 | 304 | 304.076 | 10/04/2019 |  |  | 07/29/2020
Carrier Corp. - Indianapolis | Kenmore | G97CMN0802120A | Federally-Regulated Consumer Product | Non-Weatherized, Condensing Ga | 2026 | 284 | 284.144 | 10/04/2019 |  |  | 07/29/2020
Carrier Corp. - Indianapolis | Kenmore | N92ESN0601714A* | Federally-Regulated Consumer Product | Mobile Home Non-Weatherized, C | 1191 | 247 | 324.561 | 10/04/2019 |  |  | 07/29/2020
Carrier Corp. - Indianapolis | Kenmore | G97CMN0602120A | Federally-Regulated Consumer Product | Non-Weatherized, Condensing Ga | 1897 | 278 | 278.468 | 10/04/2019 |  |  | 07/29/2020
Carrier Corp. - Indianapolis | ICP Commercial | N92ESN0601714A* | Federally-Regulated Consumer Product | Mobile Home Non-Weatherized, C | 1191 | 247 | 324.561 | 10/04/2019 |  |  | 07/29/2020
Carrier Corp. - Indianapolis | ICP Commercial | G97CMN0802120A | Federally-Regulated Consumer Product | Non-Weatherized, Condensing Ga | 2026 | 284 | 284.144 | 10/04/2019 |  |  | 07/29/2020
Carrier Corp. - Indianapolis | ICP Commercial | N92ESN0801716A* | Federally-Regulated Consumer Product | Mobile Home Non-Weatherized, C | 1415 | 257 | 340.465 | 10/04/2019 |  |  | 07/29/2020
Carrier Corp. - Indianapolis | ICP Commercial | G97CMN0602120A*D | Federally-Regulated Consumer Product | Non-Weatherized, Condensing Ga | 1897 | 278 | 278.468 | 10/04/2019 |  |  | 07/29/2020
Carrier Corp. - Indianapolis | ICP Commercial | N95ESN0601714A* | Federally-Regulated Consumer Product | Mobile Home Non-Weatherized, C | 1379 | 256 | 337.909 | 10/04/2019 |  |  | 07/29/2020
Carrier Corp. - Indianapolis | ICP Commercial | N80ESL0902116A | Federally-Regulated Consumer Product | Non-Weatherized, Non-Condensin | 1461 | 246 | 246.284 | 10/04/2019 |  |  | 07/29/2020
Carrier Corp. - Indianapolis | ICP Commercial | N80ESL0902420A* | Federally-Regulated Consumer Product | Non-Weatherized, Non-Condensin | 1987 | 269 | 269.428 | 10/04/2019 |  |  | 07/29/2020
Carrier Corp. - Indianapolis | ICP Commercial | N92ESN0802120A | Federally-Regulated Consumer Product | Non-Weatherized, Condensing Ga | 1832 | 276 | 275.608 | 07/27/2020 | 79860 | 203359814 | 07/29/2020
Carrier Corp. - Indianapolis | ICP Commercial | N95ESN0401712A* | Federally-Regulated Consumer Product | Mobile Home Non-Weatherized, C | 994 | 239 | 310.574 | 10/04/2019 |  |  | 07/29/2020
Carrier Corp. - Indianapolis | ICP Commercial | G97CMN0601714A | Federally-Regulated Consumer Product | Non-Weatherized, Condensing Ga | 1435 | 258 | 258.14 | 10/04/2019 |  |  | 07/29/2020
Carrier Corp. - Indianapolis | ICP Commercial | N92ESN0401410A | Federally-Regulated Consumer Product | Non-Weatherized, Condensing Ga | 981 | 238 | 238.164 | 07/22/2020 | 40102 | 203359636 | 07/29/2020
Carrier Corp. - Indianapolis | ICP Commercial | N92ESN0401712A | Federally-Regulated Consumer Product | Non-Weatherized, Condensing Ga | 985 | 238 | 238.34 | 10/04/2019 |  |  | 07/29/2020
Carrier Corp. - Indianapolis | ICP Commercial | G97CMN1202422A*D | Federally-Regulated Consumer Product | Non-Weatherized, Condensing Ga | 2479 | 304 | 304.076 | 10/04/2019 |  |  | 07/29/2020
Carrier Corp. - Indianapolis | ICP Commercial | G97CMN1202422A | Federally-Regulated Consumer Product | Non-Weatherized, Condensing Ga | 2479 | 304 | 304.076 | 10/04/2019 |  |  | 07/29/2020
Carrier Corp. - Indianapolis | ICP Commercial | N92ESN1002120A | Federally-Regulated Consumer Product | Non-Weatherized, Condensing Ga | 1821 | 275 | 275.124 | 10/04/2019 |  |  | 07/29/2020
Carrier Corp. - Indianapolis | ICP Commercial | N92ESN0601412A | Federally-Regulated Consumer Product | Non-Weatherized, Condensing Ga | 945 | 237 | 236.58 | 07/27/2020 | 59375 | 203359709 | 07/29/2020
Carrier Corp. - Indianapolis | ICP Commercial | N80ESL0901714A | Federally-Regulated Consumer Product | Non-Weatherized, Non-Condensin | 1238 | 236 | 236.472 | 10/04/2019 |  |  | 07/29/2020
Carrier Corp. - Indianapolis | ICP Commercial | N92ESN0601412A* | Federally-Regulated Consumer Product | Mobile Home Non-Weatherized, C | 945 | 237 | 307.095 | 10/04/2019 |  |  | 07/29/2020
Carrier Corp. - Indianapolis | ICP Commercial | N92ESN0401410A* | Federally-Regulated Consumer Product | Mobile Home Non-Weatherized, C | 969 | 238 | 308.799 | 10/04/2019 |  |  | 07/29/2020
Carrier Corp. - Indianapolis | ICP Commercial | N92ESN1202420A | Federally-Regulated Consumer Product | Non-Weatherized, Condensing Ga | 1910 | 279 | 279.04 | 10/04/2019 |  |  | 07/29/2020
Carrier Corp. - Indianapolis | ICP Commercial | N95ESN0401712A**D | Federally-Regulated Consumer Product | Mobile Home Non-Weatherized, C | 994 | 239 | 310.574 | 10/04/2019 |  |  | 07/29/2020
Carrier Corp. - Indianapolis | ICP Commercial | N80ESN0901714A | Federally-Regulated Consumer Product | Non-Weatherized, Non-Condensin | 1238 | 236 | 236.472 | 10/04/2019 |  |  | 07/29/2020
Carrier Corp. - Indianapolis | ICP Commercial | G97CMN0602120A | Federally-Regulated Consumer Product | Non-Weatherized, Condensing Ga | 1897 | 278 | 278.468 | 10/04/2019 |  |  | 07/29/2020
Carrier Corp. - Indianapolis | ICP Commercial | G97CMN0802120A*D | Federally-Regulated Consumer Product | Non-Weatherized, Condensing Ga | 2026 | 284 | 284.144 | 10/04/2019 |  |  | 07/29/2020
Carrier Corp. - Indianapolis | ICP Commercial | N92ESN0801716A | Federally-Regulated Consumer Product | Non-Weatherized, Condensing Ga | 1415 | 257 | 257.26 | 10/04/2019 |  |  | 07/29/2020
Carrier Corp. - Indianapolis | ICP Commercial | N92ESN1202420A* | Federally-Regulated Consumer Product | Mobile Home Non-Weatherized, C | 1910 | 279 | 375.61 | 10/04/2019 |  |  | 07/29/2020
Carrier Corp. - Indianapolis | ICP Commercial | N80ESN0902116A | Federally-Regulated Consumer Product | Non-Weatherized, Non-Condensin | 1461 | 246 | 246.284 | 10/04/2019 |  |  | 07/29/2020
Carrier Corp. - Indianapolis | ICP Commercial | N95ESN0601714A**D | Federally-Regulated Consumer Product | Mobile Home Non-Weatherized, C | 1379 | 256 | 337.909 | 10/04/2019 |  |  | 07/29/2020
Carrier Corp. - Indianapolis | ICP Commercial | G97CMN0601714A*D | Federally-Regulated Consumer Product | Non-Weatherized, Condensing Ga | 1435 | 258 | 258.14 | 10/04/2019 |  |  | 07/29/2020
Carrier Corp. - Indianapolis | ICP Commercial | G97CMN1002122A*D | Federally-Regulated Consumer Product | Non-Weatherized, Condensing Ga | 2192 | 291 | 291.448 | 10/04/2019 |  |  | 07/29/2020
Carrier Corp. - Indianapolis | ICP Commercial | N80ESL0902116A* | Federally-Regulated Consumer Product | Non-Weatherized, Non-Condensin | 1461 | 246 | 246.284 | 10/04/2019 |  |  | 07/29/2020
Carrier Corp. - Indianapolis | ICP Commercial | N92ESN0802120A* | Federally-Regulated Consumer Product | Mobile Home Non-Weatherized, C | 1832 | 276 | 370.072 | 10/04/2019 |  |  | 07/29/2020
Carrier Corp. - Indianapolis | ICP Commercial | N92ESN0401712A* | Federally-Regulated Consumer Product | Mobile Home Non-Weatherized, C | 985 | 238 | 309.935 | 10/04/2019 |  |  | 07/29/2020
Carrier Corp. - Indianapolis | ICP Commercial | G97CMN1002122A | Federally-Regulated Consumer Product | Non-Weatherized, Condensing Ga | 2192 | 291 | 291.448 | 10/04/2019 |  |  | 07/29/2020
Carrier Corp. - Indianapolis | ICP Commercial | N92ESN1002120A* | Federally-Regulated Consumer Product | Mobile Home Non-Weatherized, C | 1821 | 275 | 369.291 | 10/04/2019 |  |  | 07/29/2020
Carrier Corp. - Indianapolis | ICP Commercial | N92ESN0601714A | Federally-Regulated Consumer Product | Non-Weatherized, Condensing Ga | 1191 | 247 | 247.404 | 10/04/2019 |  |  | 07/29/2020
Carrier Corp. - Indianapolis | Keeprite | N92ESN0801716A | Federally-Regulated Consumer Product | Non-Weatherized, Condensing Ga | 1415 | 257 | 257.26 | 10/04/2019 |  |  | 07/29/2020
Carrier Corp. - Indianapolis | Keeprite | N80ESL0901714A | Federally-Regulated Consumer Product | Non-Weatherized, Non-Condensin | 1238 | 236 | 236.472 | 10/04/2019 |  |  | 07/29/2020
Carrier Corp. - Indianapolis | Keeprite | N92ESN0401410A | Federally-Regulated Consumer Product | Non-Weatherized, Condensing Ga | 981 | 238 | 238.164 | 07/22/2020 | 40102 | 203359638 | 07/29/2020
Carrier Corp. - Indianapolis | Keeprite | N92ESN1202420A | Federally-Regulated Consumer Product | Non-Weatherized, Condensing Ga | 1910 | 279 | 279.04 | 10/04/2019 |  |  | 07/29/2020
Carrier Corp. - Indianapolis | Keeprite | N80ESL0902116A | Federally-Regulated Consumer Product | Non-Weatherized, Non-Condensin | 1461 | 246 | 246.284 | 10/04/2019 |  |  | 07/29/2020
Carrier Corp. - Indianapolis | Keeprite | G97CMN0602120A*D | Federally-Regulated Consumer Product | Non-Weatherized, Condensing Ga | 1897 | 278 | 278.468 | 10/04/2019 |  |  | 07/29/2020
Carrier Corp. - Indianapolis | Keeprite | G97CMN0601714A*D | Federally-Regulated Consumer Product | Non-Weatherized, Condensing Ga | 1435 | 258 | 258.14 | 10/04/2019 |  |  | 07/29/2020
Carrier Corp. - Indianapolis | Keeprite | G97CMN0601714A | Federally-Regulated Consumer Product | Non-Weatherized, Condensing Ga | 1435 | 258 | 258.14 | 10/04/2019 |  |  | 07/29/2020
Carrier Corp. - Indianapolis | Keeprite | N92ESN0801716A* | Federally-Regulated Consumer Product | Mobile Home Non-Weatherized, C | 1415 | 257 | 340.465 | 10/04/2019 |  |  | 07/29/2020
Carrier Corp. - Indianapolis | Keeprite | N95ESN0401712A**D | Federally-Regulated Consumer Product | Mobile Home Non-Weatherized, C | 994 | 239 | 310.574 | 10/04/2019 |  |  | 07/29/2020
Carrier Corp. - Indianapolis | Keeprite | N92ESN1202420A* | Federally-Regulated Consumer Product | Mobile Home Non-Weatherized, C | 1910 | 279 | 375.61 | 10/04/2019 |  |  | 07/29/2020
Carrier Corp. - Indianapolis | Keeprite | N95ESN0401712A* | Federally-Regulated Consumer Product | Mobile Home Non-Weatherized, C | 994 | 239 | 310.574 | 10/04/2019 |  |  | 07/29/2020
Carrier Corp. - Indianapolis | Keeprite | N92ESN0601714A | Federally-Regulated Consumer Product | Non-Weatherized, Condensing Ga | 1191 | 247 | 247.404 | 10/04/2019 |  |  | 07/29/2020
Carrier Corp. - Indianapolis | Keeprite | N80ESL0902420A* | Federally-Regulated Consumer Product | Non-Weatherized, Non-Condensin | 1987 | 269 | 269.428 | 10/04/2019 |  |  | 07/29/2020
Carrier Corp. - Indianapolis | Keeprite | N95ESN0601714A**D | Federally-Regulated Consumer Product | Mobile Home Non-Weatherized, C | 1379 | 256 | 337.909 | 10/04/2019 |  |  | 07/29/2020
Carrier Corp. - Indianapolis | Keeprite | G97CMN0602120A | Federally-Regulated Consumer Product | Non-Weatherized, Condensing Ga | 1897 | 278 | 278.468 | 10/04/2019 |  |  | 07/29/2020
Carrier Corp. - Indianapolis | Keeprite | N92ESN0401712A | Federally-Regulated Consumer Product | Non-Weatherized, Condensing Ga | 985 | 238 | 238.34 | 10/04/2019 |  |  | 07/29/2020
Carrier Corp. - Indianapolis | Keeprite | G97CMN1202422A | Federally-Regulated Consumer Product | Non-Weatherized, Condensing Ga | 2479 | 304 | 304.076 | 10/04/2019 |  |  | 07/29/2020
Carrier Corp. - Indianapolis | Keeprite | G97CMN1002122A | Federally-Regulated Consumer Product | Non-Weatherized, Condensing Ga | 2192 | 291 | 291.448 | 10/04/2019 |  |  | 07/29/2020
Carrier Corp. - Indianapolis | Keeprite | N80ESN0902116A | Federally-Regulated Consumer Product | Non-Weatherized, Non-Condensin | 1461 | 246 | 246.284 | 10/04/2019 |  |  | 07/29/2020
Carrier Corp. - Indianapolis | Keeprite | N80ESL0902116A* | Federally-Regulated Consumer Product | Non-Weatherized, Non-Condensin | 1461 | 246 | 246.284 | 10/04/2019 |  |  | 07/29/2020
Carrier Corp. - Indianapolis | Keeprite | N92ESN0401410A* | Federally-Regulated Consumer Product | Mobile Home Non-Weatherized, C | 969 | 238 | 308.799 | 10/04/2019 |  |  | 07/29/2020
Carrier Corp. - Indianapolis | Keeprite | N92ESN0601412A* | Federally-Regulated Consumer Product | Mobile Home Non-Weatherized, C | 945 | 237 | 307.095 | 10/04/2019 |  |  | 07/29/2020
Carrier Corp. - Indianapolis | Keeprite | N92ESN0601714A* | Federally-Regulated Consumer Product | Mobile Home Non-Weatherized, C | 1191 | 247 | 324.561 | 10/04/2019 |  |  | 07/29/2020
Carrier Corp. - Indianapolis | Keeprite | G97CMN1002122A*D | Federally-Regulated Consumer Product | Non-Weatherized, Condensing Ga | 2192 | 291 | 291.448 | 10/04/2019 |  |  | 07/29/2020
Carrier Corp. - Indianapolis | Keeprite | N92ESN1002120A* | Federally-Regulated Consumer Product | Mobile Home Non-Weatherized, C | 1821 | 275 | 369.291 | 10/04/2019 |  |  | 07/29/2020
Carrier Corp. - Indianapolis | Keeprite | G97CMN0802120A | Federally-Regulated Consumer Product | Non-Weatherized, Condensing Ga | 2026 | 284 | 284.144 | 10/04/2019 |  |  | 07/29/2020
Carrier Corp. - Indianapolis | Keeprite | N92ESN0401712A* | Federally-Regulated Consumer Product | Mobile Home Non-Weatherized, C | 985 | 238 | 309.935 | 10/04/2019 |  |  | 07/29/2020
Carrier Corp. - Indianapolis | Keeprite | N92ESN0802120A* | Federally-Regulated Consumer Product | Mobile Home Non-Weatherized, C | 1832 | 276 | 370.072 | 10/04/2019 |  |  | 07/29/2020
Carrier Corp. - Indianapolis | Keeprite | N92ESN1002120A | Federally-Regulated Consumer Product | Non-Weatherized, Condensing Ga | 1821 | 275 | 275.124 | 10/04/2019 |  |  | 07/29/2020
Carrier Corp. - Indianapolis | Keeprite | N80ESN0901714A | Federally-Regulated Consumer Product | Non-Weatherized, Non-Condensin | 1238 | 236 | 236.472 | 10/04/2019 |  |  | 07/29/2020
Carrier Corp. - Indianapolis | Keeprite | N95ESN0601714A* | Federally-Regulated Consumer Product | Mobile Home Non-Weatherized, C | 1379 | 256 | 337.909 | 10/04/2019 |  |  | 07/29/2020
Carrier Corp. - Indianapolis | Keeprite | G97CMN0802120A*D | Federally-Regulated Consumer Product | Non-Weatherized, Condensing Ga | 2026 | 284 | 284.144 | 10/04/2019 |  |  | 07/29/2020
Carrier Corp. - Indianapolis | Keeprite | G97CMN1202422A*D | Federally-Regulated Consumer Product | Non-Weatherized, Condensing Ga | 2479 | 304 | 304.076 | 10/04/2019 |  |  | 07/29/2020
Carrier Corp. - Indianapolis | Heil | N92ESN1002120A* | Federally-Regulated Consumer Product | Mobile Home Non-Weatherized, C | 1821 | 275 | 369.291 | 10/04/2019 |  |  | 07/29/2020
Carrier Corp. - Indianapolis | Heil | N92ESN0801716A* | Federally-Regulated Consumer Product | Mobile Home Non-Weatherized, C | 1415 | 257 | 340.465 | 10/04/2019 |  |  | 07/29/2020
Carrier Corp. - Indianapolis | Heil | G97CMN1202422A*D | Federally-Regulated Consumer Product | Non-Weatherized, Condensing Ga | 2479 | 304 | 304.076 | 10/04/2019 |  |  | 07/29/2020
Carrier Corp. - Indianapolis | Heil | N92ESN0601714A | Federally-Regulated Consumer Product | Non-Weatherized, Condensing Ga | 1191 | 247 | 247.404 | 10/04/2019 |  |  | 07/29/2020
Carrier Corp. - Indianapolis | Heil | G97CMN1202422A | Federally-Regulated Consumer Product | Non-Weatherized, Condensing Ga | 2479 | 304 | 304.076 | 10/04/2019 |  |  | 07/29/2020
Carrier Corp. - Indianapolis | Heil | N92ESN0801716A | Federally-Regulated Consumer Product | Non-Weatherized, Condensing Ga | 1415 | 257 | 257.26 | 10/04/2019 |  |  | 07/29/2020
Carrier Corp. - Indianapolis | Heil | N80ESL0902116A | Federally-Regulated Consumer Product | Non-Weatherized, Non-Condensin | 1461 | 246 | 246.284 | 10/04/2019 |  |  | 07/29/2020
Carrier Corp. - Indianapolis | Heil | N80ESN0901714A | Federally-Regulated Consumer Product | Non-Weatherized, Non-Condensin | 1238 | 236 | 236.472 | 10/04/2019 |  |  | 07/29/2020
Carrier Corp. - Indianapolis | Heil | N92ESN0401712A | Federally-Regulated Consumer Product | Non-Weatherized, Condensing Ga | 985 | 238 | 238.34 | 10/04/2019 |  |  | 07/29/2020
Carrier Corp. - Indianapolis | Heil | N92ESN0401410A | Federally-Regulated Consumer Product | Non-Weatherized, Condensing Ga | 981 | 238 | 238.164 | 07/22/2020 | 40102 | 203359634 | 07/29/2020
Carrier Corp. - Indianapolis | Heil | N92ESN0401410A* | Federally-Regulated Consumer Product | Mobile Home Non-Weatherized, C | 969 | 238 | 308.799 | 10/04/2019 |  |  | 07/29/2020
Carrier Corp. - Indianapolis | Heil | N92ESN1202420A* | Federally-Regulated Consumer Product | Mobile Home Non-Weatherized, C | 1910 | 279 | 375.61 | 10/04/2019 |  |  | 07/29/2020
Carrier Corp. - Indianapolis | Heil | N95ESN0401712A**D | Federally-Regulated Consumer Product | Mobile Home Non-Weatherized, C | 994 | 239 | 310.574 | 10/04/2019 |  |  | 07/29/2020
Carrier Corp. - Indianapolis | Heil | N92ESN1002120A | Federally-Regulated Consumer Product | Non-Weatherized, Condensing Ga | 1821 | 275 | 275.124 | 10/04/2019 |  |  | 07/29/2020
Carrier Corp. - Indianapolis | Heil | G97CMN0601714A | Federally-Regulated Consumer Product | Non-Weatherized, Condensing Ga | 1435 | 258 | 258.14 | 10/04/2019 |  |  | 07/29/2020
Carrier Corp. - Indianapolis | Heil | N80ESN0902120A | Federally-Regulated Consumer Product | Non-Weatherized, Non-Condensin | 2015 | 271 | 270.66 | 07/27/2020 | 88187 | 203359753 | 07/29/2020
Carrier Corp. - Indianapolis | Heil | N80ESL0901714A | Federally-Regulated Consumer Product | Non-Weatherized, Non-Condensin | 1238 | 236 | 236.472 | 10/04/2019 |  |  | 07/29/2020
Carrier Corp. - Indianapolis | Heil | N92ESN0601412A | Federally-Regulated Consumer Product | Non-Weatherized, Condensing Ga | 945 | 237 | 236.58 | 07/27/2020 | 59375 | 203359707 | 07/29/2020
Carrier Corp. - Indianapolis | Heil | N92ESN1202420A | Federally-Regulated Consumer Product | Non-Weatherized, Condensing Ga | 1910 | 279 | 279.04 | 10/04/2019 |  |  | 07/29/2020
Carrier Corp. - Indianapolis | Heil | G97CMN0602120A | Federally-Regulated Consumer Product | Non-Weatherized, Condensing Ga | 1897 | 278 | 278.468 | 10/04/2019 |  |  | 07/29/2020
Carrier Corp. - Indianapolis | Heil | N95ESN0601714A* | Federally-Regulated Consumer Product | Mobile Home Non-Weatherized, C | 1379 | 256 | 337.909 | 10/04/2019 |  |  | 07/29/2020
Carrier Corp. - Indianapolis | Heil | N92ESN0802120A | Federally-Regulated Consumer Product | Non-Weatherized, Condensing Ga | 1832 | 276 | 275.608 | 07/27/2020 | 79860 | 203359812 | 07/29/2020
Carrier Corp. - Indianapolis | Heil | G97CMN0601714A*D | Federally-Regulated Consumer Product | Non-Weatherized, Condensing Ga | 1435 | 258 | 258.14 | 10/04/2019 |  |  | 07/29/2020
Carrier Corp. - Indianapolis | Heil | G97CMN0802120A*D | Federally-Regulated Consumer Product | Non-Weatherized, Condensing Ga | 2026 | 284 | 284.144 | 10/04/2019 |  |  | 07/29/2020
Carrier Corp. - Indianapolis | Heil | N80ESL0902420A* | Federally-Regulated Consumer Product | Non-Weatherized, Non-Condensin | 1987 | 269 | 269.428 | 10/04/2019 |  |  | 07/29/2020
Carrier Corp. - Indianapolis | Heil | N80ESN0902116A | Federally-Regulated Consumer Product | Non-Weatherized, Non-Condensin | 1461 | 246 | 246.284 | 10/04/2019 |  |  | 07/29/2020
Carrier Corp. - Indianapolis | Heil | G97CMN0802120A | Federally-Regulated Consumer Product | Non-Weatherized, Condensing Ga | 2026 | 284 | 284.144 | 10/04/2019 |  |  | 07/29/2020
Carrier Corp. - Indianapolis | Heil | N80ESL0902116A* | Federally-Regulated Consumer Product | Non-Weatherized, Non-Condensin | 1461 | 246 | 246.284 | 10/04/2019 |  |  | 07/29/2020
Carrier Corp. - Indianapolis | Heil | G97CMN0602120A*D | Federally-Regulated Consumer Product | Non-Weatherized, Condensing Ga | 1897 | 278 | 278.468 | 10/04/2019 |  |  | 07/29/2020
Carrier Corp. - Indianapolis | Heil | N95ESN0601714A**D | Federally-Regulated Consumer Product | Mobile Home Non-Weatherized, C | 1379 | 256 | 337.909 | 10/04/2019 |  |  | 07/29/2020
Carrier Corp. - Indianapolis | Heil | G97CMN1002122A*D | Federally-Regulated Consumer Product | Non-Weatherized, Condensing Ga | 2192 | 291 | 291.448 | 10/04/2019 |  |  | 07/29/2020
Carrier Corp. - Indianapolis | Heil | N92ESN0601714A* | Federally-Regulated Consumer Product | Mobile Home Non-Weatherized, C | 1191 | 247 | 324.561 | 10/04/2019 |  |  | 07/29/2020
Carrier Corp. - Indianapolis | Heil | N95ESN0401712A* | Federally-Regulated Consumer Product | Mobile Home Non-Weatherized, C | 994 | 239 | 310.574 | 10/04/2019 |  |  | 07/29/2020
Carrier Corp. - Indianapolis | Heil | G97CMN1002122A | Federally-Regulated Consumer Product | Non-Weatherized, Condensing Ga | 2192 | 291 | 291.448 | 10/04/2019 |  |  | 07/29/2020
Carrier Corp. - Indianapolis | Heil | N92ESN0601412A* | Federally-Regulated Consumer Product | Mobile Home Non-Weatherized, C | 945 | 237 | 307.095 | 10/04/2019 |  |  | 07/29/2020
Carrier Corp. - Indianapolis | Heil | N92ESN0401712A* | Federally-Regulated Consumer Product | Mobile Home Non-Weatherized, C | 985 | 238 | 309.935 | 10/04/2019 |  |  | 07/29/2020
Carrier Corp. - Indianapolis | Heil | N92ESN0802120A* | Federally-Regulated Consumer Product | Mobile Home Non-Weatherized, C | 1832 | 276 | 370.072 | 10/04/2019 |  |  | 07/29/2020
Carrier Corp. - Indianapolis | Comfortmaker | G97CMN0602120A*D | Federally-Regulated Consumer Product | Non-Weatherized, Condensing Ga | 1897 | 278 | 278.468 | 10/04/2019 |  |  | 07/29/2020
Carrier Corp. - Indianapolis | Comfortmaker | G97CMN1202422A | Federally-Regulated Consumer Product | Non-Weatherized, Condensing Ga | 2479 | 304 | 304.076 | 10/04/2019 |  |  | 07/29/2020
Carrier Corp. - Indianapolis | Comfortmaker | N92ESN0601412A | Federally-Regulated Consumer Product | Non-Weatherized, Condensing Ga | 945 | 237 | 236.58 | 07/27/2020 | 59375 | 203359703 | 07/29/2020
Carrier Corp. - Indianapolis | Comfortmaker | G97CMN1202422A*D | Federally-Regulated Consumer Product | Non-Weatherized, Condensing Ga | 2479 | 304 | 304.076 | 10/04/2019 |  |  | 07/29/2020
Carrier Corp. - Indianapolis | Comfortmaker | N95ESN0601714A* | Federally-Regulated Consumer Product | Mobile Home Non-Weatherized, C | 1379 | 256 | 337.909 | 10/04/2019 |  |  | 07/29/2020
Carrier Corp. - Indianapolis | Comfortmaker | G97CMN0601714A | Federally-Regulated Consumer Product | Non-Weatherized, Condensing Ga | 1435 | 258 | 258.14 | 10/04/2019 |  |  | 07/29/2020
Carrier Corp. - Indianapolis | Comfortmaker | G97CMN0802120A*D | Federally-Regulated Consumer Product | Non-Weatherized, Condensing Ga | 2026 | 284 | 284.144 | 10/04/2019 |  |  | 07/29/2020
Carrier Corp. - Indianapolis | Comfortmaker | N80ESN0902120A | Federally-Regulated Consumer Product | Non-Weatherized, Non-Condensin | 2015 | 271 | 270.66 | 07/27/2020 | 88187 | 203359728 | 07/29/2020
Carrier Corp. - Indianapolis | Comfortmaker | N92ESN0401712A* | Federally-Regulated Consumer Product | Mobile Home Non-Weatherized, C | 985 | 238 | 309.935 | 10/04/2019 |  |  | 07/29/2020
Carrier Corp. - Indianapolis | Comfortmaker | N80ESL0901714A | Federally-Regulated Consumer Product | Non-Weatherized, Non-Condensin | 1238 | 236 | 236.472 | 10/04/2019 |  |  | 07/29/2020
Carrier Corp. - Indianapolis | Comfortmaker | N92ESN0601412A* | Federally-Regulated Consumer Product | Mobile Home Non-Weatherized, C | 945 | 237 | 307.095 | 10/04/2019 |  |  | 07/29/2020
Carrier Corp. - Indianapolis | Comfortmaker | N80ESL0902116A | Federally-Regulated Consumer Product | Non-Weatherized, Non-Condensin | 1461 | 246 | 246.284 | 10/04/2019 |  |  | 07/29/2020
Carrier Corp. - Indianapolis | Comfortmaker | N92ESN0601714A* | Federally-Regulated Consumer Product | Mobile Home Non-Weatherized, C | 1191 | 247 | 324.561 | 10/04/2019 |  |  | 07/29/2020
Carrier Corp. - Indianapolis | Comfortmaker | N92ESN0801716A* | Federally-Regulated Consumer Product | Mobile Home Non-Weatherized, C | 1415 | 257 | 340.465 | 10/04/2019 |  |  | 07/29/2020
Carrier Corp. - Indianapolis | Comfortmaker | N92ESN1002120A | Federally-Regulated Consumer Product | Non-Weatherized, Condensing Ga | 1821 | 275 | 275.124 | 10/04/2019 |  |  | 07/29/2020
Carrier Corp. - Indianapolis | Comfortmaker | N80ESN0902116A | Federally-Regulated Consumer Product | Non-Weatherized, Non-Condensin | 1461 | 246 | 246.284 | 10/04/2019 |  |  | 07/29/2020
Carrier Corp. - Indianapolis | Comfortmaker | G97CMN0802120A | Federally-Regulated Consumer Product | Non-Weatherized, Condensing Ga | 2026 | 284 | 284.144 | 10/04/2019 |  |  | 07/29/2020
Carrier Corp. - Indianapolis | Comfortmaker | G97CMN1002122A | Federally-Regulated Consumer Product | Non-Weatherized, Condensing Ga | 2192 | 291 | 291.448 | 10/04/2019 |  |  | 07/29/2020
Carrier Corp. - Indianapolis | Comfortmaker | G97CMN1002122A*D | Federally-Regulated Consumer Product | Non-Weatherized, Condensing Ga | 2192 | 291 | 291.448 | 10/04/2019 |  |  | 07/29/2020
Carrier Corp. - Indianapolis | Comfortmaker | N80ESL0902420A* | Federally-Regulated Consumer Product | Non-Weatherized, Non-Condensin | 1987 | 269 | 269.428 | 10/04/2019 |  |  | 07/29/2020
Carrier Corp. - Indianapolis | Comfortmaker | N92ESN1002120A* | Federally-Regulated Consumer Product | Mobile Home Non-Weatherized, C | 1821 | 275 | 369.291 | 10/04/2019 |  |  | 07/29/2020
Carrier Corp. - Indianapolis | Comfortmaker | N80ESN0901714A | Federally-Regulated Consumer Product | Non-Weatherized, Non-Condensin | 1238 | 236 | 236.472 | 10/04/2019 |  |  | 07/29/2020
Carrier Corp. - Indianapolis | Comfortmaker | N92ESN0802120A | Federally-Regulated Consumer Product | Non-Weatherized, Condensing Ga | 1832 | 276 | 275.608 | 07/27/2020 | 79860 | 203359809 | 07/29/2020
Carrier Corp. - Indianapolis | Comfortmaker | N92ESN0401712A | Federally-Regulated Consumer Product | Non-Weatherized, Condensing Ga | 985 | 238 | 238.34 | 10/04/2019 |  |  | 07/29/2020
Carrier Corp. - Indianapolis | Comfortmaker | N92ESN0401410A* | Federally-Regulated Consumer Product | Mobile Home Non-Weatherized, C | 969 | 238 | 308.799 | 10/04/2019 |  |  | 07/29/2020
Carrier Corp. - Indianapolis | Comfortmaker | G97CMN0601714A*D | Federally-Regulated Consumer Product | Non-Weatherized, Condensing Ga | 1435 | 258 | 258.14 | 10/04/2019 |  |  | 07/29/2020
Carrier Corp. - Indianapolis | Comfortmaker | N95ESN0401712A* | Federally-Regulated Consumer Product | Mobile Home Non-Weatherized, C | 994 | 239 | 310.574 | 10/04/2019 |  |  | 07/29/2020
Carrier Corp. - Indianapolis | Comfortmaker | N92ESN1202420A | Federally-Regulated Consumer Product | Non-Weatherized, Condensing Ga | 1910 | 279 | 279.04 | 10/04/2019 |  |  | 07/29/2020
Carrier Corp. - Indianapolis | Comfortmaker | N92ESN0801716A | Federally-Regulated Consumer Product | Non-Weatherized, Condensing Ga | 1415 | 257 | 257.26 | 10/04/2019 |  |  | 07/29/2020
Carrier Corp. - Indianapolis | Comfortmaker | N95ESN0401712A**D | Federally-Regulated Consumer Product | Mobile Home Non-Weatherized, C | 994 | 239 | 310.574 | 10/04/2019 |  |  | 07/29/2020
Carrier Corp. - Indianapolis | Comfortmaker | N80ESL0902116A* | Federally-Regulated Consumer Product | Non-Weatherized, Non-Condensin | 1461 | 246 | 246.284 | 10/04/2019 |  |  | 07/29/2020
Carrier Corp. - Indianapolis | Comfortmaker | N95ESN0601714A**D | Federally-Regulated Consumer Product | Mobile Home Non-Weatherized, C | 1379 | 256 | 337.909 | 10/04/2019 |  |  | 07/29/2020
Carrier Corp. - Indianapolis | Comfortmaker | N92ESN1202420A* | Federally-Regulated Consumer Product | Mobile Home Non-Weatherized, C | 1910 | 279 | 375.61 | 10/04/2019 |  |  | 07/29/2020
Carrier Corp. - Indianapolis | Comfortmaker | N92ESN0601714A | Federally-Regulated Consumer Product | Non-Weatherized, Condensing Ga | 1191 | 247 | 247.404 | 10/04/2019 |  |  | 07/29/2020
Carrier Corp. - Indianapolis | Comfortmaker | N92ESN0802120A* | Federally-Regulated Consumer Product | Mobile Home Non-Weatherized, C | 1832 | 276 | 370.072 | 10/04/2019 |  |  | 07/29/2020
Carrier Corp. - Indianapolis | Comfortmaker | G97CMN0602120A | Federally-Regulated Consumer Product | Non-Weatherized, Condensing Ga | 1897 | 278 | 278.468 | 10/04/2019 |  |  | 07/29/2020
Carrier Corp. - Indianapolis | Bryant | 912SD36060E14* | Federally-Regulated Consumer Product | Mobile Home Non-Weatherized, C | 945 | 237 | 307.095 | 10/04/2019 |  |  | 07/29/2020
Carrier Corp. - Indianapolis | Bryant | 800SA48090E21 | Federally-Regulated Consumer Product | Non-Weatherized, Non-Condensin | 1461 | 246 | 246.284 | 10/04/2019 |  |  | 07/29/2020
Carrier Corp. - Indianapolis | Bryant | 912SD48080E17 | Federally-Regulated Consumer Product | Non-Weatherized, Condensing Ga | 1415 | 257 | 257.26 | 10/04/2019 |  |  | 07/29/2020
Carrier Corp. - Indianapolis | Bryant | 800SA42090E17 | Federally-Regulated Consumer Product | Non-Weatherized, Non-Condensin | 1238 | 236 | 236.472 | 10/04/2019 |  |  | 07/29/2020
Carrier Corp. - Indianapolis | Bryant | 987MB60060C21*D | Federally-Regulated Consumer Product | Non-Weatherized, Condensing Ga | 1897 | 278 | 278.468 | 10/04/2019 |  |  | 07/29/2020
Carrier Corp. - Indianapolis | Bryant | 987MB60080C21*D | Federally-Regulated Consumer Product | Non-Weatherized, Condensing Ga | 2026 | 284 | 284.144 | 10/04/2019 |  |  | 07/29/2020
Carrier Corp. - Indianapolis | Bryant | 810SA42090E17 | Federally-Regulated Consumer Product | Non-Weatherized, Non-Condensin | 1238 | 236 | 236.472 | 10/04/2019 |  |  | 07/29/2020
Carrier Corp. - Indianapolis | Bryant | 801SA42090E17 | Federally-Regulated Consumer Product | Non-Weatherized, Non-Condensin | 1238 | 236 | 236.472 | 10/04/2019 |  |  | 07/29/2020
Carrier Corp. - Indianapolis | Bryant | 811SA48090E21 | Federally-Regulated Consumer Product | Non-Weatherized, Non-Condensin | 1461 | 246 | 246.284 | 10/04/2019 |  |  | 07/29/2020
Carrier Corp. - Indianapolis | Bryant | 811SA60090E21 | Federally-Regulated Consumer Product | Non-Weatherized, Non-Condensin | 2015 | 271 | 271 | 07/27/2020 | 88187 | 203360483 | 07/29/2020
Carrier Corp. - Indianapolis | Bryant | 915SB36040E17**D | Federally-Regulated Consumer Product | Mobile Home Non-Weatherized, C | 994 | 239 | 310.574 | 10/04/2019 |  |  | 07/29/2020
Carrier Corp. - Indianapolis | Bryant | 987MB66120C24 | Federally-Regulated Consumer Product | Non-Weatherized, Condensing Ga | 2479 | 304 | 304.076 | 10/04/2019 |  |  | 07/29/2020
Carrier Corp. - Indianapolis | Bryant | 987MB42060C17 | Federally-Regulated Consumer Product | Non-Weatherized, Condensing Ga | 1435 | 258 | 258.14 | 10/04/2019 |  |  | 07/29/2020
Carrier Corp. - Indianapolis | Bryant | 912SD60120E24* | Federally-Regulated Consumer Product | Mobile Home Non-Weatherized, C | 1910 | 279 | 375.61 | 10/04/2019 |  |  | 07/29/2020
Carrier Corp. - Indianapolis | Bryant | 912SD30040E14 | Federally-Regulated Consumer Product | Non-Weatherized, Condensing Ga | 981 | 238 | 238.164 | 07/22/2020 | 40102 | 203359594 | 07/29/2020
Carrier Corp. - Indianapolis | Bryant | 801SA60090E24* | Federally-Regulated Consumer Product | Non-Weatherized, Non-Condensin | 1987 | 269 | 269.428 | 10/04/2019 |  |  | 07/29/2020
Carrier Corp. - Indianapolis | Bryant | 801SA60090E21 | Federally-Regulated Consumer Product | Non-Weatherized, Non-Condensin | 2015 | 271 | 271 | 07/27/2020 | 88187 | 203359942 | 07/29/2020
Carrier Corp. - Indianapolis | Bryant | 810SA60090E21 | Federally-Regulated Consumer Product | Non-Weatherized, Non-Condensin | 2015 | 271 | 271 | 07/27/2020 | 88187 | 203360423 | 07/29/2020
Carrier Corp. - Indianapolis | Bryant | 915SB42060E17*D | Federally-Regulated Consumer Product | Non-Weatherized, Condensing Ga | 1340 | 254 | 254 | 07/27/2020 | 60102 | 203360231 | 07/29/2020
Carrier Corp. - Indianapolis | Bryant | 915SB42060E17 | Federally-Regulated Consumer Product | Non-Weatherized, Condensing Ga | 1340 | 254 | 254 | 07/27/2020 | 60102 | 203360215 | 07/29/2020
Carrier Corp. - Indianapolis | Bryant | 987MB66100C21 | Federally-Regulated Consumer Product | Non-Weatherized, Condensing Ga | 2192 | 291 | 291.448 | 10/04/2019 |  |  | 07/29/2020
Carrier Corp. - Indianapolis | Bryant | 912SD36040E17* | Federally-Regulated Consumer Product | Mobile Home Non-Weatherized, C | 985 | 238 | 309.935 | 10/04/2019 |  |  | 07/29/2020
Carrier Corp. - Indianapolis | Bryant | 915SB42060E17* | Federally-Regulated Consumer Product | Mobile Home Non-Weatherized, C | 1379 | 256 | 337.909 | 10/04/2019 |  |  | 07/29/2020
Carrier Corp. - Indianapolis | Bryant | 811SA60090E24* | Federally-Regulated Consumer Product | Non-Weatherized, Non-Condensin | 1987 | 269 | 269.428 | 10/04/2019 |  |  | 07/29/2020
Carrier Corp. - Indianapolis | Bryant | 915SB36040E17*D | Federally-Regulated Consumer Product | Non-Weatherized, Condensing Ga | 998 | 239 | 239 | 07/27/2020 | 40139 | 203360229 | 07/29/2020
Carrier Corp. - Indianapolis | Bryant | 915SB42060E17**D | Federally-Regulated Consumer Product | Mobile Home Non-Weatherized, C | 1379 | 256 | 337.909 | 10/04/2019 |  |  | 07/29/2020
Carrier Corp. - Indianapolis | Bryant | 811SA42090E17 | Federally-Regulated Consumer Product | Non-Weatherized, Non-Condensin | 1238 | 236 | 236.472 | 10/04/2019 |  |  | 07/29/2020
Carrier Corp. - Indianapolis | Bryant | 912SD42060E17* | Federally-Regulated Consumer Product | Mobile Home Non-Weatherized, C | 1191 | 247 | 324.561 | 10/04/2019 |  |  | 07/29/2020
Carrier Corp. - Indianapolis | Bryant | 915SB36040E17 | Federally-Regulated Consumer Product | Non-Weatherized, Condensing Ga | 998 | 239 | 239 | 07/27/2020 | 40139 | 203360213 | 07/29/2020
Carrier Corp. - Indianapolis | Bryant | 912SD48080E17* | Federally-Regulated Consumer Product | Mobile Home Non-Weatherized, C | 1415 | 257 | 340.465 | 10/04/2019 |  |  | 07/29/2020
Carrier Corp. - Indianapolis | Bryant | 912SD60100E21* | Federally-Regulated Consumer Product | Mobile Home Non-Weatherized, C | 1821 | 275 | 369.291 | 10/04/2019 |  |  | 07/29/2020
Carrier Corp. - Indianapolis | Bryant | 987MB66120C24*D | Federally-Regulated Consumer Product | Non-Weatherized, Condensing Ga | 2479 | 304 | 304.076 | 10/04/2019 |  |  | 07/29/2020
Carrier Corp. - Indianapolis | Bryant | 987MB60080C21 | Federally-Regulated Consumer Product | Non-Weatherized, Condensing Ga | 2026 | 284 | 284.144 | 10/04/2019 |  |  | 07/29/2020
Carrier Corp. - Indianapolis | Bryant | 810SA48090E21 | Federally-Regulated Consumer Product | Non-Weatherized, Non-Condensin | 1461 | 246 | 246.284 | 10/04/2019 |  |  | 07/29/2020
Carrier Corp. - Indianapolis | Bryant | 912SD36040E17 | Federally-Regulated Consumer Product | Non-Weatherized, Condensing Ga | 985 | 238 | 238.34 | 10/04/2019 |  |  | 07/29/2020
Carrier Corp. - Indianapolis | Bryant | 912SD30040E14* | Federally-Regulated Consumer Product | Mobile Home Non-Weatherized, C | 969 | 238 | 308.799 | 10/04/2019 |  |  | 07/29/2020
Carrier Corp. - Indianapolis | Bryant | 987MB66100C21*D | Federally-Regulated Consumer Product | Non-Weatherized, Condensing Ga | 2192 | 291 | 291.448 | 10/04/2019 |  |  | 07/29/2020
Carrier Corp. - Indianapolis | Bryant | 912SD60080E21* | Federally-Regulated Consumer Product | Mobile Home Non-Weatherized, C | 1832 | 276 | 370.072 | 10/04/2019 |  |  | 07/29/2020
Carrier Corp. - Indianapolis | Bryant | 987MB60060C21 | Federally-Regulated Consumer Product | Non-Weatherized, Condensing Ga | 1897 | 278 | 278.468 | 10/04/2019 |  |  | 07/29/2020
Carrier Corp. - Indianapolis | Bryant | 912SD60120E24 | Federally-Regulated Consumer Product | Non-Weatherized, Condensing Ga | 1910 | 279 | 279.04 | 10/04/2019 |  |  | 07/29/2020
Carrier Corp. - Indianapolis | Bryant | 912SD42060E17 | Federally-Regulated Consumer Product | Non-Weatherized, Condensing Ga | 1191 | 247 | 247.404 | 10/04/2019 |  |  | 07/29/2020
Carrier Corp. - Indianapolis | Bryant | 801SA48090E21* | Federally-Regulated Consumer Product | Non-Weatherized, Non-Condensin | 1461 | 246 | 246.284 | 10/04/2019 |  |  | 07/29/2020
Carrier Corp. - Indianapolis | Bryant | 987MB42060C17*D | Federally-Regulated Consumer Product | Non-Weatherized, Condensing Ga | 1435 | 258 | 258.14 | 10/04/2019 |  |  | 07/29/2020
Carrier Corp. - Indianapolis | Bryant | 811SA48090E21* | Federally-Regulated Consumer Product | Non-Weatherized, Non-Condensin | 1461 | 246 | 246.284 | 10/04/2019 |  |  | 07/29/2020
Carrier Corp. - Indianapolis | Bryant | 801SA48090E21 | Federally-Regulated Consumer Product | Non-Weatherized, Non-Condensin | 1461 | 246 | 246.284 | 10/04/2019 |  |  | 07/29/2020
Carrier Corp. - Indianapolis | Bryant | 915SB36040E17* | Federally-Regulated Consumer Product | Mobile Home Non-Weatherized, C | 994 | 239 | 310.574 | 10/04/2019 |  |  | 07/29/2020
Carrier Corp. - Indianapolis | Bryant | 912SD60100E21 | Federally-Regulated Consumer Product | Non-Weatherized, Condensing Ga | 1821 | 275 | 275.124 | 10/04/2019 |  |  | 07/29/2020
Carrier Corp. - Indianapolis | Airquest | N95ESN0401712A**D | Federally-Regulated Consumer Product | Mobile Home Non-Weatherized, C | 994 | 239 | 310.574 | 10/04/2019 |  |  | 07/29/2020
Carrier Corp. - Indianapolis | Airquest | N80ESL0902116A* | Federally-Regulated Consumer Product | Non-Weatherized, Non-Condensin | 1461 | 246 | 246.284 | 10/04/2019 |  |  | 07/29/2020
Carrier Corp. - Indianapolis | Airquest | N92ESN1002120A | Federally-Regulated Consumer Product | Non-Weatherized, Condensing Ga | 1821 | 275 | 275.124 | 10/04/2019 |  |  | 07/29/2020
Carrier Corp. - Indianapolis | Airquest | N92ESN0601714A | Federally-Regulated Consumer Product | Non-Weatherized, Condensing Ga | 1191 | 247 | 247.404 | 10/04/2019 |  |  | 07/29/2020
Carrier Corp. - Indianapolis | Airquest | G97CMN0802120A*D | Federally-Regulated Consumer Product | Non-Weatherized, Condensing Ga | 2026 | 284 | 284.144 | 10/04/2019 |  |  | 07/29/2020
Carrier Corp. - Indianapolis | Airquest | N80ESN0902116A | Federally-Regulated Consumer Product | Non-Weatherized, Non-Condensin | 1461 | 246 | 246.284 | 10/04/2019 |  |  | 07/29/2020
Carrier Corp. - Indianapolis | Airquest | N92ESN0601412A* | Federally-Regulated Consumer Product | Mobile Home Non-Weatherized, C | 945 | 237 | 307.095 | 10/04/2019 |  |  | 07/29/2020
Carrier Corp. - Indianapolis | Airquest | N80ESN0901714A | Federally-Regulated Consumer Product | Non-Weatherized, Non-Condensin | 1238 | 236 | 236.472 | 10/04/2019 |  |  | 07/29/2020
Carrier Corp. - Indianapolis | Airquest | N92ESN1202420A | Federally-Regulated Consumer Product | Non-Weatherized, Condensing Ga | 1910 | 279 | 279.04 | 10/04/2019 |  |  | 07/29/2020
Carrier Corp. - Indianapolis | Airquest | G97CMN0601714A | Federally-Regulated Consumer Product | Non-Weatherized, Condensing Ga | 1435 | 258 | 258.14 | 10/04/2019 |  |  | 07/29/2020
Carrier Corp. - Indianapolis | Airquest | G97CMN0602120A*D | Federally-Regulated Consumer Product | Non-Weatherized, Condensing Ga | 2479 | 304 | 304.076 | 10/04/2019 |  |  | 07/29/2020
Carrier Corp. - Indianapolis | Airquest | N92ESN0802120A* | Federally-Regulated Consumer Product | Mobile Home Non-Weatherized, C | 1832 | 276 | 370.072 | 10/04/2019 |  |  | 07/29/2020
Carrier Corp. - Indianapolis | Airquest | N92ESN0401712A* | Federally-Regulated Consumer Product | Mobile Home Non-Weatherized, C | 985 | 238 | 309.935 | 10/04/2019 |  |  | 07/29/2020
Carrier Corp. - Indianapolis | Airquest | G97CMN1202422A*D | Federally-Regulated Consumer Product | Non-Weatherized, Condensing Ga | 2479 | 304 | 304.076 | 10/04/2019 |  |  | 07/29/2020
Carrier Corp. - Indianapolis | Airquest | N92ESN0401712A | Federally-Regulated Consumer Product | Non-Weatherized, Condensing Ga | 985 | 238 | 238.34 | 10/04/2019 |  |  | 07/29/2020
Carrier Corp. - Indianapolis | Airquest | N95ESN0401712A* | Federally-Regulated Consumer Product | Mobile Home Non-Weatherized, C | 994 | 239 | 310.574 | 10/04/2019 |  |  | 07/29/2020
Carrier Corp. - Indianapolis | Airquest | N92ESN1002120A* | Federally-Regulated Consumer Product | Mobile Home Non-Weatherized, C | 1821 | 275 | 369.291 | 10/04/2019 |  |  | 07/29/2020
Carrier Corp. - Indianapolis | Airquest | G97CMN0602120A | Federally-Regulated Consumer Product | Non-Weatherized, Condensing Ga | 1897 | 278 | 278.468 | 10/04/2019 |  |  | 07/29/2020
Carrier Corp. - Indianapolis | Airquest | G97CMN1002122A | Federally-Regulated Consumer Product | Non-Weatherized, Condensing Ga | 2192 | 291 | 291.448 | 10/04/2019 |  |  | 07/29/2020
Carrier Corp. - Indianapolis | Airquest | N92ESN1202420A* | Federally-Regulated Consumer Product | Mobile Home Non-Weatherized, C | 1910 | 279 | 375.61 | 10/04/2019 |  |  | 07/29/2020
Carrier Corp. - Indianapolis | Airquest | N95ESN0601714A* | Federally-Regulated Consumer Product | Mobile Home Non-Weatherized, C | 1379 | 256 | 337.909 | 10/04/2019 |  |  | 07/29/2020
Carrier Corp. - Indianapolis | Airquest | N92ESN0601714A* | Federally-Regulated Consumer Product | Mobile Home Non-Weatherized, C | 1191 | 247 | 324.561 | 10/04/2019 |  |  | 07/29/2020
Carrier Corp. - Indianapolis | Airquest | N80ESL0902420A* | Federally-Regulated Consumer Product | Non-Weatherized, Non-Condensin | 1987 | 269 | 269.428 | 10/04/2019 |  |  | 07/29/2020
Carrier Corp. - Indianapolis | Airquest | N92ESN0801716A* | Federally-Regulated Consumer Product | Mobile Home Non-Weatherized, C | 1415 | 257 | 340.465 | 10/04/2019 |  |  | 07/29/2020
Carrier Corp. - Indianapolis | Airquest | G97CMN0802120A | Federally-Regulated Consumer Product | Non-Weatherized, Condensing Ga | 2026 | 284 | 284.144 | 10/04/2019 |  |  | 07/29/2020
Carrier Corp. - Indianapolis | Airquest | N80ESL0901714A | Federally-Regulated Consumer Product | Non-Weatherized, Non-Condensin | 1238 | 236 | 236.472 | 10/04/2019 |  |  | 07/29/2020
Carrier Corp. - Indianapolis | Airquest | N92ESN0801716A | Federally-Regulated Consumer Product | Non-Weatherized, Condensing Ga | 1415 | 257 | 257.26 | 10/04/2019 |  |  | 07/29/2020
Carrier Corp. - Indianapolis | Airquest | N80ESL0902116A | Federally-Regulated Consumer Product | Non-Weatherized, Non-Condensin | 1461 | 246 | 246.284 | 10/04/2019 |  |  | 07/29/2020
Carrier Corp. - Indianapolis | Airquest | G97CMN1002122A*D | Federally-Regulated Consumer Product | Non-Weatherized, Condensing Ga | 2192 | 291 | 291.448 | 10/04/2019 |  |  | 07/29/2020
Carrier Corp. - Indianapolis | Airquest | N95ESN0601714A**D | Federally-Regulated Consumer Product | Mobile Home Non-Weatherized, C | 1379 | 256 | 337.909 | 10/04/2019 |  |  | 07/29/2020
Carrier Corp. - Indianapolis | Airquest | G97CMN0601714A*D | Federally-Regulated Consumer Product | Non-Weatherized, Condensing Ga | 1435 | 258 | 258.14 | 10/04/2019 |  |  | 07/29/2020
Carrier Corp. - Indianapolis | Airquest | G97CMN1202422A | Federally-Regulated Consumer Product | Non-Weatherized, Condensing Ga | 2479 | 304 | 304.076 | 10/04/2019 |  |  | 07/29/2020
Carrier Corp. - Indianapolis | Airquest | N92ESN0401410A* | Federally-Regulated Consumer Product | Mobile Home Non-Weatherized, C | 969 | 238 | 308.799 | 10/04/2019 |  |  | 07/29/2020
Carrier Corp. - Indianapolis | Carrier | 58SC1A090E21--16* | Federally-Regulated Consumer Product | Non-Weatherized, Non-Condensin | 1461 | 246 | 246.284 | 10/04/2019 |  |  | 07/29/2020
Carrier Corp. - Indianapolis | Carrier | 59SC2D080E21--20* | Federally-Regulated Consumer Product | Mobile Home Non-Weatherized, C | 1832 | 276 | 370.072 | 10/04/2019 |  |  | 07/29/2020
Carrier Corp. - Indianapolis | Carrier | 58SB1A090E17--14 | Federally-Regulated Consumer Product | Non-Weatherized, Non-Condensin | 1238 | 236 | 236.472 | 10/04/2019 |  |  | 07/29/2020
Carrier Corp. - Indianapolis | Carrier | 59SC2D060E17--14 | Federally-Regulated Consumer Product | Non-Weatherized, Condensing Ga | 1191 | 247 | 247.404 | 10/04/2019 |  |  | 07/29/2020
Carrier Corp. - Indianapolis | Carrier | 58SB1A090E21--16 | Federally-Regulated Consumer Product | Non-Weatherized, Non-Condensin | 1461 | 246 | 246.284 | 10/04/2019 |  |  | 07/29/2020
Carrier Corp. - Indianapolis | Carrier | 59SC2D060E14--12* | Federally-Regulated Consumer Product | Mobile Home Non-Weatherized, C | 945 | 237 | 307.095 | 10/04/2019 |  |  | 07/29/2020
Carrier Corp. - Indianapolis | Carrier | 58SB0A090E21--16 | Federally-Regulated Consumer Product | Non-Weatherized, Non-Condensin | 1461 | 246 | 246.284 | 10/04/2019 |  |  | 07/29/2020
Carrier Corp. - Indianapolis | Carrier | 58SC1A090E17--14 | Federally-Regulated Consumer Product | Non-Weatherized, Non-Condensin | 1238 | 236 | 236.472 | 10/04/2019 |  |  | 07/29/2020
Carrier Corp. - Indianapolis | Carrier | 59SC2D080E17--16 | Federally-Regulated Consumer Product | Non-Weatherized, Condensing Ga | 1415 | 257 | 257.26 | 10/04/2019 |  |  | 07/29/2020
Carrier Corp. - Indianapolis | Carrier | 58SB1A090E21--16* | Federally-Regulated Consumer Product | Non-Weatherized, Non-Condensin | 1461 | 246 | 246.284 | 10/04/2019 |  |  | 07/29/2020
Carrier Corp. - Indianapolis | Carrier | 59SC2D100E21--20 | Federally-Regulated Consumer Product | Non-Weatherized, Condensing Ga | 1821 | 275 | 275.124 | 10/04/2019 |  |  | 07/29/2020
Carrier Corp. - Indianapolis | Carrier | 59SC2D120E24--20 | Federally-Regulated Consumer Product | Non-Weatherized, Condensing Ga | 1910 | 279 | 279.04 | 10/04/2019 |  |  | 07/29/2020
Carrier Corp. - Indianapolis | Carrier | 58SC0A090E21--16 | Federally-Regulated Consumer Product | Non-Weatherized, Non-Condensin | 1461 | 246 | 246.284 | 10/04/2019 |  |  | 07/29/2020
Carrier Corp. - Indianapolis | Carrier | 59SC2D120E24--20* | Federally-Regulated Consumer Product | Mobile Home Non-Weatherized, C | 1910 | 279 | 375.61 | 10/04/2019 |  |  | 07/29/2020
Carrier Corp. - Indianapolis | Carrier | 59SC2D080E17--16* | Federally-Regulated Consumer Product | Mobile Home Non-Weatherized, C | 1415 | 257 | 340.465 | 10/04/2019 |  |  | 07/29/2020
Carrier Corp. - Indianapolis | Carrier | 59SC5B060E17--14* | Federally-Regulated Consumer Product | Mobile Home Non-Weatherized, C | 1379 | 256 | 337.909 | 10/04/2019 |  |  | 07/29/2020
Carrier Corp. - Indianapolis | Carrier | 58SC1A090E21--16 | Federally-Regulated Consumer Product | Non-Weatherized, Non-Condensin | 1461 | 246 | 246.284 | 10/04/2019 |  |  | 07/29/2020
Carrier Corp. - Indianapolis | Carrier | 59SC5B060E17--14**D | Federally-Regulated Consumer Product | Mobile Home Non-Weatherized, C | 1379 | 256 | 337.909 | 10/04/2019 |  |  | 07/29/2020
Carrier Corp. - Indianapolis | Carrier | 58SC0A090E17--14 | Federally-Regulated Consumer Product | Non-Weatherized, Non-Condensin | 1238 | 236 | 236.472 | 10/04/2019 |  |  | 07/29/2020
Carrier Corp. - Indianapolis | Carrier | 58SB0A090E17--14 | Federally-Regulated Consumer Product | Non-Weatherized, Non-Condensin | 1238 | 236 | 236.472 | 10/04/2019 |  |  | 07/29/2020
Carrier Corp. - Indianapolis | Carrier | 58SB1A090E24--20* | Federally-Regulated Consumer Product | Non-Weatherized, Non-Condensin | 1987 | 269 | 269.428 | 10/04/2019 |  |  | 07/29/2020
Carrier Corp. - Indianapolis | Carrier | 59SC2D040E17--12 | Federally-Regulated Consumer Product | Non-Weatherized, Condensing Ga | 985 | 238 | 238.34 | 10/04/2019 |  |  | 07/29/2020
Carrier Corp. - Indianapolis | Carrier | 59SC2D100E21--20* | Federally-Regulated Consumer Product | Mobile Home Non-Weatherized, C | 1821 | 275 | 369.291 | 10/04/2019 |  |  | 07/29/2020
Carrier Corp. - Indianapolis | Carrier | 59SC2D040E17--12* | Federally-Regulated Consumer Product | Mobile Home Non-Weatherized, C | 985 | 238 | 309.935 | 10/04/2019 |  |  | 07/29/2020
Carrier Corp. - Indianapolis | Carrier | 59SC5B040E17--12**D | Federally-Regulated Consumer Product | Mobile Home Non-Weatherized, C | 994 | 239 | 310.574 | 10/04/2019 |  |  | 07/29/2020
Carrier Corp. - Indianapolis | Carrier | 59SC5B040E17--12* | Federally-Regulated Consumer Product | Mobile Home Non-Weatherized, C | 994 | 239 | 310.574 | 10/04/2019 |  |  | 07/29/2020
Carrier Corp. - Indianapolis | Carrier | 59SC2D060E17--14* | Federally-Regulated Consumer Product | Mobile Home Non-Weatherized, C | 1191 | 247 | 324.561 | 10/04/2019 |  |  | 07/29/2020
Carrier Corp. - Indianapolis | Carrier | 59SC5B026E14--10 | Federally-Regulated Consumer Product | Non-Weatherized, Condensing Ga | 890 | 234 | 234.16 | 10/04/2019 |  |  | 07/29/2020
Carrier Corp. - Indianapolis | Carrier | 59SC2D040E14--10* | Federally-Regulated Consumer Product | Mobile Home Non-Weatherized, C | 969 | 238 | 308.799 | 10/04/2019 |  |  | 07/29/2020
Carrier Corp. - Indianapolis | Carrier | 58SC1A090E24--20* | Federally-Regulated Consumer Product | Non-Weatherized, Non-Condensin | 1987 | 269 | 269.428 | 10/04/2019 |  |  | 07/29/2020
WM Technologies | Williamson-Thermoflo | chb-105-vs-s2-af065 | Federally-Regulated Consumer Product | Non-Weatherized, Non-Condensin | 1504 | 488 |  | 10/03/2019 |  |  | 07/29/2020
WM Technologies | Dettson | RHB-105-SV-80-BF | Federally-Regulated Consumer Product | Non-Weatherized, Non-Condensin | 1504 | 488 |  | 10/03/2019 |  |  | 07/29/2020
Carrier Corp. - Indianapolis | Grandaire | WFSX040B036A**D | Federally-Regulated Consumer Product | Mobile Home Non-Weatherized, C | 994 | 239 | 310.574 | 10/04/2019 |  |  | 07/29/2020
Carrier Corp. - Indianapolis | Grandaire | WFSX060B042A* | Federally-Regulated Consumer Product | Mobile Home Non-Weatherized, C | 1379 | 256 | 337.909 | 10/04/2019 |  |  | 07/29/2020
Carrier Corp. - Indianapolis | Grandaire | WFAX120D060A | Federally-Regulated Consumer Product | Non-Weatherized, Condensing Ga | 1910 | 279 | 279.04 | 10/04/2019 |  |  | 07/29/2020
Carrier Corp. - Indianapolis | Grandaire | WFAX060A036A* | Federally-Regulated Consumer Product | Mobile Home Non-Weatherized, C | 945 | 237 | 307.095 | 10/04/2019 |  |  | 07/29/2020
Carrier Corp. - Indianapolis | Grandaire | WFAX040A030A* | Federally-Regulated Consumer Product | Mobile Home Non-Weatherized, C | 969 | 238 | 308.799 | 10/04/2019 |  |  | 07/29/2020
Carrier Corp. - Indianapolis | Grandaire | WFAX100C060A | Federally-Regulated Consumer Product | Non-Weatherized, Condensing Ga | 1821 | 275 | 275.124 | 10/04/2019 |  |  | 07/29/2020
Carrier Corp. - Indianapolis | Grandaire | WFAX040B036A | Federally-Regulated Consumer Product | Non-Weatherized, Condensing Ga | 985 | 238 | 238.34 | 10/04/2019 |  |  | 07/29/2020
Carrier Corp. - Indianapolis | Grandaire | WFER090B042A | Federally-Regulated Consumer Product | Non-Weatherized, Non-Condensin | 1238 | 236 | 236.472 | 10/04/2019 |  |  | 07/29/2020
Carrier Corp. - Indianapolis | Grandaire | WFEL090D060B* | Federally-Regulated Consumer Product | Non-Weatherized, Non-Condensin | 1987 | 269 | 269.428 | 10/04/2019 |  |  | 07/29/2020
Carrier Corp. - Indianapolis | Grandaire | WFAX060B042A | Federally-Regulated Consumer Product | Non-Weatherized, Condensing Ga | 1191 | 247 | 247.404 | 10/04/2019 |  |  | 07/29/2020
Carrier Corp. - Indianapolis | Grandaire | WFEL090C048B* | Federally-Regulated Consumer Product | Non-Weatherized, Non-Condensin | 1461 | 246 | 246.284 | 10/04/2019 |  |  | 07/29/2020
Carrier Corp. - Indianapolis | Grandaire | WFSX040B036A* | Federally-Regulated Consumer Product | Mobile Home Non-Weatherized, C | 994 | 239 | 310.574 | 10/04/2019 |  |  | 07/29/2020
Carrier Corp. - Indianapolis | Grandaire | WFSX060B042A**D | Federally-Regulated Consumer Product | Mobile Home Non-Weatherized, C | 1379 | 256 | 337.909 | 10/04/2019 |  |  | 07/29/2020
Carrier Corp. - Indianapolis | Grandaire | WFEL090B042B | Federally-Regulated Consumer Product | Non-Weatherized, Non-Condensin | 1238 | 236 | 236.472 | 10/04/2019 |  |  | 07/29/2020
Carrier Corp. - Indianapolis | Grandaire | WFAX080C060A* | Federally-Regulated Consumer Product | Mobile Home Non-Weatherized, C | 1832 | 276 | 370.072 | 10/04/2019 |  |  | 07/29/2020
Carrier Corp. - Indianapolis | Grandaire | WFAX080B048A* | Federally-Regulated Consumer Product | Mobile Home Non-Weatherized, C | 1415 | 257 | 340.465 | 10/04/2019 |  |  | 07/29/2020
Carrier Corp. - Indianapolis | Grandaire | WFAX060B042A* | Federally-Regulated Consumer Product | Mobile Home Non-Weatherized, C | 1191 | 247 | 324.561 | 10/04/2019 |  |  | 07/29/2020
Carrier Corp. - Indianapolis | Grandaire | WFEL090C048B | Federally-Regulated Consumer Product | Non-Weatherized, Non-Condensin | 1461 | 246 | 246.284 | 10/04/2019 |  |  | 07/29/2020
Carrier Corp. - Indianapolis | Grandaire | WFAX080B048A | Federally-Regulated Consumer Product | Non-Weatherized, Condensing Ga | 1415 | 257 | 257.26 | 10/04/2019 |  |  | 07/29/2020
Carrier Corp. - Indianapolis | Grandaire | WFAX040A030A | Federally-Regulated Consumer Product | Non-Weatherized, Condensing Ga | 981 | 238 | 238.164 | 07/22/2020 | 40102 | 203359993 | 07/29/2020
Carrier Corp. - Indianapolis | Grandaire | WFER090C048A | Federally-Regulated Consumer Product | Non-Weatherized, Non-Condensin | 1461 | 246 | 246.284 | 10/04/2019 |  |  | 07/29/2020
Carrier Corp. - Indianapolis | Grandaire | WFAX040B036A* | Federally-Regulated Consumer Product | Mobile Home Non-Weatherized, C | 985 | 238 | 309.935 | 10/04/2019 |  |  | 07/29/2020
Carrier Corp. - Indianapolis | Grandaire | WFAX100C060A* | Federally-Regulated Consumer Product | Mobile Home Non-Weatherized, C | 1821 | 275 | 369.291 | 10/04/2019 |  |  | 07/29/2020
Carrier Corp. - Indianapolis | Grandaire | WFAX120D060A* | Federally-Regulated Consumer Product | Mobile Home Non-Weatherized, C | 1910 | 279 | 375.61 | 10/04/2019 |  |  | 07/29/2020
Carrier Corp. - Indianapolis | Maratherm | R92ESN1002120A* | Federally-Regulated Consumer Product | Mobile Home Non-Weatherized, C | 1821 | 275 |  | 07/29/2020 | 99460 | 203359959 | 07/29/2020
Carrier Corp. - Indianapolis | Maratherm | R92ESN0401410A | Federally-Regulated Consumer Product | Non-Weatherized, Condensing Ga | 981 | 238 |  | 07/29/2020 | 40102 | 203359938 | 07/29/2020
Carrier Corp. - Indianapolis | Maratherm | R92ESN0401712A | Federally-Regulated Consumer Product | Non-Weatherized, Condensing Ga | 1024 | 240 |  | 07/29/2020 | 39894 | 203359941 | 07/29/2020
Carrier Corp. - Indianapolis | Maratherm | R80ESN0901714A | Federally-Regulated Consumer Product | Non-Weatherized, Non-Condensin | 1238 | 236 |  | 07/29/2020 | 88097 | 203359889 | 07/29/2020
Carrier Corp. - Indianapolis | Maratherm | R95ESN0401712A**D | Federally-Regulated Consumer Product | Mobile Home Non-Weatherized, C | 998 | 239 |  | 07/29/2020 | 40139 | 203360762 | 07/29/2020
Carrier Corp. - Indianapolis | Maratherm | R95ESN0601714A**D | Federally-Regulated Consumer Product | Mobile Home Non-Weatherized, C | 1346 | 254 |  | 07/29/2020 | 60102 | 203360763 | 07/29/2020
Carrier Corp. - Indianapolis | Maratherm | R95ESN0601412A**D | Federally-Regulated Consumer Product | Mobile Home Non-Weatherized, C | 1176 | 247 |  | 07/29/2020 | 59961 | 203924711 | 07/29/2020
Carrier Corp. - Indianapolis | Maratherm | R95ESN0401712A* | Federally-Regulated Consumer Product | Mobile Home Non-Weatherized, C | 998 | 239 |  | 07/29/2020 | 40139 | 203360756 | 07/29/2020
Carrier Corp. - Indianapolis | Maratherm | R92ESN0601714A | Federally-Regulated Consumer Product | Non-Weatherized, Condensing Ga | 1205 | 248 |  | 07/29/2020 | 60119 | 203359948 | 07/29/2020
Carrier Corp. - Indianapolis | Maratherm | R92ESN0802120A* | Federally-Regulated Consumer Product | Mobile Home Non-Weatherized, C | 1832 | 276 |  | 07/29/2020 | 79860 | 203359956 | 07/29/2020
Carrier Corp. - Indianapolis | Maratherm | R95ESN0401410A**D | Federally-Regulated Consumer Product | Mobile Home Non-Weatherized, C | 950 | 237 |  | 07/29/2020 | 40146 | 203924707 | 07/29/2020
Carrier Corp. - Indianapolis | Maratherm | R80ESL0901714A | Federally-Regulated Consumer Product | Non-Weatherized, Non-Condensin | 1238 | 236 |  | 07/29/2020 | 88097 | 203360114 | 07/29/2020
Carrier Corp. - Indianapolis | Maratherm | R92ESN0401712A* | Federally-Regulated Consumer Product | Mobile Home Non-Weatherized, C | 1024 | 240 |  | 07/29/2020 | 39894 | 203359943 | 07/29/2020
Carrier Corp. - Indianapolis | Maratherm | R95ESN0401410A* | Federally-Regulated Consumer Product | Mobile Home Non-Weatherized, C | 950 | 237 |  | 07/29/2020 | 40146 | 203924706 | 07/29/2020
Carrier Corp. - Indianapolis | Maratherm | R92ESN0801716A* | Federally-Regulated Consumer Product | Mobile Home Non-Weatherized, C | 1390 | 256 |  | 07/29/2020 | 79599 | 203359953 | 07/29/2020
Carrier Corp. - Indianapolis | Maratherm | R92ESN0801716A | Federally-Regulated Consumer Product | Non-Weatherized, Condensing Ga | 1390 | 256 |  | 07/29/2020 | 79599 | 203359951 | 07/29/2020
Carrier Corp. - Indianapolis | Maratherm | R80ESL0902420A* | Federally-Regulated Consumer Product | Non-Weatherized, Non-Condensin | 1987 | 269 |  | 07/29/2020 | 88320 | 203360362 | 07/29/2020
Carrier Corp. - Indianapolis | Maratherm | R95ESN0601412A* | Federally-Regulated Consumer Product | Mobile Home Non-Weatherized, C | 1176 | 247 |  | 07/29/2020 | 59961 | 203924710 | 07/29/2020
Carrier Corp. - Indianapolis | Maratherm | R92ESN0401410A* | Federally-Regulated Consumer Product | Mobile Home Non-Weatherized, C | 981 | 238 |  | 07/29/2020 | 40102 | 203359940 | 07/29/2020
Carrier Corp. - Indianapolis | Maratherm | R95ESN0601714A* | Federally-Regulated Consumer Product | Mobile Home Non-Weatherized, C | 1346 | 254 |  | 07/29/2020 | 60102 | 203360757 | 07/29/2020
Carrier Corp. - Indianapolis | Maratherm | R92ESN0601714A* | Federally-Regulated Consumer Product | Mobile Home Non-Weatherized, C | 1205 | 248 |  | 07/29/2020 | 60119 | 203359949 | 07/29/2020
Carrier Corp. - Indianapolis | Maratherm | R92ESN0601412A* | Federally-Regulated Consumer Product | Mobile Home Non-Weatherized, C | 945 | 237 |  | 07/29/2020 | 59375 | 203359946 | 07/29/2020
Carrier Corp. - Indianapolis | Maratherm | R92ESN1202420A* | Federally-Regulated Consumer Product | Mobile Home Non-Weatherized, C | 1904 | 279 |  | 07/29/2020 | 119302 | 203359962 | 07/29/2020
Carrier Corp. - Indianapolis | Maratherm | R92ESN1002120A | Federally-Regulated Consumer Product | Non-Weatherized, Condensing Ga | 1821 | 275 |  | 07/29/2020 | 99460 | 203359957 | 07/29/2020
Carrier Corp. - Indianapolis | Day & Night | N92ESN1002120A* | Federally-Regulated Consumer Product | Mobile Home Non-Weatherized, C | 1821 | 275 |  | 07/29/2020 | 99460 | 203359858 | 07/29/2020
Carrier Corp. - Indianapolis | Day & Night | G97CMN1002122A*D | Federally-Regulated Consumer Product | Non-Weatherized, Condensing Ga | 2192 | 291 |  | 07/29/2020 | 39903 | 203924664 | 07/29/2020
Carrier Corp. - Indianapolis | Day & Night | N92ESN0601714A | Federally-Regulated Consumer Product | Non-Weatherized, Condensing Ga | 1205 | 248 |  | 07/29/2020 | 60119 | 203359741 | 07/29/2020
Carrier Corp. - Indianapolis | Day & Night | N95ESN0601714A**D | Federally-Regulated Consumer Product | Mobile Home Non-Weatherized, C | 1346 | 254 |  | 07/29/2020 | 60102 | 203360667 | 07/29/2020
Carrier Corp. - Indianapolis | Day & Night | N92ESN0601714A* | Federally-Regulated Consumer Product | Mobile Home Non-Weatherized, C | 1205 | 248 |  | 07/29/2020 | 60119 | 203359760 | 07/29/2020
Carrier Corp. - Indianapolis | Day & Night | N92ESN0801716A | Federally-Regulated Consumer Product | Non-Weatherized, Condensing Ga | 1390 | 256 |  | 07/29/2020 | 79599 | 203359779 | 07/29/2020
Carrier Corp. - Indianapolis | Day & Night | N92ESN1202420A* | Federally-Regulated Consumer Product | Mobile Home Non-Weatherized, C | 1904 | 279 |  | 07/29/2020 | 119302 | 203359894 | 07/29/2020
Carrier Corp. - Indianapolis | Day & Night | G97CMN1002122A | Federally-Regulated Consumer Product | Non-Weatherized, Condensing Ga | 2192 | 291 |  | 07/29/2020 | 39903 | 203924598 | 07/29/2020
Carrier Corp. - Indianapolis | Day & Night | N95ESN0401712A**D | Federally-Regulated Consumer Product | Mobile Home Non-Weatherized, C | 998 | 239 |  | 07/29/2020 | 40139 | 203360666 | 07/29/2020
Carrier Corp. - Indianapolis | Day & Night | N92ESN0401410A | Federally-Regulated Consumer Product | Non-Weatherized, Condensing Ga | 981 | 238 |  | 07/29/2020 | 40102 | 203359632 | 07/29/2020
Carrier Corp. - Indianapolis | Day & Night | N95ESN0601714A* | Federally-Regulated Consumer Product | Mobile Home Non-Weatherized, C | 1346 | 254 |  | 07/29/2020 | 60102 | 203360661 | 07/29/2020
Carrier Corp. - Indianapolis | Day & Night | G97CMN0802120A | Federally-Regulated Consumer Product | Non-Weatherized, Condensing Ga | 2026 | 284 |  | 07/29/2020 | 31724 | 203924590 | 07/29/2020
Carrier Corp. - Indianapolis | Day & Night | N95ESN0401712A* | Federally-Regulated Consumer Product | Mobile Home Non-Weatherized, C | 998 | 239 |  | 07/29/2020 | 40139 | 203360660 | 07/29/2020
Carrier Corp. - Indianapolis | Day & Night | N92ESN0401410A* | Federally-Regulated Consumer Product | Mobile Home Non-Weatherized, C | 981 | 238 |  | 07/29/2020 | 40102 | 203359651 | 07/29/2020
Carrier Corp. - Indianapolis | Day & Night | G97CMN0802120A*D | Federally-Regulated Consumer Product | Non-Weatherized, Condensing Ga | 2026 | 284 |  | 07/29/2020 | 31724 | 203924656 | 07/29/2020
Carrier Corp. - Indianapolis | Day & Night | G97CMN0602120A*D | Federally-Regulated Consumer Product | Non-Weatherized, Condensing Ga | 1897 | 278 |  | 07/29/2020 | 24235 | 203924640 | 07/29/2020
Carrier Corp. - Indianapolis | Day & Night | G97CMN0601714A*D | Federally-Regulated Consumer Product | Non-Weatherized, Condensing Ga | 1435 | 258 |  | 07/29/2020 | 23828 | 203924632 | 07/29/2020
Carrier Corp. - Indianapolis | Day & Night | N92ESN0801716A* | Federally-Regulated Consumer Product | Mobile Home Non-Weatherized, C | 1390 | 256 |  | 07/29/2020 | 79599 | 203359797 | 07/29/2020
Carrier Corp. - Indianapolis | Day & Night | N92ESN1002120A | Federally-Regulated Consumer Product | Non-Weatherized, Condensing Ga | 1821 | 275 |  | 07/29/2020 | 99460 | 203359844 | 07/29/2020
Carrier Corp. - Indianapolis | Day & Night | G97CMN1202422A | Federally-Regulated Consumer Product | Non-Weatherized, Condensing Ga | 2479 | 304 |  | 07/29/2020 | 48091 | 203924606 | 07/29/2020
Carrier Corp. - Indianapolis | Day & Night | N92ESN0601412A* | Federally-Regulated Consumer Product | Mobile Home Non-Weatherized, C | 945 | 237 |  | 07/29/2020 | 59375 | 203359723 | 07/29/2020
Carrier Corp. - Indianapolis | Day & Night | G97CMN1202422A*D | Federally-Regulated Consumer Product | Non-Weatherized, Condensing Ga | 2479 | 304 |  | 07/29/2020 | 48091 | 203924672 | 07/29/2020
Carrier Corp. - Indianapolis | Day & Night | N92ESN1202420A | Federally-Regulated Consumer Product | Non-Weatherized, Condensing Ga | 1904 | 279 |  | 07/29/2020 | 119302 | 203359877 | 07/29/2020
Carrier Corp. - Indianapolis | Day & Night | N92ESN0401712A | Federally-Regulated Consumer Product | Non-Weatherized, Condensing Ga | 1024 | 240 |  | 07/29/2020 | 39894 | 203359668 | 07/29/2020
Carrier Corp. - Indianapolis | Day & Night | G97CMN0602120A | Federally-Regulated Consumer Product | Non-Weatherized, Condensing Ga | 1897 | 278 |  | 07/29/2020 | 24235 | 203924574 | 07/29/2020
Carrier Corp. - Indianapolis | Day & Night | N92ESN0401712A* | Federally-Regulated Consumer Product | Mobile Home Non-Weatherized, C | 1024 | 240 |  | 07/29/2020 | 39894 | 203359687 | 07/29/2020
Carrier Corp. - Indianapolis | Day & Night | G97CMN0601714A | Federally-Regulated Consumer Product | Non-Weatherized, Condensing Ga | 1435 | 258 |  | 07/29/2020 | 23828 | 203924566 | 07/29/2020
Carrier Corp. - Indianapolis | Day & Night | N92ESN0802120A* | Federally-Regulated Consumer Product | Mobile Home Non-Weatherized, C | 1832 | 276 |  | 07/29/2020 | 79860 | 203359826 | 07/29/2020
WM Technologies | Williamson-Thermoflo | chb-105-vs-s2-af065 | Federally-Regulated Consumer Product | Non-Weatherized, Non-Condensin | 1516 | 415 |  | 07/29/2020 | 119937 | 4890793 | 07/29/2020
Carrier Corp. - Indianapolis | Bryant | 912SD36060E14* | Federally-Regulated Consumer Product | Mobile Home Non-Weatherized, C | 945 | 237 |  | 07/29/2020 | 59375 | 203359604 | 07/29/2020
Carrier Corp. - Indianapolis | Bryant | 800SA48090E21 | Federally-Regulated Consumer Product | Non-Weatherized, Non-Condensin | 1450 | 246 |  | 07/29/2020 | 87792 | 203359623 | 07/29/2020
Carrier Corp. - Indianapolis | Bryant | 912SD48080E17 | Federally-Regulated Consumer Product | Non-Weatherized, Condensing Ga | 1390 | 256 |  | 07/29/2020 | 79599 | 203359610 | 07/29/2020
Carrier Corp. - Indianapolis | Bryant | 800SA42090E17 | Federally-Regulated Consumer Product | Non-Weatherized, Non-Condensin | 1238 | 236 |  | 07/29/2020 | 88097 | 203359621 | 07/29/2020
Carrier Corp. - Indianapolis | Bryant | 987MB60060C21*D | Federally-Regulated Consumer Product | Non-Weatherized, Condensing Ga | 1897 | 278 |  | 07/29/2020 | 24235 | 204032265 | 07/29/2020
Carrier Corp. - Indianapolis | Bryant | 987MB60080C21*D | Federally-Regulated Consumer Product | Non-Weatherized, Condensing Ga | 2026 | 284 |  | 07/29/2020 | 31724 | 204032266 | 07/29/2020
Carrier Corp. - Indianapolis | Bryant | 810SA42090E17 | Federally-Regulated Consumer Product | Non-Weatherized, Non-Condensin | 1238 | 236 |  | 07/29/2020 | 88097 | 203360417 | 07/29/2020
Carrier Corp. - Indianapolis | Bryant | 801SA42090E17 | Federally-Regulated Consumer Product | Non-Weatherized, Non-Condensin | 1238 | 236 |  | 07/29/2020 | 88097 | 203359937 | 07/29/2020
Carrier Corp. - Indianapolis | Bryant | 811SA48090E21 | Federally-Regulated Consumer Product | Non-Weatherized, Non-Condensin | 1450 | 246 |  | 07/29/2020 | 87792 | 203360481 | 07/29/2020
Carrier Corp. - Indianapolis | Bryant | 811SA60090E21 | Federally-Regulated Consumer Product | Non-Weatherized, Non-Condensin | 2015 | 271 |  | 07/29/2020 | 88187 | 203360483 | 07/29/2020
Carrier Corp. - Indianapolis | Bryant | 915SB36040E17**D | Federally-Regulated Consumer Product | Mobile Home Non-Weatherized, C | 998 | 239 |  | 07/29/2020 | 40139 | 203360606 | 07/29/2020
Carrier Corp. - Indianapolis | Bryant | 987MB66120C24 | Federally-Regulated Consumer Product | Non-Weatherized, Condensing Ga | 2479 | 304 |  | 07/29/2020 | 48091 | 204032268 | 07/29/2020
Carrier Corp. - Indianapolis | Bryant | 987MB42060C17 | Federally-Regulated Consumer Product | Non-Weatherized, Condensing Ga | 1435 | 258 |  | 07/29/2020 | 23828 | 204032263 | 07/29/2020
Carrier Corp. - Indianapolis | Bryant | 912SD60120E24* | Federally-Regulated Consumer Product | Mobile Home Non-Weatherized, C | 1904 | 279 |  | 07/29/2020 | 119302 | 203359624 | 07/29/2020
Carrier Corp. - Indianapolis | Bryant | 912SD30040E14 | Federally-Regulated Consumer Product | Non-Weatherized, Condensing Ga | 981 | 238 |  | 07/29/2020 | 40102 | 203359594 | 07/29/2020
Carrier Corp. - Indianapolis | Bryant | 801SA60090E24* | Federally-Regulated Consumer Product | Non-Weatherized, Non-Condensin | 1987 | 269 |  | 07/29/2020 | 88320 | 203360142 | 07/29/2020
Carrier Corp. - Indianapolis | Bryant | 801SA60090E21 | Federally-Regulated Consumer Product | Non-Weatherized, Non-Condensin | 2015 | 271 |  | 07/29/2020 | 88187 | 203359942 | 07/29/2020
Carrier Corp. - Indianapolis | Bryant | 810SA60090E21 | Federally-Regulated Consumer Product | Non-Weatherized, Non-Condensin | 2015 | 271 |  | 07/29/2020 | 88187 | 203360423 | 07/29/2020
Carrier Corp. - Indianapolis | Bryant | 915SB42060E17*D | Federally-Regulated Consumer Product | Non-Weatherized, Condensing Ga | 1346 | 254 |  | 07/29/2020 | 60102 | 203360231 | 07/29/2020
Carrier Corp. - Indianapolis | Bryant | 915SB42060E17 | Federally-Regulated Consumer Product | Non-Weatherized, Condensing Ga | 1346 | 254 |  | 07/29/2020 | 60102 | 203360215 | 07/29/2020
Carrier Corp. - Indianapolis | Bryant | 987MB66100C21 | Federally-Regulated Consumer Product | Non-Weatherized, Condensing Ga | 2192 | 291 |  | 07/29/2020 | 39903 | 204032261 | 07/29/2020
Carrier Corp. - Indianapolis | Bryant | 912SD36040E17* | Federally-Regulated Consumer Product | Mobile Home Non-Weatherized, C | 1024 | 240 |  | 07/29/2020 | 39894 | 203359600 | 07/29/2020
Carrier Corp. - Indianapolis | Bryant | 915SB42060E17* | Federally-Regulated Consumer Product | Mobile Home Non-Weatherized, C | 1346 | 254 |  | 07/29/2020 | 60102 | 203360601 | 07/29/2020
Carrier Corp. - Indianapolis | Bryant | 811SA60090E24* | Federally-Regulated Consumer Product | Non-Weatherized, Non-Condensin | 1987 | 269 |  | 07/29/2020 | 88320 | 203360529 | 07/29/2020
Carrier Corp. - Indianapolis | Bryant | 915SB36040E17*D | Federally-Regulated Consumer Product | Non-Weatherized, Condensing Ga | 998 | 239 |  | 07/29/2020 | 40139 | 203360229 | 07/29/2020
Carrier Corp. - Indianapolis | Bryant | 915SB42060E17**D | Federally-Regulated Consumer Product | Mobile Home Non-Weatherized, C | 1346 | 254 |  | 07/29/2020 | 60102 | 203360607 | 07/29/2020
Carrier Corp. - Indianapolis | Bryant | 811SA42090E17 | Federally-Regulated Consumer Product | Non-Weatherized, Non-Condensin | 1238 | 236 |  | 07/29/2020 | 88097 | 203360478 | 07/29/2020
Carrier Corp. - Indianapolis | Bryant | 912SD42060E17* | Federally-Regulated Consumer Product | Mobile Home Non-Weatherized, C | 1205 | 248 |  | 07/29/2020 | 60119 | 203359608 | 07/29/2020
Carrier Corp. - Indianapolis | Bryant | 915SB36040E17 | Federally-Regulated Consumer Product | Non-Weatherized, Condensing Ga | 998 | 239 |  | 07/29/2020 | 40139 | 203360213 | 07/29/2020
Carrier Corp. - Indianapolis | Bryant | 912SD48080E17* | Federally-Regulated Consumer Product | Mobile Home Non-Weatherized, C | 1390 | 256 |  | 07/29/2020 | 79599 | 203359612 | 07/29/2020
Carrier Corp. - Indianapolis | Bryant | 912SD60100E21* | Federally-Regulated Consumer Product | Mobile Home Non-Weatherized, C | 1821 | 275 |  | 07/29/2020 | 99460 | 203359620 | 07/29/2020
Carrier Corp. - Indianapolis | Bryant | 987MB66120C24*D | Federally-Regulated Consumer Product | Non-Weatherized, Condensing Ga | 2479 | 304 |  | 07/29/2020 | 48091 | 204032262 | 07/29/2020
Carrier Corp. - Indianapolis | Bryant | 987MB60080C21 | Federally-Regulated Consumer Product | Non-Weatherized, Condensing Ga | 2026 | 284 |  | 07/29/2020 | 31724 | 204032260 | 07/29/2020
Carrier Corp. - Indianapolis | Bryant | 810SA48090E21 | Federally-Regulated Consumer Product | Non-Weatherized, Non-Condensin | 1450 | 246 |  | 07/29/2020 | 87792 | 203360420 | 07/29/2020
Carrier Corp. - Indianapolis | Bryant | 912SD36040E17 | Federally-Regulated Consumer Product | Non-Weatherized, Condensing Ga | 1024 | 240 |  | 07/29/2020 | 39894 | 203359598 | 07/29/2020
Carrier Corp. - Indianapolis | Bryant | 912SD30040E14* | Federally-Regulated Consumer Product | Mobile Home Non-Weatherized, C | 981 | 238 |  | 07/29/2020 | 40102 | 203359596 | 07/29/2020
Carrier Corp. - Indianapolis | Bryant | 987MB66100C21*D | Federally-Regulated Consumer Product | Non-Weatherized, Condensing Ga | 2192 | 291 |  | 07/29/2020 | 39903 | 204032267 | 07/29/2020
Carrier Corp. - Indianapolis | Bryant | 912SD60080E21* | Federally-Regulated Consumer Product | Mobile Home Non-Weatherized, C | 1832 | 276 |  | 07/29/2020 | 79860 | 203359616 | 07/29/2020
Carrier Corp. - Indianapolis | Bryant | 987MB60060C21 | Federally-Regulated Consumer Product | Non-Weatherized, Condensing Ga | 1897 | 278 |  | 07/29/2020 | 24235 | 204032259 | 07/29/2020
Carrier Corp. - Indianapolis | Bryant | 912SD60120E24 | Federally-Regulated Consumer Product | Non-Weatherized, Condensing Ga | 1904 | 279 |  | 07/29/2020 | 119302 | 203359622 | 07/29/2020
Carrier Corp. - Indianapolis | Bryant | 912SD42060E17 | Federally-Regulated Consumer Product | Non-Weatherized, Condensing Ga | 1205 | 248 |  | 07/29/2020 | 60119 | 203359606 | 07/29/2020
Carrier Corp. - Indianapolis | Bryant | 801SA48090E21* | Federally-Regulated Consumer Product | Non-Weatherized, Non-Condensin | 1450 | 246 |  | 07/29/2020 | 87792 | 203360140 | 07/29/2020
Carrier Corp. - Indianapolis | Bryant | 987MB42060C17*D | Federally-Regulated Consumer Product | Non-Weatherized, Condensing Ga | 1435 | 258 |  | 07/29/2020 | 23828 | 204032257 | 07/29/2020
Carrier Corp. - Indianapolis | Bryant | 811SA48090E21* | Federally-Regulated Consumer Product | Non-Weatherized, Non-Condensin | 1450 | 246 |  | 07/29/2020 | 87792 | 203360526 | 07/29/2020
Carrier Corp. - Indianapolis | Bryant | 801SA48090E21 | Federally-Regulated Consumer Product | Non-Weatherized, Non-Condensin | 1450 | 246 |  | 07/29/2020 | 87792 | 203359939 | 07/29/2020
Carrier Corp. - Indianapolis | Bryant | 915SB36040E17* | Federally-Regulated Consumer Product | Mobile Home Non-Weatherized, C | 998 | 239 |  | 07/29/2020 | 40139 | 203360600 | 07/29/2020
Carrier Corp. - Indianapolis | Bryant | 912SD60100E21 | Federally-Regulated Consumer Product | Non-Weatherized, Condensing Ga | 1821 | 275 |  | 07/29/2020 | 99460 | 203359618 | 07/29/2020
Carrier Corp. - Indianapolis | Keeprite | N92ESN0801716A | Federally-Regulated Consumer Product | Non-Weatherized, Condensing Ga | 1390 | 256 |  | 07/29/2020 | 79599 | 203359785 | 07/29/2020
Carrier Corp. - Indianapolis | Keeprite | N80ESL0901714A | Federally-Regulated Consumer Product | Non-Weatherized, Non-Condensin | 1238 | 236 |  | 07/29/2020 | 88097 | 203360075 | 07/29/2020
Carrier Corp. - Indianapolis | Keeprite | N92ESN0401410A | Federally-Regulated Consumer Product | Non-Weatherized, Condensing Ga | 981 | 238 |  | 07/29/2020 | 40102 | 203359638 | 07/29/2020
Carrier Corp. - Indianapolis | Keeprite | N92ESN1202420A | Federally-Regulated Consumer Product | Non-Weatherized, Condensing Ga | 1904 | 279 |  | 07/29/2020 | 119302 | 203359882 | 07/29/2020
Carrier Corp. - Indianapolis | Keeprite | N80ESL0902116A | Federally-Regulated Consumer Product | Non-Weatherized, Non-Condensin | 1450 | 246 |  | 07/29/2020 | 87792 | 203360076 | 07/29/2020
Carrier Corp. - Indianapolis | Keeprite | G97CMN0602120A*D | Federally-Regulated Consumer Product | Non-Weatherized, Condensing Ga | 1897 | 278 |  | 07/29/2020 | 24235 | 203924643 | 07/29/2020
Carrier Corp. - Indianapolis | Keeprite | G97CMN0601714A*D | Federally-Regulated Consumer Product | Non-Weatherized, Condensing Ga | 1435 | 258 |  | 07/29/2020 | 23828 | 203924635 | 07/29/2020
Carrier Corp. - Indianapolis | Keeprite | G97CMN0601714A | Federally-Regulated Consumer Product | Non-Weatherized, Condensing Ga | 1435 | 258 |  | 07/29/2020 | 23828 | 203924569 | 07/29/2020
Carrier Corp. - Indianapolis | Keeprite | N92ESN0801716A* | Federally-Regulated Consumer Product | Mobile Home Non-Weatherized, C | 1390 | 256 |  | 07/29/2020 | 79599 | 203359802 | 07/29/2020
Carrier Corp. - Indianapolis | Keeprite | N95ESN0401712A**D | Federally-Regulated Consumer Product | Mobile Home Non-Weatherized, C | 998 | 239 |  | 07/29/2020 | 40139 | 203360690 | 07/29/2020
Carrier Corp. - Indianapolis | Keeprite | N92ESN1202420A* | Federally-Regulated Consumer Product | Mobile Home Non-Weatherized, C | 1904 | 279 |  | 07/29/2020 | 119302 | 203359900 | 07/29/2020
Carrier Corp. - Indianapolis | Keeprite | N95ESN0401712A* | Federally-Regulated Consumer Product | Mobile Home Non-Weatherized, C | 998 | 239 |  | 07/29/2020 | 40139 | 203360684 | 07/29/2020
Carrier Corp. - Indianapolis | Keeprite | N92ESN0601714A | Federally-Regulated Consumer Product | Non-Weatherized, Condensing Ga | 1205 | 248 |  | 07/29/2020 | 60119 | 203359748 | 07/29/2020
Carrier Corp. - Indianapolis | Keeprite | N80ESL0902420A* | Federally-Regulated Consumer Product | Non-Weatherized, Non-Condensin | 1987 | 269 |  | 07/29/2020 | 88320 | 203360284 | 07/29/2020
Carrier Corp. - Indianapolis | Keeprite | N95ESN0601714A**D | Federally-Regulated Consumer Product | Mobile Home Non-Weatherized, C | 1346 | 254 |  | 07/29/2020 | 60102 | 203360691 | 07/29/2020
Carrier Corp. - Indianapolis | Keeprite | G97CMN0602120A | Federally-Regulated Consumer Product | Non-Weatherized, Condensing Ga | 1897 | 278 |  | 07/29/2020 | 24235 | 203924577 | 07/29/2020
Carrier Corp. - Indianapolis | Keeprite | N92ESN0401712A | Federally-Regulated Consumer Product | Non-Weatherized, Condensing Ga | 1024 | 240 |  | 07/29/2020 | 39894 | 203359674 | 07/29/2020
Carrier Corp. - Indianapolis | Keeprite | G97CMN1202422A | Federally-Regulated Consumer Product | Non-Weatherized, Condensing Ga | 2479 | 304 |  | 07/29/2020 | 48091 | 203924609 | 07/29/2020
Carrier Corp. - Indianapolis | Keeprite | G97CMN1002122A | Federally-Regulated Consumer Product | Non-Weatherized, Condensing Ga | 2192 | 291 |  | 07/29/2020 | 39903 | 203924601 | 07/29/2020
Carrier Corp. - Indianapolis | Keeprite | N80ESN0902116A | Federally-Regulated Consumer Product | Non-Weatherized, Non-Condensin | 1450 | 246 |  | 07/29/2020 | 87792 | 203359804 | 07/29/2020
Carrier Corp. - Indianapolis | Keeprite | N80ESL0902116A* | Federally-Regulated Consumer Product | Non-Weatherized, Non-Condensin | 1450 | 246 |  | 07/29/2020 | 87792 | 203360280 | 07/29/2020
Carrier Corp. - Indianapolis | Keeprite | N92ESN0401410A* | Federally-Regulated Consumer Product | Mobile Home Non-Weatherized, C | 981 | 238 |  | 07/29/2020 | 40102 | 203359656 | 07/29/2020
Carrier Corp. - Indianapolis | Keeprite | N92ESN0601412A* | Federally-Regulated Consumer Product | Mobile Home Non-Weatherized, C | 945 | 237 |  | 07/29/2020 | 59375 | 203359729 | 07/29/2020
Carrier Corp. - Indianapolis | Keeprite | N92ESN0601714A* | Federally-Regulated Consumer Product | Mobile Home Non-Weatherized, C | 1205 | 248 |  | 07/29/2020 | 60119 | 203359766 | 07/29/2020
Carrier Corp. - Indianapolis | Keeprite | G97CMN1002122A*D | Federally-Regulated Consumer Product | Non-Weatherized, Condensing Ga | 2192 | 291 |  | 07/29/2020 | 39903 | 203924667 | 07/29/2020
Carrier Corp. - Indianapolis | Keeprite | N92ESN1002120A* | Federally-Regulated Consumer Product | Mobile Home Non-Weatherized, C | 1821 | 275 |  | 07/29/2020 | 99460 | 203359864 | 07/29/2020
Carrier Corp. - Indianapolis | Keeprite | G97CMN0802120A | Federally-Regulated Consumer Product | Non-Weatherized, Condensing Ga | 2026 | 284 |  | 07/29/2020 | 31724 | 203924593 | 07/29/2020
Carrier Corp. - Indianapolis | Keeprite | N92ESN0401712A* | Federally-Regulated Consumer Product | Mobile Home Non-Weatherized, C | 1024 | 240 |  | 07/29/2020 | 39894 | 203359693 | 07/29/2020
Carrier Corp. - Indianapolis | Keeprite | N92ESN0802120A* | Federally-Regulated Consumer Product | Mobile Home Non-Weatherized, C | 1832 | 276 |  | 07/29/2020 | 79860 | 203359832 | 07/29/2020
Carrier Corp. - Indianapolis | Keeprite | N92ESN1002120A | Federally-Regulated Consumer Product | Non-Weatherized, Condensing Ga | 1821 | 275 |  | 07/29/2020 | 99460 | 203359848 | 07/29/2020
Carrier Corp. - Indianapolis | Keeprite | N80ESN0901714A | Federally-Regulated Consumer Product | Non-Weatherized, Non-Condensin | 1238 | 236 |  | 07/29/2020 | 88097 | 203359801 | 07/29/2020
Carrier Corp. - Indianapolis | Keeprite | N95ESN0601714A* | Federally-Regulated Consumer Product | Mobile Home Non-Weatherized, C | 1346 | 254 |  | 07/29/2020 | 60102 | 203360685 | 07/29/2020
Carrier Corp. - Indianapolis | Keeprite | G97CMN0802120A*D | Federally-Regulated Consumer Product | Non-Weatherized, Condensing Ga | 2026 | 284 |  | 07/29/2020 | 31724 | 203924659 | 07/29/2020
Carrier Corp. - Indianapolis | Keeprite | G97CMN1202422A*D | Federally-Regulated Consumer Product | Non-Weatherized, Condensing Ga | 2479 | 304 |  | 07/29/2020 | 48091 | 203924675 | 07/29/2020
Carrier Corp. - Indianapolis | Heil | N92ESN1002120A* | Federally-Regulated Consumer Product | Mobile Home Non-Weatherized, C | 1821 | 275 |  | 07/29/2020 | 99460 | 203359860 | 07/29/2020
Carrier Corp. - Indianapolis | Heil | N92ESN0801716A* | Federally-Regulated Consumer Product | Mobile Home Non-Weatherized, C | 1390 | 256 |  | 07/29/2020 | 79599 | 203359799 | 07/29/2020
Carrier Corp. - Indianapolis | Heil | G97CMN1202422A*D | Federally-Regulated Consumer Product | Non-Weatherized, Condensing Ga | 2479 | 304 |  | 07/29/2020 | 48091 | 203924673 | 07/29/2020
Carrier Corp. - Indianapolis | Heil | N92ESN0601714A | Federally-Regulated Consumer Product | Non-Weatherized, Condensing Ga | 1205 | 248 |  | 07/29/2020 | 60119 | 203359744 | 07/29/2020
Carrier Corp. - Indianapolis | Heil | G97CMN1202422A | Federally-Regulated Consumer Product | Non-Weatherized, Condensing Ga | 2479 | 304 |  | 07/29/2020 | 48091 | 203924607 | 07/29/2020
Carrier Corp. - Indianapolis | Heil | N92ESN0801716A | Federally-Regulated Consumer Product | Non-Weatherized, Condensing Ga | 1390 | 256 |  | 07/29/2020 | 79599 | 203359781 | 07/29/2020
Carrier Corp. - Indianapolis | Heil | N80ESL0902116A | Federally-Regulated Consumer Product | Non-Weatherized, Non-Condensin | 1450 | 246 |  | 07/29/2020 | 87792 | 203360050 | 07/29/2020
Carrier Corp. - Indianapolis | Heil | N80ESN0901714A | Federally-Regulated Consumer Product | Non-Weatherized, Non-Condensin | 1238 | 236 |  | 07/29/2020 | 88097 | 203359749 | 07/29/2020
Carrier Corp. - Indianapolis | Heil | N92ESN0401712A | Federally-Regulated Consumer Product | Non-Weatherized, Condensing Ga | 1024 | 240 |  | 07/29/2020 | 39894 | 203359670 | 07/29/2020
Carrier Corp. - Indianapolis | Heil | N92ESN0401410A | Federally-Regulated Consumer Product | Non-Weatherized, Condensing Ga | 981 | 238 |  | 07/29/2020 | 40102 | 203359634 | 07/29/2020
Carrier Corp. - Indianapolis | Heil | N92ESN0401410A* | Federally-Regulated Consumer Product | Mobile Home Non-Weatherized, C | 981 | 238 |  | 07/29/2020 | 40102 | 203359653 | 07/29/2020
Carrier Corp. - Indianapolis | Heil | N92ESN1202420A* | Federally-Regulated Consumer Product | Mobile Home Non-Weatherized, C | 1904 | 279 |  | 07/29/2020 | 119302 | 203359896 | 07/29/2020
Carrier Corp. - Indianapolis | Heil | N95ESN0401712A**D | Federally-Regulated Consumer Product | Mobile Home Non-Weatherized, C | 998 | 239 |  | 07/29/2020 | 40139 | 203360678 | 07/29/2020
Carrier Corp. - Indianapolis | Heil | N92ESN1002120A | Federally-Regulated Consumer Product | Non-Weatherized, Condensing Ga | 1821 | 275 |  | 07/29/2020 | 99460 | 203359845 | 07/29/2020
Carrier Corp. - Indianapolis | Heil | G97CMN0601714A | Federally-Regulated Consumer Product | Non-Weatherized, Condensing Ga | 1435 | 258 |  | 07/29/2020 | 23828 | 203924567 | 07/29/2020
Carrier Corp. - Indianapolis | Heil | N80ESN0902120A | Federally-Regulated Consumer Product | Non-Weatherized, Non-Condensin | 2015 | 271 |  | 07/29/2020 | 88187 | 203359753 | 07/29/2020
Carrier Corp. - Indianapolis | Heil | N80ESL0901714A | Federally-Regulated Consumer Product | Non-Weatherized, Non-Condensin | 1238 | 236 |  | 07/29/2020 | 88097 | 203360049 | 07/29/2020
Carrier Corp. - Indianapolis | Heil | N92ESN0601412A | Federally-Regulated Consumer Product | Non-Weatherized, Condensing Ga | 945 | 237 |  | 07/29/2020 | 59375 | 203359707 | 07/29/2020
Carrier Corp. - Indianapolis | Heil | N92ESN1202420A | Federally-Regulated Consumer Product | Non-Weatherized, Condensing Ga | 1904 | 279 |  | 07/29/2020 | 119302 | 203359878 | 07/29/2020
Carrier Corp. - Indianapolis | Heil | G97CMN0602120A | Federally-Regulated Consumer Product | Non-Weatherized, Condensing Ga | 1897 | 278 |  | 07/29/2020 | 24235 | 203924575 | 07/29/2020
Carrier Corp. - Indianapolis | Heil | N95ESN0601714A* | Federally-Regulated Consumer Product | Mobile Home Non-Weatherized, C | 1346 | 254 |  | 07/29/2020 | 60102 | 203360673 | 07/29/2020
Carrier Corp. - Indianapolis | Heil | N92ESN0802120A | Federally-Regulated Consumer Product | Non-Weatherized, Condensing Ga | 1832 | 276 |  | 07/29/2020 | 79860 | 203359812 | 07/29/2020
Carrier Corp. - Indianapolis | Heil | G97CMN0601714A*D | Federally-Regulated Consumer Product | Non-Weatherized, Condensing Ga | 1435 | 258 |  | 07/29/2020 | 23828 | 203924633 | 07/29/2020
Carrier Corp. - Indianapolis | Heil | G97CMN0802120A*D | Federally-Regulated Consumer Product | Non-Weatherized, Condensing Ga | 2026 | 284 |  | 07/29/2020 | 31724 | 203924657 | 07/29/2020
Carrier Corp. - Indianapolis | Heil | N80ESL0902420A* | Federally-Regulated Consumer Product | Non-Weatherized, Non-Condensin | 1987 | 269 |  | 07/29/2020 | 88320 | 203360232 | 07/29/2020
Carrier Corp. - Indianapolis | Heil | N80ESN0902116A | Federally-Regulated Consumer Product | Non-Weatherized, Non-Condensin | 1450 | 246 |  | 07/29/2020 | 87792 | 203359751 | 07/29/2020
Carrier Corp. - Indianapolis | Heil | G97CMN0802120A | Federally-Regulated Consumer Product | Non-Weatherized, Condensing Ga | 2026 | 284 |  | 07/29/2020 | 31724 | 203924591 | 07/29/2020
Carrier Corp. - Indianapolis | Heil | N80ESL0902116A* | Federally-Regulated Consumer Product | Non-Weatherized, Non-Condensin | 1450 | 246 |  | 07/29/2020 | 87792 | 203360228 | 07/29/2020
Carrier Corp. - Indianapolis | Heil | G97CMN0602120A*D | Federally-Regulated Consumer Product | Non-Weatherized, Condensing Ga | 1897 | 278 |  | 07/29/2020 | 24235 | 203924641 | 07/29/2020
Carrier Corp. - Indianapolis | Heil | N95ESN0601714A**D | Federally-Regulated Consumer Product | Mobile Home Non-Weatherized, C | 1346 | 254 |  | 07/29/2020 | 60102 | 203360679 | 07/29/2020
Carrier Corp. - Indianapolis | Heil | G97CMN1002122A*D | Federally-Regulated Consumer Product | Non-Weatherized, Condensing Ga | 2192 | 291 |  | 07/29/2020 | 39903 | 203924665 | 07/29/2020
Carrier Corp. - Indianapolis | Heil | N92ESN0601714A* | Federally-Regulated Consumer Product | Mobile Home Non-Weatherized, C | 1205 | 248 |  | 07/29/2020 | 60119 | 203359762 | 07/29/2020
Carrier Corp. - Indianapolis | Heil | N95ESN0401712A* | Federally-Regulated Consumer Product | Mobile Home Non-Weatherized, C | 998 | 239 |  | 07/29/2020 | 40139 | 203360672 | 07/29/2020
Carrier Corp. - Indianapolis | Heil | G97CMN1002122A | Federally-Regulated Consumer Product | Non-Weatherized, Condensing Ga | 2192 | 291 |  | 07/29/2020 | 39903 | 203924599 | 07/29/2020
Carrier Corp. - Indianapolis | Heil | N92ESN0601412A* | Federally-Regulated Consumer Product | Mobile Home Non-Weatherized, C | 945 | 237 |  | 07/29/2020 | 59375 | 203359725 | 07/29/2020
Carrier Corp. - Indianapolis | Heil | N92ESN0401712A* | Federally-Regulated Consumer Product | Mobile Home Non-Weatherized, C | 1024 | 240 |  | 07/29/2020 | 39894 | 203359688 | 07/29/2020
Carrier Corp. - Indianapolis | Heil | N92ESN0802120A* | Federally-Regulated Consumer Product | Mobile Home Non-Weatherized, C | 1832 | 276 |  | 07/29/2020 | 79860 | 203359828 | 07/29/2020
Carrier Corp. - Indianapolis | Airquest | N95ESN0401712A**D | Federally-Regulated Consumer Product | Mobile Home Non-Weatherized, C | 998 | 239 |  | 07/29/2020 | 40139 | 203360630 | 07/29/2020
Carrier Corp. - Indianapolis | Airquest | N80ESL0902116A* | Federally-Regulated Consumer Product | Non-Weatherized, Non-Condensin | 1450 | 246 |  | 07/29/2020 | 87792 | 203360165 | 07/29/2020
Carrier Corp. - Indianapolis | Airquest | N92ESN1002120A | Federally-Regulated Consumer Product | Non-Weatherized, Condensing Ga | 1821 | 275 |  | 07/29/2020 | 99460 | 203359838 | 07/29/2020
Carrier Corp. - Indianapolis | Airquest | N92ESN0601714A | Federally-Regulated Consumer Product | Non-Weatherized, Condensing Ga | 1205 | 248 |  | 07/29/2020 | 60119 | 203359736 | 07/29/2020
Carrier Corp. - Indianapolis | Airquest | G97CMN0802120A*D | Federally-Regulated Consumer Product | Non-Weatherized, Condensing Ga | 2026 | 284 |  | 07/29/2020 | 31724 | 203924654 | 07/29/2020
Carrier Corp. - Indianapolis | Airquest | N80ESN0902116A | Federally-Regulated Consumer Product | Non-Weatherized, Non-Condensin | 1450 | 246 |  | 07/29/2020 | 87792 | 203359675 | 07/29/2020
Carrier Corp. - Indianapolis | Airquest | N92ESN0601412A* | Federally-Regulated Consumer Product | Mobile Home Non-Weatherized, C | 945 | 237 |  | 07/29/2020 | 59375 | 203359717 | 07/29/2020
Carrier Corp. - Indianapolis | Airquest | N80ESN0901714A | Federally-Regulated Consumer Product | Non-Weatherized, Non-Condensin | 1238 | 236 |  | 07/29/2020 | 88097 | 203359673 | 07/29/2020
Carrier Corp. - Indianapolis | Airquest | N92ESN1202420A | Federally-Regulated Consumer Product | Non-Weatherized, Condensing Ga | 1904 | 279 |  | 07/29/2020 | 119302 | 203359870 | 07/29/2020
Carrier Corp. - Indianapolis | Airquest | G97CMN0601714A | Federally-Regulated Consumer Product | Non-Weatherized, Condensing Ga | 1435 | 258 |  | 07/29/2020 | 23828 | 203924564 | 07/29/2020
Carrier Corp. - Indianapolis | Airquest | G97CMN0602120A*D | Federally-Regulated Consumer Product | Non-Weatherized, Condensing Ga | 2479 | 304 |  | 07/29/2020 | 48091 | 203924638 | 07/29/2020
Carrier Corp. - Indianapolis | Airquest | N92ESN0802120A* | Federally-Regulated Consumer Product | Mobile Home Non-Weatherized, C | 1832 | 276 |  | 07/29/2020 | 79860 | 203359821 | 07/29/2020
Carrier Corp. - Indianapolis | Airquest | N92ESN0401712A* | Federally-Regulated Consumer Product | Mobile Home Non-Weatherized, C | 1024 | 240 |  | 07/29/2020 | 39894 | 203359681 | 07/29/2020
Carrier Corp. - Indianapolis | Airquest | G97CMN1202422A*D | Federally-Regulated Consumer Product | Non-Weatherized, Condensing Ga | 2479 | 304 |  | 07/29/2020 | 48091 | 203924670 | 07/29/2020
Carrier Corp. - Indianapolis | Airquest | N92ESN0401712A | Federally-Regulated Consumer Product | Non-Weatherized, Condensing Ga | 1024 | 240 |  | 07/29/2020 | 39894 | 203359662 | 07/29/2020
Carrier Corp. - Indianapolis | Airquest | N95ESN0401712A* | Federally-Regulated Consumer Product | Mobile Home Non-Weatherized, C | 998 | 239 |  | 07/29/2020 | 40139 | 203360624 | 07/29/2020
Carrier Corp. - Indianapolis | Airquest | N92ESN1002120A* | Federally-Regulated Consumer Product | Mobile Home Non-Weatherized, C | 1821 | 275 |  | 07/29/2020 | 99460 | 203359853 | 07/29/2020
Carrier Corp. - Indianapolis | Airquest | G97CMN0602120A | Federally-Regulated Consumer Product | Non-Weatherized, Condensing Ga | 1897 | 278 |  | 07/29/2020 | 24235 | 203924572 | 07/29/2020
Carrier Corp. - Indianapolis | Airquest | G97CMN1002122A | Federally-Regulated Consumer Product | Non-Weatherized, Condensing Ga | 2192 | 291 |  | 07/29/2020 | 39903 | 203924596 | 07/29/2020
Carrier Corp. - Indianapolis | Airquest | N92ESN1202420A* | Federally-Regulated Consumer Product | Mobile Home Non-Weatherized, C | 1904 | 279 |  | 07/29/2020 | 119302 | 203359888 | 07/29/2020
Carrier Corp. - Indianapolis | Airquest | N95ESN0601714A* | Federally-Regulated Consumer Product | Mobile Home Non-Weatherized, C | 1346 | 254 |  | 07/29/2020 | 60102 | 203360625 | 07/29/2020
Carrier Corp. - Indianapolis | Airquest | N92ESN0601714A* | Federally-Regulated Consumer Product | Mobile Home Non-Weatherized, C | 1205 | 248 |  | 07/29/2020 | 60119 | 203359754 | 07/29/2020
Carrier Corp. - Indianapolis | Airquest | N80ESL0902420A* | Federally-Regulated Consumer Product | Non-Weatherized, Non-Condensin | 1987 | 269 |  | 07/29/2020 | 88320 | 203360167 | 07/29/2020
Carrier Corp. - Indianapolis | Airquest | N92ESN0801716A* | Federally-Regulated Consumer Product | Mobile Home Non-Weatherized, C | 1390 | 256 |  | 07/29/2020 | 79599 | 203359791 | 07/29/2020
Carrier Corp. - Indianapolis | Airquest | G97CMN0802120A | Federally-Regulated Consumer Product | Non-Weatherized, Condensing Ga | 2026 | 284 |  | 07/29/2020 | 31724 | 203924588 | 07/29/2020
Carrier Corp. - Indianapolis | Airquest | N80ESL0901714A | Federally-Regulated Consumer Product | Non-Weatherized, Non-Condensin | 1238 | 236 |  | 07/29/2020 | 88097 | 203359996 | 07/29/2020
Carrier Corp. - Indianapolis | Airquest | N92ESN0801716A | Federally-Regulated Consumer Product | Non-Weatherized, Condensing Ga | 1390 | 256 |  | 07/29/2020 | 79599 | 203359773 | 07/29/2020
Carrier Corp. - Indianapolis | Airquest | N80ESL0902116A | Federally-Regulated Consumer Product | Non-Weatherized, Non-Condensin | 1450 | 246 |  | 07/29/2020 | 87792 | 203359998 | 07/29/2020
Carrier Corp. - Indianapolis | Airquest | G97CMN1002122A*D | Federally-Regulated Consumer Product | Non-Weatherized, Condensing Ga | 2192 | 291 |  | 07/29/2020 | 39903 | 203924662 | 07/29/2020
Carrier Corp. - Indianapolis | Airquest | N95ESN0601714A**D | Federally-Regulated Consumer Product | Mobile Home Non-Weatherized, C | 1346 | 254 |  | 07/29/2020 | 60102 | 203360631 | 07/29/2020
Carrier Corp. - Indianapolis | Airquest | G97CMN0601714A*D | Federally-Regulated Consumer Product | Non-Weatherized, Condensing Ga | 1435 | 258 |  | 07/29/2020 | 23828 | 203924630 | 07/29/2020
Carrier Corp. - Indianapolis | Airquest | G97CMN1202422A | Federally-Regulated Consumer Product | Non-Weatherized, Condensing Ga | 2479 | 304 |  | 07/29/2020 | 48091 | 203924604 | 07/29/2020
Carrier Corp. - Indianapolis | Airquest | N92ESN0401410A* | Federally-Regulated Consumer Product | Mobile Home Non-Weatherized, C | 981 | 238 |  | 07/29/2020 | 40102 | 203359644 | 07/29/2020
WM Technologies | Dettson | RHB-105-SV-80-BF | Federally-Regulated Consumer Product | Non-Weatherized, Non-Condensin | 1516 | 415 |  | 07/29/2020 | 119937 | 203325158 | 07/29/2020
Carrier Corp. - Indianapolis | Tempstar | N95ESN0601714A* | Federally-Regulated Consumer Product | Mobile Home Non-Weatherized, C | 1346 | 254 |  | 07/29/2020 | 60102 | 203360721 | 07/29/2020
Carrier Corp. - Indianapolis | Tempstar | N92ESN0401712A* | Federally-Regulated Consumer Product | Mobile Home Non-Weatherized, C | 1024 | 240 |  | 07/29/2020 | 39894 | 203359697 | 07/29/2020
Carrier Corp. - Indianapolis | Tempstar | N95ESN0401712A**D | Federally-Regulated Consumer Product | Mobile Home Non-Weatherized, C | 998 | 239 |  | 07/29/2020 | 40139 | 203360726 | 07/29/2020
Carrier Corp. - Indianapolis | Tempstar | N92ESN0802120A* | Federally-Regulated Consumer Product | Mobile Home Non-Weatherized, C | 1832 | 276 |  | 07/29/2020 | 79860 | 203359836 | 07/29/2020
Carrier Corp. - Indianapolis | Tempstar | N80ESN0901714A | Federally-Regulated Consumer Product | Non-Weatherized, Non-Condensin | 1238 | 236 |  | 07/29/2020 | 88097 | 203359863 | 07/29/2020
Carrier Corp. - Indianapolis | Tempstar | N92ESN0601714A | Federally-Regulated Consumer Product | Non-Weatherized, Condensing Ga | 1205 | 248 |  | 07/29/2020 | 60119 | 203359752 | 07/29/2020
Carrier Corp. - Indianapolis | Tempstar | N92ESN0601714A* | Federally-Regulated Consumer Product | Mobile Home Non-Weatherized, C | 1205 | 248 |  | 07/29/2020 | 60119 | 203359771 | 07/29/2020
Carrier Corp. - Indianapolis | Tempstar | N92ESN0401410A* | Federally-Regulated Consumer Product | Mobile Home Non-Weatherized, C | 981 | 238 |  | 07/29/2020 | 40102 | 203359660 | 07/29/2020
Carrier Corp. - Indianapolis | Tempstar | N92ESN0801716A* | Federally-Regulated Consumer Product | Mobile Home Non-Weatherized, C | 1390 | 256 |  | 07/29/2020 | 79599 | 203359805 | 07/29/2020
Carrier Corp. - Indianapolis | Tempstar | N92ESN0601412A* | Federally-Regulated Consumer Product | Mobile Home Non-Weatherized, C | 945 | 237 |  | 07/29/2020 | 59375 | 203359733 | 07/29/2020
Carrier Corp. - Indianapolis | Tempstar | N92ESN0401410A | Federally-Regulated Consumer Product | Non-Weatherized, Condensing Ga | 981 | 238 |  | 07/29/2020 | 40102 | 203359642 | 07/29/2020
Carrier Corp. - Indianapolis | Tempstar | N80ESL0901714A | Federally-Regulated Consumer Product | Non-Weatherized, Non-Condensin | 1238 | 236 |  | 07/29/2020 | 88097 | 203360101 | 07/29/2020
Carrier Corp. - Indianapolis | Tempstar | N80ESL0902420A* | Federally-Regulated Consumer Product | Non-Weatherized, Non-Condensin | 1987 | 269 |  | 07/29/2020 | 88320 | 203360335 | 07/29/2020
Carrier Corp. - Indianapolis | Tempstar | N95ESN0601714A**D | Federally-Regulated Consumer Product | Mobile Home Non-Weatherized, C | 1346 | 254 |  | 07/29/2020 | 60102 | 203360727 | 07/29/2020
Carrier Corp. - Indianapolis | Tempstar | N92ESN0401712A | Federally-Regulated Consumer Product | Non-Weatherized, Condensing Ga | 1024 | 240 |  | 07/29/2020 | 39894 | 203359679 | 07/29/2020
Carrier Corp. - Indianapolis | Tempstar | N92ESN1002120A | Federally-Regulated Consumer Product | Non-Weatherized, Condensing Ga | 1821 | 275 |  | 07/29/2020 | 99460 | 203359851 | 07/29/2020
Carrier Corp. - Indianapolis | Tempstar | N92ESN1002120A* | Federally-Regulated Consumer Product | Mobile Home Non-Weatherized, C | 1821 | 275 |  | 07/29/2020 | 99460 | 203359868 | 07/29/2020
Carrier Corp. - Indianapolis | Tempstar | N92ESN1202420A* | Federally-Regulated Consumer Product | Mobile Home Non-Weatherized, C | 1904 | 279 |  | 07/29/2020 | 119302 | 203359904 | 07/29/2020
Carrier Corp. - Indianapolis | Tempstar | N92ESN0801716A | Federally-Regulated Consumer Product | Non-Weatherized, Condensing Ga | 1390 | 256 |  | 07/29/2020 | 79599 | 203359789 | 07/29/2020
Carrier Corp. - Indianapolis | Tempstar | N95ESN0401712A* | Federally-Regulated Consumer Product | Mobile Home Non-Weatherized, C | 998 | 239 |  | 07/29/2020 | 40139 | 203360720 | 07/29/2020
Carrier Corp. - Indianapolis | Kenmore | G97CMN0601714A*D | Federally-Regulated Consumer Product | Non-Weatherized, Condensing Ga | 1435 | 258 |  | 07/29/2020 | 23828 | 203924636 | 07/29/2020
Carrier Corp. - Indianapolis | Kenmore | N92ESN0401712A* | Federally-Regulated Consumer Product | Mobile Home Non-Weatherized, C | 1024 | 240 |  | 07/29/2020 | 39894 | 203359695 | 07/29/2020
Carrier Corp. - Indianapolis | Kenmore | G97CMN1202422A | Federally-Regulated Consumer Product | Non-Weatherized, Condensing Ga | 2479 | 304 |  | 07/29/2020 | 48091 | 203924610 | 07/29/2020
Carrier Corp. - Indianapolis | Kenmore | N92ESN1002120A* | Federally-Regulated Consumer Product | Mobile Home Non-Weatherized, C | 1821 | 275 |  | 07/29/2020 | 99460 | 203359866 | 07/29/2020
Carrier Corp. - Indianapolis | Kenmore | F97CMN0602120A | Federally-Regulated Consumer Product | Non-Weatherized, Condensing Ga | 1897 | 278 |  | 07/29/2020 | 24235 | 203924553 | 07/29/2020
Carrier Corp. - Indianapolis | Kenmore | N80ESL0902420A* | Federally-Regulated Consumer Product | Non-Weatherized, Non-Condensin | 1987 | 269 |  | 07/29/2020 | 88320 | 203360309 | 07/29/2020
Carrier Corp. - Indianapolis | Kenmore | N92ESN0401712A | Federally-Regulated Consumer Product | Non-Weatherized, Condensing Ga | 1024 | 240 |  | 07/29/2020 | 39894 | 203359677 | 07/29/2020
Carrier Corp. - Indianapolis | Kenmore | N95ESN0401712A**D | Federally-Regulated Consumer Product | Mobile Home Non-Weatherized, C | 998 | 239 |  | 07/29/2020 | 40139 | 203360702 | 07/29/2020
Carrier Corp. - Indianapolis | Kenmore | N92ESN1002122A | Federally-Regulated Consumer Product | Non-Weatherized, Condensing Ga | 1993 | 282 |  | 07/29/2020 | 99627 | 205001048 | 07/29/2020
Carrier Corp. - Indianapolis | Kenmore | G97CMN0602120A*D | Federally-Regulated Consumer Product | Non-Weatherized, Condensing Ga | 1897 | 278 |  | 07/29/2020 | 24235 | 203924644 | 07/29/2020
Carrier Corp. - Indianapolis | Kenmore | N92ESN0601412A* | Federally-Regulated Consumer Product | Mobile Home Non-Weatherized, C | 945 | 237 |  | 07/29/2020 | 59375 | 203359731 | 07/29/2020
Carrier Corp. - Indianapolis | Kenmore | F97CMN0602120A*D | Federally-Regulated Consumer Product | Non-Weatherized, Condensing Ga | 1897 | 278 |  | 07/29/2020 | 24235 | 203924616 | 07/29/2020
Carrier Corp. - Indianapolis | Kenmore | G97CMN0601714A | Federally-Regulated Consumer Product | Non-Weatherized, Condensing Ga | 1435 | 258 |  | 07/29/2020 | 23828 | 203924570 | 07/29/2020
Carrier Corp. - Indianapolis | Kenmore | N80ESN0901714A | Federally-Regulated Consumer Product | Non-Weatherized, Non-Condensin | 1238 | 236 |  | 07/29/2020 | 88097 | 203359833 | 07/29/2020
Carrier Corp. - Indianapolis | Kenmore | N80ESL0902116A | Federally-Regulated Consumer Product | Non-Weatherized, Non-Condensin | 1450 | 246 |  | 07/29/2020 | 87792 | 203360089 | 07/29/2020
Carrier Corp. - Indianapolis | Kenmore | N92ESN0401410A* | Federally-Regulated Consumer Product | Mobile Home Non-Weatherized, C | 981 | 238 |  | 07/29/2020 | 40102 | 203359658 | 07/29/2020
Carrier Corp. - Indianapolis | Kenmore | N80ESL0902116A* | Federally-Regulated Consumer Product | Non-Weatherized, Non-Condensin | 1450 | 246 |  | 07/29/2020 | 87792 | 203360305 | 07/29/2020
Carrier Corp. - Indianapolis | Kenmore | F97CMN0802120A*D | Federally-Regulated Consumer Product | Non-Weatherized, Condensing Ga | 2026 | 284 |  | 07/29/2020 | 31724 | 203924622 | 07/29/2020
Carrier Corp. - Indianapolis | Kenmore | N92ESN1002120A | Federally-Regulated Consumer Product | Non-Weatherized, Condensing Ga | 1821 | 275 |  | 07/29/2020 | 99460 | 203359850 | 07/29/2020
Carrier Corp. - Indianapolis | Kenmore | N80ESN0902116A | Federally-Regulated Consumer Product | Non-Weatherized, Non-Condensin | 1450 | 246 |  | 07/29/2020 | 87792 | 203359835 | 07/29/2020
Carrier Corp. - Indianapolis | Kenmore | N92ESN0802120A* | Federally-Regulated Consumer Product | Mobile Home Non-Weatherized, C | 1832 | 276 |  | 07/29/2020 | 79860 | 203359834 | 07/29/2020
Carrier Corp. - Indianapolis | Kenmore | F97CMN1202422A | Federally-Regulated Consumer Product | Non-Weatherized, Condensing Ga | 2479 | 304 |  | 07/29/2020 | 48091 | 203924562 | 07/29/2020
Carrier Corp. - Indianapolis | Kenmore | G97CMN1002122A | Federally-Regulated Consumer Product | Non-Weatherized, Condensing Ga | 2192 | 291 |  | 07/29/2020 | 39903 | 203924602 | 07/29/2020
Carrier Corp. - Indianapolis | Kenmore | G97CMN0802120A*D | Federally-Regulated Consumer Product | Non-Weatherized, Condensing Ga | 2026 | 284 |  | 07/29/2020 | 31724 | 203924660 | 07/29/2020
Carrier Corp. - Indianapolis | Kenmore | N92ESN1002122A* | Federally-Regulated Consumer Product | Mobile Home Non-Weatherized, C | 1993 | 282 |  | 07/29/2020 | 99627 | 205001057 | 07/29/2020
Carrier Corp. - Indianapolis | Kenmore | F97CMN0601714A*D | Federally-Regulated Consumer Product | Non-Weatherized, Condensing Ga | 1435 | 258 |  | 07/29/2020 | 23828 | 203924613 | 07/29/2020
Carrier Corp. - Indianapolis | Kenmore | N92ESN0601714A | Federally-Regulated Consumer Product | Non-Weatherized, Condensing Ga | 1205 | 248 |  | 07/29/2020 | 60119 | 203359750 | 07/29/2020
Carrier Corp. - Indianapolis | Kenmore | F97CMN1002122A*D | Federally-Regulated Consumer Product | Non-Weatherized, Condensing Ga | 2192 | 291 |  | 07/29/2020 | 39903 | 203924625 | 07/29/2020
Carrier Corp. - Indianapolis | Kenmore | N95ESN0601714A**D | Federally-Regulated Consumer Product | Mobile Home Non-Weatherized, C | 1346 | 254 |  | 07/29/2020 | 60102 | 203360703 | 07/29/2020
Carrier Corp. - Indianapolis | Kenmore | N92ESN1202420A | Federally-Regulated Consumer Product | Non-Weatherized, Condensing Ga | 1904 | 279 |  | 07/29/2020 | 119302 | 203359884 | 07/29/2020
Carrier Corp. - Indianapolis | Kenmore | N92ESN0801716A | Federally-Regulated Consumer Product | Non-Weatherized, Condensing Ga | 1390 | 256 |  | 07/29/2020 | 79599 | 203359787 | 07/29/2020
Carrier Corp. - Indianapolis | Kenmore | N92ESN0401410A | Federally-Regulated Consumer Product | Non-Weatherized, Condensing Ga | 981 | 238 |  | 07/29/2020 | 40102 | 203359640 | 07/29/2020
Carrier Corp. - Indianapolis | Kenmore | N80ESL0901714A | Federally-Regulated Consumer Product | Non-Weatherized, Non-Condensin | 1238 | 236 |  | 07/29/2020 | 88097 | 203360088 | 07/29/2020
Carrier Corp. - Indianapolis | Kenmore | F97CMN1202422A*D | Federally-Regulated Consumer Product | Non-Weatherized, Condensing Ga | 2479 | 304 |  | 07/29/2020 | 48091 | 203924628 | 07/29/2020
Carrier Corp. - Indianapolis | Kenmore | N92ESN1202420A* | Federally-Regulated Consumer Product | Mobile Home Non-Weatherized, C | 1904 | 279 |  | 07/29/2020 | 119302 | 203359902 | 07/29/2020
Carrier Corp. - Indianapolis | Kenmore | G97CMN1002122A*D | Federally-Regulated Consumer Product | Non-Weatherized, Condensing Ga | 2192 | 291 |  | 07/29/2020 | 39903 | 203924668 | 07/29/2020
Carrier Corp. - Indianapolis | Kenmore | F97CMN0802120A | Federally-Regulated Consumer Product | Non-Weatherized, Condensing Ga | 2026 | 284 |  | 07/29/2020 | 31724 | 203924679 | 07/29/2020
Carrier Corp. - Indianapolis | Kenmore | F97CMN0601714A | Federally-Regulated Consumer Product | Non-Weatherized, Condensing Ga | 1435 | 258 |  | 07/29/2020 | 23828 | 203924550 | 07/29/2020
Carrier Corp. - Indianapolis | Kenmore | N92ESN0801716A* | Federally-Regulated Consumer Product | Mobile Home Non-Weatherized, C | 1390 | 256 |  | 07/29/2020 | 79599 | 203359803 | 07/29/2020
Carrier Corp. - Indianapolis | Kenmore | N95ESN0401712A* | Federally-Regulated Consumer Product | Mobile Home Non-Weatherized, C | 998 | 239 |  | 07/29/2020 | 40139 | 203360696 | 07/29/2020
Carrier Corp. - Indianapolis | Kenmore | F97CMN1002122A | Federally-Regulated Consumer Product | Non-Weatherized, Condensing Ga | 2192 | 291 |  | 07/29/2020 | 39903 | 203924559 | 07/29/2020
Carrier Corp. - Indianapolis | Kenmore | N95ESN0601714A* | Federally-Regulated Consumer Product | Mobile Home Non-Weatherized, C | 1346 | 254 |  | 07/29/2020 | 60102 | 203360697 | 07/29/2020
Carrier Corp. - Indianapolis | Kenmore | G97CMN1202422A*D | Federally-Regulated Consumer Product | Non-Weatherized, Condensing Ga | 2479 | 304 |  | 07/29/2020 | 48091 | 203924676 | 07/29/2020
Carrier Corp. - Indianapolis | Kenmore | G97CMN0802120A | Federally-Regulated Consumer Product | Non-Weatherized, Condensing Ga | 2026 | 284 |  | 07/29/2020 | 31724 | 203924594 | 07/29/2020
Carrier Corp. - Indianapolis | Kenmore | N92ESN0601714A* | Federally-Regulated Consumer Product | Mobile Home Non-Weatherized, C | 1205 | 248 |  | 07/29/2020 | 60119 | 203359769 | 07/29/2020
Carrier Corp. - Indianapolis | Kenmore | G97CMN0602120A | Federally-Regulated Consumer Product | Non-Weatherized, Condensing Ga | 1897 | 278 |  | 07/29/2020 | 24235 | 203924578 | 07/29/2020
Carrier Corp. - Indianapolis | ICP Commercial | N92ESN0601714A* | Federally-Regulated Consumer Product | Mobile Home Non-Weatherized, C | 1205 | 248 |  | 07/29/2020 | 60119 | 203359765 | 07/29/2020
Carrier Corp. - Indianapolis | ICP Commercial | G97CMN0802120A | Federally-Regulated Consumer Product | Non-Weatherized, Condensing Ga | 2026 | 284 |  | 07/29/2020 | 31724 | 203924592 | 07/29/2020
Carrier Corp. - Indianapolis | ICP Commercial | N92ESN0801716A* | Federally-Regulated Consumer Product | Mobile Home Non-Weatherized, C | 1390 | 256 |  | 07/29/2020 | 79599 | 203359800 | 07/29/2020
Carrier Corp. - Indianapolis | ICP Commercial | G97CMN0602120A*D | Federally-Regulated Consumer Product | Non-Weatherized, Condensing Ga | 1897 | 278 |  | 07/29/2020 | 24235 | 203924642 | 07/29/2020
Carrier Corp. - Indianapolis | ICP Commercial | N95ESN0601714A* | Federally-Regulated Consumer Product | Mobile Home Non-Weatherized, C | 1346 | 254 |  | 07/29/2020 | 60102 | 203360709 | 07/29/2020
Carrier Corp. - Indianapolis | ICP Commercial | N80ESL0902116A | Federally-Regulated Consumer Product | Non-Weatherized, Non-Condensin | 1450 | 246 |  | 07/29/2020 | 87792 | 203360063 | 07/29/2020
Carrier Corp. - Indianapolis | ICP Commercial | N80ESL0902420A* | Federally-Regulated Consumer Product | Non-Weatherized, Non-Condensin | 1987 | 269 |  | 07/29/2020 | 88320 | 203360257 | 07/29/2020
Carrier Corp. - Indianapolis | ICP Commercial | N92ESN0802120A | Federally-Regulated Consumer Product | Non-Weatherized, Condensing Ga | 1832 | 276 |  | 07/29/2020 | 79860 | 203359814 | 07/29/2020
Carrier Corp. - Indianapolis | ICP Commercial | N95ESN0401712A* | Federally-Regulated Consumer Product | Mobile Home Non-Weatherized, C | 998 | 239 |  | 07/29/2020 | 40139 | 203360708 | 07/29/2020
Carrier Corp. - Indianapolis | ICP Commercial | G97CMN0601714A | Federally-Regulated Consumer Product | Non-Weatherized, Condensing Ga | 1435 | 258 |  | 07/29/2020 | 23828 | 203924568 | 07/29/2020
Carrier Corp. - Indianapolis | ICP Commercial | N92ESN0401410A | Federally-Regulated Consumer Product | Non-Weatherized, Condensing Ga | 981 | 238 |  | 07/29/2020 | 40102 | 203359636 | 07/29/2020
Carrier Corp. - Indianapolis | ICP Commercial | N92ESN0401712A | Federally-Regulated Consumer Product | Non-Weatherized, Condensing Ga | 1024 | 240 |  | 07/29/2020 | 39894 | 203359672 | 07/29/2020
Carrier Corp. - Indianapolis | ICP Commercial | G97CMN1202422A*D | Federally-Regulated Consumer Product | Non-Weatherized, Condensing Ga | 2479 | 304 |  | 07/29/2020 | 48091 | 203924674 | 07/29/2020
Carrier Corp. - Indianapolis | ICP Commercial | G97CMN1202422A | Federally-Regulated Consumer Product | Non-Weatherized, Condensing Ga | 2479 | 304 |  | 07/29/2020 | 48091 | 203924608 | 07/29/2020
Carrier Corp. - Indianapolis | ICP Commercial | N92ESN1002120A | Federally-Regulated Consumer Product | Non-Weatherized, Condensing Ga | 1821 | 275 |  | 07/29/2020 | 99460 | 203359847 | 07/29/2020
Carrier Corp. - Indianapolis | ICP Commercial | N92ESN0601412A | Federally-Regulated Consumer Product | Non-Weatherized, Condensing Ga | 945 | 237 |  | 07/29/2020 | 59375 | 203359709 | 07/29/2020
Carrier Corp. - Indianapolis | ICP Commercial | N80ESL0901714A | Federally-Regulated Consumer Product | Non-Weatherized, Non-Condensin | 1238 | 236 |  | 07/29/2020 | 88097 | 203360062 | 07/29/2020
Carrier Corp. - Indianapolis | ICP Commercial | N92ESN0601412A* | Federally-Regulated Consumer Product | Mobile Home Non-Weatherized, C | 945 | 237 |  | 07/29/2020 | 59375 | 203359727 | 07/29/2020
Carrier Corp. - Indianapolis | ICP Commercial | N92ESN0401410A* | Federally-Regulated Consumer Product | Mobile Home Non-Weatherized, C | 981 | 238 |  | 07/29/2020 | 40102 | 203359654 | 07/29/2020
Carrier Corp. - Indianapolis | ICP Commercial | N92ESN1202420A | Federally-Regulated Consumer Product | Non-Weatherized, Condensing Ga | 1904 | 279 |  | 07/29/2020 | 119302 | 203359880 | 07/29/2020
Carrier Corp. - Indianapolis | ICP Commercial | N95ESN0401712A**D | Federally-Regulated Consumer Product | Mobile Home Non-Weatherized, C | 998 | 239 |  | 07/29/2020 | 40139 | 203360714 | 07/29/2020
Carrier Corp. - Indianapolis | ICP Commercial | N80ESN0901714A | Federally-Regulated Consumer Product | Non-Weatherized, Non-Condensin | 1238 | 236 |  | 07/29/2020 | 88097 | 203359774 | 07/29/2020
Carrier Corp. - Indianapolis | ICP Commercial | G97CMN0602120A | Federally-Regulated Consumer Product | Non-Weatherized, Condensing Ga | 1897 | 278 |  | 07/29/2020 | 24235 | 203924576 | 07/29/2020
Carrier Corp. - Indianapolis | ICP Commercial | G97CMN0802120A*D | Federally-Regulated Consumer Product | Non-Weatherized, Condensing Ga | 2026 | 284 |  | 07/29/2020 | 31724 | 203924658 | 07/29/2020
Carrier Corp. - Indianapolis | ICP Commercial | N92ESN0801716A | Federally-Regulated Consumer Product | Non-Weatherized, Condensing Ga | 1390 | 256 |  | 07/29/2020 | 79599 | 203359783 | 07/29/2020
Carrier Corp. - Indianapolis | ICP Commercial | N92ESN1202420A* | Federally-Regulated Consumer Product | Mobile Home Non-Weatherized, C | 1904 | 279 |  | 07/29/2020 | 119302 | 203359898 | 07/29/2020
Carrier Corp. - Indianapolis | ICP Commercial | N80ESN0902116A | Federally-Regulated Consumer Product | Non-Weatherized, Non-Condensin | 1450 | 246 |  | 07/29/2020 | 87792 | 203359776 | 07/29/2020
Carrier Corp. - Indianapolis | ICP Commercial | N95ESN0601714A**D | Federally-Regulated Consumer Product | Mobile Home Non-Weatherized, C | 1346 | 254 |  | 07/29/2020 | 60102 | 203360715 | 07/29/2020
Carrier Corp. - Indianapolis | ICP Commercial | G97CMN0601714A*D | Federally-Regulated Consumer Product | Non-Weatherized, Condensing Ga | 1435 | 258 |  | 07/29/2020 | 23828 | 203924634 | 07/29/2020
Carrier Corp. - Indianapolis | ICP Commercial | G97CMN1002122A*D | Federally-Regulated Consumer Product | Non-Weatherized, Condensing Ga | 2192 | 291 |  | 07/29/2020 | 39903 | 203924666 | 07/29/2020
Carrier Corp. - Indianapolis | ICP Commercial | N80ESL0902116A* | Federally-Regulated Consumer Product | Non-Weatherized, Non-Condensin | 1450 | 246 |  | 07/29/2020 | 87792 | 203360254 | 07/29/2020
Carrier Corp. - Indianapolis | ICP Commercial | N92ESN0802120A* | Federally-Regulated Consumer Product | Mobile Home Non-Weatherized, C | 1832 | 276 |  | 07/29/2020 | 79860 | 203359830 | 07/29/2020
Carrier Corp. - Indianapolis | ICP Commercial | N92ESN0401712A* | Federally-Regulated Consumer Product | Mobile Home Non-Weatherized, C | 1024 | 240 |  | 07/29/2020 | 39894 | 203359690 | 07/29/2020
Carrier Corp. - Indianapolis | ICP Commercial | G97CMN1002122A | Federally-Regulated Consumer Product | Non-Weatherized, Condensing Ga | 2192 | 291 |  | 07/29/2020 | 39903 | 203924600 | 07/29/2020
Carrier Corp. - Indianapolis | ICP Commercial | N92ESN1002120A* | Federally-Regulated Consumer Product | Mobile Home Non-Weatherized, C | 1821 | 275 |  | 07/29/2020 | 99460 | 203359862 | 07/29/2020
Carrier Corp. - Indianapolis | ICP Commercial | N92ESN0601714A | Federally-Regulated Consumer Product | Non-Weatherized, Condensing Ga | 1205 | 248 |  | 07/29/2020 | 60119 | 203359746 | 07/29/2020
Carrier Corp. - Indianapolis | Comfortmaker | G97CMN0602120A*D | Federally-Regulated Consumer Product | Non-Weatherized, Condensing Ga | 1897 | 278 |  | 07/29/2020 | 24235 | 203924639 | 07/29/2020
Carrier Corp. - Indianapolis | Comfortmaker | G97CMN1202422A | Federally-Regulated Consumer Product | Non-Weatherized, Condensing Ga | 2479 | 304 |  | 07/29/2020 | 48091 | 203924605 | 07/29/2020
Carrier Corp. - Indianapolis | Comfortmaker | N92ESN0601412A | Federally-Regulated Consumer Product | Non-Weatherized, Condensing Ga | 945 | 237 |  | 07/29/2020 | 59375 | 203359703 | 07/29/2020
Carrier Corp. - Indianapolis | Comfortmaker | G97CMN1202422A*D | Federally-Regulated Consumer Product | Non-Weatherized, Condensing Ga | 2479 | 304 |  | 07/29/2020 | 48091 | 203924671 | 07/29/2020
Carrier Corp. - Indianapolis | Comfortmaker | N95ESN0601714A* | Federally-Regulated Consumer Product | Mobile Home Non-Weatherized, C | 1346 | 254 |  | 07/29/2020 | 60102 | 203360649 | 07/29/2020
Carrier Corp. - Indianapolis | Comfortmaker | G97CMN0601714A | Federally-Regulated Consumer Product | Non-Weatherized, Condensing Ga | 1435 | 258 |  | 07/29/2020 | 23828 | 203924565 | 07/29/2020
Carrier Corp. - Indianapolis | Comfortmaker | G97CMN0802120A*D | Federally-Regulated Consumer Product | Non-Weatherized, Condensing Ga | 2026 | 284 |  | 07/29/2020 | 31724 | 203924655 | 07/29/2020
Carrier Corp. - Indianapolis | Comfortmaker | N80ESN0902120A | Federally-Regulated Consumer Product | Non-Weatherized, Non-Condensin | 2015 | 271 |  | 07/29/2020 | 88187 | 203359728 | 07/29/2020
Carrier Corp. - Indianapolis | Comfortmaker | N92ESN0401712A* | Federally-Regulated Consumer Product | Mobile Home Non-Weatherized, C | 1024 | 240 |  | 07/29/2020 | 39894 | 203359685 | 07/29/2020
Carrier Corp. - Indianapolis | Comfortmaker | N80ESL0901714A | Federally-Regulated Consumer Product | Non-Weatherized, Non-Condensin | 1238 | 236 |  | 07/29/2020 | 88097 | 203360036 | 07/29/2020
Carrier Corp. - Indianapolis | Comfortmaker | N92ESN0601412A* | Federally-Regulated Consumer Product | Mobile Home Non-Weatherized, C | 945 | 237 |  | 07/29/2020 | 59375 | 203359721 | 07/29/2020
Carrier Corp. - Indianapolis | Comfortmaker | N80ESL0902116A | Federally-Regulated Consumer Product | Non-Weatherized, Non-Condensin | 1450 | 246 |  | 07/29/2020 | 87792 | 203360037 | 07/29/2020
Carrier Corp. - Indianapolis | Comfortmaker | N92ESN0601714A* | Federally-Regulated Consumer Product | Mobile Home Non-Weatherized, C | 1205 | 248 |  | 07/29/2020 | 60119 | 203359758 | 07/29/2020
Carrier Corp. - Indianapolis | Comfortmaker | N92ESN0801716A* | Federally-Regulated Consumer Product | Mobile Home Non-Weatherized, C | 1390 | 256 |  | 07/29/2020 | 79599 | 203359795 | 07/29/2020
Carrier Corp. - Indianapolis | Comfortmaker | N92ESN1002120A | Federally-Regulated Consumer Product | Non-Weatherized, Condensing Ga | 1821 | 275 |  | 07/29/2020 | 99460 | 203359842 | 07/29/2020
Carrier Corp. - Indianapolis | Comfortmaker | N80ESN0902116A | Federally-Regulated Consumer Product | Non-Weatherized, Non-Condensin | 1450 | 246 |  | 07/29/2020 | 87792 | 203359726 | 07/29/2020
Carrier Corp. - Indianapolis | Comfortmaker | G97CMN0802120A | Federally-Regulated Consumer Product | Non-Weatherized, Condensing Ga | 2026 | 284 |  | 07/29/2020 | 31724 | 203924589 | 07/29/2020
Carrier Corp. - Indianapolis | Comfortmaker | G97CMN1002122A | Federally-Regulated Consumer Product | Non-Weatherized, Condensing Ga | 2192 | 291 |  | 07/29/2020 | 39903 | 203924597 | 07/29/2020
Carrier Corp. - Indianapolis | Comfortmaker | G97CMN1002122A*D | Federally-Regulated Consumer Product | Non-Weatherized, Condensing Ga | 2192 | 291 |  | 07/29/2020 | 39903 | 203924663 | 07/29/2020
Carrier Corp. - Indianapolis | Comfortmaker | N80ESL0902420A* | Federally-Regulated Consumer Product | Non-Weatherized, Non-Condensin | 1987 | 269 |  | 07/29/2020 | 88320 | 203360206 | 07/29/2020
Carrier Corp. - Indianapolis | Comfortmaker | N92ESN1002120A* | Federally-Regulated Consumer Product | Mobile Home Non-Weatherized, C | 1821 | 275 |  | 07/29/2020 | 99460 | 203359856 | 07/29/2020
Carrier Corp. - Indianapolis | Comfortmaker | N80ESN0901714A | Federally-Regulated Consumer Product | Non-Weatherized, Non-Condensin | 1238 | 236 |  | 07/29/2020 | 88097 | 203359724 | 07/29/2020
Carrier Corp. - Indianapolis | Comfortmaker | N92ESN0802120A | Federally-Regulated Consumer Product | Non-Weatherized, Condensing Ga | 1832 | 276 |  | 07/29/2020 | 79860 | 203359809 | 07/29/2020
Carrier Corp. - Indianapolis | Comfortmaker | N92ESN0401712A | Federally-Regulated Consumer Product | Non-Weatherized, Condensing Ga | 1024 | 240 |  | 07/29/2020 | 39894 | 203359666 | 07/29/2020
Carrier Corp. - Indianapolis | Comfortmaker | N92ESN0401410A* | Federally-Regulated Consumer Product | Mobile Home Non-Weatherized, C | 981 | 238 |  | 07/29/2020 | 40102 | 203359648 | 07/29/2020
Carrier Corp. - Indianapolis | Comfortmaker | G97CMN0601714A*D | Federally-Regulated Consumer Product | Non-Weatherized, Condensing Ga | 1435 | 258 |  | 07/29/2020 | 23828 | 203924631 | 07/29/2020
Carrier Corp. - Indianapolis | Comfortmaker | N95ESN0401712A* | Federally-Regulated Consumer Product | Mobile Home Non-Weatherized, C | 998 | 239 |  | 07/29/2020 | 40139 | 203360648 | 07/29/2020
Carrier Corp. - Indianapolis | Comfortmaker | N92ESN1202420A | Federally-Regulated Consumer Product | Non-Weatherized, Condensing Ga | 1904 | 279 |  | 07/29/2020 | 119302 | 203359875 | 07/29/2020
Carrier Corp. - Indianapolis | Comfortmaker | N92ESN0801716A | Federally-Regulated Consumer Product | Non-Weatherized, Condensing Ga | 1390 | 256 |  | 07/29/2020 | 79599 | 203359777 | 07/29/2020
Carrier Corp. - Indianapolis | Comfortmaker | N95ESN0401712A**D | Federally-Regulated Consumer Product | Mobile Home Non-Weatherized, C | 998 | 239 |  | 07/29/2020 | 40139 | 203360654 | 07/29/2020
Carrier Corp. - Indianapolis | Comfortmaker | N80ESL0902116A* | Federally-Regulated Consumer Product | Non-Weatherized, Non-Condensin | 1450 | 246 |  | 07/29/2020 | 87792 | 203360202 | 07/29/2020
Carrier Corp. - Indianapolis | Comfortmaker | N95ESN0601714A**D | Federally-Regulated Consumer Product | Mobile Home Non-Weatherized, C | 1346 | 254 |  | 07/29/2020 | 60102 | 203360655 | 07/29/2020
Carrier Corp. - Indianapolis | Comfortmaker | N92ESN1202420A* | Federally-Regulated Consumer Product | Mobile Home Non-Weatherized, C | 1904 | 279 |  | 07/29/2020 | 119302 | 203359892 | 07/29/2020
Carrier Corp. - Indianapolis | Comfortmaker | N92ESN0601714A | Federally-Regulated Consumer Product | Non-Weatherized, Condensing Ga | 1205 | 248 |  | 07/29/2020 | 60119 | 203359740 | 07/29/2020
Carrier Corp. - Indianapolis | Comfortmaker | N92ESN0802120A* | Federally-Regulated Consumer Product | Mobile Home Non-Weatherized, C | 1832 | 276 |  | 07/29/2020 | 79860 | 203359824 | 07/29/2020
Carrier Corp. - Indianapolis | Comfortmaker | G97CMN0602120A | Federally-Regulated Consumer Product | Non-Weatherized, Condensing Ga | 1897 | 278 |  | 07/29/2020 | 24235 | 203924573 | 07/29/2020
Carrier Corp. - Indianapolis | Carrier | 58SC1A090E21--16* | Federally-Regulated Consumer Product | Non-Weatherized, Non-Condensin | 1450 | 246 |  | 07/29/2020 | 87792 | 203360503 | 07/29/2020
Carrier Corp. - Indianapolis | Carrier | 59SC2D080E21--20* | Federally-Regulated Consumer Product | Mobile Home Non-Weatherized, C | 1832 | 276 |  | 07/29/2020 | 79860 | 203359585 | 07/29/2020
Carrier Corp. - Indianapolis | Carrier | 58SB1A090E17--14 | Federally-Regulated Consumer Product | Non-Weatherized, Non-Condensin | 1238 | 236 |  | 07/29/2020 | 88097 | 203359910 | 07/29/2020
Carrier Corp. - Indianapolis | Carrier | 59SC2D060E17--14 | Federally-Regulated Consumer Product | Non-Weatherized, Condensing Ga | 1205 | 248 |  | 07/29/2020 | 60119 | 203359579 | 07/29/2020
Carrier Corp. - Indianapolis | Carrier | 58SB1A090E21--16 | Federally-Regulated Consumer Product | Non-Weatherized, Non-Condensin | 1450 | 246 |  | 07/29/2020 | 87792 | 203359912 | 07/29/2020
Carrier Corp. - Indianapolis | Carrier | 59SC2D060E14--12* | Federally-Regulated Consumer Product | Mobile Home Non-Weatherized, C | 945 | 237 |  | 07/29/2020 | 59375 | 203359578 | 07/29/2020
Carrier Corp. - Indianapolis | Carrier | 58SB0A090E21--16 | Federally-Regulated Consumer Product | Non-Weatherized, Non-Condensin | 1450 | 246 |  | 07/29/2020 | 87792 | 203359597 | 07/29/2020
Carrier Corp. - Indianapolis | Carrier | 58SC1A090E17--14 | Federally-Regulated Consumer Product | Non-Weatherized, Non-Condensin | 1238 | 236 |  | 07/29/2020 | 88097 | 203360450 | 07/29/2020
Carrier Corp. - Indianapolis | Carrier | 59SC2D080E17--16 | Federally-Regulated Consumer Product | Non-Weatherized, Condensing Ga | 1390 | 256 |  | 07/29/2020 | 79599 | 203359581 | 07/29/2020
Carrier Corp. - Indianapolis | Carrier | 58SB1A090E21--16* | Federally-Regulated Consumer Product | Non-Weatherized, Non-Condensin | 1450 | 246 |  | 07/29/2020 | 87792 | 203360127 | 07/29/2020
Carrier Corp. - Indianapolis | Carrier | 59SC2D100E21--20 | Federally-Regulated Consumer Product | Non-Weatherized, Condensing Ga | 1821 | 275 |  | 07/29/2020 | 99460 | 203359586 | 07/29/2020
Carrier Corp. - Indianapolis | Carrier | 59SC2D120E24--20 | Federally-Regulated Consumer Product | Non-Weatherized, Condensing Ga | 1904 | 279 |  | 07/29/2020 | 119302 | 203359590 | 07/29/2020
Carrier Corp. - Indianapolis | Carrier | 58SC0A090E21--16 | Federally-Regulated Consumer Product | Non-Weatherized, Non-Condensin | 1450 | 246 |  | 07/29/2020 | 87792 | 203360387 | 07/29/2020
Carrier Corp. - Indianapolis | Carrier | 59SC2D120E24--20* | Federally-Regulated Consumer Product | Mobile Home Non-Weatherized, C | 1904 | 279 |  | 07/29/2020 | 119302 | 203359592 | 07/29/2020
Carrier Corp. - Indianapolis | Carrier | 59SC2D080E17--16* | Federally-Regulated Consumer Product | Mobile Home Non-Weatherized, C | 1390 | 256 |  | 07/29/2020 | 79599 | 203359582 | 07/29/2020
Carrier Corp. - Indianapolis | Carrier | 59SC5B060E17--14* | Federally-Regulated Consumer Product | Mobile Home Non-Weatherized, C | 1346 | 254 |  | 07/29/2020 | 60102 | 203360590 | 07/29/2020
Carrier Corp. - Indianapolis | Carrier | 58SC1A090E21--16 | Federally-Regulated Consumer Product | Non-Weatherized, Non-Condensin | 1450 | 246 |  | 07/29/2020 | 87792 | 203360453 | 07/29/2020
Carrier Corp. - Indianapolis | Carrier | 59SC5B060E17--14**D | Federally-Regulated Consumer Product | Mobile Home Non-Weatherized, C | 1346 | 254 |  | 07/29/2020 | 60102 | 203360595 | 07/29/2020
Carrier Corp. - Indianapolis | Carrier | 58SC0A090E17--14 | Federally-Regulated Consumer Product | Non-Weatherized, Non-Condensin | 1238 | 236 |  | 07/29/2020 | 88097 | 203360384 | 07/29/2020
Carrier Corp. - Indianapolis | Carrier | 58SB0A090E17--14 | Federally-Regulated Consumer Product | Non-Weatherized, Non-Condensin | 1238 | 236 |  | 07/29/2020 | 88097 | 203359595 | 07/29/2020
Carrier Corp. - Indianapolis | Carrier | 58SB1A090E24--20* | Federally-Regulated Consumer Product | Non-Weatherized, Non-Condensin | 1987 | 269 |  | 07/29/2020 | 88320 | 203360129 | 07/29/2020
Carrier Corp. - Indianapolis | Carrier | 59SC2D040E17--12 | Federally-Regulated Consumer Product | Non-Weatherized, Condensing Ga | 1024 | 240 |  | 07/29/2020 | 39894 | 203359575 | 07/29/2020
Carrier Corp. - Indianapolis | Carrier | 59SC2D100E21--20* | Federally-Regulated Consumer Product | Mobile Home Non-Weatherized, C | 1821 | 275 |  | 07/29/2020 | 99460 | 203359588 | 07/29/2020
Carrier Corp. - Indianapolis | Carrier | 59SC2D040E17--12* | Federally-Regulated Consumer Product | Mobile Home Non-Weatherized, C | 1024 | 240 |  | 07/29/2020 | 39894 | 203359576 | 07/29/2020
Carrier Corp. - Indianapolis | Carrier | 59SC5B040E17--12**D | Federally-Regulated Consumer Product | Mobile Home Non-Weatherized, C | 998 | 239 |  | 07/29/2020 | 40139 | 203360594 | 07/29/2020
Carrier Corp. - Indianapolis | Carrier | 59SC5B040E17--12* | Federally-Regulated Consumer Product | Mobile Home Non-Weatherized, C | 998 | 239 |  | 07/29/2020 | 40139 | 203360589 | 07/29/2020
Carrier Corp. - Indianapolis | Carrier | 59SC2D060E17--14* | Federally-Regulated Consumer Product | Mobile Home Non-Weatherized, C | 1205 | 248 |  | 07/29/2020 | 60119 | 203359580 | 07/29/2020
Carrier Corp. - Indianapolis | Carrier | 59SC5B026E14--10 | Federally-Regulated Consumer Product | Non-Weatherized, Condensing Ga | 890 | 234 |  | 07/29/2020 | 26050 | 203360179 | 07/29/2020
Carrier Corp. - Indianapolis | Carrier | 59SC2D040E14--10* | Federally-Regulated Consumer Product | Mobile Home Non-Weatherized, C | 981 | 238 |  | 07/29/2020 | 40102 | 203359574 | 07/29/2020
Carrier Corp. - Indianapolis | Carrier | 58SC1A090E24--20* | Federally-Regulated Consumer Product | Non-Weatherized, Non-Condensin | 1987 | 269 |  | 07/29/2020 | 88320 | 203360507 | 07/29/2020
Carrier Corp. - Indianapolis | Grandaire | WFSX040B036A**D | Federally-Regulated Consumer Product | Mobile Home Non-Weatherized, C | 998 | 239 |  | 07/29/2020 | 40139 | 203360750 | 07/29/2020
Carrier Corp. - Indianapolis | Grandaire | WFSX060B042A* | Federally-Regulated Consumer Product | Mobile Home Non-Weatherized, C | 1346 | 254 |  | 07/29/2020 | 60102 | 203360745 | 07/29/2020
Carrier Corp. - Indianapolis | Grandaire | WFAX120D060A | Federally-Regulated Consumer Product | Non-Weatherized, Condensing Ga | 1904 | 279 |  | 07/29/2020 | 119302 | 203360020 | 07/29/2020
Carrier Corp. - Indianapolis | Grandaire | WFAX060A036A* | Federally-Regulated Consumer Product | Mobile Home Non-Weatherized, C | 945 | 237 |  | 07/29/2020 | 59375 | 203360003 | 07/29/2020
Carrier Corp. - Indianapolis | Grandaire | WFAX040A030A* | Federally-Regulated Consumer Product | Mobile Home Non-Weatherized, C | 981 | 238 |  | 07/29/2020 | 40102 | 203359995 | 07/29/2020
Carrier Corp. - Indianapolis | Grandaire | WFAX100C060A | Federally-Regulated Consumer Product | Non-Weatherized, Condensing Ga | 1821 | 275 |  | 07/29/2020 | 99460 | 203360016 | 07/29/2020
Carrier Corp. - Indianapolis | Grandaire | WFAX040B036A | Federally-Regulated Consumer Product | Non-Weatherized, Condensing Ga | 1024 | 240 |  | 07/29/2020 | 39894 | 203359997 | 07/29/2020
Carrier Corp. - Indianapolis | Grandaire | WFER090B042A | Federally-Regulated Consumer Product | Non-Weatherized, Non-Condensin | 1238 | 236 |  | 07/29/2020 | 88097 | 203360823 | 07/29/2020
Carrier Corp. - Indianapolis | Grandaire | WFEL090D060B* | Federally-Regulated Consumer Product | Non-Weatherized, Non-Condensin | 1987 | 269 |  | 07/29/2020 | 88320 | 203360911 | 07/29/2020
Carrier Corp. - Indianapolis | Grandaire | WFAX060B042A | Federally-Regulated Consumer Product | Non-Weatherized, Condensing Ga | 1205 | 248 |  | 07/29/2020 | 60119 | 203360005 | 07/29/2020
Carrier Corp. - Indianapolis | Grandaire | WFEL090C048B* | Federally-Regulated Consumer Product | Non-Weatherized, Non-Condensin | 1450 | 246 |  | 07/29/2020 | 87792 | 203360909 | 07/29/2020
Carrier Corp. - Indianapolis | Grandaire | WFSX040B036A* | Federally-Regulated Consumer Product | Mobile Home Non-Weatherized, C | 998 | 239 |  | 07/29/2020 | 40139 | 203360744 | 07/29/2020
Carrier Corp. - Indianapolis | Grandaire | WFSX060B042A**D | Federally-Regulated Consumer Product | Mobile Home Non-Weatherized, C | 1346 | 254 |  | 07/29/2020 | 60102 | 203360751 | 07/29/2020
Carrier Corp. - Indianapolis | Grandaire | WFEL090B042B | Federally-Regulated Consumer Product | Non-Weatherized, Non-Condensin | 1238 | 236 |  | 07/29/2020 | 88097 | 203360860 | 07/29/2020
Carrier Corp. - Indianapolis | Grandaire | WFAX080C060A* | Federally-Regulated Consumer Product | Mobile Home Non-Weatherized, C | 1832 | 276 |  | 07/29/2020 | 79860 | 203360014 | 07/29/2020
Carrier Corp. - Indianapolis | Grandaire | WFAX080B048A* | Federally-Regulated Consumer Product | Mobile Home Non-Weatherized, C | 1390 | 256 |  | 07/29/2020 | 79599 | 203360010 | 07/29/2020
Carrier Corp. - Indianapolis | Grandaire | WFAX060B042A* | Federally-Regulated Consumer Product | Mobile Home Non-Weatherized, C | 1205 | 248 |  | 07/29/2020 | 60119 | 203360007 | 07/29/2020
Carrier Corp. - Indianapolis | Grandaire | WFEL090C048B | Federally-Regulated Consumer Product | Non-Weatherized, Non-Condensin | 1450 | 246 |  | 07/29/2020 | 87792 | 203360861 | 07/29/2020
Carrier Corp. - Indianapolis | Grandaire | WFAX080B048A | Federally-Regulated Consumer Product | Non-Weatherized, Condensing Ga | 1390 | 256 |  | 07/29/2020 | 79599 | 203360008 | 07/29/2020
Carrier Corp. - Indianapolis | Grandaire | WFAX040A030A | Federally-Regulated Consumer Product | Non-Weatherized, Condensing Ga | 981 | 238 |  | 07/29/2020 | 40102 | 203359993 | 07/29/2020
Carrier Corp. - Indianapolis | Grandaire | WFER090C048A | Federally-Regulated Consumer Product | Non-Weatherized, Non-Condensin | 1450 | 246 |  | 07/29/2020 | 87792 | 203360824 | 07/29/2020
Carrier Corp. - Indianapolis | Grandaire | WFAX040B036A* | Federally-Regulated Consumer Product | Mobile Home Non-Weatherized, C | 1024 | 240 |  | 07/29/2020 | 39894 | 203359999 | 07/29/2020
Carrier Corp. - Indianapolis | Grandaire | WFAX100C060A* | Federally-Regulated Consumer Product | Mobile Home Non-Weatherized, C | 1821 | 275 |  | 07/29/2020 | 99460 | 203360018 | 07/29/2020
Carrier Corp. - Indianapolis | Grandaire | WFAX120D060A* | Federally-Regulated Consumer Product | Mobile Home Non-Weatherized, C | 1904 | 279 |  | 07/29/2020 | 119302 | 203360022 | 07/29/2020
Nordyne, LLC | NORTEK GLOBAL HVAC LLC | G7SD-038D-T24B1 | Federally-Regulated Consumer Product | Non-Weatherized, Condensing Ga | 1486 | 260 | 260.384 | 07/22/2020 | 37931 | 205360145 | 08/05/2020
Nordyne, LLC | NORTEK GLOBAL HVAC LLC | G7TC-120*-E45D1 | Federally-Regulated Consumer Product | Non-Weatherized, Condensing Ga | 2160 | 290 | 290.04 | 10/04/2019 |  |  | 08/05/2020
Nordyne, LLC | NORTEK GLOBAL HVAC LLC | G7SD-108D-T45D1 | Federally-Regulated Consumer Product | Non-Weatherized, Condensing Ga | 2046 | 272 | 285.024 | 07/22/2020 | 107992 | 205281349 | 08/05/2020
Nordyne, LLC | NORTEK GLOBAL HVAC LLC | G7TC-100*-V35C1 | Federally-Regulated Consumer Product | Non-Weatherized, Condensing Ga | 1826 | 275 | 275.344 | 10/04/2019 |  |  | 08/05/2020
Nordyne, LLC | NORTEK GLOBAL HVAC LLC | G7TN-115D-V45D1 | Federally-Regulated Consumer Product | Non-Weatherized, Condensing Ga | 1798 | 274 | 274.112 | 10/04/2019 |  |  | 08/05/2020
Nordyne, LLC | NORTEK GLOBAL HVAC LLC | G7TC-080*-V35C1 | Federally-Regulated Consumer Product | Non-Weatherized, Condensing Ga | 1873 | 277 | 277.412 | 10/04/2019 |  |  | 08/05/2020
Nordyne, LLC | NORTEK GLOBAL HVAC LLC | G7TN-100D-E35C1 | Federally-Regulated Consumer Product | Non-Weatherized, Condensing Ga | 1711 | 270 | 270.284 | 10/04/2019 |  |  | 08/05/2020
Nordyne, LLC | NORTEK GLOBAL HVAC LLC | G7TC-080D-V35C1 | Federally-Regulated Consumer Product | Non-Weatherized, Condensing Ga | 1873 | 277 | 277.412 | 10/04/2019 |  |  | 08/05/2020
Nordyne, LLC | NORTEK GLOBAL HVAC LLC | G7SD-072D-T35C* | Federally-Regulated Consumer Product | Non-Weatherized, Condensing Ga | 1826 | 275 | 275.344 | 07/22/2020 | 72142 | 205282673 | 08/05/2020
Nordyne, LLC | NORTEK GLOBAL HVAC LLC | G7SD-054D-T24B1 | Federally-Regulated Consumer Product | Non-Weatherized, Condensing Ga | 1478 | 260 | 260.032 | 07/22/2020 | 54229 | 205147057 | 08/05/2020
Nordyne, LLC | NORTEK GLOBAL HVAC LLC | G7TC-100D-V35C1 | Federally-Regulated Consumer Product | Non-Weatherized, Condensing Ga | 1826 | 275 | 275.344 | 10/04/2019 |  |  | 08/05/2020
Nordyne, LLC | NORTEK GLOBAL HVAC LLC | G7SD-090D-T35C1 | Federally-Regulated Consumer Product | Non-Weatherized, Condensing Ga | 1982 | 282 | 282.208 | 07/22/2020 | 86025 | 205360148 | 08/05/2020
Nordyne, LLC | NORTEK GLOBAL HVAC LLC | G7TC-080*-E35C1 | Federally-Regulated Consumer Product | Non-Weatherized, Condensing Ga | 1686 | 269 | 269.184 | 10/04/2019 |  |  | 08/05/2020
Nordyne, LLC | NORTEK GLOBAL HVAC LLC | G7SM-054D-T24B* | Federally-Regulated Consumer Product | Non-Weatherized, Condensing Ga | 1816 | 27 | 274.904 | 07/22/2020 | 53067 | 205464008 | 08/05/2020
Rheem Sales Company, Inc. | Rheem | R801CA100521MSA | Federally-Regulated Consumer Product | Non-Weatherized, Non-Condensin | 1812 | 187 | 261.728 | 10/03/2019 |  |  | 08/05/2020
Rheem Sales Company, Inc. | Rheem | R802VA125524ZSB | Federally-Regulated Consumer Product | Non-Weatherized, Non-Condensin | 2322 | 250 | 284.168 | 10/03/2019 |  |  | 08/05/2020
Rheem Sales Company, Inc. | Rheem | R802TA100521MXA | Federally-Regulated Consumer Product | Non-Weatherized, Non-Condensin | 1952 | 183 | 267.888 | 10/03/2019 |  |  | 08/05/2020
Rheem Sales Company, Inc. | Rheem | R802VA100521MXA | Federally-Regulated Consumer Product | Non-Weatherized, Non-Condensin | 1905 | 209 | 265.82 | 10/03/2019 |  |  | 08/05/2020
Rheem Sales Company, Inc. | Rheem | R96VA1002521MSA | Federally-Regulated Consumer Product | Non-Weatherized, Condensing Ga | 1858 | 225 | 276.752 | 10/03/2019 |  |  | 08/05/2020
Rheem Sales Company, Inc. | Rheem | R802TA150524MXA | Federally-Regulated Consumer Product | Non-Weatherized, Non-Condensin | 2092 | 201 | 274.048 | 10/03/2019 |  |  | 08/05/2020
Rheem Sales Company, Inc. | Rheem | R96VA1152524MSA | Federally-Regulated Consumer Product | Non-Weatherized, Condensing Ga | 2034 | 239 | 284.496 | 10/03/2019 |  |  | 08/05/2020
Rheem Sales Company, Inc. | Rheem | R802VA100521MSA | Federally-Regulated Consumer Product | Non-Weatherized, Non-Condensin | 1905 | 209 | 265.82 | 10/03/2019 |  |  | 08/05/2020
Rheem Sales Company, Inc. | Rheem | R802VA075421ZXB | Federally-Regulated Consumer Product | Non-Weatherized, Non-Condensin | 2017 | 196 | 270.748 | 10/03/2019 |  |  | 08/05/2020
Rheem Sales Company, Inc. | Rheem | R801TA100521MXA | Federally-Regulated Consumer Product | Non-Weatherized, Non-Condensin | 1812 | 187 | 261.728 | 10/03/2019 |  |  | 08/05/2020
Rheem Sales Company, Inc. | Rheem | R802VA125524MSA | Federally-Regulated Consumer Product | Non-Weatherized, Non-Condensin | 2073 | 216 | 273.212 | 10/03/2019 |  |  | 08/05/2020
Rheem Sales Company, Inc. | Rheem | R802VA075317ZSB | Federally-Regulated Consumer Product | Non-Weatherized, Non-Condensin | 1324 | 210 | 240.256 | 10/03/2019 |  |  | 08/05/2020
Rheem Sales Company, Inc. | Rheem | R802VA125524ZXB | Federally-Regulated Consumer Product | Non-Weatherized, Non-Condensin | 2322 | 250 | 284.168 | 10/03/2019 |  |  | 08/05/2020
Rheem Sales Company, Inc. | Rheem | R96VA0402317MSA | Federally-Regulated Consumer Product | Non-Weatherized, Condensing Ga | 1248 | 211 | 249.912 | 10/03/2019 |  |  | 08/05/2020
Rheem Sales Company, Inc. | Rheem | RGECZR048AJT07**A | Federally-Regulated Consumer Product | Weatherized Non-Condensing Gas | 1873 | 167 | 281.412 | 10/03/2019 |  |  | 08/05/2020
Rheem Sales Company, Inc. | Rheem | R801TA100521MSA | Federally-Regulated Consumer Product | Non-Weatherized, Non-Condensin | 1812 | 187 | 261.728 | 10/03/2019 |  |  | 08/05/2020
Rheem Sales Company, Inc. | Rheem | R802TA125524MSA | Federally-Regulated Consumer Product | Non-Weatherized, Non-Condensin | 1899 | 194 | 265.556 | 10/03/2019 |  |  | 08/05/2020
Rheem Sales Company, Inc. | Rheem | R802VA075317ZXB | Federally-Regulated Consumer Product | Non-Weatherized, Non-Condensin | 1324 | 210 | 240.256 | 10/03/2019 |  |  | 08/05/2020
Rheem Sales Company, Inc. | Rheem | R96TA0852521MSA | Federally-Regulated Consumer Product | Non-Weatherized, Condensing Ga | 2115 | 259 | 288.06 | 10/03/2019 |  |  | 08/05/2020
Rheem Sales Company, Inc. | Rheem | RGECZR060AJT07**A | Federally-Regulated Consumer Product | Weatherized Non-Condensing Gas | 2336 | 182 | 301.784 | 10/03/2019 |  |  | 08/05/2020
Rheem Sales Company, Inc. | Rheem | R96TA0402317MSA | Federally-Regulated Consumer Product | Non-Weatherized, Condensing Ga | 1252 | 232 | 250.088 | 10/03/2019 |  |  | 08/05/2020
Rheem Sales Company, Inc. | Rheem | RGECZR036AJT07**A | Federally-Regulated Consumer Product | Weatherized Non-Condensing Gas | 1475 | 165 | 263.9 | 10/03/2019 |  |  | 08/05/2020
Rheem Sales Company, Inc. | Rheem | R96VA0602317MSA | Federally-Regulated Consumer Product | Non-Weatherized, Condensing Ga | 1372 | 238 | 255.368 | 10/03/2019 |  |  | 08/05/2020
Rheem Sales Company, Inc. | Rheem | R802TA150524MSA | Federally-Regulated Consumer Product | Non-Weatherized, Non-Condensin | 2092 | 201 | 274.048 | 10/03/2019 |  |  | 08/05/2020
Rheem Sales Company, Inc. | Rheem | R95TC0601317MSA | Federally-Regulated Consumer Product | Non-Weatherized, Condensing Ga | 1156 | 231 | 245.864 | 10/03/2019 |  |  | 08/05/2020
Rheem Sales Company, Inc. | Rheem | R802VA125524MXA | Federally-Regulated Consumer Product | Non-Weatherized, Non-Condensin | 2073 | 216 | 273.212 | 10/03/2019 |  |  | 08/05/2020
Rheem Sales Company, Inc. | Rheem | R98VB085M521USA | Federally-Regulated Consumer Product | Non-Weatherized, Condensing Ga | 2209 | 183 | 292.196 | 10/03/2019 |  |  | 08/05/2020
Rheem Sales Company, Inc. | Rheem | R802TA125524MXA | Federally-Regulated Consumer Product | Non-Weatherized, Non-Condensin | 1899 | 194 | 265.556 | 10/03/2019 |  |  | 08/05/2020
Rheem Sales Company, Inc. | Rheem | R802VA075421ZSB | Federally-Regulated Consumer Product | Non-Weatherized, Non-Condensin | 2017 | 196 | 270.748 | 10/03/2019 |  |  | 08/05/2020
Rheem Sales Company, Inc. | Rheem | R801CA100521MXA | Federally-Regulated Consumer Product | Non-Weatherized, Non-Condensin | 1812 | 187 | 261.728 | 10/03/2019 |  |  | 08/05/2020
Rheem Sales Company, Inc. | Rheem | R802TA100521MSA | Federally-Regulated Consumer Product | Non-Weatherized, Non-Condensin | 1952 | 183 | 267.888 | 10/03/2019 |  |  | 08/05/2020
Rheem Sales Company, Inc. | Rheem | R95TC1001521MSA | Federally-Regulated Consumer Product | Non-Weatherized, Condensing Ga | 2066 | 262 | 285.904 | 10/03/2019 |  |  | 08/05/2020
Nordyne, LLC | Maytag | PGC2TC100DV35C1 | Federally-Regulated Consumer Product | Non-Weatherized, Condensing Ga | 1826 | 275 | 275.344 | 10/04/2019 |  |  | 08/05/2020
Nordyne, LLC | Maytag | MGC2SM054DT24B* | Federally-Regulated Consumer Product | Non-Weatherized, Condensing Ga | 1816 | 27 | 274.904 | 07/22/2020 | 53067 | 205464009 | 08/05/2020
Nordyne, LLC | Maytag | MGC2SD054DT24B1 | Federally-Regulated Consumer Product | Non-Weatherized, Condensing Ga | 1478 | 260 | 260.032 | 07/22/2020 | 54229 | 205147074 | 08/05/2020
Nordyne, LLC | Maytag | MGC2SD108DT45D1 | Federally-Regulated Consumer Product | Non-Weatherized, Condensing Ga | 2046 | 272 | 285.024 | 07/22/2020 | 107992 | 205281351 | 08/05/2020
Nordyne, LLC | Maytag | MGC2SD072DT35C* | Federally-Regulated Consumer Product | Non-Weatherized, Condensing Ga | 1826 | 275 | 275.344 | 07/22/2020 | 72142 | 205282681 | 08/05/2020
Nordyne, LLC | Maytag | PGC2TC080*V35C1 | Federally-Regulated Consumer Product | Non-Weatherized, Condensing Ga | 1873 | 277 | 277.412 | 10/04/2019 |  |  | 08/05/2020
Nordyne, LLC | Maytag | PGC2TN115DV45D1 | Federally-Regulated Consumer Product | Non-Weatherized, Condensing Ga | 1798 | 274 | 274.112 | 10/04/2019 |  |  | 08/05/2020
Nordyne, LLC | Maytag | PGC2TC080DV35C1 | Federally-Regulated Consumer Product | Non-Weatherized, Condensing Ga | 1873 | 277 | 277.412 | 10/04/2019 |  |  | 08/05/2020
Nordyne, LLC | Maytag | PGC2TE080C35VC1 | Federally-Regulated Consumer Product | Non-Weatherized, Condensing Ga | 1798 | 274 | 274.112 | 10/04/2019 |  |  | 08/05/2020
Nordyne, LLC | Maytag | PGC2TC100*V35C1 | Federally-Regulated Consumer Product | Non-Weatherized, Condensing Ga | 1826 | 275 | 275.344 | 10/04/2019 |  |  | 08/05/2020
Nordyne, LLC | Intertherm | FG7TC-080D-V35C1 | Federally-Regulated Consumer Product | Non-Weatherized, Condensing Ga | 1873 | 277 | 277.412 | 10/04/2019 |  |  | 08/05/2020
Nordyne, LLC | Intertherm | FG7TN-115D-V45C1 | Federally-Regulated Consumer Product | Non-Weatherized, Condensing Ga | 1798 | 274 | 274.112 | 10/04/2019 |  |  | 08/05/2020
Nordyne, LLC | Intertherm | FG7TC-080*-V35C1 | Federally-Regulated Consumer Product | Non-Weatherized, Condensing Ga | 1873 | 277 | 277.412 | 10/04/2019 |  |  | 08/05/2020
Nordyne, LLC | Intertherm | FG7TC-100D-V35C1 | Federally-Regulated Consumer Product | Non-Weatherized, Condensing Ga | 1826 | 275 | 275.344 | 10/04/2019 |  |  | 08/05/2020
Nordyne, LLC | Intertherm | FG7TC-100*-V35C1 | Federally-Regulated Consumer Product | Non-Weatherized, Condensing Ga | 1826 | 275 | 275.344 | 10/04/2019 |  |  | 08/05/2020
Rheem Sales Company, Inc. | Ruud | U96VA1152524MSA | Federally-Regulated Consumer Product | Non-Weatherized, Condensing Ga | 2034 | 239 | 284.496 | 10/03/2019 |  |  | 08/05/2020
Rheem Sales Company, Inc. | Ruud | U96VA0702317MSA | Federally-Regulated Consumer Product | Non-Weatherized, Condensing Ga | 1290 | 231 | 251.76 | 10/03/2019 |  |  | 08/05/2020
Rheem Sales Company, Inc. | Ruud | U98VB085M521USA | Federally-Regulated Consumer Product | Non-Weatherized, Condensing Ga | 2209 | 183 | 292.196 | 10/03/2019 |  |  | 08/05/2020
Rheem Sales Company, Inc. | Ruud | U96VA1002521MSA | Federally-Regulated Consumer Product | Non-Weatherized, Condensing Ga | 1858 | 225 | 276.752 | 10/03/2019 |  |  | 08/05/2020
Rheem Sales Company, Inc. | Ruud | R96TA0402317MSA | Federally-Regulated Consumer Product | Non-Weatherized, Condensing Ga | 1252 | 232 | 250.088 | 10/03/2019 |  |  | 08/05/2020
Rheem Sales Company, Inc. | Ruud | U97VA115M524KSA | Federally-Regulated Consumer Product | Non-Weatherized, Condensing Ga | 1959 | 233 | 281.196 | 10/03/2019 |  |  | 08/05/2020
Rheem Sales Company, Inc. | Ruud | U802VA075421ZSB | Federally-Regulated Consumer Product | Non-Weatherized, Non-Condensin | 2017 | 196 | 270.748 | 10/03/2019 |  |  | 08/05/2020
Rheem Sales Company, Inc. | Ruud | R801CA100521MXA | Federally-Regulated Consumer Product | Non-Weatherized, Non-Condensin | 1812 | 187 | 261.728 | 10/03/2019 |  |  | 08/05/2020
Rheem Sales Company, Inc. | Ruud | R802TA100521MSA | Federally-Regulated Consumer Product | Non-Weatherized, Non-Condensin | 1952 | 183 | 267.888 | 10/03/2019 |  |  | 08/05/2020
Rheem Sales Company, Inc. | Ruud | U96VA0402317MSA | Federally-Regulated Consumer Product | Non-Weatherized, Condensing Ga | 1248 | 211 | 249.912 | 10/03/2019 |  |  | 08/05/2020
Rheem Sales Company, Inc. | Ruud | U802VA125524ZSB | Federally-Regulated Consumer Product | Non-Weatherized, Non-Condensin | 2322 | 250 | 284.168 | 10/03/2019 |  |  | 08/05/2020
Rheem Sales Company, Inc. | Ruud | U96VA0602317MSA | Federally-Regulated Consumer Product | Non-Weatherized, Condensing Ga | 1372 | 238 | 255.368 | 10/03/2019 |  |  | 08/05/2020
Rheem Sales Company, Inc. | Ruud | RGECZR060AJT07**A | Federally-Regulated Consumer Product | Weatherized Non-Condensing Gas | 2336 | 182 | 301.784 | 10/03/2019 |  |  | 08/05/2020
Rheem Sales Company, Inc. | Ruud | R802VA100521MXA | Federally-Regulated Consumer Product | Non-Weatherized, Non-Condensin | 1905 | 209 | 265.82 | 10/03/2019 |  |  | 08/05/2020
Rheem Sales Company, Inc. | Ruud | R801CA100521MSA | Federally-Regulated Consumer Product | Non-Weatherized, Non-Condensin | 1812 | 187 | 261.728 | 10/03/2019 |  |  | 08/05/2020
Rheem Sales Company, Inc. | Ruud | R801TA100521MXA | Federally-Regulated Consumer Product | Non-Weatherized, Non-Condensin | 1812 | 187 | 261.728 | 10/03/2019 |  |  | 08/05/2020
Rheem Sales Company, Inc. | Ruud | R802TA125524MSA | Federally-Regulated Consumer Product | Non-Weatherized, Non-Condensin | 1899 | 194 | 265.556 | 10/03/2019 |  |  | 08/05/2020
Rheem Sales Company, Inc. | Ruud | R95TC0601317MSA | Federally-Regulated Consumer Product | Non-Weatherized, Condensing Ga | 1156 | 231 | 245.864 | 10/03/2019 |  |  | 08/05/2020
Rheem Sales Company, Inc. | Ruud | RGECZR048AJT07**A | Federally-Regulated Consumer Product | Weatherized Non-Condensing Gas | 1873 | 167 | 281.412 | 10/03/2019 |  |  | 08/05/2020
Rheem Sales Company, Inc. | Ruud | R802TA150524MSA | Federally-Regulated Consumer Product | Non-Weatherized, Non-Condensin | 2092 | 201 | 274.048 | 10/03/2019 |  |  | 08/05/2020
Rheem Sales Company, Inc. | Ruud | U802VA125524MSA | Federally-Regulated Consumer Product | Non-Weatherized, Non-Condensin | 2073 | 216 | 273.212 | 10/03/2019 |  |  | 08/05/2020
Rheem Sales Company, Inc. | Ruud | R96TA0852521MSA | Federally-Regulated Consumer Product | Non-Weatherized, Condensing Ga | 2115 | 259 | 288.06 | 10/03/2019 |  |  | 08/05/2020
Rheem Sales Company, Inc. | Ruud | U802VA125524MXA | Federally-Regulated Consumer Product | Non-Weatherized, Non-Condensin | 2073 | 216 | 273.212 | 10/03/2019 |  |  | 08/05/2020
Rheem Sales Company, Inc. | Ruud | U97VA100M521KSA | Federally-Regulated Consumer Product | Non-Weatherized, Condensing Ga | 1990 | 252 | 282.56 | 10/03/2019 |  |  | 08/05/2020
Rheem Sales Company, Inc. | Ruud | U802VA075317ZSB | Federally-Regulated Consumer Product | Non-Weatherized, Non-Condensin | 1324 | 210 | 240.256 | 10/03/2019 |  |  | 08/05/2020
Rheem Sales Company, Inc. | Ruud | U802VA075421ZXB | Federally-Regulated Consumer Product | Non-Weatherized, Non-Condensin | 2017 | 196 | 270.748 | 10/03/2019 |  |  | 08/05/2020
Rheem Sales Company, Inc. | Ruud | R802TA150524MXA | Federally-Regulated Consumer Product | Non-Weatherized, Non-Condensin | 2092 | 201 | 274.048 | 10/03/2019 |  |  | 08/05/2020
Rheem Sales Company, Inc. | Ruud | R802VA100521MSA | Federally-Regulated Consumer Product | Non-Weatherized, Non-Condensin | 1905 | 209 | 265.82 | 10/03/2019 |  |  | 08/05/2020
Rheem Sales Company, Inc. | Ruud | U802VA100521MXA | Federally-Regulated Consumer Product | Non-Weatherized, Non-Condensin | 1905 | 209 | 265.82 | 10/03/2019 |  |  | 08/05/2020
Rheem Sales Company, Inc. | Ruud | R802VA125524MXA | Federally-Regulated Consumer Product | Non-Weatherized, Non-Condensin | 2073 | 216 | 273.212 | 10/03/2019 |  |  | 08/05/2020
Rheem Sales Company, Inc. | Ruud | R801TA100521MSA | Federally-Regulated Consumer Product | Non-Weatherized, Non-Condensin | 1812 | 187 | 261.728 | 10/03/2019 |  |  | 08/05/2020
Rheem Sales Company, Inc. | Ruud | U802VA125524ZXB | Federally-Regulated Consumer Product | Non-Weatherized, Non-Condensin | 2322 | 250 | 284.168 | 10/03/2019 |  |  | 08/05/2020
Rheem Sales Company, Inc. | Ruud | R802TA125524MXA | Federally-Regulated Consumer Product | Non-Weatherized, Non-Condensin | 1899 | 194 | 265.556 | 10/03/2019 |  |  | 08/05/2020
Rheem Sales Company, Inc. | Ruud | U96VA0852521MSB | Federally-Regulated Consumer Product | Non-Weatherized, Condensing Ga | 1947 | 253 | 280.668 | 10/03/2019 |  |  | 08/05/2020
Rheem Sales Company, Inc. | Ruud | R802TA100521MXA | Federally-Regulated Consumer Product | Non-Weatherized, Non-Condensin | 1952 | 183 | 267.888 | 10/03/2019 |  |  | 08/05/2020
Rheem Sales Company, Inc. | Ruud | R95TC1001521MSA | Federally-Regulated Consumer Product | Non-Weatherized, Condensing Ga | 2066 | 262 | 285.904 | 10/03/2019 |  |  | 08/05/2020
Rheem Sales Company, Inc. | Ruud | R802VA125524MSA | Federally-Regulated Consumer Product | Non-Weatherized, Non-Condensin | 2073 | 216 | 273.212 | 10/03/2019 |  |  | 08/05/2020
Rheem Sales Company, Inc. | Ruud | U802VA075317ZXB | Federally-Regulated Consumer Product | Non-Weatherized, Non-Condensin | 1324 | 210 | 240.256 | 10/03/2019 |  |  | 08/05/2020
Rheem Sales Company, Inc. | Ruud | U802VA100521MSA | Federally-Regulated Consumer Product | Non-Weatherized, Non-Condensin | 1905 | 209 | 265.82 | 10/03/2019 |  |  | 08/05/2020
Rheem Sales Company, Inc. | Ruud | RGECZR036AJT07**A | Federally-Regulated Consumer Product | Weatherized Non-Condensing Gas | 1475 | 165 | 263.9 | 10/03/2019 |  |  | 08/05/2020
Nordyne, LLC | Miller | FG7TC-080*-V35C1 | Federally-Regulated Consumer Product | Non-Weatherized, Condensing Ga | 1873 | 277 | 277.412 | 10/04/2019 |  |  | 08/05/2020
Nordyne, LLC | Miller | KG7TE-060D-E24B1 | Federally-Regulated Consumer Product | Non-Weatherized, Condensing Ga | 1315 | 252 | 252.86 | 10/04/2019 |  |  | 08/05/2020
Nordyne, LLC | Miller | FG7TC-080D-V35C1 | Federally-Regulated Consumer Product | Non-Weatherized, Condensing Ga | 1873 | 277 | 277.412 | 10/04/2019 |  |  | 08/05/2020
Nordyne, LLC | Miller | KG7TE-100D-E35C1 | Federally-Regulated Consumer Product | Non-Weatherized, Condensing Ga | 1783 | 273 | 273.452 | 10/04/2019 |  |  | 08/05/2020
Nordyne, LLC | Miller | FG7TC-100*-V35C1 | Federally-Regulated Consumer Product | Non-Weatherized, Condensing Ga | 1826 | 275 | 275.344 | 10/04/2019 |  |  | 08/05/2020
Nordyne, LLC | Miller | KG7TN-100D-E35C1 | Federally-Regulated Consumer Product | Non-Weatherized, Condensing Ga | 1711 | 270 | 270.284 | 10/04/2019 |  |  | 08/05/2020
Nordyne, LLC | Miller | FG7TC-100D-V35C1 | Federally-Regulated Consumer Product | Non-Weatherized, Condensing Ga | 1826 | 275 | 275.344 | 10/04/2019 |  |  | 08/05/2020
Nordyne, LLC | Miller | FG7TN-115D-V45C1 | Federally-Regulated Consumer Product | Non-Weatherized, Condensing Ga | 1798 | 274 | 274.112 | 10/04/2019 |  |  | 08/05/2020
Nordyne, LLC | Miller | KG7TN-060D-E24B1 | Federally-Regulated Consumer Product | Non-Weatherized, Condensing Ga | 1304 | 252 | 252.376 | 10/04/2019 |  |  | 08/05/2020
Nordyne, LLC | Nutone | KG7SD-108D-T45D1 | Federally-Regulated Consumer Product | Non-Weatherized, Condensing Ga | 2046 | 272 | 285.024 | 07/22/2020 | 107992 | 205281357 | 08/05/2020
Nordyne, LLC | Nutone | KG7SD-038D-T24B1 | Federally-Regulated Consumer Product | Non-Weatherized, Condensing Ga | 1486 | 260 | 260.384 | 07/22/2020 | 37931 | 205360223 | 08/05/2020
Nordyne, LLC | Nutone | KG7TC-120D-E45D1 | Federally-Regulated Consumer Product | Non-Weatherized, Condensing Ga | 2160 | 290 | 290.04 | 10/04/2019 |  |  | 08/05/2020
Nordyne, LLC | Nutone | FG7TC-080*-V35C1 | Federally-Regulated Consumer Product | Non-Weatherized, Condensing Ga | 1873 | 277 | 277.412 | 10/04/2019 |  |  | 08/05/2020
Nordyne, LLC | Nutone | KG7SD-090D-T35C1 | Federally-Regulated Consumer Product | Non-Weatherized, Condensing Ga | 1982 | 282 | 282.208 | 07/22/2020 | 86025 | 205360239 | 08/05/2020
Nordyne, LLC | Nutone | FG7SD-038D-T24B1 | Federally-Regulated Consumer Product | Non-Weatherized, Condensing Ga | 1486 | 260 | 260.384 | 07/22/2020 | 37931 | 205360219 | 08/05/2020
Nordyne, LLC | Nutone | FG7TE-100D-E35C1 | Federally-Regulated Consumer Product | Non-Weatherized, Condensing Ga | 1783 | 273 | 273.452 | 10/04/2019 |  |  | 08/05/2020
Nordyne, LLC | Nutone | FG7SD-072D-T35C* | Federally-Regulated Consumer Product | Non-Weatherized, Condensing Ga | 1826 | 275 | 275.344 | 07/22/2020 | 72142 | 205282684 | 08/05/2020
Nordyne, LLC | Nutone | FG7TC-080D-V35C1 | Federally-Regulated Consumer Product | Non-Weatherized, Condensing Ga | 1873 | 277 | 277.412 | 10/04/2019 |  |  | 08/05/2020
Nordyne, LLC | Nutone | FG7TN-115D-V45C1 | Federally-Regulated Consumer Product | Non-Weatherized, Condensing Ga | 1798 | 274 | 274.112 | 10/04/2019 |  |  | 08/05/2020
Nordyne, LLC | Nutone | KG7TN-100D-E35C1 | Federally-Regulated Consumer Product | Non-Weatherized, Condensing Ga | 1711 | 270 | 270.284 | 10/04/2019 |  |  | 08/05/2020
Nordyne, LLC | Nutone | FG7SM-054D-T24B* | Federally-Regulated Consumer Product | Non-Weatherized, Condensing Ga | 1816 | 27 | 274.904 | 07/22/2020 | 53067 | 205464012 | 08/05/2020
Nordyne, LLC | Nutone | FG7TC-100D-V35C1 | Federally-Regulated Consumer Product | Non-Weatherized, Condensing Ga | 1826 | 275 | 275.344 | 10/04/2019 |  |  | 08/05/2020
Nordyne, LLC | Nutone | FG7TE-060D-E24B1 | Federally-Regulated Consumer Product | Non-Weatherized, Condensing Ga | 1315 | 252 | 252.86 | 10/04/2019 |  |  | 08/05/2020
Nordyne, LLC | Nutone | KG7TC-080*-E35C1 | Federally-Regulated Consumer Product | Non-Weatherized, Condensing Ga | 1686 | 269 | 269.184 | 10/04/2019 |  |  | 08/05/2020
Nordyne, LLC | Nutone | KG7TC-120*-E45D1 | Federally-Regulated Consumer Product | Non-Weatherized, Condensing Ga | 2160 | 290 | 290.04 | 10/04/2019 |  |  | 08/05/2020
Nordyne, LLC | Nutone | KG7TE-100D-E35C1 | Federally-Regulated Consumer Product | Non-Weatherized, Condensing Ga | 1783 | 273 | 273.452 | 10/04/2019 |  |  | 08/05/2020
Nordyne, LLC | Nutone | FG7SD-108D-T45D1 | Federally-Regulated Consumer Product | Non-Weatherized, Condensing Ga | 2046 | 272 | 285.024 | 07/22/2020 | 107992 | 205281354 | 08/05/2020
Nordyne, LLC | Nutone | KG7SD-072D-T35C* | Federally-Regulated Consumer Product | Non-Weatherized, Condensing Ga | 1826 | 275 | 275.344 | 07/22/2020 | 72142 | 205282687 | 08/05/2020
Nordyne, LLC | Nutone | KG7SM-054D-T24B* | Federally-Regulated Consumer Product | Non-Weatherized, Condensing Ga | 1816 | 27 | 274.904 | 07/22/2020 | 53067 | 205464015 | 08/05/2020
Nordyne, LLC | Nutone | FG7TE-080D-V35C1 | Federally-Regulated Consumer Product | Non-Weatherized, Condensing Ga | 1829 | 275 | 275.476 | 10/04/2019 |  |  | 08/05/2020
Nordyne, LLC | Nutone | FG7TC-100*-V35C1 | Federally-Regulated Consumer Product | Non-Weatherized, Condensing Ga | 1826 | 275 | 275.344 | 10/04/2019 |  |  | 08/05/2020
Nordyne, LLC | Nutone | KG7SD-054D-T24B1 | Federally-Regulated Consumer Product | Non-Weatherized, Condensing Ga | 1478 | 260 | 260.032 | 07/22/2020 | 54229 | 205147080 | 08/05/2020
Nordyne, LLC | Nutone | KG7TN-060D-E24B1 | Federally-Regulated Consumer Product | Non-Weatherized, Condensing Ga | 1304 | 252 | 252.376 | 10/04/2019 |  |  | 08/05/2020
Nordyne, LLC | Nutone | KG7TC-080D-E35C1 | Federally-Regulated Consumer Product | Non-Weatherized, Condensing Ga | 1686 | 269 | 269.184 | 10/04/2019 |  |  | 08/05/2020
Nordyne, LLC | Nutone | FG7SD-090D-T35C1 | Federally-Regulated Consumer Product | Non-Weatherized, Condensing Ga | 1982 | 282 | 282.208 | 07/22/2020 | 86025 | 205360236 | 08/05/2020
Nordyne, LLC | Nutone | FG7SD-054D-T24B1 | Federally-Regulated Consumer Product | Non-Weatherized, Condensing Ga | 1478 | 260 | 260.032 | 07/22/2020 | 54229 | 205147077 | 08/05/2020
Nordyne, LLC | Nutone | KG7TE-060D-E24B1 | Federally-Regulated Consumer Product | Non-Weatherized, Condensing Ga | 1315 | 252 | 252.86 | 10/04/2019 |  |  | 08/05/2020
Nordyne, LLC | Gibson | KG7SD-038D-T24B1 | Federally-Regulated Consumer Product | Non-Weatherized, Condensing Ga | 1486 | 260 | 260.384 | 07/22/2020 | 37931 | 205360221 | 08/05/2020
Nordyne, LLC | Gibson | KG7TC-080D-E35C1 | Federally-Regulated Consumer Product | Non-Weatherized, Condensing Ga | 1686 | 269 | 269.184 | 10/04/2019 |  |  | 08/05/2020
Nordyne, LLC | Gibson | KG7TC-080*-E35C1 | Federally-Regulated Consumer Product | Non-Weatherized, Condensing Ga | 1686 | 269 | 269.184 | 10/04/2019 |  |  | 08/05/2020
Nordyne, LLC | Gibson | KG7SD-072D-T35C* | Federally-Regulated Consumer Product | Non-Weatherized, Condensing Ga | 1826 | 275 | 275.344 | 07/22/2020 | 72142 | 205282686 | 08/05/2020
Nordyne, LLC | Gibson | KG7SD-090D-T35C1 | Federally-Regulated Consumer Product | Non-Weatherized, Condensing Ga | 1982 | 282 | 282.208 | 07/22/2020 | 86025 | 205360238 | 08/05/2020
Nordyne, LLC | Gibson | KG7TN-060D-E24B1 | Federally-Regulated Consumer Product | Non-Weatherized, Condensing Ga | 1304 | 252 | 252.376 | 10/04/2019 |  |  | 08/05/2020
Nordyne, LLC | Gibson | KG7TN-100D-E35C1 | Federally-Regulated Consumer Product | Non-Weatherized, Condensing Ga | 1711 | 270 | 270.284 | 10/04/2019 |  |  | 08/05/2020
Nordyne, LLC | Gibson | KG7SM-054D-T24B* | Federally-Regulated Consumer Product | Non-Weatherized, Condensing Ga | 1816 | 27 | 274.904 | 07/22/2020 | 53067 | 205464014 | 08/05/2020
Nordyne, LLC | Gibson | KG7SD-108D-T45D1 | Federally-Regulated Consumer Product | Non-Weatherized, Condensing Ga | 2046 | 272 | 285.024 | 07/22/2020 | 107992 | 205281356 | 08/05/2020
Nordyne, LLC | Gibson | KG7TE-060D-E24B1 | Federally-Regulated Consumer Product | Non-Weatherized, Condensing Ga | 1315 | 252 | 252.86 | 10/04/2019 |  |  | 08/05/2020
Nordyne, LLC | Gibson | KG7TC-120*-E45D1 | Federally-Regulated Consumer Product | Non-Weatherized, Condensing Ga | 2160 | 290 | 290.04 | 10/04/2019 |  |  | 08/05/2020
Nordyne, LLC | Gibson | KG7SD-054D-T24B1 | Federally-Regulated Consumer Product | Non-Weatherized, Condensing Ga | 1478 | 260 | 260.032 | 07/22/2020 | 54229 | 205147079 | 08/05/2020
Nordyne, LLC | Gibson | KG7TC-120D-E45D1 | Federally-Regulated Consumer Product | Non-Weatherized, Condensing Ga | 2160 | 290 | 290.04 | 10/04/2019 |  |  | 08/05/2020
Nordyne, LLC | Gibson | KG7TE-100D-E35C1 | Federally-Regulated Consumer Product | Non-Weatherized, Condensing Ga | 1783 | 273 | 273.452 | 10/04/2019 |  |  | 08/05/2020
Nordyne, LLC | Frigidaire | FG7TC-100D-V35C1 | Federally-Regulated Consumer Product | Non-Weatherized, Condensing Ga | 1826 | 275 | 275.344 | 10/04/2019 |  |  | 08/05/2020
Nordyne, LLC | Frigidaire | FG7TN-115D-V45C1 | Federally-Regulated Consumer Product | Non-Weatherized, Condensing Ga | 1798 | 274 | 274.112 | 10/04/2019 |  |  | 08/05/2020
Nordyne, LLC | Frigidaire | KG7TN-060D-E24B1 | Federally-Regulated Consumer Product | Non-Weatherized, Condensing Ga | 1304 | 252 | 252.376 | 10/04/2019 |  |  | 08/05/2020
Nordyne, LLC | Frigidaire | FG7SM-054D-T24B* | Federally-Regulated Consumer Product | Non-Weatherized, Condensing Ga | 1816 | 27 | 274.904 | 07/22/2020 | 53067 | 205464011 | 08/05/2020
Nordyne, LLC | Frigidaire | KG7TC-120*-E45D1 | Federally-Regulated Consumer Product | Non-Weatherized, Condensing Ga | 2160 | 290 | 290.04 | 10/04/2019 |  |  | 08/05/2020
Nordyne, LLC | Frigidaire | FG7TC-100*-V35C1 | Federally-Regulated Consumer Product | Non-Weatherized, Condensing Ga | 1826 | 275 | 275.344 | 10/04/2019 |  |  | 08/05/2020
Nordyne, LLC | Frigidaire | KG7TE-060D-E24B1 | Federally-Regulated Consumer Product | Non-Weatherized, Condensing Ga | 1315 | 252 | 252.86 | 10/04/2019 |  |  | 08/05/2020
Nordyne, LLC | Frigidaire | KG7TE-100D-E35C1 | Federally-Regulated Consumer Product | Non-Weatherized, Condensing Ga | 1783 | 273 | 273.452 | 10/04/2019 |  |  | 08/05/2020
Nordyne, LLC | Frigidaire | FG7SD-090D-T35C1 | Federally-Regulated Consumer Product | Non-Weatherized, Condensing Ga | 1982 | 282 | 282.208 | 07/22/2020 | 86025 | 205360234 | 08/05/2020
Nordyne, LLC | Frigidaire | KG7TC-080D-E35C1 | Federally-Regulated Consumer Product | Non-Weatherized, Condensing Ga | 1686 | 269 | 269.184 | 10/04/2019 |  |  | 08/05/2020
Nordyne, LLC | Frigidaire | FG7TC-080*-V35C1 | Federally-Regulated Consumer Product | Non-Weatherized, Condensing Ga | 1873 | 277 | 277.412 | 10/04/2019 |  |  | 08/05/2020
Nordyne, LLC | Frigidaire | FG7SD-038D-T24B1 | Federally-Regulated Consumer Product | Non-Weatherized, Condensing Ga | 1486 | 260 | 260.384 | 07/22/2020 | 37931 | 205360218 | 08/05/2020
Nordyne, LLC | Frigidaire | FG7SD-072D-T35C* | Federally-Regulated Consumer Product | Non-Weatherized, Condensing Ga | 1826 | 275 | 275.344 | 07/22/2020 | 72142 | 205282683 | 08/05/2020
Nordyne, LLC | Frigidaire | FG7SD-054D-T24B1 | Federally-Regulated Consumer Product | Non-Weatherized, Condensing Ga | 1478 | 260 | 260.032 | 07/22/2020 | 54229 | 205147076 | 08/05/2020
Nordyne, LLC | Frigidaire | FG7TE-060D-E24B1 | Federally-Regulated Consumer Product | Non-Weatherized, Condensing Ga | 1315 | 252 | 252.86 | 10/04/2019 |  |  | 08/05/2020
Nordyne, LLC | Frigidaire | FG7SD-108D-T45D1 | Federally-Regulated Consumer Product | Non-Weatherized, Condensing Ga | 2046 | 272 | 285.024 | 07/22/2020 | 107992 | 205281353 | 08/05/2020
Nordyne, LLC | Frigidaire | KG7TC-080*-E35C1 | Federally-Regulated Consumer Product | Non-Weatherized, Condensing Ga | 1686 | 269 | 269.184 | 10/04/2019 |  |  | 08/05/2020
Nordyne, LLC | Frigidaire | FG7TE-080D-V35C1 | Federally-Regulated Consumer Product | Non-Weatherized, Condensing Ga | 1829 | 275 | 275.476 | 10/04/2019 |  |  | 08/05/2020
Nordyne, LLC | Frigidaire | FG7TC-080D-V35C1 | Federally-Regulated Consumer Product | Non-Weatherized, Condensing Ga | 1873 | 277 | 277.412 | 10/04/2019 |  |  | 08/05/2020
Nordyne, LLC | Frigidaire | KG7TC-120D-E45D1 | Federally-Regulated Consumer Product | Non-Weatherized, Condensing Ga | 2160 | 290 | 290.04 | 10/04/2019 |  |  | 08/05/2020
Nordyne, LLC | Frigidaire | FG7TE-100D-E35C1 | Federally-Regulated Consumer Product | Non-Weatherized, Condensing Ga | 1783 | 273 | 273.452 | 10/04/2019 |  |  | 08/05/2020
Nordyne, LLC | Frigidaire | KG7TN-100D-E35C1 | Federally-Regulated Consumer Product | Non-Weatherized, Condensing Ga | 1711 | 270 | 270.284 | 10/04/2019 |  |  | 08/05/2020
Rheem Sales Company, Inc. | Mainline | ML96TA0402317MSA | Federally-Regulated Consumer Product | Non-Weatherized, Condensing Ga | 1252 | 232 | 250.088 | 10/03/2019 |  |  | 08/05/2020
Rheem Sales Company, Inc. | Mainline | ML802VA075317ZSB | Federally-Regulated Consumer Product | Non-Weatherized, Non-Condensin | 1324 | 210 | 240.256 | 10/03/2019 |  |  | 08/05/2020
Rheem Sales Company, Inc. | Mainline | ML802VA125524ZXB | Federally-Regulated Consumer Product | Non-Weatherized, Non-Condensin | 2322 | 250 | 284.168 | 10/03/2019 |  |  | 08/05/2020
Rheem Sales Company, Inc. | Mainline | ML802TA100521MXA | Federally-Regulated Consumer Product | Non-Weatherized, Non-Condensin | 1952 | 183 | 267.888 | 10/03/2019 |  |  | 08/05/2020
Rheem Sales Company, Inc. | Mainline | ML802VA100521MSA | Federally-Regulated Consumer Product | Non-Weatherized, Non-Condensin | 1905 | 209 | 265.82 | 10/03/2019 |  |  | 08/05/2020
Rheem Sales Company, Inc. | Mainline | ML96VA0602317MSA | Federally-Regulated Consumer Product | Non-Weatherized, Condensing Ga | 1372 | 238 | 255.368 | 10/03/2019 |  |  | 08/05/2020
Rheem Sales Company, Inc. | Mainline | ML96VA1002521MSA | Federally-Regulated Consumer Product | Non-Weatherized, Condensing Ga | 1858 | 225 | 276.752 | 10/03/2019 |  |  | 08/05/2020
Rheem Sales Company, Inc. | Mainline | ML802TA125524MXA | Federally-Regulated Consumer Product | Non-Weatherized, Non-Condensin | 1899 | 194 | 265.556 | 10/03/2019 |  |  | 08/05/2020
Rheem Sales Company, Inc. | Mainline | MP802TA125524MXA | Federally-Regulated Consumer Product | Non-Weatherized, Non-Condensin | 1899 | 194 |  | 07/22/2020 | 87546 | 205348234 | 08/05/2020
Rheem Sales Company, Inc. | Mainline | ML802VA100521MXA | Federally-Regulated Consumer Product | Non-Weatherized, Non-Condensin | 1905 | 209 | 265.82 | 10/03/2019 |  |  | 08/05/2020
Rheem Sales Company, Inc. | Mainline | ML802VA125524MXA | Federally-Regulated Consumer Product | Non-Weatherized, Non-Condensin | 2073 | 216 | 273.212 | 10/03/2019 |  |  | 08/05/2020
Rheem Sales Company, Inc. | Mainline | ML96VA0402317MSA | Federally-Regulated Consumer Product | Non-Weatherized, Condensing Ga | 1248 | 211 | 249.912 | 10/03/2019 |  |  | 08/05/2020
Rheem Sales Company, Inc. | Mainline | RGECZR060AJT07**A | Federally-Regulated Consumer Product | Weatherized Non-Condensing Gas | 2336 | 182 |  | 07/22/2020 | 52310 | 205785651 | 08/05/2020
Rheem Sales Company, Inc. | Mainline | ML96TA0852521MSA | Federally-Regulated Consumer Product | Non-Weatherized, Condensing Ga | 2115 | 259 | 288.06 | 10/03/2019 |  |  | 08/05/2020
Rheem Sales Company, Inc. | Mainline | ML98VB085M521USA | Federally-Regulated Consumer Product | Non-Weatherized, Condensing Ga | 2209 | 183 | 292.196 | 10/03/2019 |  |  | 08/05/2020
Rheem Sales Company, Inc. | Mainline | MP801CA100521MXA | Federally-Regulated Consumer Product | Non-Weatherized, Non-Condensin | 1812 | 187 |  | 07/22/2020 | 99863 | 205348185 | 08/05/2020
Rheem Sales Company, Inc. | Mainline | ML801TA100521MSA | Federally-Regulated Consumer Product | Non-Weatherized, Non-Condensin | 1812 | 187 | 261.728 | 10/03/2019 |  |  | 08/05/2020
Rheem Sales Company, Inc. | Mainline | ML801CA100521MSA | Federally-Regulated Consumer Product | Non-Weatherized, Non-Condensin | 1812 | 187 | 261.728 | 10/03/2019 |  |  | 08/05/2020
Rheem Sales Company, Inc. | Mainline | ML802VA075421ZXB | Federally-Regulated Consumer Product | Non-Weatherized, Non-Condensin | 2017 | 196 | 270.748 | 10/03/2019 |  |  | 08/05/2020
Rheem Sales Company, Inc. | Mainline | MP802TA150524MXA | Federally-Regulated Consumer Product | Non-Weatherized, Non-Condensin | 2092 | 201 |  | 07/22/2020 | 104565 | 205348236 | 08/05/2020
Rheem Sales Company, Inc. | Mainline | ML801TA100521MXA | Federally-Regulated Consumer Product | Non-Weatherized, Non-Condensin | 1812 | 187 | 261.728 | 10/03/2019 |  |  | 08/05/2020
Rheem Sales Company, Inc. | Mainline | ML802VA125524ZSB | Federally-Regulated Consumer Product | Non-Weatherized, Non-Condensin | 2322 | 250 | 284.168 | 10/03/2019 |  |  | 08/05/2020
Rheem Sales Company, Inc. | Mainline | MP802TA150524MSA | Federally-Regulated Consumer Product | Non-Weatherized, Non-Condensin | 2092 | 201 |  | 07/22/2020 | 104565 | 205348235 | 08/05/2020
Rheem Sales Company, Inc. | Mainline | ML802VA125524MSA | Federally-Regulated Consumer Product | Non-Weatherized, Non-Condensin | 2073 | 216 | 273.212 | 10/03/2019 |  |  | 08/05/2020
Rheem Sales Company, Inc. | Mainline | ML802TA100521MSA | Federally-Regulated Consumer Product | Non-Weatherized, Non-Condensin | 1952 | 183 | 267.888 | 10/03/2019 |  |  | 08/05/2020
Rheem Sales Company, Inc. | Mainline | RGECZR048AJT07**A | Federally-Regulated Consumer Product | Weatherized Non-Condensing Gas | 1873 | 167 |  | 07/22/2020 | 52596 | 205785649 | 08/05/2020
Rheem Sales Company, Inc. | Mainline | ML95TC1001521MSA | Federally-Regulated Consumer Product | Non-Weatherized, Condensing Ga | 2066 | 262 | 285.904 | 10/03/2019 |  |  | 08/05/2020
Rheem Sales Company, Inc. | Mainline | ML801CA100521MXA | Federally-Regulated Consumer Product | Non-Weatherized, Non-Condensin | 1812 | 187 | 261.728 | 10/03/2019 |  |  | 08/05/2020
Rheem Sales Company, Inc. | Mainline | ML95TC0601317MSA | Federally-Regulated Consumer Product | Non-Weatherized, Condensing Ga | 1156 | 231 | 245.864 | 10/03/2019 |  |  | 08/05/2020
Rheem Sales Company, Inc. | Mainline | ML802TA150524MXA | Federally-Regulated Consumer Product | Non-Weatherized, Non-Condensin | 2092 | 201 | 274.048 | 10/03/2019 |  |  | 08/05/2020
Rheem Sales Company, Inc. | Mainline | MP802TA100521MXA | Federally-Regulated Consumer Product | Non-Weatherized, Non-Condensin | 1952 | 183 |  | 07/22/2020 | 70078 | 205348232 | 08/05/2020
Rheem Sales Company, Inc. | Mainline | ML802TA125524MSA | Federally-Regulated Consumer Product | Non-Weatherized, Non-Condensin | 1899 | 194 | 265.556 | 10/03/2019 |  |  | 08/05/2020
Rheem Sales Company, Inc. | Mainline | ML802TA150524MSA | Federally-Regulated Consumer Product | Non-Weatherized, Non-Condensin | 2092 | 201 | 274.048 | 10/03/2019 |  |  | 08/05/2020
Rheem Sales Company, Inc. | Mainline | MP801CA100521MSA | Federally-Regulated Consumer Product | Non-Weatherized, Non-Condensin | 1812 | 187 |  | 07/22/2020 | 99863 | 205348183 | 08/05/2020
Rheem Sales Company, Inc. | Mainline | ML802VA075421ZSB | Federally-Regulated Consumer Product | Non-Weatherized, Non-Condensin | 2017 | 196 | 270.748 | 10/03/2019 |  |  | 08/05/2020
Rheem Sales Company, Inc. | Mainline | MP802TA125524MSA | Federally-Regulated Consumer Product | Non-Weatherized, Non-Condensin | 1899 | 194 |  | 07/22/2020 | 87546 | 205348233 | 08/05/2020
Rheem Sales Company, Inc. | Mainline | RGECZR036AJT07**A | Federally-Regulated Consumer Product | Weatherized Non-Condensing Gas | 1475 | 165 |  | 07/22/2020 | 53157 | 205785647 | 08/05/2020
Rheem Sales Company, Inc. | Mainline | ML802VA075317ZXB | Federally-Regulated Consumer Product | Non-Weatherized, Non-Condensin | 1324 | 210 | 240.256 | 10/03/2019 |  |  | 08/05/2020
Rheem Sales Company, Inc. | Mainline | ML96VA1152524MSA | Federally-Regulated Consumer Product | Non-Weatherized, Condensing Ga | 2034 | 239 | 284.496 | 10/03/2019 |  |  | 08/05/2020
Rheem Sales Company, Inc. | Mainline | MP802TA100521MSA | Federally-Regulated Consumer Product | Non-Weatherized, Non-Condensin | 1952 | 183 |  | 07/22/2020 | 70078 | 205348231 | 08/05/2020
Rheem Sales Company, Inc. | Fujitsu | FF150245TT80X | Federally-Regulated Consumer Product | Non-Weatherized, Non-Condensin | 2092 | 201 | 274.048 | 10/03/2019 |  |  | 08/05/2020
Rheem Sales Company, Inc. | Fujitsu | FF150245TT80M | Federally-Regulated Consumer Product | Non-Weatherized, Non-Condensin | 2092 | 201 | 274.048 | 10/03/2019 |  |  | 08/05/2020
Rheem Sales Company, Inc. | Fujitsu | FF75173LT80Y | Federally-Regulated Consumer Product | Non-Weatherized, Non-Condensin | 1324 | 210 | 240.256 | 10/03/2019 |  |  | 08/05/2020
Rheem Sales Company, Inc. | Fujitsu | FF100215LT96M | Federally-Regulated Consumer Product | Non-Weatherized, Condensing Ga | 1858 | 225 | 276.752 | 10/03/2019 |  |  | 08/05/2020
Rheem Sales Company, Inc. | Fujitsu | FF60173LT96M | Federally-Regulated Consumer Product | Non-Weatherized, Condensing Ga | 1372 | 238 | 255.368 | 10/03/2019 |  |  | 08/05/2020
Rheem Sales Company, Inc. | Fujitsu | FF125245LT80Y | Federally-Regulated Consumer Product | Non-Weatherized, Non-Condensin | 2322 | 250 | 284.168 | 10/03/2019 |  |  | 08/05/2020
Rheem Sales Company, Inc. | Fujitsu | FF40173TT96M | Federally-Regulated Consumer Product | Non-Weatherized, Condensing Ga | 1252 | 232 | 250.088 | 10/03/2019 |  |  | 08/05/2020
Rheem Sales Company, Inc. | Fujitsu | FF125245TT80M | Federally-Regulated Consumer Product | Non-Weatherized, Non-Condensin | 1899 | 194 | 265.556 | 10/03/2019 |  |  | 08/05/2020
Rheem Sales Company, Inc. | Fujitsu | FF125245LT80D | Federally-Regulated Consumer Product | Non-Weatherized, Non-Condensin | 2322 | 250 | 284.168 | 10/03/2019 |  |  | 08/05/2020
Rheem Sales Company, Inc. | Fujitsu | RGECZR048AJT07**A | Federally-Regulated Consumer Product | Weatherized Non-Condensing Gas | 1873 | 167 |  | 07/22/2020 | 52596 | 205785669 | 08/05/2020
Rheem Sales Company, Inc. | Fujitsu | FF100215TS80M | Federally-Regulated Consumer Product | Non-Weatherized, Non-Condensin | 1812 | 187 | 261.728 | 10/03/2019 |  |  | 08/05/2020
Rheem Sales Company, Inc. | Fujitsu | FF115245LT96M | Federally-Regulated Consumer Product | Non-Weatherized, Condensing Ga | 2034 | 239 | 284.496 | 10/03/2019 |  |  | 08/05/2020
Rheem Sales Company, Inc. | Fujitsu | RGECZR060AJT07**A | Federally-Regulated Consumer Product | Weatherized Non-Condensing Gas | 2336 | 182 |  | 07/22/2020 | 52310 | 205785671 | 08/05/2020
Rheem Sales Company, Inc. | Fujitsu | FF100215CS80M | Federally-Regulated Consumer Product | Non-Weatherized, Non-Condensin | 1812 | 187 | 261.728 | 10/03/2019 |  |  | 08/05/2020
Rheem Sales Company, Inc. | Fujitsu | FF75214LT80Y | Federally-Regulated Consumer Product | Non-Weatherized, Non-Condensin | 2017 | 196 | 270.748 | 10/03/2019 |  |  | 08/05/2020
Rheem Sales Company, Inc. | Fujitsu | FF100215CS80X | Federally-Regulated Consumer Product | Non-Weatherized, Non-Condensin | 1812 | 187 | 261.728 | 10/03/2019 |  |  | 08/05/2020
Rheem Sales Company, Inc. | Fujitsu | FF125245LT80M | Federally-Regulated Consumer Product | Non-Weatherized, Non-Condensin | 2073 | 216 | 273.212 | 10/03/2019 |  |  | 08/05/2020
Rheem Sales Company, Inc. | Fujitsu | FF100215TT80X | Federally-Regulated Consumer Product | Non-Weatherized, Non-Condensin | 1952 | 183 | 267.888 | 10/03/2019 |  |  | 08/05/2020
Rheem Sales Company, Inc. | Fujitsu | FF125245TT80X | Federally-Regulated Consumer Product | Non-Weatherized, Non-Condensin | 1899 | 194 | 265.556 | 10/03/2019 |  |  | 08/05/2020
Rheem Sales Company, Inc. | Fujitsu | FF75173LT80D | Federally-Regulated Consumer Product | Non-Weatherized, Non-Condensin | 1324 | 210 | 240.256 | 10/03/2019 |  |  | 08/05/2020
Rheem Sales Company, Inc. | Fujitsu | FF100215LT80X | Federally-Regulated Consumer Product | Non-Weatherized, Non-Condensin | 1905 | 209 | 265.82 | 10/03/2019 |  |  | 08/05/2020
Rheem Sales Company, Inc. | Fujitsu | FF85215TT96M | Federally-Regulated Consumer Product | Non-Weatherized, Condensing Ga | 2115 | 259 | 288.06 | 10/03/2019 |  |  | 08/05/2020
Rheem Sales Company, Inc. | Fujitsu | FF100215TT80M | Federally-Regulated Consumer Product | Non-Weatherized, Non-Condensin | 1952 | 183 | 267.888 | 10/03/2019 |  |  | 08/05/2020
Rheem Sales Company, Inc. | Fujitsu | FF100215TS80X | Federally-Regulated Consumer Product | Non-Weatherized, Non-Condensin | 1812 | 187 | 261.728 | 10/03/2019 |  |  | 08/05/2020
Rheem Sales Company, Inc. | Fujitsu | FF100215TS95M | Federally-Regulated Consumer Product | Non-Weatherized, Condensing Ga | 2066 | 262 | 285.904 | 10/03/2019 |  |  | 08/05/2020
Rheem Sales Company, Inc. | Fujitsu | FF85215LM98U | Federally-Regulated Consumer Product | Non-Weatherized, Condensing Ga | 2209 | 183 | 292.196 | 10/03/2019 |  |  | 08/05/2020
Rheem Sales Company, Inc. | Fujitsu | FF75214LT80D | Federally-Regulated Consumer Product | Non-Weatherized, Non-Condensin | 2017 | 196 | 270.748 | 10/03/2019 |  |  | 08/05/2020
Rheem Sales Company, Inc. | Fujitsu | FF100215LT80M | Federally-Regulated Consumer Product | Non-Weatherized, Non-Condensin | 1905 | 209 | 265.82 | 10/03/2019 |  |  | 08/05/2020
Rheem Sales Company, Inc. | Fujitsu | FF125245LT80X | Federally-Regulated Consumer Product | Non-Weatherized, Non-Condensin | 2073 | 216 | 273.212 | 10/03/2019 |  |  | 08/05/2020
Rheem Sales Company, Inc. | Fujitsu | FF60173TS95M | Federally-Regulated Consumer Product | Non-Weatherized, Condensing Ga | 1156 | 231 | 245.864 | 10/03/2019 |  |  | 08/05/2020
Nordyne, LLC | Broan | KG7TN-100D-E35C1 | Federally-Regulated Consumer Product | Non-Weatherized, Condensing Ga | 1711 | 270 | 270.284 | 10/04/2019 |  |  | 08/05/2020
Nordyne, LLC | Broan | FG7SD-090D-T35C1 | Federally-Regulated Consumer Product | Non-Weatherized, Condensing Ga | 1982 | 282 | 282.208 | 07/22/2020 | 86025 | 205360233 | 08/05/2020
Nordyne, LLC | Broan | FG7TC-080D-V35C1 | Federally-Regulated Consumer Product | Non-Weatherized, Condensing Ga | 1873 | 277 | 277.412 | 10/04/2019 |  |  | 08/05/2020
Nordyne, LLC | Broan | KG7SD-108D-T45D1 | Federally-Regulated Consumer Product | Non-Weatherized, Condensing Ga | 2046 | 272 | 285.024 | 07/22/2020 | 107992 | 205281355 | 08/05/2020
Nordyne, LLC | Broan | FG7TE-080D-V35C1 | Federally-Regulated Consumer Product | Non-Weatherized, Condensing Ga | 1829 | 275 | 275.476 | 10/04/2019 |  |  | 08/05/2020
Nordyne, LLC | Broan | FG7SD-072D-T35C* | Federally-Regulated Consumer Product | Non-Weatherized, Condensing Ga | 1826 | 275 | 275.344 | 07/22/2020 | 72142 | 205282682 | 08/05/2020
Nordyne, LLC | Broan | FG7SD-038D-T24B1 | Federally-Regulated Consumer Product | Non-Weatherized, Condensing Ga | 1486 | 260 | 260.384 | 07/22/2020 | 37931 | 205360217 | 08/05/2020
Nordyne, LLC | Broan | FG7TC-100*-V35C1 | Federally-Regulated Consumer Product | Non-Weatherized, Condensing Ga | 1826 | 275 | 275.344 | 10/04/2019 |  |  | 08/05/2020
Nordyne, LLC | Broan | KG7SD-072D-T35C* | Federally-Regulated Consumer Product | Non-Weatherized, Condensing Ga | 1826 | 275 | 275.344 | 07/22/2020 | 72142 | 205282685 | 08/05/2020
Nordyne, LLC | Broan | KG7TN-060D-E24B1 | Federally-Regulated Consumer Product | Non-Weatherized, Condensing Ga | 1304 | 252 | 252.376 | 10/04/2019 |  |  | 08/05/2020
Nordyne, LLC | Broan | KG7SD-090D-T35C1 | Federally-Regulated Consumer Product | Non-Weatherized, Condensing Ga | 1982 | 282 | 282.208 | 07/22/2020 | 86025 | 205360237 | 08/05/2020
Nordyne, LLC | Broan | FG7TC-080*-V35C1 | Federally-Regulated Consumer Product | Non-Weatherized, Condensing Ga | 1873 | 277 | 277.412 | 10/04/2019 |  |  | 08/05/2020
Nordyne, LLC | Broan | KG7TE-060D-E24B1 | Federally-Regulated Consumer Product | Non-Weatherized, Condensing Ga | 1315 | 252 | 252.86 | 10/04/2019 |  |  | 08/05/2020
Nordyne, LLC | Broan | KG7TC-120*-E45D1 | Federally-Regulated Consumer Product | Non-Weatherized, Condensing Ga | 2160 | 290 | 290.04 | 10/04/2019 |  |  | 08/05/2020
Nordyne, LLC | Broan | FG7TE-100D-E35C1 | Federally-Regulated Consumer Product | Non-Weatherized, Condensing Ga | 1783 | 273 | 273.452 | 10/04/2019 |  |  | 08/05/2020
Nordyne, LLC | Broan | KG7SD-038D-T24B1 | Federally-Regulated Consumer Product | Non-Weatherized, Condensing Ga | 1486 | 260 | 260.384 | 07/22/2020 | 37931 | 205360220 | 08/05/2020
Nordyne, LLC | Broan | KG7TE-100D-E35C1 | Federally-Regulated Consumer Product | Non-Weatherized, Condensing Ga | 1783 | 273 | 273.452 | 10/04/2019 |  |  | 08/05/2020
Nordyne, LLC | Broan | FG7SD-054D-T24B1 | Federally-Regulated Consumer Product | Non-Weatherized, Condensing Ga | 1478 | 260 | 260.032 | 07/22/2020 | 54229 | 205147075 | 08/05/2020
Nordyne, LLC | Broan | FG7TN-115D-V45C1 | Federally-Regulated Consumer Product | Non-Weatherized, Condensing Ga | 1798 | 274 | 274.112 | 10/04/2019 |  |  | 08/05/2020
Nordyne, LLC | Broan | KG7TC-080*-E35C1 | Federally-Regulated Consumer Product | Non-Weatherized, Condensing Ga | 1686 | 269 | 269.184 | 10/04/2019 |  |  | 08/05/2020
Nordyne, LLC | Broan | KG7TC-080D-E35C1 | Federally-Regulated Consumer Product | Non-Weatherized, Condensing Ga | 1686 | 269 | 269.184 | 10/04/2019 |  |  | 08/05/2020
Nordyne, LLC | Broan | KG7SD-054D-T24B1 | Federally-Regulated Consumer Product | Non-Weatherized, Condensing Ga | 1478 | 260 | 260.032 | 07/22/2020 | 54229 | 205147078 | 08/05/2020
Nordyne, LLC | Broan | KG7TC-120D-E45D1 | Federally-Regulated Consumer Product | Non-Weatherized, Condensing Ga | 2160 | 290 | 290.04 | 10/04/2019 |  |  | 08/05/2020
Nordyne, LLC | Broan | FG7TE-060D-E24B1 | Federally-Regulated Consumer Product | Non-Weatherized, Condensing Ga | 1315 | 252 | 252.86 | 10/04/2019 |  |  | 08/05/2020
Nordyne, LLC | Broan | FG7SD-108D-T45D1 | Federally-Regulated Consumer Product | Non-Weatherized, Condensing Ga | 2046 | 272 | 285.024 | 07/22/2020 | 107992 | 205281352 | 08/05/2020
Nordyne, LLC | Broan | FG7TC-100D-V35C1 | Federally-Regulated Consumer Product | Non-Weatherized, Condensing Ga | 1826 | 275 | 275.344 | 10/04/2019 |  |  | 08/05/2020
Rheem Sales Company, Inc. | Thermal Zone | TZ80DDV075B30SB | Federally-Regulated Consumer Product | Non-Weatherized, Non-Condensin | 1324 | 210 | 240.256 | 10/03/2019 |  |  | 08/05/2020
Rheem Sales Company, Inc. | Thermal Zone | TZ80MSX100C50SA | Federally-Regulated Consumer Product | Non-Weatherized, Non-Condensin | 1812 | 187 | 261.728 | 10/03/2019 |  |  | 08/05/2020
Rheem Sales Company, Inc. | Thermal Zone | TZ80MDX150D50XA | Federally-Regulated Consumer Product | Non-Weatherized, Non-Condensin | 2092 | 201 | 274.048 | 10/03/2019 |  |  | 08/05/2020
Rheem Sales Company, Inc. | Thermal Zone | TZ96MDV115D50A | Federally-Regulated Consumer Product | Non-Weatherized, Condensing Ga | 2034 | 239 | 284.496 | 10/03/2019 |  |  | 08/05/2020
Rheem Sales Company, Inc. | Thermal Zone | TZCGER036CJT07**A | Federally-Regulated Consumer Product | Weatherized Non-Condensing Gas | 1475 | 165 | 263.9 | 10/03/2019 |  |  | 08/05/2020
Rheem Sales Company, Inc. | Thermal Zone | TZ80MDV125D50XA | Federally-Regulated Consumer Product | Non-Weatherized, Non-Condensin | 2073 | 216 | 273.212 | 10/03/2019 |  |  | 08/05/2020
Rheem Sales Company, Inc. | Thermal Zone | TZ96MDV100C50A | Federally-Regulated Consumer Product | Non-Weatherized, Condensing Ga | 1858 | 225 | 276.752 | 10/03/2019 |  |  | 08/05/2020
Rheem Sales Company, Inc. | Thermal Zone | TZ96MDX085C50A | Federally-Regulated Consumer Product | Non-Weatherized, Condensing Ga | 2115 | 259 | 288.06 | 10/03/2019 |  |  | 08/05/2020
Rheem Sales Company, Inc. | Thermal Zone | TZ80MSC100C50SA | Federally-Regulated Consumer Product | Non-Weatherized, Non-Condensin | 1812 | 187 | 261.728 | 10/03/2019 |  |  | 08/05/2020
Rheem Sales Company, Inc. | Thermal Zone | TZ95MSX100C50C | Federally-Regulated Consumer Product | Non-Weatherized, Condensing Ga | 2066 | 262 | 285.904 | 10/03/2019 |  |  | 08/05/2020
Rheem Sales Company, Inc. | Thermal Zone | TZ80MSX100C50XA | Federally-Regulated Consumer Product | Non-Weatherized, Non-Condensin | 1812 | 187 | 261.728 | 10/03/2019 |  |  | 08/05/2020
Rheem Sales Company, Inc. | Thermal Zone | TZ80DDV075B30XB | Federally-Regulated Consumer Product | Non-Weatherized, Non-Condensin | 1324 | 210 | 240.256 | 10/03/2019 |  |  | 08/05/2020
Rheem Sales Company, Inc. | Thermal Zone | TZ80MDX100C50XA | Federally-Regulated Consumer Product | Non-Weatherized, Non-Condensin | 1952 | 183 | 267.888 | 10/03/2019 |  |  | 08/05/2020
Rheem Sales Company, Inc. | Thermal Zone | TZ96MDV060B30A | Federally-Regulated Consumer Product | Non-Weatherized, Condensing Ga | 1372 | 238 | 255.368 | 10/03/2019 |  |  | 08/05/2020
Rheem Sales Company, Inc. | Thermal Zone | TZ80DDV075C40XB | Federally-Regulated Consumer Product | Non-Weatherized, Non-Condensin | 2017 | 196 | 270.748 | 10/03/2019 |  |  | 08/05/2020
Rheem Sales Company, Inc. | Thermal Zone | TZ80MDX150D50SA | Federally-Regulated Consumer Product | Non-Weatherized, Non-Condensin | 2092 | 201 | 274.048 | 10/03/2019 |  |  | 08/05/2020
Rheem Sales Company, Inc. | Thermal Zone | TZ80MDX125D50SA | Federally-Regulated Consumer Product | Non-Weatherized, Non-Condensin | 1899 | 194 | 265.556 | 10/03/2019 |  |  | 08/05/2020
Rheem Sales Company, Inc. | Thermal Zone | TZ80MDV100C50SA | Federally-Regulated Consumer Product | Non-Weatherized, Non-Condensin | 1905 | 209 | 265.82 | 10/03/2019 |  |  | 08/05/2020
Rheem Sales Company, Inc. | Thermal Zone | TZ80DDV075C40SB | Federally-Regulated Consumer Product | Non-Weatherized, Non-Condensin | 2017 | 196 | 270.748 | 10/03/2019 |  |  | 08/05/2020
Rheem Sales Company, Inc. | Thermal Zone | TZ80DDV125D50SB | Federally-Regulated Consumer Product | Non-Weatherized, Non-Condensin | 2322 | 250 | 284.168 | 10/03/2019 |  |  | 08/05/2020
Rheem Sales Company, Inc. | Thermal Zone | TZCGER048CJT07**A | Federally-Regulated Consumer Product | Weatherized Non-Condensing Gas | 1873 | 167 | 281.412 | 10/03/2019 |  |  | 08/05/2020
Rheem Sales Company, Inc. | Thermal Zone | TZ80MDX125D50XA | Federally-Regulated Consumer Product | Non-Weatherized, Non-Condensin | 1899 | 194 | 265.556 | 10/03/2019 |  |  | 08/05/2020
Rheem Sales Company, Inc. | Thermal Zone | TZ96MDV040B30A | Federally-Regulated Consumer Product | Non-Weatherized, Condensing Ga | 1248 | 211 | 249.912 | 10/03/2019 |  |  | 08/05/2020
Rheem Sales Company, Inc. | Thermal Zone | TZ80MDV100C50XA | Federally-Regulated Consumer Product | Non-Weatherized, Non-Condensin | 1905 | 209 | 265.82 | 10/03/2019 |  |  | 08/05/2020
Rheem Sales Company, Inc. | Thermal Zone | TZ96MDX040B30A | Federally-Regulated Consumer Product | Non-Weatherized, Condensing Ga | 1252 | 232 | 250.088 | 10/03/2019 |  |  | 08/05/2020
Rheem Sales Company, Inc. | Thermal Zone | TZ80MDX100C50SA | Federally-Regulated Consumer Product | Non-Weatherized, Non-Condensin | 1952 | 183 | 267.888 | 10/03/2019 |  |  | 08/05/2020
Rheem Sales Company, Inc. | Thermal Zone | TZ80MSC100C50XA | Federally-Regulated Consumer Product | Non-Weatherized, Non-Condensin | 1812 | 187 | 261.728 | 10/03/2019 |  |  | 08/05/2020
Rheem Sales Company, Inc. | Thermal Zone | TZ95MSX060B30C | Federally-Regulated Consumer Product | Non-Weatherized, Condensing Ga | 1156 | 231 | 245.864 | 10/03/2019 |  |  | 08/05/2020
Rheem Sales Company, Inc. | Thermal Zone | TZ80MDV125D50SA | Federally-Regulated Consumer Product | Non-Weatherized, Non-Condensin | 2073 | 216 | 273.212 | 10/03/2019 |  |  | 08/05/2020
Rheem Sales Company, Inc. | Thermal Zone | TZCGER060CJT07**A | Federally-Regulated Consumer Product | Weatherized Non-Condensing Gas | 2336 | 182 | 301.784 | 10/03/2019 |  |  | 08/05/2020
Rheem Sales Company, Inc. | Thermal Zone | TZ80DDV125D50XB | Federally-Regulated Consumer Product | Non-Weatherized, Non-Condensin | 2322 | 250 | 284.168 | 10/03/2019 |  |  | 08/05/2020
Carrier Corp. - Indianapolis | Airquest | N92ESN0601412A* | Federally-Regulated Consumer Product | Mobile Home Non-Weatherized, C | 945 | 237 |  | 07/29/2020 | 59375 | 203359717 | 08/05/2020
Carrier Corp. - Indianapolis | Airquest | N92ESN1002120A* | Federally-Regulated Consumer Product | Mobile Home Non-Weatherized, C | 1821 | 275 |  | 07/29/2020 | 99460 | 203359853 | 08/05/2020
Carrier Corp. - Indianapolis | Airquest | G97CMN1002122A | Federally-Regulated Consumer Product | Non-Weatherized, Condensing Ga | 2192 | 291 |  | 07/29/2020 | 39903 | 203924596 | 08/05/2020
Carrier Corp. - Indianapolis | Airquest | N92ESN1002120A | Federally-Regulated Consumer Product | Non-Weatherized, Condensing Ga | 1821 | 275 |  | 07/29/2020 | 99460 | 203359838 | 08/05/2020
Carrier Corp. - Indianapolis | Airquest | N95ESN0601714A**D | Federally-Regulated Consumer Product | Mobile Home Non-Weatherized, C | 1346 | 254 |  | 07/29/2020 | 60102 | 203360631 | 08/05/2020
Carrier Corp. - Indianapolis | Airquest | N92ESN0802120A* | Federally-Regulated Consumer Product | Mobile Home Non-Weatherized, C | 1832 | 276 |  | 07/29/2020 | 79860 | 203359821 | 08/05/2020
Carrier Corp. - Indianapolis | Airquest | N92ESN0601714A* | Federally-Regulated Consumer Product | Mobile Home Non-Weatherized, C | 1205 | 248 |  | 07/29/2020 | 60119 | 203359754 | 08/05/2020
Carrier Corp. - Indianapolis | Airquest | N92ESN0601714A | Federally-Regulated Consumer Product | Non-Weatherized, Condensing Ga | 1205 | 248 |  | 07/29/2020 | 60119 | 203359736 | 08/05/2020
Carrier Corp. - Indianapolis | Airquest | N80ESL0901714A | Federally-Regulated Consumer Product | Non-Weatherized, Non-Condensin | 1238 | 236 |  | 07/29/2020 | 88097 | 203359996 | 08/05/2020
Carrier Corp. - Indianapolis | Airquest | N92ESN0401410A* | Federally-Regulated Consumer Product | Mobile Home Non-Weatherized, C | 981 | 238 |  | 07/29/2020 | 40102 | 203359644 | 08/05/2020
Carrier Corp. - Indianapolis | Airquest | N95ESN0601714A* | Federally-Regulated Consumer Product | Mobile Home Non-Weatherized, C | 1346 | 254 |  | 07/29/2020 | 60102 | 203360625 | 08/05/2020
Carrier Corp. - Indianapolis | Airquest | G97CMN0601714A | Federally-Regulated Consumer Product | Non-Weatherized, Condensing Ga | 1435 | 258 |  | 07/29/2020 | 23828 | 203924564 | 08/05/2020
Carrier Corp. - Indianapolis | Airquest | G97CMN0601714A*D | Federally-Regulated Consumer Product | Non-Weatherized, Condensing Ga | 1435 | 258 |  | 07/29/2020 | 23828 | 203924630 | 08/05/2020
Carrier Corp. - Indianapolis | Airquest | G97CMN0602120A*D | Federally-Regulated Consumer Product | Non-Weatherized, Condensing Ga | 2479 | 304 |  | 07/29/2020 | 48091 | 203924638 | 08/05/2020
Carrier Corp. - Indianapolis | Airquest | G97CMN1202422A | Federally-Regulated Consumer Product | Non-Weatherized, Condensing Ga | 2479 | 304 |  | 07/29/2020 | 48091 | 203924604 | 08/05/2020
Carrier Corp. - Indianapolis | Airquest | G97CMN0802120A | Federally-Regulated Consumer Product | Non-Weatherized, Condensing Ga | 2026 | 284 |  | 07/29/2020 | 31724 | 203924588 | 08/05/2020
Carrier Corp. - Indianapolis | Airquest | N95ESN0401712A**D | Federally-Regulated Consumer Product | Mobile Home Non-Weatherized, C | 998 | 239 |  | 07/29/2020 | 40139 | 203360630 | 08/05/2020
Carrier Corp. - Indianapolis | Airquest | G97CMN1002122A*D | Federally-Regulated Consumer Product | Non-Weatherized, Condensing Ga | 2192 | 291 |  | 07/29/2020 | 39903 | 203924662 | 08/05/2020
Carrier Corp. - Indianapolis | Airquest | N92ESN0801716A | Federally-Regulated Consumer Product | Non-Weatherized, Condensing Ga | 1390 | 256 |  | 07/29/2020 | 79599 | 203359773 | 08/05/2020
Carrier Corp. - Indianapolis | Airquest | N80ESN0901714A | Federally-Regulated Consumer Product | Non-Weatherized, Non-Condensin | 1238 | 236 |  | 07/29/2020 | 88097 | 203359673 | 08/05/2020
Carrier Corp. - Indianapolis | Airquest | N92ESN0401712A | Federally-Regulated Consumer Product | Non-Weatherized, Condensing Ga | 1024 | 240 |  | 07/29/2020 | 39894 | 203359662 | 08/05/2020
Carrier Corp. - Indianapolis | Airquest | G97CMN0802120A*D | Federally-Regulated Consumer Product | Non-Weatherized, Condensing Ga | 2026 | 284 |  | 07/29/2020 | 31724 | 203924654 | 08/05/2020
Carrier Corp. - Indianapolis | Airquest | N92ESN0401712A* | Federally-Regulated Consumer Product | Mobile Home Non-Weatherized, C | 1024 | 240 |  | 07/29/2020 | 39894 | 203359681 | 08/05/2020
Carrier Corp. - Indianapolis | Airquest | N95ESN0401712A* | Federally-Regulated Consumer Product | Mobile Home Non-Weatherized, C | 998 | 239 |  | 07/29/2020 | 40139 | 203360624 | 08/05/2020
Carrier Corp. - Indianapolis | Airquest | G97CMN0602120A | Federally-Regulated Consumer Product | Non-Weatherized, Condensing Ga | 1897 | 278 |  | 07/29/2020 | 24235 | 203924572 | 08/05/2020
Carrier Corp. - Indianapolis | Airquest | N92ESN0801716A* | Federally-Regulated Consumer Product | Mobile Home Non-Weatherized, C | 1390 | 256 |  | 07/29/2020 | 79599 | 203359791 | 08/05/2020
Carrier Corp. - Indianapolis | Airquest | G97CMN1202422A*D | Federally-Regulated Consumer Product | Non-Weatherized, Condensing Ga | 2479 | 304 |  | 07/29/2020 | 48091 | 203924670 | 08/05/2020
Carrier Corp. - Indianapolis | Heil | G97CMN1002122A*D | Federally-Regulated Consumer Product | Non-Weatherized, Condensing Ga | 2192 | 291 |  | 07/29/2020 | 39903 | 203924665 | 08/05/2020
Carrier Corp. - Indianapolis | Heil | N95ESN0401712A**D | Federally-Regulated Consumer Product | Mobile Home Non-Weatherized, C | 998 | 239 |  | 07/29/2020 | 40139 | 203360678 | 08/05/2020
Carrier Corp. - Indianapolis | Heil | N95ESN0601714A**D | Federally-Regulated Consumer Product | Mobile Home Non-Weatherized, C | 1346 | 254 |  | 07/29/2020 | 60102 | 203360679 | 08/05/2020
Carrier Corp. - Indianapolis | Heil | G97CMN1202422A*D | Federally-Regulated Consumer Product | Non-Weatherized, Condensing Ga | 2479 | 304 |  | 07/29/2020 | 48091 | 203924673 | 08/05/2020
Carrier Corp. - Indianapolis | Heil | N92ESN0802120A* | Federally-Regulated Consumer Product | Mobile Home Non-Weatherized, C | 1832 | 276 |  | 07/29/2020 | 79860 | 203359828 | 08/05/2020
Carrier Corp. - Indianapolis | Heil | G97CMN0602120A*D | Federally-Regulated Consumer Product | Non-Weatherized, Condensing Ga | 1897 | 278 |  | 07/29/2020 | 24235 | 203924641 | 08/05/2020
Carrier Corp. - Indianapolis | Heil | N92ESN0801716A | Federally-Regulated Consumer Product | Non-Weatherized, Condensing Ga | 1390 | 256 |  | 07/29/2020 | 79599 | 203359781 | 08/05/2020
Carrier Corp. - Indianapolis | Heil | N95ESN0601714A* | Federally-Regulated Consumer Product | Mobile Home Non-Weatherized, C | 1346 | 254 |  | 07/29/2020 | 60102 | 203360673 | 08/05/2020
Carrier Corp. - Indianapolis | Heil | N80ESN0901714A | Federally-Regulated Consumer Product | Non-Weatherized, Non-Condensin | 1238 | 236 |  | 07/29/2020 | 88097 | 203359749 | 08/05/2020
Carrier Corp. - Indianapolis | Heil | G97CMN0802120A | Federally-Regulated Consumer Product | Non-Weatherized, Condensing Ga | 2026 | 284 |  | 07/29/2020 | 31724 | 203924591 | 08/05/2020
Carrier Corp. - Indianapolis | Heil | N80ESL0901714A | Federally-Regulated Consumer Product | Non-Weatherized, Non-Condensin | 1238 | 236 |  | 07/29/2020 | 88097 | 203360049 | 08/05/2020
Carrier Corp. - Indianapolis | Heil | G97CMN1002122A | Federally-Regulated Consumer Product | Non-Weatherized, Condensing Ga | 2192 | 291 |  | 07/29/2020 | 39903 | 203924599 | 08/05/2020
Carrier Corp. - Indianapolis | Heil | N92ESN0401410A* | Federally-Regulated Consumer Product | Mobile Home Non-Weatherized, C | 981 | 238 |  | 07/29/2020 | 40102 | 203359653 | 08/05/2020
Carrier Corp. - Indianapolis | Heil | G97CMN1202422A | Federally-Regulated Consumer Product | Non-Weatherized, Condensing Ga | 2479 | 304 |  | 07/29/2020 | 48091 | 203924607 | 08/05/2020
Carrier Corp. - Indianapolis | Heil | N92ESN0401712A* | Federally-Regulated Consumer Product | Mobile Home Non-Weatherized, C | 1024 | 240 |  | 07/29/2020 | 39894 | 203359688 | 08/05/2020
Carrier Corp. - Indianapolis | Heil | N92ESN1002120A | Federally-Regulated Consumer Product | Non-Weatherized, Condensing Ga | 1821 | 275 |  | 07/29/2020 | 99460 | 203359845 | 08/05/2020
Carrier Corp. - Indianapolis | Heil | N92ESN0401410A | Federally-Regulated Consumer Product | Non-Weatherized, Condensing Ga | 981 | 238 |  | 07/29/2020 | 40102 | 203359634 | 08/05/2020
Carrier Corp. - Indianapolis | Heil | G97CMN0601714A | Federally-Regulated Consumer Product | Non-Weatherized, Condensing Ga | 1435 | 258 |  | 07/29/2020 | 23828 | 203924567 | 08/05/2020
Carrier Corp. - Indianapolis | Heil | N92ESN1002120A* | Federally-Regulated Consumer Product | Mobile Home Non-Weatherized, C | 1821 | 275 |  | 07/29/2020 | 99460 | 203359860 | 08/05/2020
Carrier Corp. - Indianapolis | Heil | N92ESN0601714A | Federally-Regulated Consumer Product | Non-Weatherized, Condensing Ga | 1205 | 248 |  | 07/29/2020 | 60119 | 203359744 | 08/05/2020
Carrier Corp. - Indianapolis | Heil | N95ESN0401712A* | Federally-Regulated Consumer Product | Mobile Home Non-Weatherized, C | 998 | 239 |  | 07/29/2020 | 40139 | 203360672 | 08/05/2020
Carrier Corp. - Indianapolis | Heil | N92ESN0802120A | Federally-Regulated Consumer Product | Non-Weatherized, Condensing Ga | 1832 | 276 |  | 07/29/2020 | 79860 | 203359812 | 08/05/2020
Carrier Corp. - Indianapolis | Heil | N92ESN0401712A | Federally-Regulated Consumer Product | Non-Weatherized, Condensing Ga | 1024 | 240 |  | 07/29/2020 | 39894 | 203359670 | 08/05/2020
Carrier Corp. - Indianapolis | Heil | G97CMN0802120A*D | Federally-Regulated Consumer Product | Non-Weatherized, Condensing Ga | 2026 | 284 |  | 07/29/2020 | 31724 | 203924657 | 08/05/2020
Carrier Corp. - Indianapolis | Heil | G97CMN0602120A | Federally-Regulated Consumer Product | Non-Weatherized, Condensing Ga | 1897 | 278 |  | 07/29/2020 | 24235 | 203924575 | 08/05/2020
Carrier Corp. - Indianapolis | Heil | N92ESN0601412A | Federally-Regulated Consumer Product | Non-Weatherized, Condensing Ga | 945 | 237 |  | 07/29/2020 | 59375 | 203359707 | 08/05/2020
Carrier Corp. - Indianapolis | Heil | G97CMN0601714A*D | Federally-Regulated Consumer Product | Non-Weatherized, Condensing Ga | 1435 | 258 |  | 07/29/2020 | 23828 | 203924633 | 08/05/2020
Carrier Corp. - Indianapolis | Heil | N92ESN0601714A* | Federally-Regulated Consumer Product | Mobile Home Non-Weatherized, C | 1205 | 248 |  | 07/29/2020 | 60119 | 203359762 | 08/05/2020
Carrier Corp. - Indianapolis | Heil | N92ESN0801716A* | Federally-Regulated Consumer Product | Mobile Home Non-Weatherized, C | 1390 | 256 |  | 07/29/2020 | 79599 | 203359799 | 08/05/2020
Carrier Corp. - Indianapolis | Heil | N92ESN0601412A* | Federally-Regulated Consumer Product | Mobile Home Non-Weatherized, C | 945 | 237 |  | 07/29/2020 | 59375 | 203359725 | 08/05/2020
Allied Air | Ducane | 95G2UH090CV20-* | Federally-Regulated Consumer Product | Non-Weatherized, Condensing Ga | 2215 | 267 | 292.46 | 10/04/2019 |  |  | 08/05/2020
Allied Air | Ducane | 95G2DF045BV12-* | Federally-Regulated Consumer Product | Non-Weatherized, Condensing Ga | 1325 | 204 | 253.3 | 10/04/2019 |  |  | 08/05/2020
Allied Air | Ducane | 95G2UH045BV12-* | Federally-Regulated Consumer Product | Non-Weatherized, Condensing Ga | 1310 | 201 | 252.64 | 10/04/2019 |  |  | 08/05/2020
Allied Air | Ducane | 95G2DF070BV16-* | Federally-Regulated Consumer Product | Non-Weatherized, Condensing Ga | 1882 | 255 | 277.808 | 10/04/2019 |  |  | 08/05/2020
Allied Air | Ducane | 95G2DF110CV20-* | Federally-Regulated Consumer Product | Non-Weatherized, Condensing Ga | 2134 | 229 | 288.896 | 10/04/2019 |  |  | 08/05/2020
Allied Air | Ducane | 95G2UH070BV12-* | Federally-Regulated Consumer Product | Non-Weatherized, Condensing Ga | 1413 | 229 | 257.172 | 10/04/2019 |  |  | 08/05/2020
Allied Air | Ducane | 95G2DF090CV20-* | Federally-Regulated Consumer Product | Non-Weatherized, Condensing Ga | 2123 | 248 | 288.412 | 10/04/2019 |  |  | 08/05/2020
Allied Air | Ducane | 95G2UH135DV20-* | Federally-Regulated Consumer Product | Non-Weatherized, Condensing Ga | 2135 | 268 | 288.94 | 10/04/2019 |  |  | 08/05/2020
Allied Air | Ducane | 95G2UH110CV20-* | Federally-Regulated Consumer Product | Non-Weatherized, Condensing Ga | 2083 | 250 | 286.652 | 10/04/2019 |  |  | 08/05/2020
Allied Air | Ducane | 95G2UH090CV12-* | Federally-Regulated Consumer Product | Non-Weatherized, Condensing Ga | 1395 | 237 | 256.38 | 10/04/2019 |  |  | 08/05/2020
Nordyne, LLC | AireForce | FG7TC-100D-V35C1 | Federally-Regulated Consumer Product | Non-Weatherized, Condensing Ga | 1826 | 275 | 275.344 | 10/04/2019 |  |  | 08/05/2020
Nordyne, LLC | AireForce | FG7TC-100*-V35C1 | Federally-Regulated Consumer Product | Non-Weatherized, Condensing Ga | 1826 | 275 | 275.344 | 10/04/2019 |  |  | 08/05/2020
Nordyne, LLC | AireForce | FG7TC-080D-V35C1 | Federally-Regulated Consumer Product | Non-Weatherized, Condensing Ga | 1873 | 277 | 277.412 | 10/04/2019 |  |  | 08/05/2020
Nordyne, LLC | AireForce | FG7TN-115D-V45C1 | Federally-Regulated Consumer Product | Non-Weatherized, Condensing Ga | 1798 | 274 | 274.112 | 10/04/2019 |  |  | 08/05/2020
Nordyne, LLC | AireForce | FG7TC-080*-V35C1 | Federally-Regulated Consumer Product | Non-Weatherized, Condensing Ga | 1873 | 277 | 277.412 | 10/04/2019 |  |  | 08/05/2020
Rheem Sales Company, Inc. | CLIMATEMASTER | RGECZR048AJT07**A | Federally-Regulated Consumer Product | Weatherized Non-Condensing Gas | 1873 | 167 |  | 07/22/2020 | 52596 | 205785560 | 08/05/2020
Rheem Sales Company, Inc. | CLIMATEMASTER | RGECZR060AJT07**A | Federally-Regulated Consumer Product | Weatherized Non-Condensing Gas | 2336 | 182 |  | 07/22/2020 | 52310 | 205785562 | 08/05/2020
Rheem Sales Company, Inc. | CLIMATEMASTER | RGECZR036AJT07**A | Federally-Regulated Consumer Product | Weatherized Non-Condensing Gas | 1475 | 165 |  | 07/22/2020 | 53157 | 205785558 | 08/05/2020
Rheem Sales Company, Inc. | Sure | S95TC0601317MSA | Federally-Regulated Consumer Product | Non-Weatherized, Condensing Ga | 1156 | 231 | 245.864 | 10/03/2019 |  |  | 08/05/2020
Rheem Sales Company, Inc. | Sure | S802VA125524ZSB | Federally-Regulated Consumer Product | Non-Weatherized, Non-Condensin | 2322 | 250 | 284.168 | 10/03/2019 |  |  | 08/05/2020
Rheem Sales Company, Inc. | Sure | S96VA0702317MSA | Federally-Regulated Consumer Product | Non-Weatherized, Condensing Ga | 1290 | 231 | 251.76 | 10/03/2019 |  |  | 08/05/2020
Rheem Sales Company, Inc. | Sure | S802VA075421ZXB | Federally-Regulated Consumer Product | Non-Weatherized, Non-Condensin | 2017 | 196 | 270.748 | 10/03/2019 |  |  | 08/05/2020
Rheem Sales Company, Inc. | Sure | S802TA150524MSA | Federally-Regulated Consumer Product | Non-Weatherized, Non-Condensin | 2092 | 201 | 274.048 | 10/03/2019 |  |  | 08/05/2020
Rheem Sales Company, Inc. | Sure | S801CA100521MXA | Federally-Regulated Consumer Product | Non-Weatherized, Non-Condensin | 1812 | 187 | 261.728 | 10/03/2019 |  |  | 08/05/2020
Rheem Sales Company, Inc. | Sure | S802VA125524MSA | Federally-Regulated Consumer Product | Non-Weatherized, Non-Condensin | 2073 | 216 | 273.212 | 10/03/2019 |  |  | 08/05/2020
Rheem Sales Company, Inc. | Sure | S802VA075421ZSB | Federally-Regulated Consumer Product | Non-Weatherized, Non-Condensin | 2017 | 196 | 270.748 | 10/03/2019 |  |  | 08/05/2020
Rheem Sales Company, Inc. | Sure | S802TA100521MSA | Federally-Regulated Consumer Product | Non-Weatherized, Non-Condensin | 1952 | 183 | 267.888 | 10/03/2019 |  |  | 08/05/2020
Rheem Sales Company, Inc. | Sure | S802VA100521MSA | Federally-Regulated Consumer Product | Non-Weatherized, Non-Condensin | 1905 | 209 | 265.82 | 10/03/2019 |  |  | 08/05/2020
Rheem Sales Company, Inc. | Sure | S96VA1002521MSA | Federally-Regulated Consumer Product | Non-Weatherized, Condensing Ga | 1858 | 225 | 276.752 | 10/03/2019 |  |  | 08/05/2020
Rheem Sales Company, Inc. | Sure | S802TA150524MXA | Federally-Regulated Consumer Product | Non-Weatherized, Non-Condensin | 2092 | 201 | 274.048 | 10/03/2019 |  |  | 08/05/2020
Rheem Sales Company, Inc. | Sure | RGECZR048AJT07**A | Federally-Regulated Consumer Product | Weatherized Non-Condensing Gas | 1873 | 167 | 281.412 | 10/03/2019 |  |  | 08/05/2020
Rheem Sales Company, Inc. | Sure | S801TA100521MSA | Federally-Regulated Consumer Product | Non-Weatherized, Non-Condensin | 1812 | 187 | 261.728 | 10/03/2019 |  |  | 08/05/2020
Rheem Sales Company, Inc. | Sure | S96VA0402317MSA | Federally-Regulated Consumer Product | Non-Weatherized, Condensing Ga | 1248 | 211 | 249.912 | 10/03/2019 |  |  | 08/05/2020
Rheem Sales Company, Inc. | Sure | S801CA100521MSA | Federally-Regulated Consumer Product | Non-Weatherized, Non-Condensin | 1812 | 187 | 261.728 | 10/03/2019 |  |  | 08/05/2020
Rheem Sales Company, Inc. | Sure | RGECZR060AJT07**A | Federally-Regulated Consumer Product | Weatherized Non-Condensing Gas | 2336 | 182 | 301.784 | 10/03/2019 |  |  | 08/05/2020
Rheem Sales Company, Inc. | Sure | S802VA125524MXA | Federally-Regulated Consumer Product | Non-Weatherized, Non-Condensin | 2073 | 216 | 273.212 | 10/03/2019 |  |  | 08/05/2020
Rheem Sales Company, Inc. | Sure | S96TA0402317MSA | Federally-Regulated Consumer Product | Non-Weatherized, Condensing Ga | 1252 | 232 | 250.088 | 10/03/2019 |  |  | 08/05/2020
Rheem Sales Company, Inc. | Sure | RGECZR036AJT07**A | Federally-Regulated Consumer Product | Weatherized Non-Condensing Gas | 1475 | 165 | 263.9 | 10/03/2019 |  |  | 08/05/2020
Rheem Sales Company, Inc. | Sure | S802TA125524MXA | Federally-Regulated Consumer Product | Non-Weatherized, Non-Condensin | 1899 | 194 | 265.556 | 10/03/2019 |  |  | 08/05/2020
Rheem Sales Company, Inc. | Sure | S802VA075317ZXB | Federally-Regulated Consumer Product | Non-Weatherized, Non-Condensin | 1324 | 210 | 240.256 | 10/03/2019 |  |  | 08/05/2020
Rheem Sales Company, Inc. | Sure | S802TA125524MSA | Federally-Regulated Consumer Product | Non-Weatherized, Non-Condensin | 1899 | 194 | 265.556 | 10/03/2019 |  |  | 08/05/2020
Rheem Sales Company, Inc. | Sure | S96TA0852521MSA | Federally-Regulated Consumer Product | Non-Weatherized, Condensing Ga | 2115 | 259 | 288.06 | 10/03/2019 |  |  | 08/05/2020
Rheem Sales Company, Inc. | Sure | S801TA100521MXA | Federally-Regulated Consumer Product | Non-Weatherized, Non-Condensin | 1812 | 187 | 261.728 | 10/03/2019 |  |  | 08/05/2020
Rheem Sales Company, Inc. | Sure | S802TA100521MXA | Federally-Regulated Consumer Product | Non-Weatherized, Non-Condensin | 1952 | 183 | 267.888 | 10/03/2019 |  |  | 08/05/2020
Rheem Sales Company, Inc. | Sure | S802VA075317ZSB | Federally-Regulated Consumer Product | Non-Weatherized, Non-Condensin | 1324 | 210 | 240.256 | 10/03/2019 |  |  | 08/05/2020
Rheem Sales Company, Inc. | Sure | S95TC1001521MSA | Federally-Regulated Consumer Product | Non-Weatherized, Condensing Ga | 2066 | 262 | 285.904 | 10/03/2019 |  |  | 08/05/2020
Rheem Sales Company, Inc. | Sure | S96VA0602317MSA | Federally-Regulated Consumer Product | Non-Weatherized, Condensing Ga | 1372 | 238 | 255.368 | 10/03/2019 |  |  | 08/05/2020
Rheem Sales Company, Inc. | Sure | S96VA1152524MSA | Federally-Regulated Consumer Product | Non-Weatherized, Condensing Ga | 2034 | 239 | 284.496 | 10/03/2019 |  |  | 08/05/2020
Rheem Sales Company, Inc. | Sure | S802VA125524ZXB | Federally-Regulated Consumer Product | Non-Weatherized, Non-Condensin | 2322 | 250 | 284.168 | 10/03/2019 |  |  | 08/05/2020
Rheem Sales Company, Inc. | Sure | S96VA0852521MSB | Federally-Regulated Consumer Product | Non-Weatherized, Condensing Ga | 1947 | 253 | 280.668 | 10/03/2019 |  |  | 08/05/2020
Rheem Sales Company, Inc. | Sure | S802VA100521MXA | Federally-Regulated Consumer Product | Non-Weatherized, Non-Condensin | 1905 | 209 | 265.82 | 10/03/2019 |  |  | 08/05/2020
Carrier Corp. - Indianapolis | Arcoaire | N95ESN0401712A**D | Federally-Regulated Consumer Product | Mobile Home Non-Weatherized, C | 994 | 239 | 310.574 | 10/04/2019 |  |  | 08/05/2020
Carrier Corp. - Indianapolis | Arcoaire | F97CMN0802120A | Federally-Regulated Consumer Product | Non-Weatherized, Condensing Ga | 2026 | 284 | 284.144 | 10/04/2019 |  |  | 08/05/2020
Carrier Corp. - Indianapolis | Arcoaire | N92ESN0401410A* | Federally-Regulated Consumer Product | Mobile Home Non-Weatherized, C | 969 | 238 | 308.799 | 10/04/2019 |  |  | 08/05/2020
Carrier Corp. - Indianapolis | Arcoaire | N92ESN0401712A | Federally-Regulated Consumer Product | Non-Weatherized, Condensing Ga | 985 | 238 | 238.34 | 10/04/2019 |  |  | 08/05/2020
Carrier Corp. - Indianapolis | Arcoaire | F97CMN1202422A | Federally-Regulated Consumer Product | Non-Weatherized, Condensing Ga | 2479 | 304 | 304.076 | 10/04/2019 |  |  | 08/05/2020
Carrier Corp. - Indianapolis | Arcoaire | N92ESN0802120A | Federally-Regulated Consumer Product | Non-Weatherized, Condensing Ga | 1832 | 276 | 275.608 | 07/27/2020 | 79860 | 203359808 | 08/05/2020
Carrier Corp. - Indianapolis | Arcoaire | N92ESN1002120A | Federally-Regulated Consumer Product | Non-Weatherized, Condensing Ga | 1821 | 275 | 275.124 | 10/04/2019 |  |  | 08/05/2020
Carrier Corp. - Indianapolis | Arcoaire | F97CMN0802120A*D | Federally-Regulated Consumer Product | Non-Weatherized, Condensing Ga | 2026 | 284 | 284.144 | 10/04/2019 |  |  | 08/05/2020
Carrier Corp. - Indianapolis | Arcoaire | N92ESN0601412A | Federally-Regulated Consumer Product | Non-Weatherized, Condensing Ga | 945 | 237 | 236.58 | 07/27/2020 | 59375 | 203359701 | 08/05/2020
Carrier Corp. - Indianapolis | Arcoaire | N92ESN0802120A* | Federally-Regulated Consumer Product | Mobile Home Non-Weatherized, C | 1832 | 276 | 370.072 | 10/04/2019 |  |  | 08/05/2020
Carrier Corp. - Indianapolis | Arcoaire | N95ESN0601714A**D | Federally-Regulated Consumer Product | Mobile Home Non-Weatherized, C | 1379 | 256 | 337.909 | 10/04/2019 |  |  | 08/05/2020
Carrier Corp. - Indianapolis | Arcoaire | F97CMN0601714A*D | Federally-Regulated Consumer Product | Non-Weatherized, Condensing Ga | 1435 | 258 | 258.14 | 10/04/2019 |  |  | 08/05/2020
Carrier Corp. - Indianapolis | Arcoaire | N80ESN0901714A | Federally-Regulated Consumer Product | Non-Weatherized, Non-Condensin | 1238 | 236 | 236.472 | 10/04/2019 |  |  | 08/05/2020
Carrier Corp. - Indianapolis | Arcoaire | F97CMN0601714A | Federally-Regulated Consumer Product | Non-Weatherized, Condensing Ga | 1435 | 258 | 258.14 | 10/04/2019 |  |  | 08/05/2020
Carrier Corp. - Indianapolis | Arcoaire | N92ESN1002120A* | Federally-Regulated Consumer Product | Mobile Home Non-Weatherized, C | 1821 | 275 | 369.291 | 10/04/2019 |  |  | 08/05/2020
Carrier Corp. - Indianapolis | Arcoaire | F97CMN1002122A | Federally-Regulated Consumer Product | Non-Weatherized, Condensing Ga | 2192 | 291 | 291.448 | 10/04/2019 |  |  | 08/05/2020
Carrier Corp. - Indianapolis | Arcoaire | F97CMN0602120A | Federally-Regulated Consumer Product | Non-Weatherized, Condensing Ga | 1897 | 278 | 278.468 | 10/04/2019 |  |  | 08/05/2020
Carrier Corp. - Indianapolis | Arcoaire | N92ESN0801716A | Federally-Regulated Consumer Product | Non-Weatherized, Condensing Ga | 1415 | 257 | 257.26 | 10/04/2019 |  |  | 08/05/2020
Carrier Corp. - Indianapolis | Arcoaire | F97CMN1002122A*D | Federally-Regulated Consumer Product | Non-Weatherized, Condensing Ga | 2192 | 291 | 291.448 | 10/04/2019 |  |  | 08/05/2020
Carrier Corp. - Indianapolis | Arcoaire | N92ESN0601412A* | Federally-Regulated Consumer Product | Mobile Home Non-Weatherized, C | 945 | 237 | 307.095 | 10/04/2019 |  |  | 08/05/2020
Carrier Corp. - Indianapolis | Arcoaire | N92ESN0401712A* | Federally-Regulated Consumer Product | Mobile Home Non-Weatherized, C | 985 | 238 | 309.935 | 10/04/2019 |  |  | 08/05/2020
Carrier Corp. - Indianapolis | Arcoaire | N95ESN0401712A* | Federally-Regulated Consumer Product | Mobile Home Non-Weatherized, C | 994 | 239 | 310.574 | 10/04/2019 |  |  | 08/05/2020
Carrier Corp. - Indianapolis | Arcoaire | N92ESN0801716A* | Federally-Regulated Consumer Product | Mobile Home Non-Weatherized, C | 1415 | 257 | 340.465 | 10/04/2019 |  |  | 08/05/2020
Carrier Corp. - Indianapolis | Arcoaire | N80ESL0901714A | Federally-Regulated Consumer Product | Non-Weatherized, Non-Condensin | 1238 | 236 | 236.472 | 10/04/2019 |  |  | 08/05/2020
Carrier Corp. - Indianapolis | Arcoaire | N92ESN0601714A | Federally-Regulated Consumer Product | Non-Weatherized, Condensing Ga | 1191 | 247 | 247.404 | 10/04/2019 |  |  | 08/05/2020
Carrier Corp. - Indianapolis | Arcoaire | F97CMN1202422A*D | Federally-Regulated Consumer Product | Non-Weatherized, Condensing Ga | 2479 | 304 | 304.076 | 10/04/2019 |  |  | 08/05/2020
Carrier Corp. - Indianapolis | Arcoaire | N92ESN0601714A* | Federally-Regulated Consumer Product | Mobile Home Non-Weatherized, C | 1191 | 247 | 324.561 | 10/04/2019 |  |  | 08/05/2020
Carrier Corp. - Indianapolis | Arcoaire | F97CMN0602120A*D | Federally-Regulated Consumer Product | Non-Weatherized, Condensing Ga | 1897 | 278 | 278.468 | 10/04/2019 |  |  | 08/05/2020
Carrier Corp. - Indianapolis | Arcoaire | N95ESN0601714A* | Federally-Regulated Consumer Product | Mobile Home Non-Weatherized, C | 1379 | 256 | 337.909 | 10/04/2019 |  |  | 08/05/2020
Carrier Corp. - Indianapolis | Bryant | 912SD48080E17 | Federally-Regulated Consumer Product | Non-Weatherized, Condensing Ga | 1390 | 256 |  | 07/29/2020 | 79599 | 203359610 | 08/05/2020
Carrier Corp. - Indianapolis | Bryant | 987MB60060C21 | Federally-Regulated Consumer Product | Non-Weatherized, Condensing Ga | 1897 | 278 |  | 07/29/2020 | 24235 | 204032259 | 08/05/2020
Carrier Corp. - Indianapolis | Bryant | 915SB42060E17 | Federally-Regulated Consumer Product | Non-Weatherized, Condensing Ga | 1346 | 254 |  | 07/29/2020 | 60102 | 203360215 | 08/05/2020
Carrier Corp. - Indianapolis | Bryant | 912SD60100E21* | Federally-Regulated Consumer Product | Mobile Home Non-Weatherized, C | 1821 | 275 |  | 07/29/2020 | 99460 | 203359620 | 08/05/2020
Carrier Corp. - Indianapolis | Bryant | 912SD36040E17 | Federally-Regulated Consumer Product | Non-Weatherized, Condensing Ga | 1024 | 240 |  | 07/29/2020 | 39894 | 203359598 | 08/05/2020
Carrier Corp. - Indianapolis | Bryant | 915SB42060E17* | Federally-Regulated Consumer Product | Mobile Home Non-Weatherized, C | 1346 | 254 |  | 07/29/2020 | 60102 | 203360601 | 08/05/2020
Carrier Corp. - Indianapolis | Bryant | 912SD42060E17 | Federally-Regulated Consumer Product | Non-Weatherized, Condensing Ga | 1205 | 248 |  | 07/29/2020 | 60119 | 203359606 | 08/05/2020
Carrier Corp. - Indianapolis | Bryant | 915SB36040E17**D | Federally-Regulated Consumer Product | Mobile Home Non-Weatherized, C | 998 | 239 |  | 07/29/2020 | 40139 | 203360606 | 08/05/2020
Carrier Corp. - Indianapolis | Bryant | 801SA42090E17 | Federally-Regulated Consumer Product | Non-Weatherized, Non-Condensin | 1238 | 236 |  | 07/29/2020 | 88097 | 203359937 | 08/05/2020
Carrier Corp. - Indianapolis | Bryant | 987MB66120C24*D | Federally-Regulated Consumer Product | Non-Weatherized, Condensing Ga | 2479 | 304 |  | 07/29/2020 | 48091 | 204032262 | 08/05/2020
Carrier Corp. - Indianapolis | Bryant | 912SD60100E21 | Federally-Regulated Consumer Product | Non-Weatherized, Condensing Ga | 1821 | 275 |  | 07/29/2020 | 99460 | 203359618 | 08/05/2020
Carrier Corp. - Indianapolis | Bryant | 987MB60060C21*D | Federally-Regulated Consumer Product | Non-Weatherized, Condensing Ga | 1897 | 278 |  | 07/29/2020 | 24235 | 204032265 | 08/05/2020
Carrier Corp. - Indianapolis | Bryant | 912SD36060E14* | Federally-Regulated Consumer Product | Mobile Home Non-Weatherized, C | 945 | 237 |  | 07/29/2020 | 59375 | 203359604 | 08/05/2020
Carrier Corp. - Indianapolis | Bryant | 800SA42090E17 | Federally-Regulated Consumer Product | Non-Weatherized, Non-Condensin | 1238 | 236 |  | 07/29/2020 | 88097 | 203359621 | 08/05/2020
Carrier Corp. - Indianapolis | Bryant | 810SA42090E17 | Federally-Regulated Consumer Product | Non-Weatherized, Non-Condensin | 1238 | 236 |  | 07/29/2020 | 88097 | 203360417 | 08/05/2020
Carrier Corp. - Indianapolis | Bryant | 915SB36040E17* | Federally-Regulated Consumer Product | Mobile Home Non-Weatherized, C | 998 | 239 |  | 07/29/2020 | 40139 | 203360600 | 08/05/2020
Carrier Corp. - Indianapolis | Bryant | 912SD30040E14* | Federally-Regulated Consumer Product | Mobile Home Non-Weatherized, C | 981 | 238 |  | 07/29/2020 | 40102 | 203359596 | 08/05/2020
Carrier Corp. - Indianapolis | Bryant | 811SA42090E17 | Federally-Regulated Consumer Product | Non-Weatherized, Non-Condensin | 1238 | 236 |  | 07/29/2020 | 88097 | 203360478 | 08/05/2020
Carrier Corp. - Indianapolis | Bryant | 912SD30040E14 | Federally-Regulated Consumer Product | Non-Weatherized, Condensing Ga | 981 | 238 |  | 07/29/2020 | 40102 | 203359594 | 08/05/2020
Carrier Corp. - Indianapolis | Bryant | 987MB42060C17 | Federally-Regulated Consumer Product | Non-Weatherized, Condensing Ga | 1435 | 258 |  | 07/29/2020 | 23828 | 204032263 | 08/05/2020
Carrier Corp. - Indianapolis | Bryant | 987MB66120C24 | Federally-Regulated Consumer Product | Non-Weatherized, Condensing Ga | 2479 | 304 |  | 07/29/2020 | 48091 | 204032268 | 08/05/2020
Carrier Corp. - Indianapolis | Bryant | 987MB66100C21*D | Federally-Regulated Consumer Product | Non-Weatherized, Condensing Ga | 2192 | 291 |  | 07/29/2020 | 39903 | 204032267 | 08/05/2020
Carrier Corp. - Indianapolis | Bryant | 915SB42060E17**D | Federally-Regulated Consumer Product | Mobile Home Non-Weatherized, C | 1346 | 254 |  | 07/29/2020 | 60102 | 203360607 | 08/05/2020
Carrier Corp. - Indianapolis | Bryant | 915SB36040E17 | Federally-Regulated Consumer Product | Non-Weatherized, Condensing Ga | 998 | 239 |  | 07/29/2020 | 40139 | 203360213 | 08/05/2020
Carrier Corp. - Indianapolis | Bryant | 912SD48080E17* | Federally-Regulated Consumer Product | Mobile Home Non-Weatherized, C | 1390 | 256 |  | 07/29/2020 | 79599 | 203359612 | 08/05/2020
Carrier Corp. - Indianapolis | Bryant | 987MB60080C21*D | Federally-Regulated Consumer Product | Non-Weatherized, Condensing Ga | 2026 | 284 |  | 07/29/2020 | 31724 | 204032266 | 08/05/2020
Carrier Corp. - Indianapolis | Bryant | 987MB42060C17*D | Federally-Regulated Consumer Product | Non-Weatherized, Condensing Ga | 1435 | 258 |  | 07/29/2020 | 23828 | 204032257 | 08/05/2020
Carrier Corp. - Indianapolis | Bryant | 912SD36040E17* | Federally-Regulated Consumer Product | Mobile Home Non-Weatherized, C | 1024 | 240 |  | 07/29/2020 | 39894 | 203359600 | 08/05/2020
Carrier Corp. - Indianapolis | Bryant | 987MB60080C21 | Federally-Regulated Consumer Product | Non-Weatherized, Condensing Ga | 2026 | 284 |  | 07/29/2020 | 31724 | 204032260 | 08/05/2020
Carrier Corp. - Indianapolis | Bryant | 915SB36040E17*D | Federally-Regulated Consumer Product | Non-Weatherized, Condensing Ga | 998 | 239 |  | 07/29/2020 | 40139 | 203360229 | 08/05/2020
Carrier Corp. - Indianapolis | Bryant | 987MB66100C21 | Federally-Regulated Consumer Product | Non-Weatherized, Condensing Ga | 2192 | 291 |  | 07/29/2020 | 39903 | 204032261 | 08/05/2020
Carrier Corp. - Indianapolis | Bryant | 912SD42060E17* | Federally-Regulated Consumer Product | Mobile Home Non-Weatherized, C | 1205 | 248 |  | 07/29/2020 | 60119 | 203359608 | 08/05/2020
Carrier Corp. - Indianapolis | Bryant | 915SB42060E17*D | Federally-Regulated Consumer Product | Non-Weatherized, Condensing Ga | 1346 | 254 |  | 07/29/2020 | 60102 | 203360231 | 08/05/2020
Carrier Corp. - Indianapolis | Bryant | 912SD60080E21* | Federally-Regulated Consumer Product | Mobile Home Non-Weatherized, C | 1832 | 276 |  | 07/29/2020 | 79860 | 203359616 | 08/05/2020
Carrier Corp. - Indianapolis | Carrier | 59MN7B120C24--22 | Federally-Regulated Consumer Product | Non-Weatherized, Condensing Ga | 2479 | 304 | 304.076 | 10/04/2019 |  |  | 08/05/2020
Carrier Corp. - Indianapolis | Carrier | 59MN7B060C17--14*D | Federally-Regulated Consumer Product | Non-Weatherized, Condensing Ga | 1435 | 258 | 258.14 | 10/04/2019 |  |  | 08/05/2020
Carrier Corp. - Indianapolis | Carrier | 59SC5B040E17--12**D | Federally-Regulated Consumer Product | Mobile Home Non-Weatherized, C | 998 | 239 |  | 07/29/2020 | 40139 | 203360594 | 08/05/2020
Carrier Corp. - Indianapolis | Carrier | 59SC2D040E17--12* | Federally-Regulated Consumer Product | Mobile Home Non-Weatherized, C | 1024 | 240 |  | 07/29/2020 | 39894 | 203359576 | 08/05/2020
Carrier Corp. - Indianapolis | Carrier | 59SC2D040E14--10* | Federally-Regulated Consumer Product | Mobile Home Non-Weatherized, C | 981 | 238 |  | 07/29/2020 | 40102 | 203359574 | 08/05/2020
Carrier Corp. - Indianapolis | Carrier | 59SC2D080E17--16 | Federally-Regulated Consumer Product | Non-Weatherized, Condensing Ga | 1390 | 256 |  | 07/29/2020 | 79599 | 203359581 | 08/05/2020
Carrier Corp. - Indianapolis | Carrier | 59SC2D060E17--14* | Federally-Regulated Consumer Product | Mobile Home Non-Weatherized, C | 1205 | 248 |  | 07/29/2020 | 60119 | 203359580 | 08/05/2020
Carrier Corp. - Indianapolis | Carrier | 59MN7B120C24--22*D | Federally-Regulated Consumer Product | Non-Weatherized, Condensing Ga | 2479 | 304 | 304.076 | 10/04/2019 |  |  | 08/05/2020
Carrier Corp. - Indianapolis | Carrier | 59SC5B040E17--12* | Federally-Regulated Consumer Product | Mobile Home Non-Weatherized, C | 998 | 239 |  | 07/29/2020 | 40139 | 203360589 | 08/05/2020
Carrier Corp. - Indianapolis | Carrier | 59SC2D040E17--12 | Federally-Regulated Consumer Product | Non-Weatherized, Condensing Ga | 1024 | 240 |  | 07/29/2020 | 39894 | 203359575 | 08/05/2020
Carrier Corp. - Indianapolis | Carrier | 59SC2D080E17--16* | Federally-Regulated Consumer Product | Mobile Home Non-Weatherized, C | 1390 | 256 |  | 07/29/2020 | 79599 | 203359582 | 08/05/2020
Carrier Corp. - Indianapolis | Carrier | 59SC2D100E21--20* | Federally-Regulated Consumer Product | Mobile Home Non-Weatherized, C | 1821 | 275 |  | 07/29/2020 | 99460 | 203359588 | 08/05/2020
Carrier Corp. - Indianapolis | Carrier | 59SC5B060E17--14**D | Federally-Regulated Consumer Product | Mobile Home Non-Weatherized, C | 1346 | 254 |  | 07/29/2020 | 60102 | 203360595 | 08/05/2020
Carrier Corp. - Indianapolis | Carrier | 58SC0A090E17--14 | Federally-Regulated Consumer Product | Non-Weatherized, Non-Condensin | 1238 | 236 |  | 07/29/2020 | 88097 | 203360384 | 08/05/2020
Carrier Corp. - Indianapolis | Carrier | 59MN7B060C17--14 | Federally-Regulated Consumer Product | Non-Weatherized, Condensing Ga | 1435 | 258 | 258.14 | 10/04/2019 |  |  | 08/05/2020
Carrier Corp. - Indianapolis | Carrier | 58SB0A090E17--14 | Federally-Regulated Consumer Product | Non-Weatherized, Non-Condensin | 1238 | 236 |  | 07/29/2020 | 88097 | 203359595 | 08/05/2020
Carrier Corp. - Indianapolis | Carrier | 58SC1A090E17--14 | Federally-Regulated Consumer Product | Non-Weatherized, Non-Condensin | 1238 | 236 |  | 07/29/2020 | 88097 | 203360450 | 08/05/2020
Carrier Corp. - Indianapolis | Carrier | 59SC5B026E14--10 | Federally-Regulated Consumer Product | Non-Weatherized, Condensing Ga | 890 | 234 |  | 07/29/2020 | 26050 | 203360179 | 08/05/2020
Carrier Corp. - Indianapolis | Carrier | 59SC2D060E14--12* | Federally-Regulated Consumer Product | Mobile Home Non-Weatherized, C | 945 | 237 |  | 07/29/2020 | 59375 | 203359578 | 08/05/2020
Carrier Corp. - Indianapolis | Carrier | 59SC5B060E17--14* | Federally-Regulated Consumer Product | Mobile Home Non-Weatherized, C | 1346 | 254 |  | 07/29/2020 | 60102 | 203360590 | 08/05/2020
Carrier Corp. - Indianapolis | Carrier | 59SC2D100E21--20 | Federally-Regulated Consumer Product | Non-Weatherized, Condensing Ga | 1821 | 275 |  | 07/29/2020 | 99460 | 203359586 | 08/05/2020
Carrier Corp. - Indianapolis | Carrier | 59SC2D080E21--20* | Federally-Regulated Consumer Product | Mobile Home Non-Weatherized, C | 1832 | 276 |  | 07/29/2020 | 79860 | 203359585 | 08/05/2020
Carrier Corp. - Indianapolis | Carrier | 58SB1A090E17--14 | Federally-Regulated Consumer Product | Non-Weatherized, Non-Condensin | 1238 | 236 |  | 07/29/2020 | 88097 | 203359910 | 08/05/2020
Carrier Corp. - Indianapolis | Carrier | 59SC2D060E17--14 | Federally-Regulated Consumer Product | Non-Weatherized, Condensing Ga | 1205 | 248 |  | 07/29/2020 | 60119 | 203359579 | 08/05/2020
Carrier Corp. - Indianapolis | ICP Commercial | G97CMN0601714A*D | Federally-Regulated Consumer Product | Non-Weatherized, Condensing Ga | 1435 | 258 |  | 07/29/2020 | 23828 | 203924634 | 08/05/2020
Carrier Corp. - Indianapolis | ICP Commercial | N92ESN0401410A | Federally-Regulated Consumer Product | Non-Weatherized, Condensing Ga | 981 | 238 |  | 07/29/2020 | 40102 | 203359636 | 08/05/2020
Carrier Corp. - Indianapolis | ICP Commercial | N92ESN0601714A* | Federally-Regulated Consumer Product | Mobile Home Non-Weatherized, C | 1205 | 248 |  | 07/29/2020 | 60119 | 203359765 | 08/05/2020
Carrier Corp. - Indianapolis | ICP Commercial | N92ESN0401712A* | Federally-Regulated Consumer Product | Mobile Home Non-Weatherized, C | 1024 | 240 |  | 07/29/2020 | 39894 | 203359690 | 08/05/2020
Carrier Corp. - Indianapolis | ICP Commercial | G97CMN1202422A*D | Federally-Regulated Consumer Product | Non-Weatherized, Condensing Ga | 2479 | 304 |  | 07/29/2020 | 48091 | 203924674 | 08/05/2020
Carrier Corp. - Indianapolis | ICP Commercial | N92ESN0601412A* | Federally-Regulated Consumer Product | Mobile Home Non-Weatherized, C | 945 | 237 |  | 07/29/2020 | 59375 | 203359727 | 08/05/2020
Carrier Corp. - Indianapolis | ICP Commercial | N80ESN0901714A | Federally-Regulated Consumer Product | Non-Weatherized, Non-Condensin | 1238 | 236 |  | 07/29/2020 | 88097 | 203359774 | 08/05/2020
Carrier Corp. - Indianapolis | ICP Commercial | N92ESN0401410A* | Federally-Regulated Consumer Product | Mobile Home Non-Weatherized, C | 981 | 238 |  | 07/29/2020 | 40102 | 203359654 | 08/05/2020
Carrier Corp. - Indianapolis | ICP Commercial | N92ESN1002120A | Federally-Regulated Consumer Product | Non-Weatherized, Condensing Ga | 1821 | 275 |  | 07/29/2020 | 99460 | 203359847 | 08/05/2020
Carrier Corp. - Indianapolis | ICP Commercial | N92ESN0802120A | Federally-Regulated Consumer Product | Non-Weatherized, Condensing Ga | 1832 | 276 |  | 07/29/2020 | 79860 | 203359814 | 08/05/2020
Carrier Corp. - Indianapolis | ICP Commercial | G97CMN1002122A*D | Federally-Regulated Consumer Product | Non-Weatherized, Condensing Ga | 2192 | 291 |  | 07/29/2020 | 39903 | 203924666 | 08/05/2020
Carrier Corp. - Indianapolis | ICP Commercial | N92ESN0601714A | Federally-Regulated Consumer Product | Non-Weatherized, Condensing Ga | 1205 | 248 |  | 07/29/2020 | 60119 | 203359746 | 08/05/2020
Carrier Corp. - Indianapolis | ICP Commercial | G97CMN0601714A | Federally-Regulated Consumer Product | Non-Weatherized, Condensing Ga | 1435 | 258 |  | 07/29/2020 | 23828 | 203924568 | 08/05/2020
Carrier Corp. - Indianapolis | ICP Commercial | N92ESN0801716A* | Federally-Regulated Consumer Product | Mobile Home Non-Weatherized, C | 1390 | 256 |  | 07/29/2020 | 79599 | 203359800 | 08/05/2020
Carrier Corp. - Indianapolis | ICP Commercial | G97CMN0602120A*D | Federally-Regulated Consumer Product | Non-Weatherized, Condensing Ga | 1897 | 278 |  | 07/29/2020 | 24235 | 203924642 | 08/05/2020
Carrier Corp. - Indianapolis | ICP Commercial | G97CMN1002122A | Federally-Regulated Consumer Product | Non-Weatherized, Condensing Ga | 2192 | 291 |  | 07/29/2020 | 39903 | 203924600 | 08/05/2020
Carrier Corp. - Indianapolis | ICP Commercial | N92ESN1002120A* | Federally-Regulated Consumer Product | Mobile Home Non-Weatherized, C | 1821 | 275 |  | 07/29/2020 | 99460 | 203359862 | 08/05/2020
Carrier Corp. - Indianapolis | ICP Commercial | N92ESN0401712A | Federally-Regulated Consumer Product | Non-Weatherized, Condensing Ga | 1024 | 240 |  | 07/29/2020 | 39894 | 203359672 | 08/05/2020
Carrier Corp. - Indianapolis | ICP Commercial | N92ESN0802120A* | Federally-Regulated Consumer Product | Mobile Home Non-Weatherized, C | 1832 | 276 |  | 07/29/2020 | 79860 | 203359830 | 08/05/2020
Carrier Corp. - Indianapolis | ICP Commercial | N95ESN0601714A* | Federally-Regulated Consumer Product | Mobile Home Non-Weatherized, C | 1346 | 254 |  | 07/29/2020 | 60102 | 203360709 | 08/05/2020
Carrier Corp. - Indianapolis | ICP Commercial | N92ESN0601412A | Federally-Regulated Consumer Product | Non-Weatherized, Condensing Ga | 945 | 237 |  | 07/29/2020 | 59375 | 203359709 | 08/05/2020
Carrier Corp. - Indianapolis | ICP Commercial | N80ESL0901714A | Federally-Regulated Consumer Product | Non-Weatherized, Non-Condensin | 1238 | 236 |  | 07/29/2020 | 88097 | 203360062 | 08/05/2020
Carrier Corp. - Indianapolis | ICP Commercial | N95ESN0601714A**D | Federally-Regulated Consumer Product | Mobile Home Non-Weatherized, C | 1346 | 254 |  | 07/29/2020 | 60102 | 203360715 | 08/05/2020
Carrier Corp. - Indianapolis | ICP Commercial | G97CMN0602120A | Federally-Regulated Consumer Product | Non-Weatherized, Condensing Ga | 1897 | 278 |  | 07/29/2020 | 24235 | 203924576 | 08/05/2020
Carrier Corp. - Indianapolis | ICP Commercial | G97CMN0802120A*D | Federally-Regulated Consumer Product | Non-Weatherized, Condensing Ga | 2026 | 284 |  | 07/29/2020 | 31724 | 203924658 | 08/05/2020
Carrier Corp. - Indianapolis | ICP Commercial | G97CMN0802120A | Federally-Regulated Consumer Product | Non-Weatherized, Condensing Ga | 2026 | 284 |  | 07/29/2020 | 31724 | 203924592 | 08/05/2020
Carrier Corp. - Indianapolis | ICP Commercial | G97CMN1202422A | Federally-Regulated Consumer Product | Non-Weatherized, Condensing Ga | 2479 | 304 |  | 07/29/2020 | 48091 | 203924608 | 08/05/2020
Carrier Corp. - Indianapolis | ICP Commercial | N95ESN0401712A* | Federally-Regulated Consumer Product | Mobile Home Non-Weatherized, C | 998 | 239 |  | 07/29/2020 | 40139 | 203360708 | 08/05/2020
Carrier Corp. - Indianapolis | ICP Commercial | N92ESN0801716A | Federally-Regulated Consumer Product | Non-Weatherized, Condensing Ga | 1390 | 256 |  | 07/29/2020 | 79599 | 203359783 | 08/05/2020
Carrier Corp. - Indianapolis | ICP Commercial | N95ESN0401712A**D | Federally-Regulated Consumer Product | Mobile Home Non-Weatherized, C | 998 | 239 |  | 07/29/2020 | 40139 | 203360714 | 08/05/2020
Carrier Corp. - Indianapolis | Tempstar | N95ESN0401712A* | Federally-Regulated Consumer Product | Mobile Home Non-Weatherized, C | 998 | 239 |  | 07/29/2020 | 40139 | 203360720 | 08/05/2020
Carrier Corp. - Indianapolis | Tempstar | N80ESN0901714A | Federally-Regulated Consumer Product | Non-Weatherized, Non-Condensin | 1238 | 236 |  | 07/29/2020 | 88097 | 203359863 | 08/05/2020
Carrier Corp. - Indianapolis | Tempstar | N95ESN0601714A**D | Federally-Regulated Consumer Product | Mobile Home Non-Weatherized, C | 1346 | 254 |  | 07/29/2020 | 60102 | 203360727 | 08/05/2020
Carrier Corp. - Indianapolis | Tempstar | N92ESN0401410A* | Federally-Regulated Consumer Product | Mobile Home Non-Weatherized, C | 981 | 238 |  | 07/29/2020 | 40102 | 203359660 | 08/05/2020
Carrier Corp. - Indianapolis | Tempstar | N92ESN0801716A | Federally-Regulated Consumer Product | Non-Weatherized, Condensing Ga | 1390 | 256 |  | 07/29/2020 | 79599 | 203359789 | 08/05/2020
Carrier Corp. - Indianapolis | Tempstar | N92ESN0802120A* | Federally-Regulated Consumer Product | Mobile Home Non-Weatherized, C | 1832 | 276 |  | 07/29/2020 | 79860 | 203359836 | 08/05/2020
Carrier Corp. - Indianapolis | Tempstar | N92ESN0601714A* | Federally-Regulated Consumer Product | Mobile Home Non-Weatherized, C | 1205 | 248 |  | 07/29/2020 | 60119 | 203359771 | 08/05/2020
Carrier Corp. - Indianapolis | Tempstar | N95ESN0401712A**D | Federally-Regulated Consumer Product | Mobile Home Non-Weatherized, C | 998 | 239 |  | 07/29/2020 | 40139 | 203360726 | 08/05/2020
Carrier Corp. - Indianapolis | Tempstar | N80ESL0901714A | Federally-Regulated Consumer Product | Non-Weatherized, Non-Condensin | 1238 | 236 |  | 07/29/2020 | 88097 | 203360101 | 08/05/2020
Carrier Corp. - Indianapolis | Tempstar | N95ESN0601714A* | Federally-Regulated Consumer Product | Mobile Home Non-Weatherized, C | 1346 | 254 |  | 07/29/2020 | 60102 | 203360721 | 08/05/2020
Carrier Corp. - Indianapolis | Tempstar | N92ESN0401712A | Federally-Regulated Consumer Product | Non-Weatherized, Condensing Ga | 1024 | 240 |  | 07/29/2020 | 39894 | 203359679 | 08/05/2020
Carrier Corp. - Indianapolis | Tempstar | N92ESN0601412A* | Federally-Regulated Consumer Product | Mobile Home Non-Weatherized, C | 945 | 237 |  | 07/29/2020 | 59375 | 203359733 | 08/05/2020
Carrier Corp. - Indianapolis | Tempstar | N92ESN1002120A* | Federally-Regulated Consumer Product | Mobile Home Non-Weatherized, C | 1821 | 275 |  | 07/29/2020 | 99460 | 203359868 | 08/05/2020
Carrier Corp. - Indianapolis | Tempstar | N92ESN0401712A* | Federally-Regulated Consumer Product | Mobile Home Non-Weatherized, C | 1024 | 240 |  | 07/29/2020 | 39894 | 203359697 | 08/05/2020
Carrier Corp. - Indianapolis | Tempstar | N92ESN1002120A | Federally-Regulated Consumer Product | Non-Weatherized, Condensing Ga | 1821 | 275 |  | 07/29/2020 | 99460 | 203359851 | 08/05/2020
Carrier Corp. - Indianapolis | Tempstar | N92ESN0401410A | Federally-Regulated Consumer Product | Non-Weatherized, Condensing Ga | 981 | 238 |  | 07/29/2020 | 40102 | 203359642 | 08/05/2020
Carrier Corp. - Indianapolis | Tempstar | N92ESN0801716A* | Federally-Regulated Consumer Product | Mobile Home Non-Weatherized, C | 1390 | 256 |  | 07/29/2020 | 79599 | 203359805 | 08/05/2020
Carrier Corp. - Indianapolis | Tempstar | N92ESN0601714A | Federally-Regulated Consumer Product | Non-Weatherized, Condensing Ga | 1205 | 248 |  | 07/29/2020 | 60119 | 203359752 | 08/05/2020
Carrier Corp. - Indianapolis | Keeprite | N92ESN0801716A | Federally-Regulated Consumer Product | Non-Weatherized, Condensing Ga | 1390 | 256 |  | 07/29/2020 | 79599 | 203359785 | 08/05/2020
Carrier Corp. - Indianapolis | Keeprite | G97CMN1002122A | Federally-Regulated Consumer Product | Non-Weatherized, Condensing Ga | 2192 | 291 |  | 07/29/2020 | 39903 | 203924601 | 08/05/2020
Carrier Corp. - Indianapolis | Keeprite | N95ESN0401712A**D | Federally-Regulated Consumer Product | Mobile Home Non-Weatherized, C | 998 | 239 |  | 07/29/2020 | 40139 | 203360690 | 08/05/2020
Carrier Corp. - Indianapolis | Keeprite | N92ESN1002120A | Federally-Regulated Consumer Product | Non-Weatherized, Condensing Ga | 1821 | 275 |  | 07/29/2020 | 99460 | 203359848 | 08/05/2020
Carrier Corp. - Indianapolis | Keeprite | N92ESN0401712A* | Federally-Regulated Consumer Product | Mobile Home Non-Weatherized, C | 1024 | 240 |  | 07/29/2020 | 39894 | 203359693 | 08/05/2020
Carrier Corp. - Indianapolis | Keeprite | N92ESN0601412A* | Federally-Regulated Consumer Product | Mobile Home Non-Weatherized, C | 945 | 237 |  | 07/29/2020 | 59375 | 203359729 | 08/05/2020
Carrier Corp. - Indianapolis | Keeprite | N92ESN0601714A* | Federally-Regulated Consumer Product | Mobile Home Non-Weatherized, C | 1205 | 248 |  | 07/29/2020 | 60119 | 203359766 | 08/05/2020
Carrier Corp. - Indianapolis | Keeprite | N95ESN0601714A**D | Federally-Regulated Consumer Product | Mobile Home Non-Weatherized, C | 1346 | 254 |  | 07/29/2020 | 60102 | 203360691 | 08/05/2020
Carrier Corp. - Indianapolis | Keeprite | G97CMN0602120A*D | Federally-Regulated Consumer Product | Non-Weatherized, Condensing Ga | 1897 | 278 |  | 07/29/2020 | 24235 | 203924643 | 08/05/2020
Carrier Corp. - Indianapolis | Keeprite | N95ESN0601714A* | Federally-Regulated Consumer Product | Mobile Home Non-Weatherized, C | 1346 | 254 |  | 07/29/2020 | 60102 | 203360685 | 08/05/2020
Carrier Corp. - Indianapolis | Keeprite | N80ESN0901714A | Federally-Regulated Consumer Product | Non-Weatherized, Non-Condensin | 1238 | 236 |  | 07/29/2020 | 88097 | 203359801 | 08/05/2020
Carrier Corp. - Indianapolis | Keeprite | G97CMN1002122A*D | Federally-Regulated Consumer Product | Non-Weatherized, Condensing Ga | 2192 | 291 |  | 07/29/2020 | 39903 | 203924667 | 08/05/2020
Carrier Corp. - Indianapolis | Keeprite | N92ESN0802120A* | Federally-Regulated Consumer Product | Mobile Home Non-Weatherized, C | 1832 | 276 |  | 07/29/2020 | 79860 | 203359832 | 08/05/2020
Carrier Corp. - Indianapolis | Keeprite | G97CMN0601714A | Federally-Regulated Consumer Product | Non-Weatherized, Condensing Ga | 1435 | 258 |  | 07/29/2020 | 23828 | 203924569 | 08/05/2020
Carrier Corp. - Indianapolis | Keeprite | N92ESN0401410A* | Federally-Regulated Consumer Product | Mobile Home Non-Weatherized, C | 981 | 238 |  | 07/29/2020 | 40102 | 203359656 | 08/05/2020
Carrier Corp. - Indianapolis | Keeprite | N80ESL0901714A | Federally-Regulated Consumer Product | Non-Weatherized, Non-Condensin | 1238 | 236 |  | 07/29/2020 | 88097 | 203360075 | 08/05/2020
Carrier Corp. - Indianapolis | Keeprite | G97CMN0802120A*D | Federally-Regulated Consumer Product | Non-Weatherized, Condensing Ga | 2026 | 284 |  | 07/29/2020 | 31724 | 203924659 | 08/05/2020
Carrier Corp. - Indianapolis | Keeprite | G97CMN1202422A*D | Federally-Regulated Consumer Product | Non-Weatherized, Condensing Ga | 2479 | 304 |  | 07/29/2020 | 48091 | 203924675 | 08/05/2020
Carrier Corp. - Indianapolis | Keeprite | G97CMN0802120A | Federally-Regulated Consumer Product | Non-Weatherized, Condensing Ga | 2026 | 284 |  | 07/29/2020 | 31724 | 203924593 | 08/05/2020
Carrier Corp. - Indianapolis | Keeprite | N92ESN0401410A | Federally-Regulated Consumer Product | Non-Weatherized, Condensing Ga | 981 | 238 |  | 07/29/2020 | 40102 | 203359638 | 08/05/2020
Carrier Corp. - Indianapolis | Keeprite | N92ESN0801716A* | Federally-Regulated Consumer Product | Mobile Home Non-Weatherized, C | 1390 | 256 |  | 07/29/2020 | 79599 | 203359802 | 08/05/2020
Carrier Corp. - Indianapolis | Keeprite | G97CMN0601714A*D | Federally-Regulated Consumer Product | Non-Weatherized, Condensing Ga | 1435 | 258 |  | 07/29/2020 | 23828 | 203924635 | 08/05/2020
Carrier Corp. - Indianapolis | Keeprite | N92ESN0601714A | Federally-Regulated Consumer Product | Non-Weatherized, Condensing Ga | 1205 | 248 |  | 07/29/2020 | 60119 | 203359748 | 08/05/2020
Carrier Corp. - Indianapolis | Keeprite | G97CMN0602120A | Federally-Regulated Consumer Product | Non-Weatherized, Condensing Ga | 1897 | 278 |  | 07/29/2020 | 24235 | 203924577 | 08/05/2020
Carrier Corp. - Indianapolis | Keeprite | G97CMN1202422A | Federally-Regulated Consumer Product | Non-Weatherized, Condensing Ga | 2479 | 304 |  | 07/29/2020 | 48091 | 203924609 | 08/05/2020
Carrier Corp. - Indianapolis | Keeprite | N92ESN1002120A* | Federally-Regulated Consumer Product | Mobile Home Non-Weatherized, C | 1821 | 275 |  | 07/29/2020 | 99460 | 203359864 | 08/05/2020
Carrier Corp. - Indianapolis | Keeprite | N95ESN0401712A* | Federally-Regulated Consumer Product | Mobile Home Non-Weatherized, C | 998 | 239 |  | 07/29/2020 | 40139 | 203360684 | 08/05/2020
Carrier Corp. - Indianapolis | Keeprite | N92ESN0401712A | Federally-Regulated Consumer Product | Non-Weatherized, Condensing Ga | 1024 | 240 |  | 07/29/2020 | 39894 | 203359674 | 08/05/2020
Carrier Corp. - Indianapolis | Day & Night | N92ESN0802120A* | Federally-Regulated Consumer Product | Mobile Home Non-Weatherized, C | 1832 | 276 |  | 07/29/2020 | 79860 | 203359826 | 08/05/2020
Carrier Corp. - Indianapolis | Day & Night | N95ESN0601714A**D | Federally-Regulated Consumer Product | Mobile Home Non-Weatherized, C | 1346 | 254 |  | 07/29/2020 | 60102 | 203360667 | 08/05/2020
Carrier Corp. - Indianapolis | Day & Night | G97CMN0601714A | Federally-Regulated Consumer Product | Non-Weatherized, Condensing Ga | 1435 | 258 |  | 07/29/2020 | 23828 | 203924566 | 08/05/2020
Carrier Corp. - Indianapolis | Day & Night | N92ESN1002120A | Federally-Regulated Consumer Product | Non-Weatherized, Condensing Ga | 1821 | 275 |  | 07/29/2020 | 99460 | 203359844 | 08/05/2020
Carrier Corp. - Indianapolis | Day & Night | G97CMN0602120A | Federally-Regulated Consumer Product | Non-Weatherized, Condensing Ga | 1897 | 278 |  | 07/29/2020 | 24235 | 203924574 | 08/05/2020
Carrier Corp. - Indianapolis | Day & Night | N92ESN0801716A | Federally-Regulated Consumer Product | Non-Weatherized, Condensing Ga | 1390 | 256 |  | 07/29/2020 | 79599 | 203359779 | 08/05/2020
Carrier Corp. - Indianapolis | Day & Night | N92ESN0401410A* | Federally-Regulated Consumer Product | Mobile Home Non-Weatherized, C | 981 | 238 |  | 07/29/2020 | 40102 | 203359651 | 08/05/2020
Carrier Corp. - Indianapolis | Day & Night | N92ESN0601714A* | Federally-Regulated Consumer Product | Mobile Home Non-Weatherized, C | 1205 | 248 |  | 07/29/2020 | 60119 | 203359760 | 08/05/2020
Carrier Corp. - Indianapolis | Day & Night | N92ESN0401410A | Federally-Regulated Consumer Product | Non-Weatherized, Condensing Ga | 981 | 238 |  | 07/29/2020 | 40102 | 203359632 | 08/05/2020
Carrier Corp. - Indianapolis | Day & Night | G97CMN1002122A | Federally-Regulated Consumer Product | Non-Weatherized, Condensing Ga | 2192 | 291 |  | 07/29/2020 | 39903 | 203924598 | 08/05/2020
Carrier Corp. - Indianapolis | Day & Night | G97CMN0802120A | Federally-Regulated Consumer Product | Non-Weatherized, Condensing Ga | 2026 | 284 |  | 07/29/2020 | 31724 | 203924590 | 08/05/2020
Carrier Corp. - Indianapolis | Day & Night | N95ESN0601714A* | Federally-Regulated Consumer Product | Mobile Home Non-Weatherized, C | 1346 | 254 |  | 07/29/2020 | 60102 | 203360661 | 08/05/2020
Carrier Corp. - Indianapolis | Day & Night | N92ESN0601412A* | Federally-Regulated Consumer Product | Mobile Home Non-Weatherized, C | 945 | 237 |  | 07/29/2020 | 59375 | 203359723 | 08/05/2020
Carrier Corp. - Indianapolis | Day & Night | N92ESN0601714A | Federally-Regulated Consumer Product | Non-Weatherized, Condensing Ga | 1205 | 248 |  | 07/29/2020 | 60119 | 203359741 | 08/05/2020
Carrier Corp. - Indianapolis | Day & Night | N92ESN1002120A* | Federally-Regulated Consumer Product | Mobile Home Non-Weatherized, C | 1821 | 275 |  | 07/29/2020 | 99460 | 203359858 | 08/05/2020
Carrier Corp. - Indianapolis | Day & Night | G97CMN1202422A | Federally-Regulated Consumer Product | Non-Weatherized, Condensing Ga | 2479 | 304 |  | 07/29/2020 | 48091 | 203924606 | 08/05/2020
Carrier Corp. - Indianapolis | Day & Night | G97CMN0802120A*D | Federally-Regulated Consumer Product | Non-Weatherized, Condensing Ga | 2026 | 284 |  | 07/29/2020 | 31724 | 203924656 | 08/05/2020
Carrier Corp. - Indianapolis | Day & Night | N92ESN0801716A* | Federally-Regulated Consumer Product | Mobile Home Non-Weatherized, C | 1390 | 256 |  | 07/29/2020 | 79599 | 203359797 | 08/05/2020
Carrier Corp. - Indianapolis | Day & Night | G97CMN1202422A*D | Federally-Regulated Consumer Product | Non-Weatherized, Condensing Ga | 2479 | 304 |  | 07/29/2020 | 48091 | 203924672 | 08/05/2020
Carrier Corp. - Indianapolis | Day & Night | N92ESN0401712A* | Federally-Regulated Consumer Product | Mobile Home Non-Weatherized, C | 1024 | 240 |  | 07/29/2020 | 39894 | 203359687 | 08/05/2020
Carrier Corp. - Indianapolis | Day & Night | G97CMN1002122A*D | Federally-Regulated Consumer Product | Non-Weatherized, Condensing Ga | 2192 | 291 |  | 07/29/2020 | 39903 | 203924664 | 08/05/2020
Carrier Corp. - Indianapolis | Day & Night | N95ESN0401712A* | Federally-Regulated Consumer Product | Mobile Home Non-Weatherized, C | 998 | 239 |  | 07/29/2020 | 40139 | 203360660 | 08/05/2020
Carrier Corp. - Indianapolis | Day & Night | G97CMN0601714A*D | Federally-Regulated Consumer Product | Non-Weatherized, Condensing Ga | 1435 | 258 |  | 07/29/2020 | 23828 | 203924632 | 08/05/2020
Carrier Corp. - Indianapolis | Day & Night | N92ESN0401712A | Federally-Regulated Consumer Product | Non-Weatherized, Condensing Ga | 1024 | 240 |  | 07/29/2020 | 39894 | 203359668 | 08/05/2020
Carrier Corp. - Indianapolis | Day & Night | G97CMN0602120A*D | Federally-Regulated Consumer Product | Non-Weatherized, Condensing Ga | 1897 | 278 |  | 07/29/2020 | 24235 | 203924640 | 08/05/2020
Carrier Corp. - Indianapolis | Day & Night | N95ESN0401712A**D | Federally-Regulated Consumer Product | Mobile Home Non-Weatherized, C | 998 | 239 |  | 07/29/2020 | 40139 | 203360666 | 08/05/2020
Carrier Corp. - Indianapolis | Comfortmaker | G97CMN1002122A*D | Federally-Regulated Consumer Product | Non-Weatherized, Condensing Ga | 2192 | 291 |  | 07/29/2020 | 39903 | 203924663 | 08/05/2020
Carrier Corp. - Indianapolis | Comfortmaker | N92ESN0601412A* | Federally-Regulated Consumer Product | Mobile Home Non-Weatherized, C | 945 | 237 |  | 07/29/2020 | 59375 | 203359721 | 08/05/2020
Carrier Corp. - Indianapolis | Comfortmaker | N95ESN0401712A**D | Federally-Regulated Consumer Product | Mobile Home Non-Weatherized, C | 998 | 239 |  | 07/29/2020 | 40139 | 203360654 | 08/05/2020
Carrier Corp. - Indianapolis | Comfortmaker | G97CMN1202422A | Federally-Regulated Consumer Product | Non-Weatherized, Condensing Ga | 2479 | 304 |  | 07/29/2020 | 48091 | 203924605 | 08/05/2020
Carrier Corp. - Indianapolis | Comfortmaker | N92ESN0601714A | Federally-Regulated Consumer Product | Non-Weatherized, Condensing Ga | 1205 | 248 |  | 07/29/2020 | 60119 | 203359740 | 08/05/2020
Carrier Corp. - Indianapolis | Comfortmaker | N95ESN0601714A* | Federally-Regulated Consumer Product | Mobile Home Non-Weatherized, C | 1346 | 254 |  | 07/29/2020 | 60102 | 203360649 | 08/05/2020
Carrier Corp. - Indianapolis | Comfortmaker | G97CMN0601714A*D | Federally-Regulated Consumer Product | Non-Weatherized, Condensing Ga | 1435 | 258 |  | 07/29/2020 | 23828 | 203924631 | 08/05/2020
Carrier Corp. - Indianapolis | Comfortmaker | G97CMN0802120A | Federally-Regulated Consumer Product | Non-Weatherized, Condensing Ga | 2026 | 284 |  | 07/29/2020 | 31724 | 203924589 | 08/05/2020
Carrier Corp. - Indianapolis | Comfortmaker | N92ESN0801716A | Federally-Regulated Consumer Product | Non-Weatherized, Condensing Ga | 1390 | 256 |  | 07/29/2020 | 79599 | 203359777 | 08/05/2020
Carrier Corp. - Indianapolis | Comfortmaker | N80ESL0901714A | Federally-Regulated Consumer Product | Non-Weatherized, Non-Condensin | 1238 | 236 |  | 07/29/2020 | 88097 | 203360036 | 08/05/2020
Carrier Corp. - Indianapolis | Comfortmaker | N92ESN1002120A | Federally-Regulated Consumer Product | Non-Weatherized, Condensing Ga | 1821 | 275 |  | 07/29/2020 | 99460 | 203359842 | 08/05/2020
Carrier Corp. - Indianapolis | Comfortmaker | G97CMN0802120A*D | Federally-Regulated Consumer Product | Non-Weatherized, Condensing Ga | 2026 | 284 |  | 07/29/2020 | 31724 | 203924655 | 08/05/2020
Carrier Corp. - Indianapolis | Comfortmaker | G97CMN0602120A | Federally-Regulated Consumer Product | Non-Weatherized, Condensing Ga | 1897 | 278 |  | 07/29/2020 | 24235 | 203924573 | 08/05/2020
Carrier Corp. - Indianapolis | Comfortmaker | N92ESN0801716A* | Federally-Regulated Consumer Product | Mobile Home Non-Weatherized, C | 1390 | 256 |  | 07/29/2020 | 79599 | 203359795 | 08/05/2020
Carrier Corp. - Indianapolis | Comfortmaker | G97CMN0601714A | Federally-Regulated Consumer Product | Non-Weatherized, Condensing Ga | 1435 | 258 |  | 07/29/2020 | 23828 | 203924565 | 08/05/2020
Carrier Corp. - Indianapolis | Comfortmaker | N95ESN0601714A**D | Federally-Regulated Consumer Product | Mobile Home Non-Weatherized, C | 1346 | 254 |  | 07/29/2020 | 60102 | 203360655 | 08/05/2020
Carrier Corp. - Indianapolis | Comfortmaker | N80ESN0901714A | Federally-Regulated Consumer Product | Non-Weatherized, Non-Condensin | 1238 | 236 |  | 07/29/2020 | 88097 | 203359724 | 08/05/2020
Carrier Corp. - Indianapolis | Comfortmaker | G97CMN1002122A | Federally-Regulated Consumer Product | Non-Weatherized, Condensing Ga | 2192 | 291 |  | 07/29/2020 | 39903 | 203924597 | 08/05/2020
Carrier Corp. - Indianapolis | Comfortmaker | N92ESN1002120A* | Federally-Regulated Consumer Product | Mobile Home Non-Weatherized, C | 1821 | 275 |  | 07/29/2020 | 99460 | 203359856 | 08/05/2020
Carrier Corp. - Indianapolis | Comfortmaker | N92ESN0601412A | Federally-Regulated Consumer Product | Non-Weatherized, Condensing Ga | 945 | 237 |  | 07/29/2020 | 59375 | 203359703 | 08/05/2020
Carrier Corp. - Indianapolis | Comfortmaker | N92ESN0802120A* | Federally-Regulated Consumer Product | Mobile Home Non-Weatherized, C | 1832 | 276 |  | 07/29/2020 | 79860 | 203359824 | 08/05/2020
Carrier Corp. - Indianapolis | Comfortmaker | N92ESN0401712A | Federally-Regulated Consumer Product | Non-Weatherized, Condensing Ga | 1024 | 240 |  | 07/29/2020 | 39894 | 203359666 | 08/05/2020
Carrier Corp. - Indianapolis | Comfortmaker | N92ESN0802120A | Federally-Regulated Consumer Product | Non-Weatherized, Condensing Ga | 1832 | 276 |  | 07/29/2020 | 79860 | 203359809 | 08/05/2020
Carrier Corp. - Indianapolis | Comfortmaker | G97CMN1202422A*D | Federally-Regulated Consumer Product | Non-Weatherized, Condensing Ga | 2479 | 304 |  | 07/29/2020 | 48091 | 203924671 | 08/05/2020
Carrier Corp. - Indianapolis | Comfortmaker | N92ESN0401712A* | Federally-Regulated Consumer Product | Mobile Home Non-Weatherized, C | 1024 | 240 |  | 07/29/2020 | 39894 | 203359685 | 08/05/2020
Carrier Corp. - Indianapolis | Comfortmaker | G97CMN0602120A*D | Federally-Regulated Consumer Product | Non-Weatherized, Condensing Ga | 1897 | 278 |  | 07/29/2020 | 24235 | 203924639 | 08/05/2020
Carrier Corp. - Indianapolis | Comfortmaker | N92ESN0401410A* | Federally-Regulated Consumer Product | Mobile Home Non-Weatherized, C | 981 | 238 |  | 07/29/2020 | 40102 | 203359648 | 08/05/2020
Carrier Corp. - Indianapolis | Comfortmaker | N95ESN0401712A* | Federally-Regulated Consumer Product | Mobile Home Non-Weatherized, C | 998 | 239 |  | 07/29/2020 | 40139 | 203360648 | 08/05/2020
Carrier Corp. - Indianapolis | Comfortmaker | N92ESN0601714A* | Federally-Regulated Consumer Product | Mobile Home Non-Weatherized, C | 1205 | 248 |  | 07/29/2020 | 60119 | 203359758 | 08/05/2020
Rheem Sales Company, Inc. | DUROGUARD | D96VA1002521MSA | Federally-Regulated Consumer Product | Non-Weatherized, Condensing Ga | 1858 | 225 | 276.752 | 10/03/2019 |  |  | 08/05/2020
Rheem Sales Company, Inc. | DUROGUARD | D96VA0602317MSA | Federally-Regulated Consumer Product | Non-Weatherized, Condensing Ga | 1372 | 238 | 255.368 | 10/03/2019 |  |  | 08/05/2020
Rheem Sales Company, Inc. | DUROGUARD | D96VA0402317MSA | Federally-Regulated Consumer Product | Non-Weatherized, Condensing Ga | 1248 | 211 | 249.912 | 10/03/2019 |  |  | 08/05/2020
Rheem Sales Company, Inc. | DUROGUARD | D96VA0852521MSB | Federally-Regulated Consumer Product | Non-Weatherized, Condensing Ga | 1947 | 253 | 280.668 | 10/03/2019 |  |  | 08/05/2020
Carrier Corp. - Indianapolis | SMARTCOMFORT | R95ESN0801716A**D | Federally-Regulated Consumer Product | Mobile Home Non-Weatherized, C | 1771 | 273 | 365.741 | 07/22/2020 | 80331 | 203360776 | 08/05/2020
Carrier Corp. - Indianapolis | SMARTCOMFORT | R95ESN0601714A* | Federally-Regulated Consumer Product | Mobile Home Non-Weatherized, C | 1340 | 254 | 335.14 | 07/22/2020 | 60102 | 203360769 | 08/05/2020
Carrier Corp. - Indianapolis | SMARTCOMFORT | N95ESM0401712A | Federally-Regulated Consumer Product | Mobile Home Non-Weatherized, C | 998 | 239 | 310.858 | 07/22/2020 | 40139 | 204743370 | 08/05/2020
Carrier Corp. - Indianapolis | SMARTCOMFORT | N95ESM0601714A*D | Federally-Regulated Consumer Product | Mobile Home Non-Weatherized, C | 1340 | 254 | 335.14 | 07/22/2020 | 60102 | 204743374 | 08/05/2020
Carrier Corp. - Indianapolis | SMARTCOMFORT | N95ESM0401712A*D | Federally-Regulated Consumer Product | Mobile Home Non-Weatherized, C | 998 | 239 | 310.858 | 07/22/2020 | 40139 | 204743373 | 08/05/2020
Carrier Corp. - Indianapolis | SMARTCOMFORT | R80ESN0901714A | Federally-Regulated Consumer Product | Non-Weatherized, Non-Condensin | 1238 | 236 | 236.472 | 07/22/2020 | 88097 | 203360848 | 08/05/2020
Carrier Corp. - Indianapolis | SMARTCOMFORT | R95ESN0401410A**D | Federally-Regulated Consumer Product | Mobile Home Non-Weatherized, C | 950 | 237 | 307.45 | 07/22/2020 | 40146 | 203924715 | 08/05/2020
Carrier Corp. - Indianapolis | SMARTCOMFORT | R95ESN0401712A* | Federally-Regulated Consumer Product | Mobile Home Non-Weatherized, C | 998 | 239 | 310.858 | 07/22/2020 | 40139 | 203360768 | 08/05/2020
Carrier Corp. - Indianapolis | SMARTCOMFORT | R95ESN1002120A**D | Federally-Regulated Consumer Product | Mobile Home Non-Weatherized, C | 2102 | 287 | 389.242 | 07/22/2020 | 99999 | 203360778 | 08/05/2020
Carrier Corp. - Indianapolis | SMARTCOMFORT | R95ESN0601412A* | Federally-Regulated Consumer Product | Mobile Home Non-Weatherized, C | 1176 | 247 | 323.496 | 07/22/2020 | 59961 | 203924718 | 08/05/2020
Carrier Corp. - Indianapolis | SMARTCOMFORT | R95ESN0802120A**D | Federally-Regulated Consumer Product | Mobile Home Non-Weatherized, C | 1837 | 276 | 370.427 | 07/22/2020 | 79777 | 203360777 | 08/05/2020
Carrier Corp. - Indianapolis | SMARTCOMFORT | R95ESN0401712A**D | Federally-Regulated Consumer Product | Mobile Home Non-Weatherized, C | 998 | 239 | 310.858 | 07/22/2020 | 40139 | 203360774 | 08/05/2020
Carrier Corp. - Indianapolis | SMARTCOMFORT | N95ESM0601714A | Federally-Regulated Consumer Product | Mobile Home Non-Weatherized, C | 1340 | 254 | 335.14 | 07/22/2020 | 60102 | 204743371 | 08/05/2020
Carrier Corp. - Indianapolis | SMARTCOMFORT | R95ESN0401410A* | Federally-Regulated Consumer Product | Mobile Home Non-Weatherized, C | 950 | 237 | 307.45 | 07/22/2020 | 40146 | 203924714 | 08/05/2020
Carrier Corp. - Indianapolis | SMARTCOMFORT | R95ESN0601412A**D | Federally-Regulated Consumer Product | Mobile Home Non-Weatherized, C | 1176 | 247 | 323.496 | 07/22/2020 | 59961 | 203924719 | 08/05/2020
Carrier Corp. - Indianapolis | SMARTCOMFORT | R80ESL0901714A | Federally-Regulated Consumer Product | Non-Weatherized, Non-Condensin | 1238 | 236 | 236.472 | 07/22/2020 | 88097 | 203360884 | 08/05/2020
Carrier Corp. - Indianapolis | SMARTCOMFORT | R95ESN0601714A**D | Federally-Regulated Consumer Product | Mobile Home Non-Weatherized, C | 1340 | 254 | 335.14 | 07/22/2020 | 60102 | 203360775 | 08/05/2020
Carrier Corp. - Indianapolis | Maratherm | R80ESL0901714A | Federally-Regulated Consumer Product | Non-Weatherized, Non-Condensin | 1238 | 236 |  | 07/29/2020 | 88097 | 203360114 | 08/05/2020
Carrier Corp. - Indianapolis | Maratherm | R95ESN0401712A**D | Federally-Regulated Consumer Product | Mobile Home Non-Weatherized, C | 998 | 239 |  | 07/29/2020 | 40139 | 203360762 | 08/05/2020
Carrier Corp. - Indianapolis | Maratherm | R92ESN0802120A* | Federally-Regulated Consumer Product | Mobile Home Non-Weatherized, C | 1832 | 276 |  | 07/29/2020 | 79860 | 203359956 | 08/05/2020
Carrier Corp. - Indianapolis | Maratherm | R92ESN0401410A | Federally-Regulated Consumer Product | Non-Weatherized, Condensing Ga | 981 | 238 |  | 07/29/2020 | 40102 | 203359938 | 08/05/2020
Carrier Corp. - Indianapolis | Maratherm | R92ESN0401712A* | Federally-Regulated Consumer Product | Mobile Home Non-Weatherized, C | 1024 | 240 |  | 07/29/2020 | 39894 | 203359943 | 08/05/2020
Carrier Corp. - Indianapolis | Maratherm | R92ESN0601412A* | Federally-Regulated Consumer Product | Mobile Home Non-Weatherized, C | 945 | 237 |  | 07/29/2020 | 59375 | 203359946 | 08/05/2020
Carrier Corp. - Indianapolis | Maratherm | R95ESN0601412A* | Federally-Regulated Consumer Product | Mobile Home Non-Weatherized, C | 1176 | 247 |  | 07/29/2020 | 59961 | 203924710 | 08/05/2020
Carrier Corp. - Indianapolis | Maratherm | R92ESN0601714A* | Federally-Regulated Consumer Product | Mobile Home Non-Weatherized, C | 1205 | 248 |  | 07/29/2020 | 60119 | 203359949 | 08/05/2020
Carrier Corp. - Indianapolis | Maratherm | R92ESN0601714A | Federally-Regulated Consumer Product | Non-Weatherized, Condensing Ga | 1205 | 248 |  | 07/29/2020 | 60119 | 203359948 | 08/05/2020
Carrier Corp. - Indianapolis | Maratherm | R95ESN0401410A**D | Federally-Regulated Consumer Product | Mobile Home Non-Weatherized, C | 950 | 237 |  | 07/29/2020 | 40146 | 203924707 | 08/05/2020
Carrier Corp. - Indianapolis | Maratherm | R80ESN0901714A | Federally-Regulated Consumer Product | Non-Weatherized, Non-Condensin | 1238 | 236 |  | 07/29/2020 | 88097 | 203359889 | 08/05/2020
Carrier Corp. - Indianapolis | Maratherm | R95ESN0401712A* | Federally-Regulated Consumer Product | Mobile Home Non-Weatherized, C | 998 | 239 |  | 07/29/2020 | 40139 | 203360756 | 08/05/2020
Carrier Corp. - Indianapolis | Maratherm | R92ESN0401410A* | Federally-Regulated Consumer Product | Mobile Home Non-Weatherized, C | 981 | 238 |  | 07/29/2020 | 40102 | 203359940 | 08/05/2020
Carrier Corp. - Indianapolis | Maratherm | R95ESN0601714A* | Federally-Regulated Consumer Product | Mobile Home Non-Weatherized, C | 1346 | 254 |  | 07/29/2020 | 60102 | 203360757 | 08/05/2020
Carrier Corp. - Indianapolis | Maratherm | R92ESN0801716A* | Federally-Regulated Consumer Product | Mobile Home Non-Weatherized, C | 1390 | 256 |  | 07/29/2020 | 79599 | 203359953 | 08/05/2020
Carrier Corp. - Indianapolis | Maratherm | R92ESN0401712A | Federally-Regulated Consumer Product | Non-Weatherized, Condensing Ga | 1024 | 240 |  | 07/29/2020 | 39894 | 203359941 | 08/05/2020
Carrier Corp. - Indianapolis | Maratherm | R92ESN0801716A | Federally-Regulated Consumer Product | Non-Weatherized, Condensing Ga | 1390 | 256 |  | 07/29/2020 | 79599 | 203359951 | 08/05/2020
Carrier Corp. - Indianapolis | Maratherm | R95ESN0601714A**D | Federally-Regulated Consumer Product | Mobile Home Non-Weatherized, C | 1346 | 254 |  | 07/29/2020 | 60102 | 203360763 | 08/05/2020
Carrier Corp. - Indianapolis | Maratherm | R95ESN0401410A* | Federally-Regulated Consumer Product | Mobile Home Non-Weatherized, C | 950 | 237 |  | 07/29/2020 | 40146 | 203924706 | 08/05/2020
Carrier Corp. - Indianapolis | Maratherm | R92ESN1002120A* | Federally-Regulated Consumer Product | Mobile Home Non-Weatherized, C | 1821 | 275 |  | 07/29/2020 | 99460 | 203359959 | 08/05/2020
Carrier Corp. - Indianapolis | Maratherm | R95ESN0601412A**D | Federally-Regulated Consumer Product | Mobile Home Non-Weatherized, C | 1176 | 247 |  | 07/29/2020 | 59961 | 203924711 | 08/05/2020
Carrier Corp. - Indianapolis | Maratherm | R92ESN1002120A | Federally-Regulated Consumer Product | Non-Weatherized, Condensing Ga | 1821 | 275 |  | 07/29/2020 | 99460 | 203359957 | 08/05/2020
Allied Air | Century | GUH95T090C3* | Federally-Regulated Consumer Product | Non-Weatherized, Condensing Ga | 1395 | 237 | 256.38 | 10/04/2019 |  |  | 08/05/2020
Allied Air | Century | GUH95T070B3* | Federally-Regulated Consumer Product | Non-Weatherized, Condensing Ga | 1413 | 229 | 257.172 | 10/04/2019 |  |  | 08/05/2020
Allied Air | Century | GUH95T090C5* | Federally-Regulated Consumer Product | Non-Weatherized, Condensing Ga | 2215 | 267 | 292.46 | 10/04/2019 |  |  | 08/05/2020
Allied Air | Century | GDD95T110C5* | Federally-Regulated Consumer Product | Non-Weatherized, Condensing Ga | 2134 | 229 | 288.896 | 10/04/2019 |  |  | 08/05/2020
Allied Air | Century | GDD95T090C5* | Federally-Regulated Consumer Product | Non-Weatherized, Condensing Ga | 2123 | 248 | 288.412 | 10/04/2019 |  |  | 08/05/2020
Allied Air | Century | GUH95T135D5* | Federally-Regulated Consumer Product | Non-Weatherized, Condensing Ga | 2135 | 268 | 288.94 | 10/04/2019 |  |  | 08/05/2020
Allied Air | Century | GUH95T045B3* | Federally-Regulated Consumer Product | Non-Weatherized, Condensing Ga | 1310 | 201 | 252.64 | 10/04/2019 |  |  | 08/05/2020
Allied Air | Century | GDD95T070B4* | Federally-Regulated Consumer Product | Non-Weatherized, Condensing Ga | 1882 | 255 | 277.808 | 10/04/2019 |  |  | 08/05/2020
Allied Air | Century | GUH95T110C5* | Federally-Regulated Consumer Product | Non-Weatherized, Condensing Ga | 2083 | 250 | 286.652 | 10/04/2019 |  |  | 08/05/2020
Allied Air | Lennox | 95AF2UH045V12B-** | Federally-Regulated Consumer Product | Non-Weatherized, Condensing Ga | 1310 | 201 | 252.64 | 10/04/2019 |  |  | 08/05/2020
Allied Air | Lennox | 95AF2UH070V12B-** | Federally-Regulated Consumer Product | Non-Weatherized, Condensing Ga | 1413 | 229 | 257.172 | 10/04/2019 |  |  | 08/05/2020
Allied Air | Lennox | 95AF2UH090V12C-** | Federally-Regulated Consumer Product | Non-Weatherized, Condensing Ga | 1395 | 237 | 256.38 | 10/04/2019 |  |  | 08/05/2020
Nordyne, LLC | Kelvinator | KG7TE-060D-E24B1 | Federally-Regulated Consumer Product | Non-Weatherized, Condensing Ga | 1315 | 252 | 252.86 | 10/04/2019 |  |  | 08/05/2020
Nordyne, LLC | Kelvinator | KG7TN-100D-E35C1 | Federally-Regulated Consumer Product | Non-Weatherized, Condensing Ga | 1711 | 270 | 270.284 | 10/04/2019 |  |  | 08/05/2020
Nordyne, LLC | Kelvinator | KG7TC-080D-E35C1 | Federally-Regulated Consumer Product | Non-Weatherized, Condensing Ga | 1686 | 269 | 269.184 | 10/04/2019 |  |  | 08/05/2020
Nordyne, LLC | Kelvinator | KG7TC-120*-E45D1 | Federally-Regulated Consumer Product | Non-Weatherized, Condensing Ga | 2160 | 290 | 290.04 | 10/04/2019 |  |  | 08/05/2020
Nordyne, LLC | Kelvinator | KG7TE-100D-E35C1 | Federally-Regulated Consumer Product | Non-Weatherized, Condensing Ga | 1783 | 273 | 273.452 | 10/04/2019 |  |  | 08/05/2020
Nordyne, LLC | Kelvinator | KG7TC-120D-E45D1 | Federally-Regulated Consumer Product | Non-Weatherized, Condensing Ga | 2160 | 290 | 290.04 | 10/04/2019 |  |  | 08/05/2020
Nordyne, LLC | Kelvinator | KG7TC-080*-E35C1 | Federally-Regulated Consumer Product | Non-Weatherized, Condensing Ga | 1686 | 269 | 269.184 | 10/04/2019 |  |  | 08/05/2020
Nordyne, LLC | Kelvinator | KG7TN-060D-E24B1 | Federally-Regulated Consumer Product | Non-Weatherized, Condensing Ga | 1304 | 252 | 252.376 | 10/04/2019 |  |  | 08/05/2020
Nordyne, LLC | Garrison | KG7TC-080*-E35C1 | Federally-Regulated Consumer Product | Non-Weatherized, Condensing Ga | 1686 | 269 | 269.184 | 10/04/2019 |  |  | 08/05/2020
Nordyne, LLC | Garrison | KG7TC-120*-E45D1 | Federally-Regulated Consumer Product | Non-Weatherized, Condensing Ga | 2160 | 290 | 290.04 | 10/04/2019 |  |  | 08/05/2020
Nordyne, LLC | Garrison | KG7TC-120D-E45D1 | Federally-Regulated Consumer Product | Non-Weatherized, Condensing Ga | 2160 | 290 | 290.04 | 10/04/2019 |  |  | 08/05/2020
Nordyne, LLC | Garrison | KG7TC-080D-E35C1 | Federally-Regulated Consumer Product | Non-Weatherized, Condensing Ga | 1686 | 269 | 269.184 | 10/04/2019 |  |  | 08/05/2020
Nordyne, LLC | Philco | KG7TE-100D-E35C1 | Federally-Regulated Consumer Product | Non-Weatherized, Condensing Ga | 1783 | 273 | 273.452 | 10/04/2019 |  |  | 08/05/2020
Nordyne, LLC | Philco | FG7TE-100D-E35C1 | Federally-Regulated Consumer Product | Non-Weatherized, Condensing Ga | 1783 | 273 | 273.452 | 10/04/2019 |  |  | 08/05/2020
Nordyne, LLC | Philco | FG7TE-060D-E24B1 | Federally-Regulated Consumer Product | Non-Weatherized, Condensing Ga | 1315 | 252 | 252.86 | 10/04/2019 |  |  | 08/05/2020
Nordyne, LLC | Philco | KG7TN-100D-E35C1 | Federally-Regulated Consumer Product | Non-Weatherized, Condensing Ga | 1711 | 270 | 270.284 | 10/04/2019 |  |  | 08/05/2020
Nordyne, LLC | Philco | KG7TE-060D-E24B1 | Federally-Regulated Consumer Product | Non-Weatherized, Condensing Ga | 1315 | 252 | 252.86 | 10/04/2019 |  |  | 08/05/2020
Nordyne, LLC | Philco | KG7TN-060D-E24B1 | Federally-Regulated Consumer Product | Non-Weatherized, Condensing Ga | 1304 | 252 | 252.376 | 10/04/2019 |  |  | 08/05/2020
Nordyne, LLC | Philco | FG7TC-100D-V35C1 | Federally-Regulated Consumer Product | Non-Weatherized, Condensing Ga | 1826 | 275 | 275.344 | 10/04/2019 |  |  | 08/05/2020
Nordyne, LLC | Philco | FG7TN-115D-V45C1 | Federally-Regulated Consumer Product | Non-Weatherized, Condensing Ga | 1798 | 274 | 274.112 | 10/04/2019 |  |  | 08/05/2020
Nordyne, LLC | Philco | FG7TC-080*-V35C1 | Federally-Regulated Consumer Product | Non-Weatherized, Condensing Ga | 1873 | 277 | 277.412 | 10/04/2019 |  |  | 08/05/2020
Nordyne, LLC | Philco | KG7TC-120*-E45D1 | Federally-Regulated Consumer Product | Non-Weatherized, Condensing Ga | 2160 | 290 | 290.04 | 10/04/2019 |  |  | 08/05/2020
Nordyne, LLC | Philco | FG7TC-100*-V35C1 | Federally-Regulated Consumer Product | Non-Weatherized, Condensing Ga | 1826 | 275 | 275.344 | 10/04/2019 |  |  | 08/05/2020
Nordyne, LLC | Philco | FG7TE-080D-V35C1 | Federally-Regulated Consumer Product | Non-Weatherized, Condensing Ga | 1829 | 275 | 275.476 | 10/04/2019 |  |  | 08/05/2020
Nordyne, LLC | Philco | KG7TC-120D-E45D1 | Federally-Regulated Consumer Product | Non-Weatherized, Condensing Ga | 2160 | 290 | 290.04 | 10/04/2019 |  |  | 08/05/2020
Nordyne, LLC | Philco | KG7TC-080*-E35C1 | Federally-Regulated Consumer Product | Non-Weatherized, Condensing Ga | 1686 | 269 | 269.184 | 10/04/2019 |  |  | 08/05/2020
Nordyne, LLC | Philco | FG7TC-080D-V35C1 | Federally-Regulated Consumer Product | Non-Weatherized, Condensing Ga | 1873 | 277 | 277.412 | 10/04/2019 |  |  | 08/05/2020
Nordyne, LLC | Philco | KG7TC-080D-E35C1 | Federally-Regulated Consumer Product | Non-Weatherized, Condensing Ga | 1686 | 269 | 269.184 | 10/04/2019 |  |  | 08/05/2020
Carrier Corp. - Indianapolis | EcoTemp | WFAX080B048A* | Federally-Regulated Consumer Product | Mobile Home Non-Weatherized, C | 1415 | 257 | 340.465 | 10/04/2019 |  |  | 08/05/2020
Carrier Corp. - Indianapolis | EcoTemp | WFAX060B042A* | Federally-Regulated Consumer Product | Mobile Home Non-Weatherized, C | 1191 | 247 | 324.561 | 10/04/2019 |  |  | 08/05/2020
Carrier Corp. - Indianapolis | EcoTemp | WFAX100C060A* | Federally-Regulated Consumer Product | Mobile Home Non-Weatherized, C | 1821 | 275 | 369.291 | 10/04/2019 |  |  | 08/05/2020
Carrier Corp. - Indianapolis | EcoTemp | WFSX060B042A | Federally-Regulated Consumer Product | Non-Weatherized, Condensing Ga | 1340 | 254 | 253.96 | 07/27/2020 | 60102 | 203360519 | 08/05/2020
Carrier Corp. - Indianapolis | EcoTemp | WFSX040B036A | Federally-Regulated Consumer Product | Non-Weatherized, Condensing Ga | 998 | 239 | 238.912 | 07/27/2020 | 40139 | 203360517 | 08/05/2020
Carrier Corp. - Indianapolis | EcoTemp | WFSX040B036A* | Federally-Regulated Consumer Product | Mobile Home Non-Weatherized, C | 994 | 239 | 310.574 | 10/04/2019 |  |  | 08/05/2020
Carrier Corp. - Indianapolis | EcoTemp | WFAX100C060A | Federally-Regulated Consumer Product | Non-Weatherized, Condensing Ga | 1821 | 275 | 275.124 | 10/04/2019 |  |  | 08/05/2020
Carrier Corp. - Indianapolis | EcoTemp | WFAX080B048A | Federally-Regulated Consumer Product | Non-Weatherized, Condensing Ga | 1415 | 257 | 257.26 | 10/04/2019 |  |  | 08/05/2020
Carrier Corp. - Indianapolis | EcoTemp | WFER090B042A | Federally-Regulated Consumer Product | Non-Weatherized, Non-Condensin | 1238 | 236 | 236.472 | 10/04/2019 |  |  | 08/05/2020
Carrier Corp. - Indianapolis | EcoTemp | WFSX040B036A**D | Federally-Regulated Consumer Product | Mobile Home Non-Weatherized, C | 994 | 239 | 310.574 | 10/04/2019 |  |  | 08/05/2020
Carrier Corp. - Indianapolis | EcoTemp | WFAX060A036A* | Federally-Regulated Consumer Product | Mobile Home Non-Weatherized, C | 945 | 237 | 307.095 | 10/04/2019 |  |  | 08/05/2020
Carrier Corp. - Indianapolis | EcoTemp | WFAX060B042A | Federally-Regulated Consumer Product | Non-Weatherized, Condensing Ga | 1191 | 247 | 247.404 | 10/04/2019 |  |  | 08/05/2020
Carrier Corp. - Indianapolis | EcoTemp | WFAX080C060A* | Federally-Regulated Consumer Product | Mobile Home Non-Weatherized, C | 1832 | 276 | 370.072 | 10/04/2019 |  |  | 08/05/2020
Carrier Corp. - Indianapolis | EcoTemp | WFAX040B036A* | Federally-Regulated Consumer Product | Mobile Home Non-Weatherized, C | 985 | 238 | 309.935 | 10/04/2019 |  |  | 08/05/2020
Carrier Corp. - Indianapolis | EcoTemp | WFEL090B042B | Federally-Regulated Consumer Product | Non-Weatherized, Non-Condensin | 1238 | 236 | 236.472 | 10/04/2019 |  |  | 08/05/2020
Carrier Corp. - Indianapolis | EcoTemp | WFAX040A030A | Federally-Regulated Consumer Product | Non-Weatherized, Condensing Ga | 981 | 238 | 238.164 | 07/22/2020 | 40102 | 203359963 | 08/05/2020
Carrier Corp. - Indianapolis | EcoTemp | WFSX060B042A**D | Federally-Regulated Consumer Product | Mobile Home Non-Weatherized, C | 1379 | 256 | 337.909 | 10/04/2019 |  |  | 08/05/2020
Carrier Corp. - Indianapolis | EcoTemp | WFSX060B042A* | Federally-Regulated Consumer Product | Mobile Home Non-Weatherized, C | 1379 | 256 | 337.909 | 10/04/2019 |  |  | 08/05/2020
Carrier Corp. - Indianapolis | EcoTemp | WFAX040A030A* | Federally-Regulated Consumer Product | Mobile Home Non-Weatherized, C | 969 | 238 | 308.799 | 10/04/2019 |  |  | 08/05/2020
Carrier Corp. - Indianapolis | EcoTemp | WFAX040B036A | Federally-Regulated Consumer Product | Non-Weatherized, Condensing Ga | 985 | 238 | 238.34 | 10/04/2019 |  |  | 08/05/2020
Rheem Sales Company, Inc. | Weatherking | W95TC1001521MSA | Federally-Regulated Consumer Product | Non-Weatherized, Condensing Ga | 2066 | 262 | 285.904 | 10/03/2019 |  |  | 08/05/2020
Rheem Sales Company, Inc. | Weatherking | W802TA125524MXA | Federally-Regulated Consumer Product | Non-Weatherized, Non-Condensin | 1899 | 194 | 265.556 | 10/03/2019 |  |  | 08/05/2020
Rheem Sales Company, Inc. | Weatherking | W801CA100521MSA | Federally-Regulated Consumer Product | Non-Weatherized, Non-Condensin | 1812 | 187 | 261.728 | 10/03/2019 |  |  | 08/05/2020
Rheem Sales Company, Inc. | Weatherking | W801TA100521MSA | Federally-Regulated Consumer Product | Non-Weatherized, Non-Condensin | 1812 | 187 | 261.728 | 10/03/2019 |  |  | 08/05/2020
Rheem Sales Company, Inc. | Weatherking | W802TA150524MXA | Federally-Regulated Consumer Product | Non-Weatherized, Non-Condensin | 2092 | 201 | 274.048 | 10/03/2019 |  |  | 08/05/2020
Rheem Sales Company, Inc. | Weatherking | W802TA100521MSA | Federally-Regulated Consumer Product | Non-Weatherized, Non-Condensin | 1952 | 183 | 267.888 | 10/03/2019 |  |  | 08/05/2020
Rheem Sales Company, Inc. | Weatherking | W96TA0852521MSA | Federally-Regulated Consumer Product | Non-Weatherized, Condensing Ga | 2115 | 259 | 288.06 | 10/03/2019 |  |  | 08/05/2020
Rheem Sales Company, Inc. | Weatherking | W802TA125524MSA | Federally-Regulated Consumer Product | Non-Weatherized, Non-Condensin | 1899 | 194 | 265.556 | 10/03/2019 |  |  | 08/05/2020
Rheem Sales Company, Inc. | Weatherking | W802TA150524MSA | Federally-Regulated Consumer Product | Non-Weatherized, Non-Condensin | 2092 | 201 | 274.048 | 10/03/2019 |  |  | 08/05/2020
Rheem Sales Company, Inc. | Weatherking | W802TA100521MXA | Federally-Regulated Consumer Product | Non-Weatherized, Non-Condensin | 1952 | 183 | 267.888 | 10/03/2019 |  |  | 08/05/2020
Rheem Sales Company, Inc. | Weatherking | W801TA100521MXA | Federally-Regulated Consumer Product | Non-Weatherized, Non-Condensin | 1812 | 187 | 261.728 | 10/03/2019 |  |  | 08/05/2020
Rheem Sales Company, Inc. | Weatherking | W801CA100521MXA | Federally-Regulated Consumer Product | Non-Weatherized, Non-Condensin | 1812 | 187 | 261.728 | 10/03/2019 |  |  | 08/05/2020
Rheem Sales Company, Inc. | Weatherking | W95TC0601317MSA | Federally-Regulated Consumer Product | Non-Weatherized, Condensing Ga | 1156 | 231 | 245.864 | 10/03/2019 |  |  | 08/05/2020
Rheem Sales Company, Inc. | Weatherking | W96TA0402317MSA | Federally-Regulated Consumer Product | Non-Weatherized, Condensing Ga | 1252 | 232 | 250.088 | 10/03/2019 |  |  | 08/05/2020
Daikin Comfort Technologies Manufacturing, L.P. | Goodman | VMES960403AN | Federally-Regulated Consumer Product | Non-Weatherized, Condensing Ga | 1238 | 249 | 249.472 | 10/04/2019 |  |  | 08/05/2020
Daikin Comfort Technologies Manufacturing, L.P. | Goodman | GMES960403BU | Federally-Regulated Consumer Product | Non-Weatherized, Condensing Ga | 1137 | 245 | 245.028 | 10/04/2019 |  |  | 08/05/2020
Daikin Comfort Technologies Manufacturing, L.P. | Goodman | GMES960603BU | Federally-Regulated Consumer Product | Non-Weatherized, Condensing Ga | 1149 | 245 | 245.556 | 10/04/2019 |  |  | 08/05/2020
Daikin Comfort Technologies Manufacturing, L.P. | Goodman | VMES960803BN | Federally-Regulated Consumer Product | Non-Weatherized, Condensing Ga | 1182 | 247 | 247.008 | 10/04/2019 |  |  | 08/05/2020
Daikin Comfort Technologies Manufacturing, L.P. | Goodman | GMES960805CU | Federally-Regulated Consumer Product | Non-Weatherized, Condensing Ga | 2011 | 283 | 283.484 | 10/04/2019 |  |  | 08/05/2020
Daikin Comfort Technologies Manufacturing, L.P. | Goodman | VMES961005CN | Federally-Regulated Consumer Product | Non-Weatherized, Condensing Ga | 1976 | 281 | 281.944 | 07/22/2020 | 100158 | 203708636 | 08/05/2020
Nordyne, LLC | AC PRO | KG7TN-100D-E35C1 | Federally-Regulated Consumer Product | Non-Weatherized, Condensing Ga | 1711 | 270 | 270.284 | 10/04/2019 |  |  | 08/05/2020
Nordyne, LLC | AC PRO | KG7TN-080D-E35C1 | Federally-Regulated Consumer Product | Non-Weatherized, Condensing Ga | 1718 | 271 | 270.592 | 07/27/2020 | 52461 | 204038613 | 08/05/2020
Nordyne, LLC | AC PRO | KG7TC-080*-V35C1 | Federally-Regulated Consumer Product | Non-Weatherized, Condensing Ga | 1873 | 277 | 277.412 | 10/04/2019 |  |  | 08/05/2020
Nordyne, LLC | AC PRO | KG7TC-060D-V24B1 | Federally-Regulated Consumer Product | Non-Weatherized, Condensing Ga | 1339 | 254 | 253.916 | 07/27/2020 | 38422 | 204038605 | 08/05/2020
Nordyne, LLC | AC PRO | KG7TC-060*-V24B1 | Federally-Regulated Consumer Product | Non-Weatherized, Condensing Ga | 1339 | 254 | 253.916 | 07/27/2020 | 38422 | 204038616 | 08/05/2020
Nordyne, LLC | AC PRO | KG7TC-100*-V35C1 | Federally-Regulated Consumer Product | Non-Weatherized, Condensing Ga | 1826 | 275 | 275.344 | 10/04/2019 |  |  | 08/05/2020
Nordyne, LLC | AC PRO | KG7TC-080D-V35C1 | Federally-Regulated Consumer Product | Non-Weatherized, Condensing Ga | 1873 | 277 | 277.412 | 10/04/2019 |  |  | 08/05/2020
Nordyne, LLC | AC PRO | KG7TC-100D-V35C1 | Federally-Regulated Consumer Product | Non-Weatherized, Condensing Ga | 1826 | 275 | 275.344 | 10/04/2019 |  |  | 08/05/2020
Nordyne, LLC | ONYX | FG7TC-080*-V35C1 | Federally-Regulated Consumer Product | Non-Weatherized, Condensing Ga | 1873 | 277 | 277.412 | 10/04/2019 |  |  | 08/05/2020
Nordyne, LLC | ONYX | FG7TC-080D-V35C1 | Federally-Regulated Consumer Product | Non-Weatherized, Condensing Ga | 1873 | 277 | 277.412 | 10/04/2019 |  |  | 08/05/2020
Nordyne, LLC | ONYX | FG7TC-100*-V35C1 | Federally-Regulated Consumer Product | Non-Weatherized, Condensing Ga | 1826 | 275 | 275.344 | 10/04/2019 |  |  | 08/05/2020
Nordyne, LLC | ONYX | FG7TC-100D-V35C1 | Federally-Regulated Consumer Product | Non-Weatherized, Condensing Ga | 1826 | 275 | 275.344 | 10/04/2019 |  |  | 08/05/2020
Nordyne, LLC | ONYX | FG7TN-115D-V45C1 | Federally-Regulated Consumer Product | Non-Weatherized, Condensing Ga | 1798 | 274 | 274.112 | 10/04/2019 |  |  | 08/05/2020
Allied Air | Comfort-Aire | GDD95T070B4* | Federally-Regulated Consumer Product | Non-Weatherized, Condensing Ga | 1882 | 255 | 277.808 | 10/04/2019 |  |  | 08/05/2020
Allied Air | Comfort-Aire | GUH95T090C5* | Federally-Regulated Consumer Product | Non-Weatherized, Condensing Ga | 2215 | 267 | 292.46 | 10/04/2019 |  |  | 08/05/2020
Allied Air | Comfort-Aire | GUH95T090C3* | Federally-Regulated Consumer Product | Non-Weatherized, Condensing Ga | 1395 | 237 | 256.38 | 10/04/2019 |  |  | 08/05/2020
Allied Air | Comfort-Aire | GDD95T110C5* | Federally-Regulated Consumer Product | Non-Weatherized, Condensing Ga | 2134 | 229 | 288.896 | 10/04/2019 |  |  | 08/05/2020
Allied Air | Comfort-Aire | GUH95T110C5* | Federally-Regulated Consumer Product | Non-Weatherized, Condensing Ga | 2083 | 250 | 286.652 | 10/04/2019 |  |  | 08/05/2020
Allied Air | Comfort-Aire | GUH95T135D5* | Federally-Regulated Consumer Product | Non-Weatherized, Condensing Ga | 2135 | 268 | 288.94 | 10/04/2019 |  |  | 08/05/2020
Allied Air | Comfort-Aire | GDD95T090C5* | Federally-Regulated Consumer Product | Non-Weatherized, Condensing Ga | 2123 | 248 | 288.412 | 10/04/2019 |  |  | 08/05/2020
Allied Air | Comfort-Aire | GUH95T045B3* | Federally-Regulated Consumer Product | Non-Weatherized, Condensing Ga | 1310 | 201 | 252.64 | 10/04/2019 |  |  | 08/05/2020
Allied Air | Comfort-Aire | GUH95T070B3* | Federally-Regulated Consumer Product | Non-Weatherized, Condensing Ga | 1413 | 229 | 257.172 | 10/04/2019 |  |  | 08/05/2020
Allied Air | BLUERIDGE | BG952UH070BV12-* | Federally-Regulated Consumer Product | Non-Weatherized, Condensing Ga | 1413 | 229 | 257.172 | 10/04/2019 |  |  | 08/05/2020
Allied Air | BLUERIDGE | BG952UH090CV12-* | Federally-Regulated Consumer Product | Non-Weatherized, Condensing Ga | 1395 | 237 | 256.38 | 10/04/2019 |  |  | 08/05/2020
Allied Air | BLUERIDGE | BG952UH090CV20-* | Federally-Regulated Consumer Product | Non-Weatherized, Condensing Ga | 2215 | 267 | 292.46 | 10/04/2019 |  |  | 08/05/2020
Allied Air | BLUERIDGE | BG952UH110CV20-* | Federally-Regulated Consumer Product | Non-Weatherized, Condensing Ga | 2083 | 250 | 286.652 | 10/04/2019 |  |  | 08/05/2020
Carrier Corp. - Indianapolis | Grandaire | WFAX100C060A* | Federally-Regulated Consumer Product | Mobile Home Non-Weatherized, C | 1821 | 275 |  | 07/29/2020 | 99460 | 203360018 | 08/05/2020
Carrier Corp. - Indianapolis | Grandaire | WFEL090B042B | Federally-Regulated Consumer Product | Non-Weatherized, Non-Condensin | 1238 | 236 |  | 07/29/2020 | 88097 | 203360860 | 08/05/2020
Carrier Corp. - Indianapolis | Grandaire | WFAX060B042A | Federally-Regulated Consumer Product | Non-Weatherized, Condensing Ga | 1205 | 248 |  | 07/29/2020 | 60119 | 203360005 | 08/05/2020
Carrier Corp. - Indianapolis | Grandaire | WFAX100C060A | Federally-Regulated Consumer Product | Non-Weatherized, Condensing Ga | 1821 | 275 |  | 07/29/2020 | 99460 | 203360016 | 08/05/2020
Carrier Corp. - Indianapolis | Grandaire | WFSX040B036A**D | Federally-Regulated Consumer Product | Mobile Home Non-Weatherized, C | 998 | 239 |  | 07/29/2020 | 40139 | 203360750 | 08/05/2020
Carrier Corp. - Indianapolis | Grandaire | WFAX080B048A | Federally-Regulated Consumer Product | Non-Weatherized, Condensing Ga | 1390 | 256 |  | 07/29/2020 | 79599 | 203360008 | 08/05/2020
Carrier Corp. - Indianapolis | Grandaire | WFAX040B036A* | Federally-Regulated Consumer Product | Mobile Home Non-Weatherized, C | 1024 | 240 |  | 07/29/2020 | 39894 | 203359999 | 08/05/2020
Carrier Corp. - Indianapolis | Grandaire | WFSX040B036A* | Federally-Regulated Consumer Product | Mobile Home Non-Weatherized, C | 998 | 239 |  | 07/29/2020 | 40139 | 203360744 | 08/05/2020
Carrier Corp. - Indianapolis | Grandaire | WFSX060B042A**D | Federally-Regulated Consumer Product | Mobile Home Non-Weatherized, C | 1346 | 254 |  | 07/29/2020 | 60102 | 203360751 | 08/05/2020
Carrier Corp. - Indianapolis | Grandaire | WFAX040B036A | Federally-Regulated Consumer Product | Non-Weatherized, Condensing Ga | 1024 | 240 |  | 07/29/2020 | 39894 | 203359997 | 08/05/2020
Carrier Corp. - Indianapolis | Grandaire | WFAX060B042A* | Federally-Regulated Consumer Product | Mobile Home Non-Weatherized, C | 1205 | 248 |  | 07/29/2020 | 60119 | 203360007 | 08/05/2020
Carrier Corp. - Indianapolis | Grandaire | WFAX040A030A* | Federally-Regulated Consumer Product | Mobile Home Non-Weatherized, C | 981 | 238 |  | 07/29/2020 | 40102 | 203359995 | 08/05/2020
Carrier Corp. - Indianapolis | Grandaire | WFER090B042A | Federally-Regulated Consumer Product | Non-Weatherized, Non-Condensin | 1238 | 236 |  | 07/29/2020 | 88097 | 203360823 | 08/05/2020
Carrier Corp. - Indianapolis | Grandaire | WFAX080B048A* | Federally-Regulated Consumer Product | Mobile Home Non-Weatherized, C | 1390 | 256 |  | 07/29/2020 | 79599 | 203360010 | 08/05/2020
Carrier Corp. - Indianapolis | Grandaire | WFSX060B042A* | Federally-Regulated Consumer Product | Mobile Home Non-Weatherized, C | 1346 | 254 |  | 07/29/2020 | 60102 | 203360745 | 08/05/2020
Carrier Corp. - Indianapolis | Grandaire | WFAX060A036A* | Federally-Regulated Consumer Product | Mobile Home Non-Weatherized, C | 945 | 237 |  | 07/29/2020 | 59375 | 203360003 | 08/05/2020
Carrier Corp. - Indianapolis | Grandaire | WFAX040A030A | Federally-Regulated Consumer Product | Non-Weatherized, Condensing Ga | 981 | 238 |  | 07/29/2020 | 40102 | 203359993 | 08/05/2020
Carrier Corp. - Indianapolis | Grandaire | WFAX080C060A* | Federally-Regulated Consumer Product | Mobile Home Non-Weatherized, C | 1832 | 276 |  | 07/29/2020 | 79860 | 203360014 | 08/05/2020
Daikin Comfort Technologies Manufacturing, L.P. | Daikin | DM96SE0603BU | Federally-Regulated Consumer Product | Non-Weatherized, Condensing Ga | 1149 | 245 | 245.556 | 10/04/2019 |  |  | 08/05/2020
Daikin Comfort Technologies Manufacturing, L.P. | Daikin | DM96SE0805CU | Federally-Regulated Consumer Product | Non-Weatherized, Condensing Ga | 2011 | 283 | 283.484 | 10/04/2019 |  |  | 08/05/2020
Daikin Comfort Technologies Manufacturing, L.P. | Amana | AMES960403BU | Federally-Regulated Consumer Product | Non-Weatherized, Condensing Ga | 1137 | 245 | 245.028 | 10/04/2019 |  |  | 08/05/2020
Daikin Comfort Technologies Manufacturing, L.P. | Amana | AMES960603BU | Federally-Regulated Consumer Product | Non-Weatherized, Condensing Ga | 1149 | 245 | 245.556 | 10/04/2019 |  |  | 08/05/2020
Daikin Comfort Technologies Manufacturing, L.P. | Amana | AMES960805CU | Federally-Regulated Consumer Product | Non-Weatherized, Condensing Ga | 2011 | 283 | 283.484 | 10/04/2019 |  |  | 08/05/2020
Nordyne, LLC | Airtemp | VG7SD-072D-T35C1 | Federally-Regulated Consumer Product | Non-Weatherized, Condensing Ga | 1826 | 275 | 275.344 | 07/22/2020 | 72142 | 205309146 | 08/05/2020
Nordyne, LLC | Airtemp | VG7SD-108D-T45D1 | Federally-Regulated Consumer Product | Non-Weatherized, Condensing Ga | 2046 | 272 | 285.024 | 07/22/2020 | 107992 | 205309147 | 08/05/2020
Nordyne, LLC | Airtemp | VG7TC-080*-E35C1 | Federally-Regulated Consumer Product | Non-Weatherized, Condensing Ga | 1686 | 269 | 269.184 | 10/04/2019 |  |  | 08/05/2020
Nordyne, LLC | Airtemp | VG7TC-120*-E45D1 | Federally-Regulated Consumer Product | Non-Weatherized, Condensing Ga | 2160 | 290 | 290.04 | 10/04/2019 |  |  | 08/05/2020
Nordyne, LLC | Airtemp | VG7TN-100D-E35C1 | Federally-Regulated Consumer Product | Non-Weatherized, Condensing Ga | 1711 | 270 | 270.284 | 10/04/2019 |  |  | 08/05/2020
Nordyne, LLC | Elect-Aire | KG7TC-080D-E35C1 | Federally-Regulated Consumer Product | Non-Weatherized, Condensing Ga | 1686 | 269 | 269.184 | 10/04/2019 |  |  | 08/05/2020
Nordyne, LLC | Elect-Aire | KG7TC-080*-E35C1 | Federally-Regulated Consumer Product | Non-Weatherized, Condensing Ga | 1686 | 269 | 269.184 | 10/04/2019 |  |  | 08/05/2020
Nordyne, LLC | Elect-Aire | KG7TC-120*-E45D1 | Federally-Regulated Consumer Product | Non-Weatherized, Condensing Ga | 2160 | 290 | 290.04 | 10/04/2019 |  |  | 08/05/2020
Nordyne, LLC | Elect-Aire | KG7TC-120D-E45D1 | Federally-Regulated Consumer Product | Non-Weatherized, Condensing Ga | 2160 | 290 | 290.04 | 10/04/2019 |  |  | 08/05/2020
Carrier Corp. - Indianapolis | Kenmore | N92ESN1002120A* | Federally-Regulated Consumer Product | Mobile Home Non-Weatherized, C | 1821 | 275 |  | 07/29/2020 | 99460 | 203359866 | 08/05/2020
Carrier Corp. - Indianapolis | Kenmore | G97CMN0602120A*D | Federally-Regulated Consumer Product | Non-Weatherized, Condensing Ga | 1897 | 278 |  | 07/29/2020 | 24235 | 203924644 | 08/05/2020
Carrier Corp. - Indianapolis | Kenmore | F97CMN0601714A | Federally-Regulated Consumer Product | Non-Weatherized, Condensing Ga | 1435 | 258 |  | 07/29/2020 | 23828 | 203924550 | 08/05/2020
Carrier Corp. - Indianapolis | Kenmore | N92ESN1002122A | Federally-Regulated Consumer Product | Non-Weatherized, Condensing Ga | 1993 | 282 |  | 07/29/2020 | 99627 | 205001048 | 08/05/2020
Carrier Corp. - Indianapolis | Kenmore | F97CMN0802120A*D | Federally-Regulated Consumer Product | Non-Weatherized, Condensing Ga | 2026 | 284 |  | 07/29/2020 | 31724 | 203924622 | 08/05/2020
Carrier Corp. - Indianapolis | Kenmore | N92ESN0401410A | Federally-Regulated Consumer Product | Non-Weatherized, Condensing Ga | 981 | 238 |  | 07/29/2020 | 40102 | 203359640 | 08/05/2020
Carrier Corp. - Indianapolis | Kenmore | G97CMN1002122A | Federally-Regulated Consumer Product | Non-Weatherized, Condensing Ga | 2192 | 291 |  | 07/29/2020 | 39903 | 203924602 | 08/05/2020
Carrier Corp. - Indianapolis | Kenmore | F97CMN0601714A*D | Federally-Regulated Consumer Product | Non-Weatherized, Condensing Ga | 1435 | 258 |  | 07/29/2020 | 23828 | 203924613 | 08/05/2020
Carrier Corp. - Indianapolis | Kenmore | G97CMN0601714A*D | Federally-Regulated Consumer Product | Non-Weatherized, Condensing Ga | 1435 | 258 |  | 07/29/2020 | 23828 | 203924636 | 08/05/2020
Carrier Corp. - Indianapolis | Kenmore | N92ESN1002120A | Federally-Regulated Consumer Product | Non-Weatherized, Condensing Ga | 1821 | 275 |  | 07/29/2020 | 99460 | 203359850 | 08/05/2020
Carrier Corp. - Indianapolis | Kenmore | N80ESN0901714A | Federally-Regulated Consumer Product | Non-Weatherized, Non-Condensin | 1238 | 236 |  | 07/29/2020 | 88097 | 203359833 | 08/05/2020
Carrier Corp. - Indianapolis | Kenmore | N92ESN0401712A* | Federally-Regulated Consumer Product | Mobile Home Non-Weatherized, C | 1024 | 240 |  | 07/29/2020 | 39894 | 203359695 | 08/05/2020
Carrier Corp. - Indianapolis | Kenmore | G97CMN0602120A | Federally-Regulated Consumer Product | Non-Weatherized, Condensing Ga | 1897 | 278 |  | 07/29/2020 | 24235 | 203924578 | 08/05/2020
Carrier Corp. - Indianapolis | Kenmore | G97CMN0802120A | Federally-Regulated Consumer Product | Non-Weatherized, Condensing Ga | 2026 | 284 |  | 07/29/2020 | 31724 | 203924594 | 08/05/2020
Carrier Corp. - Indianapolis | Kenmore | F97CMN0602120A | Federally-Regulated Consumer Product | Non-Weatherized, Condensing Ga | 1897 | 278 |  | 07/29/2020 | 24235 | 203924553 | 08/05/2020
Carrier Corp. - Indianapolis | Kenmore | N92ESN0601412A* | Federally-Regulated Consumer Product | Mobile Home Non-Weatherized, C | 945 | 237 |  | 07/29/2020 | 59375 | 203359731 | 08/05/2020
Carrier Corp. - Indianapolis | Kenmore | N95ESN0601714A**D | Federally-Regulated Consumer Product | Mobile Home Non-Weatherized, C | 1346 | 254 |  | 07/29/2020 | 60102 | 203360703 | 08/05/2020
Carrier Corp. - Indianapolis | Kenmore | N92ESN0802120A* | Federally-Regulated Consumer Product | Mobile Home Non-Weatherized, C | 1832 | 276 |  | 07/29/2020 | 79860 | 203359834 | 08/05/2020
Carrier Corp. - Indianapolis | Kenmore | N92ESN0601714A* | Federally-Regulated Consumer Product | Mobile Home Non-Weatherized, C | 1205 | 248 |  | 07/29/2020 | 60119 | 203359769 | 08/05/2020
Carrier Corp. - Indianapolis | Kenmore | N92ESN0601714A | Federally-Regulated Consumer Product | Non-Weatherized, Condensing Ga | 1205 | 248 |  | 07/29/2020 | 60119 | 203359750 | 08/05/2020
Carrier Corp. - Indianapolis | Kenmore | N92ESN1002122A* | Federally-Regulated Consumer Product | Mobile Home Non-Weatherized, C | 1993 | 282 |  | 07/29/2020 | 99627 | 205001057 | 08/05/2020
Carrier Corp. - Indianapolis | Kenmore | N95ESN0601714A* | Federally-Regulated Consumer Product | Mobile Home Non-Weatherized, C | 1346 | 254 |  | 07/29/2020 | 60102 | 203360697 | 08/05/2020
Carrier Corp. - Indianapolis | Kenmore | N92ESN0801716A* | Federally-Regulated Consumer Product | Mobile Home Non-Weatherized, C | 1390 | 256 |  | 07/29/2020 | 79599 | 203359803 | 08/05/2020
Carrier Corp. - Indianapolis | Kenmore | N92ESN0401712A | Federally-Regulated Consumer Product | Non-Weatherized, Condensing Ga | 1024 | 240 |  | 07/29/2020 | 39894 | 203359677 | 08/05/2020
Carrier Corp. - Indianapolis | Kenmore | G97CMN1002122A*D | Federally-Regulated Consumer Product | Non-Weatherized, Condensing Ga | 2192 | 291 |  | 07/29/2020 | 39903 | 203924668 | 08/05/2020
Carrier Corp. - Indianapolis | Kenmore | F97CMN0602120A*D | Federally-Regulated Consumer Product | Non-Weatherized, Condensing Ga | 1897 | 278 |  | 07/29/2020 | 24235 | 203924616 | 08/05/2020
Carrier Corp. - Indianapolis | Kenmore | F97CMN0802120A | Federally-Regulated Consumer Product | Non-Weatherized, Condensing Ga | 2026 | 284 |  | 07/29/2020 | 31724 | 203924679 | 08/05/2020
Carrier Corp. - Indianapolis | Kenmore | G97CMN0802120A*D | Federally-Regulated Consumer Product | Non-Weatherized, Condensing Ga | 2026 | 284 |  | 07/29/2020 | 31724 | 203924660 | 08/05/2020
Carrier Corp. - Indianapolis | Kenmore | F97CMN1002122A | Federally-Regulated Consumer Product | Non-Weatherized, Condensing Ga | 2192 | 291 |  | 07/29/2020 | 39903 | 203924559 | 08/05/2020
Carrier Corp. - Indianapolis | Kenmore | N92ESN0801716A | Federally-Regulated Consumer Product | Non-Weatherized, Condensing Ga | 1390 | 256 |  | 07/29/2020 | 79599 | 203359787 | 08/05/2020
Carrier Corp. - Indianapolis | Kenmore | N92ESN0401410A* | Federally-Regulated Consumer Product | Mobile Home Non-Weatherized, C | 981 | 238 |  | 07/29/2020 | 40102 | 203359658 | 08/05/2020
Carrier Corp. - Indianapolis | Kenmore | G97CMN0601714A | Federally-Regulated Consumer Product | Non-Weatherized, Condensing Ga | 1435 | 258 |  | 07/29/2020 | 23828 | 203924570 | 08/05/2020
Carrier Corp. - Indianapolis | Kenmore | N95ESN0401712A**D | Federally-Regulated Consumer Product | Mobile Home Non-Weatherized, C | 998 | 239 |  | 07/29/2020 | 40139 | 203360702 | 08/05/2020
Carrier Corp. - Indianapolis | Kenmore | F97CMN1202422A | Federally-Regulated Consumer Product | Non-Weatherized, Condensing Ga | 2479 | 304 |  | 07/29/2020 | 48091 | 203924562 | 08/05/2020
Carrier Corp. - Indianapolis | Kenmore | N95ESN0401712A* | Federally-Regulated Consumer Product | Mobile Home Non-Weatherized, C | 998 | 239 |  | 07/29/2020 | 40139 | 203360696 | 08/05/2020
Carrier Corp. - Indianapolis | Kenmore | N80ESL0901714A | Federally-Regulated Consumer Product | Non-Weatherized, Non-Condensin | 1238 | 236 |  | 07/29/2020 | 88097 | 203360088 | 08/05/2020
Carrier Corp. - Indianapolis | Kenmore | G97CMN1202422A*D | Federally-Regulated Consumer Product | Non-Weatherized, Condensing Ga | 2479 | 304 |  | 07/29/2020 | 48091 | 203924676 | 08/05/2020
Carrier Corp. - Indianapolis | Kenmore | G97CMN1202422A | Federally-Regulated Consumer Product | Non-Weatherized, Condensing Ga | 2479 | 304 |  | 07/29/2020 | 48091 | 203924610 | 08/05/2020
Carrier Corp. - Indianapolis | Kenmore | F97CMN1202422A*D | Federally-Regulated Consumer Product | Non-Weatherized, Condensing Ga | 2479 | 304 |  | 07/29/2020 | 48091 | 203924628 | 08/05/2020
Carrier Corp. - Indianapolis | Kenmore | F97CMN1002122A*D | Federally-Regulated Consumer Product | Non-Weatherized, Condensing Ga | 2192 | 291 |  | 07/29/2020 | 39903 | 203924625 | 08/05/2020
Dettson Industries, Inc. | Dettson | CC15-M-V | Federally-Regulated Consumer Product | Mobile Home Non-Weatherized, C | 495 | 203 | 275.145 | 10/04/2019 |  |  | 08/05/2020
Dettson Industries, Inc. | Dettson | C30-M-V* | Federally-Regulated Consumer Product | Non-Weatherized, Condensing Ga | 715 | 162 | 226.46 | 10/04/2019 |  |  | 08/05/2020
Dettson Industries, Inc. | Dettson | C105-M-V | Federally-Regulated Consumer Product | Mobile Home Non-Weatherized, C | 1977 | 254 | 380.367 | 10/04/2019 |  |  | 08/05/2020
Dettson Industries, Inc. | Dettson | C15-M-V* | Federally-Regulated Consumer Product | Non-Weatherized, Condensing Ga | 840 | 174 | 231.96 | 10/04/2019 |  |  | 08/05/2020
Dettson Industries, Inc. | Dettson | C30-M-V | Federally-Regulated Consumer Product | Mobile Home Non-Weatherized, C | 715 | 162 | 290.765 | 10/04/2019 |  |  | 08/05/2020
Dettson Industries, Inc. | Dettson | C60-2-V | Federally-Regulated Consumer Product | Mobile Home Non-Weatherized, C | 1300 | 203 | 332.3 | 10/04/2019 |  |  | 08/05/2020
Dettson Industries, Inc. | Dettson | C45-2-V | Federally-Regulated Consumer Product | Mobile Home Non-Weatherized, C | 1157 | 208 | 322.147 | 10/04/2019 |  |  | 08/05/2020
Dettson Industries, Inc. | Dettson | C105-M-V* | Federally-Regulated Consumer Product | Non-Weatherized, Condensing Ga | 1977 | 254 | 281.988 | 10/04/2019 |  |  | 08/05/2020
Dettson Industries, Inc. | Dettson | C15-M-V | Federally-Regulated Consumer Product | Mobile Home Non-Weatherized, C | 840 | 174 | 299.64 | 10/04/2019 |  |  | 08/05/2020
Allied Air | Concord | 95G2UH110CV20-* | Federally-Regulated Consumer Product | Non-Weatherized, Condensing Ga | 2083 | 250 | 286.652 | 10/04/2019 |  |  | 08/05/2020
Allied Air | Concord | 95G2UH090CV20-* | Federally-Regulated Consumer Product | Non-Weatherized, Condensing Ga | 2215 | 267 | 292.46 | 10/04/2019 |  |  | 08/05/2020
Allied Air | Concord | 95G2DF045BV12-* | Federally-Regulated Consumer Product | Non-Weatherized, Condensing Ga | 1325 | 204 | 253.3 | 10/04/2019 |  |  | 08/05/2020
Allied Air | Concord | 95G2UH135DV20-* | Federally-Regulated Consumer Product | Non-Weatherized, Condensing Ga | 2135 | 268 | 288.94 | 10/04/2019 |  |  | 08/05/2020
Allied Air | Concord | L83UF1V57/72E12-*** | Federally-Regulated Consumer Product | Non-Weatherized, Non-Condensin | 1319 | 258 | 475.649 | 10/04/2019 |  |  | 08/05/2020
Allied Air | Concord | 95G2DF090CV20-* | Federally-Regulated Consumer Product | Non-Weatherized, Condensing Ga | 2123 | 248 | 288.412 | 10/04/2019 |  |  | 08/05/2020
Allied Air | Concord | 95G2UH045BV12-* | Federally-Regulated Consumer Product | Non-Weatherized, Condensing Ga | 1310 | 201 | 252.64 | 10/04/2019 |  |  | 08/05/2020
Allied Air | Concord | 95G2UH070BV12-* | Federally-Regulated Consumer Product | Non-Weatherized, Condensing Ga | 1413 | 229 | 257.172 | 10/04/2019 |  |  | 08/05/2020
Allied Air | Concord | 95G2UH090CV12-* | Federally-Regulated Consumer Product | Non-Weatherized, Condensing Ga | 1395 | 237 | 256.38 | 10/04/2019 |  |  | 08/05/2020
Allied Air | Concord | 95G2DF070BV16-* | Federally-Regulated Consumer Product | Non-Weatherized, Condensing Ga | 1882 | 255 | 277.808 | 10/04/2019 |  |  | 08/05/2020
Allied Air | Concord | 95G2DF110CV20-* | Federally-Regulated Consumer Product | Non-Weatherized, Condensing Ga | 2134 | 229 | 288.896 | 10/04/2019 |  |  | 08/05/2020
Carrier Corp. - Indianapolis | Payne | PG92ESAA42060B | Federally-Regulated Consumer Product | Non-Weatherized, Condensing Ga | 1205 | 248 |  | 07/29/2020 | 60119 | 203359918 | 08/05/2020
Carrier Corp. - Indianapolis | Payne | PG95ESAA42060B* | Federally-Regulated Consumer Product | Mobile Home Non-Weatherized, C | 1346 | 254 |  | 07/29/2020 | 60102 | 203360613 | 08/05/2020
Carrier Corp. - Indianapolis | Payne | PG95ESAA36040B**D | Federally-Regulated Consumer Product | Mobile Home Non-Weatherized, C | 998 | 239 |  | 07/29/2020 | 40139 | 203360618 | 08/05/2020
Carrier Corp. - Indianapolis | Payne | PG95ESAA36040B* | Federally-Regulated Consumer Product | Mobile Home Non-Weatherized, C | 998 | 239 |  | 07/29/2020 | 40139 | 203360612 | 08/05/2020
Carrier Corp. - Indianapolis | Payne | PG95ESAA42060B**D | Federally-Regulated Consumer Product | Mobile Home Non-Weatherized, C | 1346 | 254 |  | 07/29/2020 | 60102 | 203360619 | 08/05/2020
Carrier Corp. - Indianapolis | Payne | PG92ESAA60100C | Federally-Regulated Consumer Product | Non-Weatherized, Condensing Ga | 1821 | 275 |  | 07/29/2020 | 99460 | 203359930 | 08/05/2020
Carrier Corp. - Indianapolis | Payne | PG92ESAA60100C* | Federally-Regulated Consumer Product | Mobile Home Non-Weatherized, C | 1821 | 275 |  | 07/29/2020 | 99460 | 203359932 | 08/05/2020
Carrier Corp. - Indianapolis | Payne | PG92ESAA42060B* | Federally-Regulated Consumer Product | Mobile Home Non-Weatherized, C | 1205 | 248 |  | 07/29/2020 | 60119 | 203359920 | 08/05/2020
Carrier Corp. - Indianapolis | Payne | PG92ESAA60080C* | Federally-Regulated Consumer Product | Mobile Home Non-Weatherized, C | 1832 | 276 |  | 07/29/2020 | 79860 | 203359928 | 08/05/2020
Carrier Corp. - Indianapolis | Payne | PG92ESAA48080B | Federally-Regulated Consumer Product | Non-Weatherized, Condensing Ga | 1390 | 256 |  | 07/29/2020 | 79599 | 203359922 | 08/05/2020
Carrier Corp. - Indianapolis | Payne | PG92ESAA36060A* | Federally-Regulated Consumer Product | Mobile Home Non-Weatherized, C | 945 | 237 |  | 07/29/2020 | 59375 | 203359917 | 08/05/2020
Carrier Corp. - Indianapolis | Payne | PG92ESAA48080B* | Federally-Regulated Consumer Product | Mobile Home Non-Weatherized, C | 1390 | 256 |  | 07/29/2020 | 79599 | 203359924 | 08/05/2020
Carrier Corp. - Indianapolis | ICP Commercial | G97CMN0601714A*D | Federally-Regulated Consumer Product | Non-Weatherized, Condensing Ga | 1392 | 256 |  | 08/05/2020 | 23828 | 203924634 | 08/05/2020
Carrier Corp. - Indianapolis | ICP Commercial | N92ESN0401410A | Federally-Regulated Consumer Product | Non-Weatherized, Condensing Ga | 981 | 238 |  | 08/05/2020 | 40102 | 203359636 | 08/05/2020
Carrier Corp. - Indianapolis | ICP Commercial | N92ESN0601714A* | Federally-Regulated Consumer Product | Mobile Home Non-Weatherized, C | 1205 | 248 |  | 08/05/2020 | 60119 | 203359765 | 08/05/2020
Carrier Corp. - Indianapolis | ICP Commercial | N92ESN0401712A* | Federally-Regulated Consumer Product | Mobile Home Non-Weatherized, C | 1024 | 240 |  | 08/05/2020 | 39894 | 203359690 | 08/05/2020
Carrier Corp. - Indianapolis | ICP Commercial | G97CMN1202422A*D | Federally-Regulated Consumer Product | Non-Weatherized, Condensing Ga | 2271 | 295 |  | 08/05/2020 | 48091 | 203924674 | 08/05/2020
Carrier Corp. - Indianapolis | ICP Commercial | N92ESN0601412A* | Federally-Regulated Consumer Product | Mobile Home Non-Weatherized, C | 945 | 237 |  | 08/05/2020 | 59375 | 203359727 | 08/05/2020
Carrier Corp. - Indianapolis | ICP Commercial | N80ESN0901714A | Federally-Regulated Consumer Product | Non-Weatherized, Non-Condensin | 1238 | 236 |  | 08/05/2020 | 88097 | 203359774 | 08/05/2020
Carrier Corp. - Indianapolis | ICP Commercial | N92ESN0401410A* | Federally-Regulated Consumer Product | Mobile Home Non-Weatherized, C | 981 | 238 |  | 08/05/2020 | 40102 | 203359654 | 08/05/2020
Carrier Corp. - Indianapolis | ICP Commercial | N92ESN1002120A | Federally-Regulated Consumer Product | Non-Weatherized, Condensing Ga | 1821 | 275 |  | 08/05/2020 | 99460 | 203359847 | 08/05/2020
Carrier Corp. - Indianapolis | ICP Commercial | N92ESN0802120A | Federally-Regulated Consumer Product | Non-Weatherized, Condensing Ga | 1832 | 276 |  | 08/05/2020 | 79860 | 203359814 | 08/05/2020
Carrier Corp. - Indianapolis | ICP Commercial | G97CMN1002122A*D | Federally-Regulated Consumer Product | Non-Weatherized, Condensing Ga | 2192 | 291 |  | 08/05/2020 | 39903 | 203924666 | 08/05/2020
Carrier Corp. - Indianapolis | ICP Commercial | N92ESN0601714A | Federally-Regulated Consumer Product | Non-Weatherized, Condensing Ga | 1205 | 248 |  | 08/05/2020 | 60119 | 203359746 | 08/05/2020
Carrier Corp. - Indianapolis | ICP Commercial | G97CMN0601714A | Federally-Regulated Consumer Product | Non-Weatherized, Condensing Ga | 1392 | 256 |  | 08/05/2020 | 23828 | 203924568 | 08/05/2020
Carrier Corp. - Indianapolis | ICP Commercial | N92ESN0801716A* | Federally-Regulated Consumer Product | Mobile Home Non-Weatherized, C | 1390 | 256 |  | 08/05/2020 | 79599 | 203359800 | 08/05/2020
Carrier Corp. - Indianapolis | ICP Commercial | G97CMN0602120A*D | Federally-Regulated Consumer Product | Non-Weatherized, Condensing Ga | 1897 | 278 |  | 08/05/2020 | 24235 | 203924642 | 08/05/2020
Carrier Corp. - Indianapolis | ICP Commercial | G97CMN1002122A | Federally-Regulated Consumer Product | Non-Weatherized, Condensing Ga | 2192 | 291 |  | 08/05/2020 | 39903 | 203924600 | 08/05/2020
Carrier Corp. - Indianapolis | ICP Commercial | N92ESN1002120A* | Federally-Regulated Consumer Product | Mobile Home Non-Weatherized, C | 1821 | 275 |  | 08/05/2020 | 99460 | 203359862 | 08/05/2020
Carrier Corp. - Indianapolis | ICP Commercial | N92ESN0401712A | Federally-Regulated Consumer Product | Non-Weatherized, Condensing Ga | 1024 | 240 |  | 08/05/2020 | 39894 | 203359672 | 08/05/2020
Carrier Corp. - Indianapolis | ICP Commercial | N92ESN0802120A* | Federally-Regulated Consumer Product | Mobile Home Non-Weatherized, C | 1832 | 276 |  | 08/05/2020 | 79860 | 203359830 | 08/05/2020
Carrier Corp. - Indianapolis | ICP Commercial | N95ESN0601714A* | Federally-Regulated Consumer Product | Mobile Home Non-Weatherized, C | 1346 | 254 |  | 08/05/2020 | 60102 | 203360709 | 08/05/2020
Carrier Corp. - Indianapolis | ICP Commercial | N92ESN0601412A | Federally-Regulated Consumer Product | Non-Weatherized, Condensing Ga | 945 | 237 |  | 08/05/2020 | 59375 | 203359709 | 08/05/2020
Carrier Corp. - Indianapolis | ICP Commercial | N80ESL0901714A | Federally-Regulated Consumer Product | Non-Weatherized, Non-Condensin | 1238 | 236 |  | 08/05/2020 | 88097 | 203360062 | 08/05/2020
Carrier Corp. - Indianapolis | ICP Commercial | N95ESN0601714A**D | Federally-Regulated Consumer Product | Mobile Home Non-Weatherized, C | 1346 | 254 |  | 08/05/2020 | 60102 | 203360715 | 08/05/2020
Carrier Corp. - Indianapolis | ICP Commercial | G97CMN0602120A | Federally-Regulated Consumer Product | Non-Weatherized, Condensing Ga | 1897 | 278 |  | 08/05/2020 | 24235 | 203924576 | 08/05/2020
Carrier Corp. - Indianapolis | ICP Commercial | G97CMN0802120A*D | Federally-Regulated Consumer Product | Non-Weatherized, Condensing Ga | 2026 | 284 |  | 08/05/2020 | 31724 | 203924658 | 08/05/2020
Carrier Corp. - Indianapolis | ICP Commercial | G97CMN0802120A | Federally-Regulated Consumer Product | Non-Weatherized, Condensing Ga | 2026 | 284 |  | 08/05/2020 | 31724 | 203924592 | 08/05/2020
Carrier Corp. - Indianapolis | ICP Commercial | G97CMN1202422A | Federally-Regulated Consumer Product | Non-Weatherized, Condensing Ga | 2271 | 295 |  | 08/05/2020 | 48091 | 203924608 | 08/05/2020
Carrier Corp. - Indianapolis | ICP Commercial | N95ESN0401712A* | Federally-Regulated Consumer Product | Mobile Home Non-Weatherized, C | 998 | 239 |  | 08/05/2020 | 40139 | 203360708 | 08/05/2020
Carrier Corp. - Indianapolis | ICP Commercial | N92ESN0801716A | Federally-Regulated Consumer Product | Non-Weatherized, Condensing Ga | 1390 | 256 |  | 08/05/2020 | 79599 | 203359783 | 08/05/2020
Carrier Corp. - Indianapolis | ICP Commercial | N95ESN0401712A**D | Federally-Regulated Consumer Product | Mobile Home Non-Weatherized, C | 998 | 239 |  | 08/05/2020 | 40139 | 203360714 | 08/05/2020
Allied Air | Lennox | 95AF2UH045V12B-** | Federally-Regulated Consumer Product | Non-Weatherized, Condensing Ga | 1310 | 201 |  | 08/05/2020 | 28806 | 202192151 | 08/05/2020
Allied Air | Lennox | 95AF2UH070V12B-** | Federally-Regulated Consumer Product | Non-Weatherized, Condensing Ga | 1413 | 229 |  | 08/05/2020 | 43058 | 202192149 | 08/05/2020
Allied Air | Lennox | 95AF2UH090V12C-** | Federally-Regulated Consumer Product | Non-Weatherized, Condensing Ga | 1395 | 237 |  | 08/05/2020 | 57347 | 202192150 | 08/05/2020
Rheem Sales Company, Inc. | DUROGUARD | D96VA1002521MSA | Federally-Regulated Consumer Product | Non-Weatherized, Condensing Ga | 1858 | 225 |  | 08/05/2020 | 68679 | 6715448 | 08/05/2020
Rheem Sales Company, Inc. | DUROGUARD | D96VA0602317MSA | Federally-Regulated Consumer Product | Non-Weatherized, Condensing Ga | 1372 | 238 |  | 08/05/2020 | 37932 | 6715442 | 08/05/2020
Rheem Sales Company, Inc. | DUROGUARD | D96VA0402317MSA | Federally-Regulated Consumer Product | Non-Weatherized, Condensing Ga | 1248 | 211 |  | 08/05/2020 | 29623 | 7502131 | 08/05/2020
Rheem Sales Company, Inc. | DUROGUARD | D96VA0852521MSB | Federally-Regulated Consumer Product | Non-Weatherized, Condensing Ga | 1947 | 253 |  | 08/05/2020 | 58053 | 7086387 | 08/05/2020
Nordyne, LLC | Philco | KG7TE-100D-E35C1 | Federally-Regulated Consumer Product | Non-Weatherized, Condensing Ga | 1783 | 273 |  | 08/05/2020 | 64758 | 204036928 | 08/05/2020
Nordyne, LLC | Philco | FG7TE-100D-E35C1 | Federally-Regulated Consumer Product | Non-Weatherized, Condensing Ga | 1783 | 273 |  | 08/05/2020 | 64758 | 204036922 | 08/05/2020
Nordyne, LLC | Philco | FG7TE-060D-E24B1 | Federally-Regulated Consumer Product | Non-Weatherized, Condensing Ga | 1315 | 252 |  | 08/05/2020 | 38212 | 204037058 | 08/05/2020
Nordyne, LLC | Philco | KG7TN-100D-E35C1 | Federally-Regulated Consumer Product | Non-Weatherized, Condensing Ga | 1711 | 270 |  | 08/05/2020 | 65214 | 204036949 | 08/05/2020
Nordyne, LLC | Philco | KG7TE-060D-E24B1 | Federally-Regulated Consumer Product | Non-Weatherized, Condensing Ga | 1315 | 252 |  | 08/05/2020 | 38212 | 204037063 | 08/05/2020
Nordyne, LLC | Philco | KG7TN-060D-E24B1 | Federally-Regulated Consumer Product | Non-Weatherized, Condensing Ga | 1304 | 252 |  | 08/05/2020 | 39517 | 204036989 | 08/05/2020
Nordyne, LLC | Philco | FG7TC-100D-V35C1 | Federally-Regulated Consumer Product | Non-Weatherized, Condensing Ga | 1826 | 275 |  | 08/05/2020 | 64473 | 204036850 | 08/05/2020
Nordyne, LLC | Philco | FG7TN-115D-V45C1 | Federally-Regulated Consumer Product | Non-Weatherized, Condensing Ga | 1798 | 274 |  | 08/05/2020 | 74070 | 204036964 | 08/05/2020
Nordyne, LLC | Philco | FG7TC-080*-V35C1 | Federally-Regulated Consumer Product | Non-Weatherized, Condensing Ga | 1873 | 277 |  | 08/05/2020 | 50261 | 204037049 | 08/05/2020
Nordyne, LLC | Philco | KG7TC-120*-E45D1 | Federally-Regulated Consumer Product | Non-Weatherized, Condensing Ga | 2160 | 290 |  | 08/05/2020 | 77603 | 204037031 | 08/05/2020
Nordyne, LLC | Philco | FG7TC-100*-V35C1 | Federally-Regulated Consumer Product | Non-Weatherized, Condensing Ga | 1826 | 275 |  | 08/05/2020 | 64473 | 204037055 | 08/05/2020
Nordyne, LLC | Philco | FG7TE-080D-V35C1 | Federally-Regulated Consumer Product | Non-Weatherized, Condensing Ga | 1829 | 275 |  | 08/05/2020 | 52182 | 204036973 | 08/05/2020
Nordyne, LLC | Philco | KG7TC-120D-E45D1 | Federally-Regulated Consumer Product | Non-Weatherized, Condensing Ga | 2160 | 290 |  | 08/05/2020 | 77603 | 204036858 | 08/05/2020
Nordyne, LLC | Philco | KG7TC-080*-E35C1 | Federally-Regulated Consumer Product | Non-Weatherized, Condensing Ga | 1686 | 269 |  | 08/05/2020 | 51925 | 204037014 | 08/05/2020
Nordyne, LLC | Philco | FG7TC-080D-V35C1 | Federally-Regulated Consumer Product | Non-Weatherized, Condensing Ga | 1873 | 277 |  | 08/05/2020 | 50261 | 204036835 | 08/05/2020
Nordyne, LLC | Philco | KG7TC-080D-E35C1 | Federally-Regulated Consumer Product | Non-Weatherized, Condensing Ga | 1686 | 269 |  | 08/05/2020 | 51925 | 204036829 | 08/05/2020
Daikin Comfort Technologies Manufacturing, L.P. | Goodman | VMES960403AN | Federally-Regulated Consumer Product | Non-Weatherized, Condensing Ga | 1238 | 249 |  | 08/05/2020 | 40100 | 203707908 | 08/05/2020
Daikin Comfort Technologies Manufacturing, L.P. | Goodman | GMES960403BU | Federally-Regulated Consumer Product | Non-Weatherized, Condensing Ga | 1137 | 245 |  | 08/05/2020 | 40276 | 204271257 | 08/05/2020
Daikin Comfort Technologies Manufacturing, L.P. | Goodman | GMES960603BU | Federally-Regulated Consumer Product | Non-Weatherized, Condensing Ga | 1149 | 245 |  | 08/05/2020 | 60182 | 204271258 | 08/05/2020
Daikin Comfort Technologies Manufacturing, L.P. | Goodman | VMES960803BN | Federally-Regulated Consumer Product | Non-Weatherized, Condensing Ga | 1182 | 247 |  | 08/05/2020 | 79328 | 203707910 | 08/05/2020
Daikin Comfort Technologies Manufacturing, L.P. | Goodman | GMES960805CU | Federally-Regulated Consumer Product | Non-Weatherized, Condensing Ga | 2011 | 283 |  | 08/05/2020 | 80484 | 203495467 | 08/05/2020
Daikin Comfort Technologies Manufacturing, L.P. | Goodman | VMES961005CN | Federally-Regulated Consumer Product | Non-Weatherized, Condensing Ga | 1976 | 281 |  | 08/05/2020 | 100158 | 203708636 | 08/05/2020
Nordyne, LLC | AireForce | FG7TC-100D-V35C1 | Federally-Regulated Consumer Product | Non-Weatherized, Condensing Ga | 1826 | 275 |  | 08/05/2020 | 64473 | 204038549 | 08/05/2020
Nordyne, LLC | AireForce | FG7TC-100*-V35C1 | Federally-Regulated Consumer Product | Non-Weatherized, Condensing Ga | 1826 | 275 |  | 08/05/2020 | 64473 | 204038564 | 08/05/2020
Nordyne, LLC | AireForce | FG7TC-080D-V35C1 | Federally-Regulated Consumer Product | Non-Weatherized, Condensing Ga | 1873 | 277 |  | 08/05/2020 | 50261 | 204038548 | 08/05/2020
Nordyne, LLC | AireForce | FG7TN-115D-V45C1 | Federally-Regulated Consumer Product | Non-Weatherized, Condensing Ga | 1798 | 274 |  | 08/05/2020 | 74070 | 204038556 | 08/05/2020
Nordyne, LLC | AireForce | FG7TC-080*-V35C1 | Federally-Regulated Consumer Product | Non-Weatherized, Condensing Ga | 1873 | 277 |  | 08/05/2020 | 50261 | 204038563 | 08/05/2020
Carrier Corp. - Indianapolis | Day & Night | N92ESN0802120A* | Federally-Regulated Consumer Product | Mobile Home Non-Weatherized, C | 1832 | 276 |  | 08/05/2020 | 79860 | 203359826 | 08/05/2020
Carrier Corp. - Indianapolis | Day & Night | N95ESN0601714A**D | Federally-Regulated Consumer Product | Mobile Home Non-Weatherized, C | 1346 | 254 |  | 08/05/2020 | 60102 | 203360667 | 08/05/2020
Carrier Corp. - Indianapolis | Day & Night | G97CMN0601714A | Federally-Regulated Consumer Product | Non-Weatherized, Condensing Ga | 1392 | 256 |  | 08/05/2020 | 23828 | 203924566 | 08/05/2020
Carrier Corp. - Indianapolis | Day & Night | N92ESN1002120A | Federally-Regulated Consumer Product | Non-Weatherized, Condensing Ga | 1821 | 275 |  | 08/05/2020 | 99460 | 203359844 | 08/05/2020
Carrier Corp. - Indianapolis | Day & Night | G97CMN0602120A | Federally-Regulated Consumer Product | Non-Weatherized, Condensing Ga | 1897 | 278 |  | 08/05/2020 | 24235 | 203924574 | 08/05/2020
Carrier Corp. - Indianapolis | Day & Night | N92ESN0801716A | Federally-Regulated Consumer Product | Non-Weatherized, Condensing Ga | 1390 | 256 |  | 08/05/2020 | 79599 | 203359779 | 08/05/2020
Carrier Corp. - Indianapolis | Day & Night | N92ESN0401410A* | Federally-Regulated Consumer Product | Mobile Home Non-Weatherized, C | 981 | 238 |  | 08/05/2020 | 40102 | 203359651 | 08/05/2020
Carrier Corp. - Indianapolis | Day & Night | N92ESN0601714A* | Federally-Regulated Consumer Product | Mobile Home Non-Weatherized, C | 1205 | 248 |  | 08/05/2020 | 60119 | 203359760 | 08/05/2020
Carrier Corp. - Indianapolis | Day & Night | N92ESN0401410A | Federally-Regulated Consumer Product | Non-Weatherized, Condensing Ga | 981 | 238 |  | 08/05/2020 | 40102 | 203359632 | 08/05/2020
Carrier Corp. - Indianapolis | Day & Night | G97CMN1002122A | Federally-Regulated Consumer Product | Non-Weatherized, Condensing Ga | 2192 | 291 |  | 08/05/2020 | 39903 | 203924598 | 08/05/2020
Carrier Corp. - Indianapolis | Day & Night | G97CMN0802120A | Federally-Regulated Consumer Product | Non-Weatherized, Condensing Ga | 2026 | 284 |  | 08/05/2020 | 31724 | 203924590 | 08/05/2020
Carrier Corp. - Indianapolis | Day & Night | N95ESN0601714A* | Federally-Regulated Consumer Product | Mobile Home Non-Weatherized, C | 1346 | 254 |  | 08/05/2020 | 60102 | 203360661 | 08/05/2020
Carrier Corp. - Indianapolis | Day & Night | N92ESN0601412A* | Federally-Regulated Consumer Product | Mobile Home Non-Weatherized, C | 945 | 237 |  | 08/05/2020 | 59375 | 203359723 | 08/05/2020
Carrier Corp. - Indianapolis | Day & Night | N92ESN0601714A | Federally-Regulated Consumer Product | Non-Weatherized, Condensing Ga | 1205 | 248 |  | 08/05/2020 | 60119 | 203359741 | 08/05/2020
Carrier Corp. - Indianapolis | Day & Night | N92ESN1002120A* | Federally-Regulated Consumer Product | Mobile Home Non-Weatherized, C | 1821 | 275 |  | 08/05/2020 | 99460 | 203359858 | 08/05/2020
Carrier Corp. - Indianapolis | Day & Night | G97CMN1202422A | Federally-Regulated Consumer Product | Non-Weatherized, Condensing Ga | 2271 | 295 |  | 08/05/2020 | 48091 | 203924606 | 08/05/2020
Carrier Corp. - Indianapolis | Day & Night | G97CMN0802120A*D | Federally-Regulated Consumer Product | Non-Weatherized, Condensing Ga | 2026 | 284 |  | 08/05/2020 | 31724 | 203924656 | 08/05/2020
Carrier Corp. - Indianapolis | Day & Night | N92ESN0801716A* | Federally-Regulated Consumer Product | Mobile Home Non-Weatherized, C | 1390 | 256 |  | 08/05/2020 | 79599 | 203359797 | 08/05/2020
Carrier Corp. - Indianapolis | Day & Night | G97CMN1202422A*D | Federally-Regulated Consumer Product | Non-Weatherized, Condensing Ga | 2271 | 295 |  | 08/05/2020 | 48091 | 203924672 | 08/05/2020
Carrier Corp. - Indianapolis | Day & Night | N92ESN0401712A* | Federally-Regulated Consumer Product | Mobile Home Non-Weatherized, C | 1024 | 240 |  | 08/05/2020 | 39894 | 203359687 | 08/05/2020
Carrier Corp. - Indianapolis | Day & Night | G97CMN1002122A*D | Federally-Regulated Consumer Product | Non-Weatherized, Condensing Ga | 2192 | 291 |  | 08/05/2020 | 39903 | 203924664 | 08/05/2020
Carrier Corp. - Indianapolis | Day & Night | N95ESN0401712A* | Federally-Regulated Consumer Product | Mobile Home Non-Weatherized, C | 998 | 239 |  | 08/05/2020 | 40139 | 203360660 | 08/05/2020
Carrier Corp. - Indianapolis | Day & Night | G97CMN0601714A*D | Federally-Regulated Consumer Product | Non-Weatherized, Condensing Ga | 1392 | 256 |  | 08/05/2020 | 23828 | 203924632 | 08/05/2020
Carrier Corp. - Indianapolis | Day & Night | N92ESN0401712A | Federally-Regulated Consumer Product | Non-Weatherized, Condensing Ga | 1024 | 240 |  | 08/05/2020 | 39894 | 203359668 | 08/05/2020
Carrier Corp. - Indianapolis | Day & Night | G97CMN0602120A*D | Federally-Regulated Consumer Product | Non-Weatherized, Condensing Ga | 1897 | 278 |  | 08/05/2020 | 24235 | 203924640 | 08/05/2020
Carrier Corp. - Indianapolis | Day & Night | N95ESN0401712A**D | Federally-Regulated Consumer Product | Mobile Home Non-Weatherized, C | 998 | 239 |  | 08/05/2020 | 40139 | 203360666 | 08/05/2020
Carrier Corp. - Indianapolis | Arcoaire | N95ESN0401712A**D | Federally-Regulated Consumer Product | Mobile Home Non-Weatherized, C | 998 | 239 |  | 08/05/2020 | 40139 | 203360642 | 08/05/2020
Carrier Corp. - Indianapolis | Arcoaire | F97CMN0802120A | Federally-Regulated Consumer Product | Non-Weatherized, Condensing Ga | 2026 | 284 |  | 08/05/2020 | 31724 | 203924678 | 08/05/2020
Carrier Corp. - Indianapolis | Arcoaire | N92ESN0401410A* | Federally-Regulated Consumer Product | Mobile Home Non-Weatherized, C | 981 | 238 |  | 08/05/2020 | 40102 | 203359647 | 08/05/2020
Carrier Corp. - Indianapolis | Arcoaire | N92ESN0401712A | Federally-Regulated Consumer Product | Non-Weatherized, Condensing Ga | 1024 | 240 |  | 08/05/2020 | 39894 | 203359664 | 08/05/2020
Carrier Corp. - Indianapolis | Arcoaire | F97CMN1202422A | Federally-Regulated Consumer Product | Non-Weatherized, Condensing Ga | 2271 | 295 |  | 08/05/2020 | 48091 | 203924561 | 08/05/2020
Carrier Corp. - Indianapolis | Arcoaire | N92ESN0802120A | Federally-Regulated Consumer Product | Non-Weatherized, Condensing Ga | 1832 | 276 |  | 08/05/2020 | 79860 | 203359808 | 08/05/2020
Carrier Corp. - Indianapolis | Arcoaire | N92ESN1002120A | Federally-Regulated Consumer Product | Non-Weatherized, Condensing Ga | 1821 | 275 |  | 08/05/2020 | 99460 | 203359840 | 08/05/2020
Carrier Corp. - Indianapolis | Arcoaire | F97CMN0802120A*D | Federally-Regulated Consumer Product | Non-Weatherized, Condensing Ga | 2026 | 284 |  | 08/05/2020 | 31724 | 203924621 | 08/05/2020
Carrier Corp. - Indianapolis | Arcoaire | N92ESN0601412A | Federally-Regulated Consumer Product | Non-Weatherized, Condensing Ga | 945 | 237 |  | 08/05/2020 | 59375 | 203359701 | 08/05/2020
Carrier Corp. - Indianapolis | Arcoaire | N92ESN0802120A* | Federally-Regulated Consumer Product | Mobile Home Non-Weatherized, C | 1832 | 276 |  | 08/05/2020 | 79860 | 203359822 | 08/05/2020
Carrier Corp. - Indianapolis | Arcoaire | N95ESN0601714A**D | Federally-Regulated Consumer Product | Mobile Home Non-Weatherized, C | 1346 | 254 |  | 08/05/2020 | 60102 | 203360643 | 08/05/2020
Carrier Corp. - Indianapolis | Arcoaire | F97CMN0601714A*D | Federally-Regulated Consumer Product | Non-Weatherized, Condensing Ga | 1392 | 256 |  | 08/05/2020 | 23828 | 203924612 | 08/05/2020
Carrier Corp. - Indianapolis | Arcoaire | N80ESN0901714A | Federally-Regulated Consumer Product | Non-Weatherized, Non-Condensin | 1238 | 236 |  | 08/05/2020 | 88097 | 203359698 | 08/05/2020
Carrier Corp. - Indianapolis | Arcoaire | F97CMN0601714A | Federally-Regulated Consumer Product | Non-Weatherized, Condensing Ga | 1392 | 256 |  | 08/05/2020 | 23828 | 203924549 | 08/05/2020
Carrier Corp. - Indianapolis | Arcoaire | N92ESN1002120A* | Federally-Regulated Consumer Product | Mobile Home Non-Weatherized, C | 1821 | 275 |  | 08/05/2020 | 99460 | 203359854 | 08/05/2020
Carrier Corp. - Indianapolis | Arcoaire | F97CMN1002122A | Federally-Regulated Consumer Product | Non-Weatherized, Condensing Ga | 2192 | 291 |  | 08/05/2020 | 39903 | 203924558 | 08/05/2020
Carrier Corp. - Indianapolis | Arcoaire | F97CMN0602120A | Federally-Regulated Consumer Product | Non-Weatherized, Condensing Ga | 1897 | 278 |  | 08/05/2020 | 24235 | 203924552 | 08/05/2020
Carrier Corp. - Indianapolis | Arcoaire | N92ESN0801716A | Federally-Regulated Consumer Product | Non-Weatherized, Condensing Ga | 1390 | 256 |  | 08/05/2020 | 79599 | 203359775 | 08/05/2020
Carrier Corp. - Indianapolis | Arcoaire | F97CMN1002122A*D | Federally-Regulated Consumer Product | Non-Weatherized, Condensing Ga | 2192 | 291 |  | 08/05/2020 | 39903 | 203924624 | 08/05/2020
Carrier Corp. - Indianapolis | Arcoaire | N92ESN0601412A* | Federally-Regulated Consumer Product | Mobile Home Non-Weatherized, C | 945 | 237 |  | 08/05/2020 | 59375 | 203359719 | 08/05/2020
Carrier Corp. - Indianapolis | Arcoaire | N92ESN0401712A* | Federally-Regulated Consumer Product | Mobile Home Non-Weatherized, C | 1024 | 240 |  | 08/05/2020 | 39894 | 203359683 | 08/05/2020
Carrier Corp. - Indianapolis | Arcoaire | N95ESN0401712A* | Federally-Regulated Consumer Product | Mobile Home Non-Weatherized, C | 998 | 239 |  | 08/05/2020 | 40139 | 203360636 | 08/05/2020
Carrier Corp. - Indianapolis | Arcoaire | N92ESN0801716A* | Federally-Regulated Consumer Product | Mobile Home Non-Weatherized, C | 1390 | 256 |  | 08/05/2020 | 79599 | 203359793 | 08/05/2020
Carrier Corp. - Indianapolis | Arcoaire | N80ESL0901714A | Federally-Regulated Consumer Product | Non-Weatherized, Non-Condensin | 1238 | 236 |  | 08/05/2020 | 88097 | 203360023 | 08/05/2020
Carrier Corp. - Indianapolis | Arcoaire | N92ESN0601714A | Federally-Regulated Consumer Product | Non-Weatherized, Condensing Ga | 1205 | 248 |  | 08/05/2020 | 60119 | 203359738 | 08/05/2020
Carrier Corp. - Indianapolis | Arcoaire | F97CMN1202422A*D | Federally-Regulated Consumer Product | Non-Weatherized, Condensing Ga | 2271 | 295 |  | 08/05/2020 | 48091 | 203924627 | 08/05/2020
Carrier Corp. - Indianapolis | Arcoaire | N92ESN0601714A* | Federally-Regulated Consumer Product | Mobile Home Non-Weatherized, C | 1205 | 248 |  | 08/05/2020 | 60119 | 203359756 | 08/05/2020
Carrier Corp. - Indianapolis | Arcoaire | F97CMN0602120A*D | Federally-Regulated Consumer Product | Non-Weatherized, Condensing Ga | 1897 | 278 |  | 08/05/2020 | 24235 | 203924615 | 08/05/2020
Carrier Corp. - Indianapolis | Arcoaire | N95ESN0601714A* | Federally-Regulated Consumer Product | Mobile Home Non-Weatherized, C | 1346 | 254 |  | 08/05/2020 | 60102 | 203360637 | 08/05/2020
Nordyne, LLC | AC PRO | KG7TN-100D-E35C1 | Federally-Regulated Consumer Product | Non-Weatherized, Condensing Ga | 1711 | 270 |  | 08/05/2020 | 65214 | 204038614 | 08/05/2020
Nordyne, LLC | AC PRO | KG7TN-080D-E35C1 | Federally-Regulated Consumer Product | Non-Weatherized, Condensing Ga | 1718 | 271 |  | 08/05/2020 | 52461 | 204038613 | 08/05/2020
Nordyne, LLC | AC PRO | KG7TC-080*-V35C1 | Federally-Regulated Consumer Product | Non-Weatherized, Condensing Ga | 1873 | 277 |  | 08/05/2020 | 50261 | 204038617 | 08/05/2020
Nordyne, LLC | AC PRO | KG7TC-060D-V24B1 | Federally-Regulated Consumer Product | Non-Weatherized, Condensing Ga | 1339 | 254 |  | 08/05/2020 | 38422 | 204038605 | 08/05/2020
Nordyne, LLC | AC PRO | KG7TC-060*-V24B1 | Federally-Regulated Consumer Product | Non-Weatherized, Condensing Ga | 1339 | 254 |  | 08/05/2020 | 38422 | 204038616 | 08/05/2020
Nordyne, LLC | AC PRO | KG7TC-100*-V35C1 | Federally-Regulated Consumer Product | Non-Weatherized, Condensing Ga | 1826 | 275 |  | 08/05/2020 | 64473 | 204038618 | 08/05/2020
Nordyne, LLC | AC PRO | KG7TC-080D-V35C1 | Federally-Regulated Consumer Product | Non-Weatherized, Condensing Ga | 1873 | 277 |  | 08/05/2020 | 50261 | 204038606 | 08/05/2020
Nordyne, LLC | AC PRO | KG7TC-100D-V35C1 | Federally-Regulated Consumer Product | Non-Weatherized, Condensing Ga | 1826 | 275 |  | 08/05/2020 | 64473 | 204038607 | 08/05/2020
Carrier Corp. - Indianapolis | SMARTCOMFORT | R95ESN0801716A**D | Federally-Regulated Consumer Product | Mobile Home Non-Weatherized, C | 1771 | 273 |  | 08/05/2020 | 80331 | 203360776 | 08/05/2020
Carrier Corp. - Indianapolis | SMARTCOMFORT | R95ESN0601714A* | Federally-Regulated Consumer Product | Mobile Home Non-Weatherized, C | 1346 | 254 |  | 08/05/2020 | 60102 | 203360769 | 08/05/2020
Carrier Corp. - Indianapolis | SMARTCOMFORT | N95ESM0401712A | Federally-Regulated Consumer Product | Mobile Home Non-Weatherized, C | 998 | 239 |  | 08/05/2020 | 40139 | 204743370 | 08/05/2020
Carrier Corp. - Indianapolis | SMARTCOMFORT | N95ESM0601714A*D | Federally-Regulated Consumer Product | Mobile Home Non-Weatherized, C | 1346 | 254 |  | 08/05/2020 | 60102 | 204743374 | 08/05/2020
Carrier Corp. - Indianapolis | SMARTCOMFORT | N95ESM0401712A*D | Federally-Regulated Consumer Product | Mobile Home Non-Weatherized, C | 998 | 239 |  | 08/05/2020 | 40139 | 204743373 | 08/05/2020
Carrier Corp. - Indianapolis | SMARTCOMFORT | R80ESN0901714A | Federally-Regulated Consumer Product | Non-Weatherized, Non-Condensin | 1238 | 236 |  | 08/05/2020 | 88097 | 203360848 | 08/05/2020
Carrier Corp. - Indianapolis | SMARTCOMFORT | R95ESN0401410A**D | Federally-Regulated Consumer Product | Mobile Home Non-Weatherized, C | 950 | 237 |  | 08/05/2020 | 40146 | 203924715 | 08/05/2020
Carrier Corp. - Indianapolis | SMARTCOMFORT | R95ESN0401712A* | Federally-Regulated Consumer Product | Mobile Home Non-Weatherized, C | 998 | 239 |  | 08/05/2020 | 40139 | 203360768 | 08/05/2020
Carrier Corp. - Indianapolis | SMARTCOMFORT | R95ESN1002120A**D | Federally-Regulated Consumer Product | Mobile Home Non-Weatherized, C | 2102 | 287 |  | 08/05/2020 | 99999 | 203360778 | 08/05/2020
Carrier Corp. - Indianapolis | SMARTCOMFORT | R95ESN0601412A* | Federally-Regulated Consumer Product | Mobile Home Non-Weatherized, C | 1176 | 247 |  | 08/05/2020 | 59961 | 203924718 | 08/05/2020
Carrier Corp. - Indianapolis | SMARTCOMFORT | R95ESN0802120A**D | Federally-Regulated Consumer Product | Mobile Home Non-Weatherized, C | 1837 | 276 |  | 08/05/2020 | 79777 | 203360777 | 08/05/2020
Carrier Corp. - Indianapolis | SMARTCOMFORT | R95ESN0401712A**D | Federally-Regulated Consumer Product | Mobile Home Non-Weatherized, C | 998 | 239 |  | 08/05/2020 | 40139 | 203360774 | 08/05/2020
Carrier Corp. - Indianapolis | SMARTCOMFORT | N95ESM0601714A | Federally-Regulated Consumer Product | Mobile Home Non-Weatherized, C | 1346 | 254 |  | 08/05/2020 | 60102 | 204743371 | 08/05/2020
Carrier Corp. - Indianapolis | SMARTCOMFORT | R95ESN0401410A* | Federally-Regulated Consumer Product | Mobile Home Non-Weatherized, C | 950 | 237 |  | 08/05/2020 | 40146 | 203924714 | 08/05/2020
Carrier Corp. - Indianapolis | SMARTCOMFORT | R95ESN0601412A**D | Federally-Regulated Consumer Product | Mobile Home Non-Weatherized, C | 1176 | 247 |  | 08/05/2020 | 59961 | 203924719 | 08/05/2020
Carrier Corp. - Indianapolis | SMARTCOMFORT | R80ESL0901714A | Federally-Regulated Consumer Product | Non-Weatherized, Non-Condensin | 1238 | 236 |  | 08/05/2020 | 88097 | 203360884 | 08/05/2020
Carrier Corp. - Indianapolis | SMARTCOMFORT | R95ESN0601714A**D | Federally-Regulated Consumer Product | Mobile Home Non-Weatherized, C | 1346 | 254 |  | 08/05/2020 | 60102 | 203360775 | 08/05/2020
Allied Air | Concord | 95G2UH110CV20-* | Federally-Regulated Consumer Product | Non-Weatherized, Condensing Ga | 2083 | 250 |  | 08/05/2020 | 71341 | 201702144 | 08/05/2020
Allied Air | Concord | 95G2UH090CV20-* | Federally-Regulated Consumer Product | Non-Weatherized, Condensing Ga | 2215 | 267 |  | 08/05/2020 | 56766 | 201702142 | 08/05/2020
Allied Air | Concord | 95G2DF045BV12-* | Federally-Regulated Consumer Product | Non-Weatherized, Condensing Ga | 1325 | 204 |  | 08/05/2020 | 28499 | 201702148 | 08/05/2020
Allied Air | Concord | 95G2UH135DV20-* | Federally-Regulated Consumer Product | Non-Weatherized, Condensing Ga | 2135 | 268 |  | 08/05/2020 | 86786 | 201702146 | 08/05/2020
Allied Air | Concord | L83UF1V57/72E12-*** | Federally-Regulated Consumer Product | Non-Weatherized, Non-Condensin | 1319 | 258 |  | 08/05/2020 | 88279 | 201706987 | 08/05/2020
Allied Air | Concord | 95G2DF090CV20-* | Federally-Regulated Consumer Product | Non-Weatherized, Condensing Ga | 2123 | 248 |  | 08/05/2020 | 56779 | 201702152 | 08/05/2020
Allied Air | Concord | 95G2UH045BV12-* | Federally-Regulated Consumer Product | Non-Weatherized, Condensing Ga | 1310 | 201 |  | 08/05/2020 | 28806 | 201702158 | 08/05/2020
Allied Air | Concord | 95G2UH070BV12-* | Federally-Regulated Consumer Product | Non-Weatherized, Condensing Ga | 1413 | 229 |  | 08/05/2020 | 43058 | 201702138 | 08/05/2020
Allied Air | Concord | 95G2UH090CV12-* | Federally-Regulated Consumer Product | Non-Weatherized, Condensing Ga | 1395 | 237 |  | 08/05/2020 | 57347 | 201702140 | 08/05/2020
Allied Air | Concord | 95G2DF070BV16-* | Federally-Regulated Consumer Product | Non-Weatherized, Condensing Ga | 1882 | 255 |  | 08/05/2020 | 43013 | 201702150 | 08/05/2020
Allied Air | Concord | 95G2DF110CV20-* | Federally-Regulated Consumer Product | Non-Weatherized, Condensing Ga | 2134 | 229 |  | 08/05/2020 | 71922 | 201702154 | 08/05/2020
Nordyne, LLC | Airtemp | VG7SD-072D-T35C1 | Federally-Regulated Consumer Product | Non-Weatherized, Condensing Ga | 1826 | 275 |  | 08/05/2020 | 72142 | 205309146 | 08/05/2020
Nordyne, LLC | Airtemp | VG7SD-108D-T45D1 | Federally-Regulated Consumer Product | Non-Weatherized, Condensing Ga | 2046 | 272 |  | 08/05/2020 | 107992 | 205309147 | 08/05/2020
Nordyne, LLC | Airtemp | VG7TC-080*-E35C1 | Federally-Regulated Consumer Product | Non-Weatherized, Condensing Ga | 1686 | 269 |  | 08/05/2020 | 51925 | 204038596 | 08/05/2020
Nordyne, LLC | Airtemp | VG7TC-120*-E45D1 | Federally-Regulated Consumer Product | Non-Weatherized, Condensing Ga | 2160 | 290 |  | 08/05/2020 | 77603 | 204038598 | 08/05/2020
Nordyne, LLC | Airtemp | VG7TN-100D-E35C1 | Federally-Regulated Consumer Product | Non-Weatherized, Condensing Ga | 1711 | 270 |  | 08/05/2020 | 65214 | 204038593 | 08/05/2020
Carrier Corp. - Indianapolis | Comfortmaker | G97CMN1002122A*D | Federally-Regulated Consumer Product | Non-Weatherized, Condensing Ga | 2192 | 291 |  | 08/05/2020 | 39903 | 203924663 | 08/05/2020
Carrier Corp. - Indianapolis | Comfortmaker | N92ESN0601412A* | Federally-Regulated Consumer Product | Mobile Home Non-Weatherized, C | 945 | 237 |  | 08/05/2020 | 59375 | 203359721 | 08/05/2020
Carrier Corp. - Indianapolis | Comfortmaker | N95ESN0401712A**D | Federally-Regulated Consumer Product | Mobile Home Non-Weatherized, C | 998 | 239 |  | 08/05/2020 | 40139 | 203360654 | 08/05/2020
Carrier Corp. - Indianapolis | Comfortmaker | G97CMN1202422A | Federally-Regulated Consumer Product | Non-Weatherized, Condensing Ga | 2271 | 295 |  | 08/05/2020 | 48091 | 203924605 | 08/05/2020
Carrier Corp. - Indianapolis | Comfortmaker | N92ESN0601714A | Federally-Regulated Consumer Product | Non-Weatherized, Condensing Ga | 1205 | 248 |  | 08/05/2020 | 60119 | 203359740 | 08/05/2020
Carrier Corp. - Indianapolis | Comfortmaker | N95ESN0601714A* | Federally-Regulated Consumer Product | Mobile Home Non-Weatherized, C | 1346 | 254 |  | 08/05/2020 | 60102 | 203360649 | 08/05/2020
Carrier Corp. - Indianapolis | Comfortmaker | G97CMN0601714A*D | Federally-Regulated Consumer Product | Non-Weatherized, Condensing Ga | 1392 | 256 |  | 08/05/2020 | 23828 | 203924631 | 08/05/2020
Carrier Corp. - Indianapolis | Comfortmaker | G97CMN0802120A | Federally-Regulated Consumer Product | Non-Weatherized, Condensing Ga | 2026 | 284 |  | 08/05/2020 | 31724 | 203924589 | 08/05/2020
Carrier Corp. - Indianapolis | Comfortmaker | N92ESN0801716A | Federally-Regulated Consumer Product | Non-Weatherized, Condensing Ga | 1390 | 256 |  | 08/05/2020 | 79599 | 203359777 | 08/05/2020
Carrier Corp. - Indianapolis | Comfortmaker | N80ESL0901714A | Federally-Regulated Consumer Product | Non-Weatherized, Non-Condensin | 1238 | 236 |  | 08/05/2020 | 88097 | 203360036 | 08/05/2020
Carrier Corp. - Indianapolis | Comfortmaker | N92ESN1002120A | Federally-Regulated Consumer Product | Non-Weatherized, Condensing Ga | 1821 | 275 |  | 08/05/2020 | 99460 | 203359842 | 08/05/2020
Carrier Corp. - Indianapolis | Comfortmaker | G97CMN0802120A*D | Federally-Regulated Consumer Product | Non-Weatherized, Condensing Ga | 2026 | 284 |  | 08/05/2020 | 31724 | 203924655 | 08/05/2020
Carrier Corp. - Indianapolis | Comfortmaker | G97CMN0602120A | Federally-Regulated Consumer Product | Non-Weatherized, Condensing Ga | 1897 | 278 |  | 08/05/2020 | 24235 | 203924573 | 08/05/2020
Carrier Corp. - Indianapolis | Comfortmaker | N92ESN0801716A* | Federally-Regulated Consumer Product | Mobile Home Non-Weatherized, C | 1390 | 256 |  | 08/05/2020 | 79599 | 203359795 | 08/05/2020
Carrier Corp. - Indianapolis | Comfortmaker | G97CMN0601714A | Federally-Regulated Consumer Product | Non-Weatherized, Condensing Ga | 1392 | 256 |  | 08/05/2020 | 23828 | 203924565 | 08/05/2020
Carrier Corp. - Indianapolis | Comfortmaker | N95ESN0601714A**D | Federally-Regulated Consumer Product | Mobile Home Non-Weatherized, C | 1346 | 254 |  | 08/05/2020 | 60102 | 203360655 | 08/05/2020
Carrier Corp. - Indianapolis | Comfortmaker | N80ESN0901714A | Federally-Regulated Consumer Product | Non-Weatherized, Non-Condensin | 1238 | 236 |  | 08/05/2020 | 88097 | 203359724 | 08/05/2020
Carrier Corp. - Indianapolis | Comfortmaker | G97CMN1002122A | Federally-Regulated Consumer Product | Non-Weatherized, Condensing Ga | 2192 | 291 |  | 08/05/2020 | 39903 | 203924597 | 08/05/2020
Carrier Corp. - Indianapolis | Comfortmaker | N92ESN1002120A* | Federally-Regulated Consumer Product | Mobile Home Non-Weatherized, C | 1821 | 275 |  | 08/05/2020 | 99460 | 203359856 | 08/05/2020
Carrier Corp. - Indianapolis | Comfortmaker | N92ESN0601412A | Federally-Regulated Consumer Product | Non-Weatherized, Condensing Ga | 945 | 237 |  | 08/05/2020 | 59375 | 203359703 | 08/05/2020
Carrier Corp. - Indianapolis | Comfortmaker | N92ESN0802120A* | Federally-Regulated Consumer Product | Mobile Home Non-Weatherized, C | 1832 | 276 |  | 08/05/2020 | 79860 | 203359824 | 08/05/2020
Carrier Corp. - Indianapolis | Comfortmaker | N92ESN0401712A | Federally-Regulated Consumer Product | Non-Weatherized, Condensing Ga | 1024 | 240 |  | 08/05/2020 | 39894 | 203359666 | 08/05/2020
Carrier Corp. - Indianapolis | Comfortmaker | N92ESN0802120A | Federally-Regulated Consumer Product | Non-Weatherized, Condensing Ga | 1832 | 276 |  | 08/05/2020 | 79860 | 203359809 | 08/05/2020
Carrier Corp. - Indianapolis | Comfortmaker | G97CMN1202422A*D | Federally-Regulated Consumer Product | Non-Weatherized, Condensing Ga | 2271 | 295 |  | 08/05/2020 | 48091 | 203924671 | 08/05/2020
Carrier Corp. - Indianapolis | Comfortmaker | N92ESN0401712A* | Federally-Regulated Consumer Product | Mobile Home Non-Weatherized, C | 1024 | 240 |  | 08/05/2020 | 39894 | 203359685 | 08/05/2020
Carrier Corp. - Indianapolis | Comfortmaker | G97CMN0602120A*D | Federally-Regulated Consumer Product | Non-Weatherized, Condensing Ga | 1897 | 278 |  | 08/05/2020 | 24235 | 203924639 | 08/05/2020
Carrier Corp. - Indianapolis | Comfortmaker | N92ESN0401410A* | Federally-Regulated Consumer Product | Mobile Home Non-Weatherized, C | 981 | 238 |  | 08/05/2020 | 40102 | 203359648 | 08/05/2020
Carrier Corp. - Indianapolis | Comfortmaker | N95ESN0401712A* | Federally-Regulated Consumer Product | Mobile Home Non-Weatherized, C | 998 | 239 |  | 08/05/2020 | 40139 | 203360648 | 08/05/2020
Carrier Corp. - Indianapolis | Comfortmaker | N92ESN0601714A* | Federally-Regulated Consumer Product | Mobile Home Non-Weatherized, C | 1205 | 248 |  | 08/05/2020 | 60119 | 203359758 | 08/05/2020
Nordyne, LLC | Kelvinator | KG7TE-060D-E24B1 | Federally-Regulated Consumer Product | Non-Weatherized, Condensing Ga | 1315 | 252 |  | 08/05/2020 | 38212 | 204037061 | 08/05/2020
Nordyne, LLC | Kelvinator | KG7TN-100D-E35C1 | Federally-Regulated Consumer Product | Non-Weatherized, Condensing Ga | 1711 | 270 |  | 08/05/2020 | 65214 | 204036947 | 08/05/2020
Nordyne, LLC | Kelvinator | KG7TC-080D-E35C1 | Federally-Regulated Consumer Product | Non-Weatherized, Condensing Ga | 1686 | 269 |  | 08/05/2020 | 51925 | 204036827 | 08/05/2020
Nordyne, LLC | Kelvinator | KG7TC-120*-E45D1 | Federally-Regulated Consumer Product | Non-Weatherized, Condensing Ga | 2160 | 290 |  | 08/05/2020 | 77603 | 204037029 | 08/05/2020
Nordyne, LLC | Kelvinator | KG7TE-100D-E35C1 | Federally-Regulated Consumer Product | Non-Weatherized, Condensing Ga | 1783 | 273 |  | 08/05/2020 | 64758 | 204036926 | 08/05/2020
Nordyne, LLC | Kelvinator | KG7TC-120D-E45D1 | Federally-Regulated Consumer Product | Non-Weatherized, Condensing Ga | 2160 | 290 |  | 08/05/2020 | 77603 | 204036856 | 08/05/2020
Nordyne, LLC | Kelvinator | KG7TC-080*-E35C1 | Federally-Regulated Consumer Product | Non-Weatherized, Condensing Ga | 1686 | 269 |  | 08/05/2020 | 51925 | 204037012 | 08/05/2020
Nordyne, LLC | Kelvinator | KG7TN-060D-E24B1 | Federally-Regulated Consumer Product | Non-Weatherized, Condensing Ga | 1304 | 252 |  | 08/05/2020 | 39517 | 204036987 | 08/05/2020
Nordyne, LLC | ONYX | FG7TC-080*-V35C1 | Federally-Regulated Consumer Product | Non-Weatherized, Condensing Ga | 1873 | 277 |  | 08/05/2020 | 50261 | 204038581 | 08/05/2020
Nordyne, LLC | ONYX | FG7TC-080D-V35C1 | Federally-Regulated Consumer Product | Non-Weatherized, Condensing Ga | 1873 | 277 |  | 08/05/2020 | 50261 | 204038566 | 08/05/2020
Nordyne, LLC | ONYX | FG7TC-100*-V35C1 | Federally-Regulated Consumer Product | Non-Weatherized, Condensing Ga | 1826 | 275 |  | 08/05/2020 | 64473 | 204038582 | 08/05/2020
Nordyne, LLC | ONYX | FG7TC-100D-V35C1 | Federally-Regulated Consumer Product | Non-Weatherized, Condensing Ga | 1826 | 275 |  | 08/05/2020 | 64473 | 204038567 | 08/05/2020
Nordyne, LLC | ONYX | FG7TN-115D-V45C1 | Federally-Regulated Consumer Product | Non-Weatherized, Condensing Ga | 1798 | 274 |  | 08/05/2020 | 74070 | 204038574 | 08/05/2020
Rheem Sales Company, Inc. | Weatherking | W95TC1001521MSA | Federally-Regulated Consumer Product | Non-Weatherized, Condensing Ga | 2066 | 262 |  | 08/05/2020 | 98023 | 8934625 | 08/05/2020
Rheem Sales Company, Inc. | Weatherking | W802TA125524MXA | Federally-Regulated Consumer Product | Non-Weatherized, Non-Condensin | 1899 | 194 |  | 08/05/2020 | 87546 | 204099279 | 08/05/2020
Rheem Sales Company, Inc. | Weatherking | W801CA100521MSA | Federally-Regulated Consumer Product | Non-Weatherized, Non-Condensin | 1812 | 187 |  | 08/05/2020 | 99863 | 203327153 | 08/05/2020
Rheem Sales Company, Inc. | Weatherking | W801TA100521MSA | Federally-Regulated Consumer Product | Non-Weatherized, Non-Condensin | 1812 | 187 |  | 08/05/2020 | 99863 | 7490391 | 08/05/2020
Rheem Sales Company, Inc. | Weatherking | W802TA150524MXA | Federally-Regulated Consumer Product | Non-Weatherized, Non-Condensin | 2092 | 201 |  | 08/05/2020 | 104565 | 204099283 | 08/05/2020
Rheem Sales Company, Inc. | Weatherking | W802TA100521MSA | Federally-Regulated Consumer Product | Non-Weatherized, Non-Condensin | 1952 | 183 |  | 08/05/2020 | 70078 | 204007880 | 08/05/2020
Rheem Sales Company, Inc. | Weatherking | W96TA0852521MSA | Federally-Regulated Consumer Product | Non-Weatherized, Condensing Ga | 2115 | 259 |  | 08/05/2020 | 58240 | 9950855 | 08/05/2020
Rheem Sales Company, Inc. | Weatherking | W802TA125524MSA | Federally-Regulated Consumer Product | Non-Weatherized, Non-Condensin | 1899 | 194 |  | 08/05/2020 | 87546 | 204007883 | 08/05/2020
Rheem Sales Company, Inc. | Weatherking | W802TA150524MSA | Federally-Regulated Consumer Product | Non-Weatherized, Non-Condensin | 2092 | 201 |  | 08/05/2020 | 104565 | 204007886 | 08/05/2020
Rheem Sales Company, Inc. | Weatherking | W802TA100521MXA | Federally-Regulated Consumer Product | Non-Weatherized, Non-Condensin | 1952 | 183 |  | 08/05/2020 | 70078 | 204099276 | 08/05/2020
Rheem Sales Company, Inc. | Weatherking | W801TA100521MXA | Federally-Regulated Consumer Product | Non-Weatherized, Non-Condensin | 1812 | 187 |  | 08/05/2020 | 99863 | 7490403 | 08/05/2020
Rheem Sales Company, Inc. | Weatherking | W801CA100521MXA | Federally-Regulated Consumer Product | Non-Weatherized, Non-Condensin | 1812 | 187 |  | 08/05/2020 | 99863 | 203327156 | 08/05/2020
Rheem Sales Company, Inc. | Weatherking | W95TC0601317MSA | Federally-Regulated Consumer Product | Non-Weatherized, Condensing Ga | 1156 | 231 |  | 08/05/2020 | 55624 | 8934613 | 08/05/2020
Rheem Sales Company, Inc. | Weatherking | W96TA0402317MSA | Federally-Regulated Consumer Product | Non-Weatherized, Condensing Ga | 1252 | 232 |  | 08/05/2020 | 29298 | 9950843 | 08/05/2020
Carrier Corp. - Indianapolis | Heil | G97CMN1002122A*D | Federally-Regulated Consumer Product | Non-Weatherized, Condensing Ga | 2192 | 291 |  | 08/05/2020 | 39903 | 203924665 | 08/05/2020
Carrier Corp. - Indianapolis | Heil | N95ESN0401712A**D | Federally-Regulated Consumer Product | Mobile Home Non-Weatherized, C | 998 | 239 |  | 08/05/2020 | 40139 | 203360678 | 08/05/2020
Carrier Corp. - Indianapolis | Heil | N95ESN0601714A**D | Federally-Regulated Consumer Product | Mobile Home Non-Weatherized, C | 1346 | 254 |  | 08/05/2020 | 60102 | 203360679 | 08/05/2020
Carrier Corp. - Indianapolis | Heil | G97CMN1202422A*D | Federally-Regulated Consumer Product | Non-Weatherized, Condensing Ga | 2271 | 295 |  | 08/05/2020 | 48091 | 203924673 | 08/05/2020
Carrier Corp. - Indianapolis | Heil | N92ESN0802120A* | Federally-Regulated Consumer Product | Mobile Home Non-Weatherized, C | 1832 | 276 |  | 08/05/2020 | 79860 | 203359828 | 08/05/2020
Carrier Corp. - Indianapolis | Heil | G97CMN0602120A*D | Federally-Regulated Consumer Product | Non-Weatherized, Condensing Ga | 1897 | 278 |  | 08/05/2020 | 24235 | 203924641 | 08/05/2020
Carrier Corp. - Indianapolis | Heil | N92ESN0801716A | Federally-Regulated Consumer Product | Non-Weatherized, Condensing Ga | 1390 | 256 |  | 08/05/2020 | 79599 | 203359781 | 08/05/2020
Carrier Corp. - Indianapolis | Heil | N95ESN0601714A* | Federally-Regulated Consumer Product | Mobile Home Non-Weatherized, C | 1346 | 254 |  | 08/05/2020 | 60102 | 203360673 | 08/05/2020
Carrier Corp. - Indianapolis | Heil | N80ESN0901714A | Federally-Regulated Consumer Product | Non-Weatherized, Non-Condensin | 1238 | 236 |  | 08/05/2020 | 88097 | 203359749 | 08/05/2020
Carrier Corp. - Indianapolis | Heil | G97CMN0802120A | Federally-Regulated Consumer Product | Non-Weatherized, Condensing Ga | 2026 | 284 |  | 08/05/2020 | 31724 | 203924591 | 08/05/2020
Carrier Corp. - Indianapolis | Heil | N80ESL0901714A | Federally-Regulated Consumer Product | Non-Weatherized, Non-Condensin | 1238 | 236 |  | 08/05/2020 | 88097 | 203360049 | 08/05/2020
Carrier Corp. - Indianapolis | Heil | G97CMN1002122A | Federally-Regulated Consumer Product | Non-Weatherized, Condensing Ga | 2192 | 291 |  | 08/05/2020 | 39903 | 203924599 | 08/05/2020
Carrier Corp. - Indianapolis | Heil | N92ESN0401410A* | Federally-Regulated Consumer Product | Mobile Home Non-Weatherized, C | 981 | 238 |  | 08/05/2020 | 40102 | 203359653 | 08/05/2020
Carrier Corp. - Indianapolis | Heil | G97CMN1202422A | Federally-Regulated Consumer Product | Non-Weatherized, Condensing Ga | 2271 | 295 |  | 08/05/2020 | 48091 | 203924607 | 08/05/2020
Carrier Corp. - Indianapolis | Heil | N92ESN0401712A* | Federally-Regulated Consumer Product | Mobile Home Non-Weatherized, C | 1024 | 240 |  | 08/05/2020 | 39894 | 203359688 | 08/05/2020
Carrier Corp. - Indianapolis | Heil | N92ESN1002120A | Federally-Regulated Consumer Product | Non-Weatherized, Condensing Ga | 1821 | 275 |  | 08/05/2020 | 99460 | 203359845 | 08/05/2020
Carrier Corp. - Indianapolis | Heil | N92ESN0401410A | Federally-Regulated Consumer Product | Non-Weatherized, Condensing Ga | 981 | 238 |  | 08/05/2020 | 40102 | 203359634 | 08/05/2020
Carrier Corp. - Indianapolis | Heil | G97CMN0601714A | Federally-Regulated Consumer Product | Non-Weatherized, Condensing Ga | 1392 | 256 |  | 08/05/2020 | 23828 | 203924567 | 08/05/2020
Carrier Corp. - Indianapolis | Heil | N92ESN1002120A* | Federally-Regulated Consumer Product | Mobile Home Non-Weatherized, C | 1821 | 275 |  | 08/05/2020 | 99460 | 203359860 | 08/05/2020
Carrier Corp. - Indianapolis | Heil | N92ESN0601714A | Federally-Regulated Consumer Product | Non-Weatherized, Condensing Ga | 1205 | 248 |  | 08/05/2020 | 60119 | 203359744 | 08/05/2020
Carrier Corp. - Indianapolis | Heil | N95ESN0401712A* | Federally-Regulated Consumer Product | Mobile Home Non-Weatherized, C | 998 | 239 |  | 08/05/2020 | 40139 | 203360672 | 08/05/2020
Carrier Corp. - Indianapolis | Heil | N92ESN0802120A | Federally-Regulated Consumer Product | Non-Weatherized, Condensing Ga | 1832 | 276 |  | 08/05/2020 | 79860 | 203359812 | 08/05/2020
Carrier Corp. - Indianapolis | Heil | N92ESN0401712A | Federally-Regulated Consumer Product | Non-Weatherized, Condensing Ga | 1024 | 240 |  | 08/05/2020 | 39894 | 203359670 | 08/05/2020
Carrier Corp. - Indianapolis | Heil | G97CMN0802120A*D | Federally-Regulated Consumer Product | Non-Weatherized, Condensing Ga | 2026 | 284 |  | 08/05/2020 | 31724 | 203924657 | 08/05/2020
Carrier Corp. - Indianapolis | Heil | G97CMN0602120A | Federally-Regulated Consumer Product | Non-Weatherized, Condensing Ga | 1897 | 278 |  | 08/05/2020 | 24235 | 203924575 | 08/05/2020
Carrier Corp. - Indianapolis | Heil | N92ESN0601412A | Federally-Regulated Consumer Product | Non-Weatherized, Condensing Ga | 945 | 237 |  | 08/05/2020 | 59375 | 203359707 | 08/05/2020
Carrier Corp. - Indianapolis | Heil | G97CMN0601714A*D | Federally-Regulated Consumer Product | Non-Weatherized, Condensing Ga | 1392 | 256 |  | 08/05/2020 | 23828 | 203924633 | 08/05/2020
Carrier Corp. - Indianapolis | Heil | N92ESN0601714A* | Federally-Regulated Consumer Product | Mobile Home Non-Weatherized, C | 1205 | 248 |  | 08/05/2020 | 60119 | 203359762 | 08/05/2020
Carrier Corp. - Indianapolis | Heil | N92ESN0801716A* | Federally-Regulated Consumer Product | Mobile Home Non-Weatherized, C | 1390 | 256 |  | 08/05/2020 | 79599 | 203359799 | 08/05/2020
Carrier Corp. - Indianapolis | Heil | N92ESN0601412A* | Federally-Regulated Consumer Product | Mobile Home Non-Weatherized, C | 945 | 237 |  | 08/05/2020 | 59375 | 203359725 | 08/05/2020
Allied Air | Century | GUH95T090C3* | Federally-Regulated Consumer Product | Non-Weatherized, Condensing Ga | 1395 | 237 |  | 08/05/2020 | 57347 | 201696163 | 08/05/2020
Allied Air | Century | GUH95T070B3* | Federally-Regulated Consumer Product | Non-Weatherized, Condensing Ga | 1413 | 229 |  | 08/05/2020 | 43058 | 201696161 | 08/05/2020
Allied Air | Century | GUH95T090C5* | Federally-Regulated Consumer Product | Non-Weatherized, Condensing Ga | 2215 | 267 |  | 08/05/2020 | 56766 | 201696165 | 08/05/2020
Allied Air | Century | GDD95T110C5* | Federally-Regulated Consumer Product | Non-Weatherized, Condensing Ga | 2134 | 229 |  | 08/05/2020 | 71922 | 201696175 | 08/05/2020
Allied Air | Century | GDD95T090C5* | Federally-Regulated Consumer Product | Non-Weatherized, Condensing Ga | 2123 | 248 |  | 08/05/2020 | 56779 | 201696173 | 08/05/2020
Allied Air | Century | GUH95T135D5* | Federally-Regulated Consumer Product | Non-Weatherized, Condensing Ga | 2135 | 268 |  | 08/05/2020 | 86786 | 201696169 | 08/05/2020
Allied Air | Century | GUH95T045B3* | Federally-Regulated Consumer Product | Non-Weatherized, Condensing Ga | 1310 | 201 |  | 08/05/2020 | 28806 | 201696159 | 08/05/2020
Allied Air | Century | GDD95T070B4* | Federally-Regulated Consumer Product | Non-Weatherized, Condensing Ga | 1882 | 255 |  | 08/05/2020 | 43013 | 201696171 | 08/05/2020
Allied Air | Century | GUH95T110C5* | Federally-Regulated Consumer Product | Non-Weatherized, Condensing Ga | 2083 | 250 |  | 08/05/2020 | 71341 | 201696167 | 08/05/2020
Carrier Corp. - Indianapolis | Maratherm | R80ESL0901714A | Federally-Regulated Consumer Product | Non-Weatherized, Non-Condensin | 1238 | 236 |  | 08/05/2020 | 88097 | 203360114 | 08/05/2020
Carrier Corp. - Indianapolis | Maratherm | R95ESN0401712A**D | Federally-Regulated Consumer Product | Mobile Home Non-Weatherized, C | 998 | 239 |  | 08/05/2020 | 40139 | 203360762 | 08/05/2020
Carrier Corp. - Indianapolis | Maratherm | R92ESN0802120A* | Federally-Regulated Consumer Product | Mobile Home Non-Weatherized, C | 1832 | 276 |  | 08/05/2020 | 79860 | 203359956 | 08/05/2020
Carrier Corp. - Indianapolis | Maratherm | R92ESN0401410A | Federally-Regulated Consumer Product | Non-Weatherized, Condensing Ga | 981 | 238 |  | 08/05/2020 | 40102 | 203359938 | 08/05/2020
Carrier Corp. - Indianapolis | Maratherm | R92ESN0401712A* | Federally-Regulated Consumer Product | Mobile Home Non-Weatherized, C | 1024 | 240 |  | 08/05/2020 | 39894 | 203359943 | 08/05/2020
Carrier Corp. - Indianapolis | Maratherm | R92ESN0601412A* | Federally-Regulated Consumer Product | Mobile Home Non-Weatherized, C | 945 | 237 |  | 08/05/2020 | 59375 | 203359946 | 08/05/2020
Carrier Corp. - Indianapolis | Maratherm | R95ESN0601412A* | Federally-Regulated Consumer Product | Mobile Home Non-Weatherized, C | 1176 | 247 |  | 08/05/2020 | 59961 | 203924710 | 08/05/2020
Carrier Corp. - Indianapolis | Maratherm | R92ESN0601714A* | Federally-Regulated Consumer Product | Mobile Home Non-Weatherized, C | 1205 | 248 |  | 08/05/2020 | 60119 | 203359949 | 08/05/2020
Carrier Corp. - Indianapolis | Maratherm | R92ESN0601714A | Federally-Regulated Consumer Product | Non-Weatherized, Condensing Ga | 1205 | 248 |  | 08/05/2020 | 60119 | 203359948 | 08/05/2020
Carrier Corp. - Indianapolis | Maratherm | R95ESN0401410A**D | Federally-Regulated Consumer Product | Mobile Home Non-Weatherized, C | 950 | 237 |  | 08/05/2020 | 40146 | 203924707 | 08/05/2020
Carrier Corp. - Indianapolis | Maratherm | R80ESN0901714A | Federally-Regulated Consumer Product | Non-Weatherized, Non-Condensin | 1238 | 236 |  | 08/05/2020 | 88097 | 203359889 | 08/05/2020
Carrier Corp. - Indianapolis | Maratherm | R95ESN0401712A* | Federally-Regulated Consumer Product | Mobile Home Non-Weatherized, C | 998 | 239 |  | 08/05/2020 | 40139 | 203360756 | 08/05/2020
Carrier Corp. - Indianapolis | Maratherm | R92ESN0401410A* | Federally-Regulated Consumer Product | Mobile Home Non-Weatherized, C | 981 | 238 |  | 08/05/2020 | 40102 | 203359940 | 08/05/2020
Carrier Corp. - Indianapolis | Maratherm | R95ESN0601714A* | Federally-Regulated Consumer Product | Mobile Home Non-Weatherized, C | 1346 | 254 |  | 08/05/2020 | 60102 | 203360757 | 08/05/2020
Carrier Corp. - Indianapolis | Maratherm | R92ESN0801716A* | Federally-Regulated Consumer Product | Mobile Home Non-Weatherized, C | 1390 | 256 |  | 08/05/2020 | 79599 | 203359953 | 08/05/2020
Carrier Corp. - Indianapolis | Maratherm | R92ESN0401712A | Federally-Regulated Consumer Product | Non-Weatherized, Condensing Ga | 1024 | 240 |  | 08/05/2020 | 39894 | 203359941 | 08/05/2020
Carrier Corp. - Indianapolis | Maratherm | R92ESN0801716A | Federally-Regulated Consumer Product | Non-Weatherized, Condensing Ga | 1390 | 256 |  | 08/05/2020 | 79599 | 203359951 | 08/05/2020
Carrier Corp. - Indianapolis | Maratherm | R95ESN0601714A**D | Federally-Regulated Consumer Product | Mobile Home Non-Weatherized, C | 1346 | 254 |  | 08/05/2020 | 60102 | 203360763 | 08/05/2020
Carrier Corp. - Indianapolis | Maratherm | R95ESN0401410A* | Federally-Regulated Consumer Product | Mobile Home Non-Weatherized, C | 950 | 237 |  | 08/05/2020 | 40146 | 203924706 | 08/05/2020
Carrier Corp. - Indianapolis | Maratherm | R92ESN1002120A* | Federally-Regulated Consumer Product | Mobile Home Non-Weatherized, C | 1821 | 275 |  | 08/05/2020 | 99460 | 203359959 | 08/05/2020
Carrier Corp. - Indianapolis | Maratherm | R95ESN0601412A**D | Federally-Regulated Consumer Product | Mobile Home Non-Weatherized, C | 1176 | 247 |  | 08/05/2020 | 59961 | 203924711 | 08/05/2020
Carrier Corp. - Indianapolis | Maratherm | R92ESN1002120A | Federally-Regulated Consumer Product | Non-Weatherized, Condensing Ga | 1821 | 275 |  | 08/05/2020 | 99460 | 203359957 | 08/05/2020
Carrier Corp. - Indianapolis | Bryant | 912SD48080E17 | Federally-Regulated Consumer Product | Non-Weatherized, Condensing Ga | 1390 | 256 |  | 08/05/2020 | 79599 | 203359610 | 08/05/2020
Carrier Corp. - Indianapolis | Bryant | 987MB60060C21 | Federally-Regulated Consumer Product | Non-Weatherized, Condensing Ga | 1897 | 278 |  | 08/05/2020 | 24235 | 204032259 | 08/05/2020
Carrier Corp. - Indianapolis | Bryant | 915SB42060E17 | Federally-Regulated Consumer Product | Non-Weatherized, Condensing Ga | 1346 | 254 |  | 08/05/2020 | 60102 | 203360215 | 08/05/2020
Carrier Corp. - Indianapolis | Bryant | 912SD60100E21* | Federally-Regulated Consumer Product | Mobile Home Non-Weatherized, C | 1821 | 275 |  | 08/05/2020 | 99460 | 203359620 | 08/05/2020
Carrier Corp. - Indianapolis | Bryant | 912SD36040E17 | Federally-Regulated Consumer Product | Non-Weatherized, Condensing Ga | 1024 | 240 |  | 08/05/2020 | 39894 | 203359598 | 08/05/2020
Carrier Corp. - Indianapolis | Bryant | 915SB42060E17* | Federally-Regulated Consumer Product | Mobile Home Non-Weatherized, C | 1346 | 254 |  | 08/05/2020 | 60102 | 203360601 | 08/05/2020
Carrier Corp. - Indianapolis | Bryant | 912SD42060E17 | Federally-Regulated Consumer Product | Non-Weatherized, Condensing Ga | 1205 | 248 |  | 08/05/2020 | 60119 | 203359606 | 08/05/2020
Carrier Corp. - Indianapolis | Bryant | 915SB36040E17**D | Federally-Regulated Consumer Product | Mobile Home Non-Weatherized, C | 998 | 239 |  | 08/05/2020 | 40139 | 203360606 | 08/05/2020
Carrier Corp. - Indianapolis | Bryant | 801SA42090E17 | Federally-Regulated Consumer Product | Non-Weatherized, Non-Condensin | 1238 | 236 |  | 08/05/2020 | 88097 | 203359937 | 08/05/2020
Carrier Corp. - Indianapolis | Bryant | 987MB66120C24*D | Federally-Regulated Consumer Product | Non-Weatherized, Condensing Ga | 2271 | 295 |  | 08/05/2020 | 48091 | 204032262 | 08/05/2020
Carrier Corp. - Indianapolis | Bryant | 912SD60100E21 | Federally-Regulated Consumer Product | Non-Weatherized, Condensing Ga | 1821 | 275 |  | 08/05/2020 | 99460 | 203359618 | 08/05/2020
Carrier Corp. - Indianapolis | Bryant | 987MB60060C21*D | Federally-Regulated Consumer Product | Non-Weatherized, Condensing Ga | 1897 | 278 |  | 08/05/2020 | 24235 | 204032265 | 08/05/2020
Carrier Corp. - Indianapolis | Bryant | 912SD36060E14* | Federally-Regulated Consumer Product | Mobile Home Non-Weatherized, C | 945 | 237 |  | 08/05/2020 | 59375 | 203359604 | 08/05/2020
Carrier Corp. - Indianapolis | Bryant | 800SA42090E17 | Federally-Regulated Consumer Product | Non-Weatherized, Non-Condensin | 1238 | 236 |  | 08/05/2020 | 88097 | 203359621 | 08/05/2020
Carrier Corp. - Indianapolis | Bryant | 810SA42090E17 | Federally-Regulated Consumer Product | Non-Weatherized, Non-Condensin | 1238 | 236 |  | 08/05/2020 | 88097 | 203360417 | 08/05/2020
Carrier Corp. - Indianapolis | Bryant | 915SB36040E17* | Federally-Regulated Consumer Product | Mobile Home Non-Weatherized, C | 998 | 239 |  | 08/05/2020 | 40139 | 203360600 | 08/05/2020
Carrier Corp. - Indianapolis | Bryant | 912SD30040E14* | Federally-Regulated Consumer Product | Mobile Home Non-Weatherized, C | 981 | 238 |  | 08/05/2020 | 40102 | 203359596 | 08/05/2020
Carrier Corp. - Indianapolis | Bryant | 811SA42090E17 | Federally-Regulated Consumer Product | Non-Weatherized, Non-Condensin | 1238 | 236 |  | 08/05/2020 | 88097 | 203360478 | 08/05/2020
Carrier Corp. - Indianapolis | Bryant | 912SD30040E14 | Federally-Regulated Consumer Product | Non-Weatherized, Condensing Ga | 981 | 238 |  | 08/05/2020 | 40102 | 203359594 | 08/05/2020
Carrier Corp. - Indianapolis | Bryant | 987MB42060C17 | Federally-Regulated Consumer Product | Non-Weatherized, Condensing Ga | 1392 | 256 |  | 08/05/2020 | 23828 | 204032263 | 08/05/2020
Carrier Corp. - Indianapolis | Bryant | 987MB66120C24 | Federally-Regulated Consumer Product | Non-Weatherized, Condensing Ga | 2271 | 295 |  | 08/05/2020 | 48091 | 204032268 | 08/05/2020
Carrier Corp. - Indianapolis | Bryant | 987MB66100C21*D | Federally-Regulated Consumer Product | Non-Weatherized, Condensing Ga | 2192 | 291 |  | 08/05/2020 | 39903 | 204032267 | 08/05/2020
Carrier Corp. - Indianapolis | Bryant | 915SB42060E17**D | Federally-Regulated Consumer Product | Mobile Home Non-Weatherized, C | 1346 | 254 |  | 08/05/2020 | 60102 | 203360607 | 08/05/2020
Carrier Corp. - Indianapolis | Bryant | 915SB36040E17 | Federally-Regulated Consumer Product | Non-Weatherized, Condensing Ga | 998 | 239 |  | 08/05/2020 | 40139 | 203360213 | 08/05/2020
Carrier Corp. - Indianapolis | Bryant | 912SD48080E17* | Federally-Regulated Consumer Product | Mobile Home Non-Weatherized, C | 1390 | 256 |  | 08/05/2020 | 79599 | 203359612 | 08/05/2020
Carrier Corp. - Indianapolis | Bryant | 987MB60080C21*D | Federally-Regulated Consumer Product | Non-Weatherized, Condensing Ga | 2026 | 284 |  | 08/05/2020 | 31724 | 204032266 | 08/05/2020
Carrier Corp. - Indianapolis | Bryant | 987MB42060C17*D | Federally-Regulated Consumer Product | Non-Weatherized, Condensing Ga | 1392 | 256 |  | 08/05/2020 | 23828 | 204032257 | 08/05/2020
Carrier Corp. - Indianapolis | Bryant | 912SD36040E17* | Federally-Regulated Consumer Product | Mobile Home Non-Weatherized, C | 1024 | 240 |  | 08/05/2020 | 39894 | 203359600 | 08/05/2020
Carrier Corp. - Indianapolis | Bryant | 987MB60080C21 | Federally-Regulated Consumer Product | Non-Weatherized, Condensing Ga | 2026 | 284 |  | 08/05/2020 | 31724 | 204032260 | 08/05/2020
Carrier Corp. - Indianapolis | Bryant | 915SB36040E17*D | Federally-Regulated Consumer Product | Non-Weatherized, Condensing Ga | 998 | 239 |  | 08/05/2020 | 40139 | 203360229 | 08/05/2020
Carrier Corp. - Indianapolis | Bryant | 987MB66100C21 | Federally-Regulated Consumer Product | Non-Weatherized, Condensing Ga | 2192 | 291 |  | 08/05/2020 | 39903 | 204032261 | 08/05/2020
Carrier Corp. - Indianapolis | Bryant | 912SD42060E17* | Federally-Regulated Consumer Product | Mobile Home Non-Weatherized, C | 1205 | 248 |  | 08/05/2020 | 60119 | 203359608 | 08/05/2020
Carrier Corp. - Indianapolis | Bryant | 915SB42060E17*D | Federally-Regulated Consumer Product | Non-Weatherized, Condensing Ga | 1346 | 254 |  | 08/05/2020 | 60102 | 203360231 | 08/05/2020
Carrier Corp. - Indianapolis | Bryant | 912SD60080E21* | Federally-Regulated Consumer Product | Mobile Home Non-Weatherized, C | 1832 | 276 |  | 08/05/2020 | 79860 | 203359616 | 08/05/2020
Carrier Corp. - Indianapolis | Tempstar | N95ESN0401712A* | Federally-Regulated Consumer Product | Mobile Home Non-Weatherized, C | 998 | 239 |  | 08/05/2020 | 40139 | 203360720 | 08/05/2020
Carrier Corp. - Indianapolis | Tempstar | N80ESN0901714A | Federally-Regulated Consumer Product | Non-Weatherized, Non-Condensin | 1238 | 236 |  | 08/05/2020 | 88097 | 203359863 | 08/05/2020
Carrier Corp. - Indianapolis | Tempstar | N95ESN0601714A**D | Federally-Regulated Consumer Product | Mobile Home Non-Weatherized, C | 1346 | 254 |  | 08/05/2020 | 60102 | 203360727 | 08/05/2020
Carrier Corp. - Indianapolis | Tempstar | N92ESN0401410A* | Federally-Regulated Consumer Product | Mobile Home Non-Weatherized, C | 981 | 238 |  | 08/05/2020 | 40102 | 203359660 | 08/05/2020
Carrier Corp. - Indianapolis | Tempstar | N92ESN0801716A | Federally-Regulated Consumer Product | Non-Weatherized, Condensing Ga | 1390 | 256 |  | 08/05/2020 | 79599 | 203359789 | 08/05/2020
Carrier Corp. - Indianapolis | Tempstar | N92ESN0802120A* | Federally-Regulated Consumer Product | Mobile Home Non-Weatherized, C | 1832 | 276 |  | 08/05/2020 | 79860 | 203359836 | 08/05/2020
Carrier Corp. - Indianapolis | Tempstar | N92ESN0601714A* | Federally-Regulated Consumer Product | Mobile Home Non-Weatherized, C | 1205 | 248 |  | 08/05/2020 | 60119 | 203359771 | 08/05/2020
Carrier Corp. - Indianapolis | Tempstar | N95ESN0401712A**D | Federally-Regulated Consumer Product | Mobile Home Non-Weatherized, C | 998 | 239 |  | 08/05/2020 | 40139 | 203360726 | 08/05/2020
Carrier Corp. - Indianapolis | Tempstar | N80ESL0901714A | Federally-Regulated Consumer Product | Non-Weatherized, Non-Condensin | 1238 | 236 |  | 08/05/2020 | 88097 | 203360101 | 08/05/2020
Carrier Corp. - Indianapolis | Tempstar | N95ESN0601714A* | Federally-Regulated Consumer Product | Mobile Home Non-Weatherized, C | 1346 | 254 |  | 08/05/2020 | 60102 | 203360721 | 08/05/2020
Carrier Corp. - Indianapolis | Tempstar | N92ESN0401712A | Federally-Regulated Consumer Product | Non-Weatherized, Condensing Ga | 1024 | 240 |  | 08/05/2020 | 39894 | 203359679 | 08/05/2020
Carrier Corp. - Indianapolis | Tempstar | N92ESN0601412A* | Federally-Regulated Consumer Product | Mobile Home Non-Weatherized, C | 945 | 237 |  | 08/05/2020 | 59375 | 203359733 | 08/05/2020
Carrier Corp. - Indianapolis | Tempstar | N92ESN1002120A* | Federally-Regulated Consumer Product | Mobile Home Non-Weatherized, C | 1821 | 275 |  | 08/05/2020 | 99460 | 203359868 | 08/05/2020
Carrier Corp. - Indianapolis | Tempstar | N92ESN0401712A* | Federally-Regulated Consumer Product | Mobile Home Non-Weatherized, C | 1024 | 240 |  | 08/05/2020 | 39894 | 203359697 | 08/05/2020
Carrier Corp. - Indianapolis | Tempstar | N92ESN1002120A | Federally-Regulated Consumer Product | Non-Weatherized, Condensing Ga | 1821 | 275 |  | 08/05/2020 | 99460 | 203359851 | 08/05/2020
Carrier Corp. - Indianapolis | Tempstar | N92ESN0401410A | Federally-Regulated Consumer Product | Non-Weatherized, Condensing Ga | 981 | 238 |  | 08/05/2020 | 40102 | 203359642 | 08/05/2020
Carrier Corp. - Indianapolis | Tempstar | N92ESN0801716A* | Federally-Regulated Consumer Product | Mobile Home Non-Weatherized, C | 1390 | 256 |  | 08/05/2020 | 79599 | 203359805 | 08/05/2020
Carrier Corp. - Indianapolis | Tempstar | N92ESN0601714A | Federally-Regulated Consumer Product | Non-Weatherized, Condensing Ga | 1205 | 248 |  | 08/05/2020 | 60119 | 203359752 | 08/05/2020
Carrier Corp. - Indianapolis | Payne | PG92ESAA42060B | Federally-Regulated Consumer Product | Non-Weatherized, Condensing Ga | 1205 | 248 |  | 08/05/2020 | 60119 | 203359918 | 08/05/2020
Carrier Corp. - Indianapolis | Payne | PG95ESAA42060B* | Federally-Regulated Consumer Product | Mobile Home Non-Weatherized, C | 1346 | 254 |  | 08/05/2020 | 60102 | 203360613 | 08/05/2020
Carrier Corp. - Indianapolis | Payne | PG95ESAA36040B**D | Federally-Regulated Consumer Product | Mobile Home Non-Weatherized, C | 998 | 239 |  | 08/05/2020 | 40139 | 203360618 | 08/05/2020
Carrier Corp. - Indianapolis | Payne | PG95ESAA36040B* | Federally-Regulated Consumer Product | Mobile Home Non-Weatherized, C | 998 | 239 |  | 08/05/2020 | 40139 | 203360612 | 08/05/2020
Carrier Corp. - Indianapolis | Payne | PG95ESAA42060B**D | Federally-Regulated Consumer Product | Mobile Home Non-Weatherized, C | 1346 | 254 |  | 08/05/2020 | 60102 | 203360619 | 08/05/2020
Carrier Corp. - Indianapolis | Payne | PG92ESAA60100C | Federally-Regulated Consumer Product | Non-Weatherized, Condensing Ga | 1821 | 275 |  | 08/05/2020 | 99460 | 203359930 | 08/05/2020
Carrier Corp. - Indianapolis | Payne | PG92ESAA60100C* | Federally-Regulated Consumer Product | Mobile Home Non-Weatherized, C | 1821 | 275 |  | 08/05/2020 | 99460 | 203359932 | 08/05/2020
Carrier Corp. - Indianapolis | Payne | PG92ESAA42060B* | Federally-Regulated Consumer Product | Mobile Home Non-Weatherized, C | 1205 | 248 |  | 08/05/2020 | 60119 | 203359920 | 08/05/2020
Carrier Corp. - Indianapolis | Payne | PG92ESAA60080C* | Federally-Regulated Consumer Product | Mobile Home Non-Weatherized, C | 1832 | 276 |  | 08/05/2020 | 79860 | 203359928 | 08/05/2020
Carrier Corp. - Indianapolis | Payne | PG92ESAA48080B | Federally-Regulated Consumer Product | Non-Weatherized, Condensing Ga | 1390 | 256 |  | 08/05/2020 | 79599 | 203359922 | 08/05/2020
Carrier Corp. - Indianapolis | Payne | PG92ESAA36060A* | Federally-Regulated Consumer Product | Mobile Home Non-Weatherized, C | 945 | 237 |  | 08/05/2020 | 59375 | 203359917 | 08/05/2020
Carrier Corp. - Indianapolis | Payne | PG92ESAA48080B* | Federally-Regulated Consumer Product | Mobile Home Non-Weatherized, C | 1390 | 256 |  | 08/05/2020 | 79599 | 203359924 | 08/05/2020
Carrier Corp. - Indianapolis | EcoTemp | WFAX080B048A* | Federally-Regulated Consumer Product | Mobile Home Non-Weatherized, C | 1390 | 256 |  | 08/05/2020 | 79599 | 203359980 | 08/05/2020
Carrier Corp. - Indianapolis | EcoTemp | WFAX060B042A* | Federally-Regulated Consumer Product | Mobile Home Non-Weatherized, C | 1205 | 248 |  | 08/05/2020 | 60119 | 203359977 | 08/05/2020
Carrier Corp. - Indianapolis | EcoTemp | WFAX100C060A* | Federally-Regulated Consumer Product | Mobile Home Non-Weatherized, C | 1821 | 275 |  | 08/05/2020 | 99460 | 203359987 | 08/05/2020
Carrier Corp. - Indianapolis | EcoTemp | WFSX060B042A | Federally-Regulated Consumer Product | Non-Weatherized, Condensing Ga | 1346 | 254 |  | 08/05/2020 | 60102 | 203360519 | 08/05/2020
Carrier Corp. - Indianapolis | EcoTemp | WFSX040B036A | Federally-Regulated Consumer Product | Non-Weatherized, Condensing Ga | 998 | 239 |  | 08/05/2020 | 40139 | 203360517 | 08/05/2020
Carrier Corp. - Indianapolis | EcoTemp | WFSX040B036A* | Federally-Regulated Consumer Product | Mobile Home Non-Weatherized, C | 998 | 239 |  | 08/05/2020 | 40139 | 203360732 | 08/05/2020
Carrier Corp. - Indianapolis | EcoTemp | WFAX100C060A | Federally-Regulated Consumer Product | Non-Weatherized, Condensing Ga | 1821 | 275 |  | 08/05/2020 | 99460 | 203359986 | 08/05/2020
Carrier Corp. - Indianapolis | EcoTemp | WFAX080B048A | Federally-Regulated Consumer Product | Non-Weatherized, Condensing Ga | 1390 | 256 |  | 08/05/2020 | 79599 | 203359978 | 08/05/2020
Carrier Corp. - Indianapolis | EcoTemp | WFER090B042A | Federally-Regulated Consumer Product | Non-Weatherized, Non-Condensin | 1238 | 236 |  | 08/05/2020 | 88097 | 203360835 | 08/05/2020
Carrier Corp. - Indianapolis | EcoTemp | WFSX040B036A**D | Federally-Regulated Consumer Product | Mobile Home Non-Weatherized, C | 998 | 239 |  | 08/05/2020 | 40139 | 203360738 | 08/05/2020
Carrier Corp. - Indianapolis | EcoTemp | WFAX060A036A* | Federally-Regulated Consumer Product | Mobile Home Non-Weatherized, C | 945 | 237 |  | 08/05/2020 | 59375 | 203359973 | 08/05/2020
Carrier Corp. - Indianapolis | EcoTemp | WFAX060B042A | Federally-Regulated Consumer Product | Non-Weatherized, Condensing Ga | 1205 | 248 |  | 08/05/2020 | 60119 | 203359975 | 08/05/2020
Carrier Corp. - Indianapolis | EcoTemp | WFAX080C060A* | Federally-Regulated Consumer Product | Mobile Home Non-Weatherized, C | 1832 | 276 |  | 08/05/2020 | 79860 | 203359984 | 08/05/2020
Carrier Corp. - Indianapolis | EcoTemp | WFAX040B036A* | Federally-Regulated Consumer Product | Mobile Home Non-Weatherized, C | 1024 | 240 |  | 08/05/2020 | 39894 | 203359969 | 08/05/2020
Carrier Corp. - Indianapolis | EcoTemp | WFEL090B042B | Federally-Regulated Consumer Product | Non-Weatherized, Non-Condensin | 1238 | 236 |  | 08/05/2020 | 88097 | 203360872 | 08/05/2020
Carrier Corp. - Indianapolis | EcoTemp | WFAX040A030A | Federally-Regulated Consumer Product | Non-Weatherized, Condensing Ga | 981 | 238 |  | 08/05/2020 | 40102 | 203359963 | 08/05/2020
Carrier Corp. - Indianapolis | EcoTemp | WFSX060B042A**D | Federally-Regulated Consumer Product | Mobile Home Non-Weatherized, C | 1346 | 254 |  | 08/05/2020 | 60102 | 203360739 | 08/05/2020
Carrier Corp. - Indianapolis | EcoTemp | WFSX060B042A* | Federally-Regulated Consumer Product | Mobile Home Non-Weatherized, C | 1346 | 254 |  | 08/05/2020 | 60102 | 203360733 | 08/05/2020
Carrier Corp. - Indianapolis | EcoTemp | WFAX040A030A* | Federally-Regulated Consumer Product | Mobile Home Non-Weatherized, C | 981 | 238 |  | 08/05/2020 | 40102 | 203359965 | 08/05/2020
Carrier Corp. - Indianapolis | EcoTemp | WFAX040B036A | Federally-Regulated Consumer Product | Non-Weatherized, Condensing Ga | 1024 | 240 |  | 08/05/2020 | 39894 | 203359967 | 08/05/2020
Carrier Corp. - Indianapolis | Carrier | 59MN7B120C24--22 | Federally-Regulated Consumer Product | Non-Weatherized, Condensing Ga | 2271 | 295 |  | 08/05/2020 | 48091 | 204032250 | 08/05/2020
Carrier Corp. - Indianapolis | Carrier | 59MN7B060C17--14*D | Federally-Regulated Consumer Product | Non-Weatherized, Condensing Ga | 1392 | 256 |  | 08/05/2020 | 23828 | 204032251 | 08/05/2020
Carrier Corp. - Indianapolis | Carrier | 59SC5B040E17--12**D | Federally-Regulated Consumer Product | Mobile Home Non-Weatherized, C | 998 | 239 |  | 08/05/2020 | 40139 | 203360594 | 08/05/2020
Carrier Corp. - Indianapolis | Carrier | 59SC2D040E17--12* | Federally-Regulated Consumer Product | Mobile Home Non-Weatherized, C | 1024 | 240 |  | 08/05/2020 | 39894 | 203359576 | 08/05/2020
Carrier Corp. - Indianapolis | Carrier | 59SC2D040E14--10* | Federally-Regulated Consumer Product | Mobile Home Non-Weatherized, C | 981 | 238 |  | 08/05/2020 | 40102 | 203359574 | 08/05/2020
Carrier Corp. - Indianapolis | Carrier | 59SC2D080E17--16 | Federally-Regulated Consumer Product | Non-Weatherized, Condensing Ga | 1390 | 256 |  | 08/05/2020 | 79599 | 203359581 | 08/05/2020
Carrier Corp. - Indianapolis | Carrier | 59SC2D060E17--14* | Federally-Regulated Consumer Product | Mobile Home Non-Weatherized, C | 1205 | 248 |  | 08/05/2020 | 60119 | 203359580 | 08/05/2020
Carrier Corp. - Indianapolis | Carrier | 59MN7B120C24--22*D | Federally-Regulated Consumer Product | Non-Weatherized, Condensing Ga | 2271 | 295 |  | 08/05/2020 | 48091 | 204032256 | 08/05/2020
Carrier Corp. - Indianapolis | Carrier | 59SC5B040E17--12* | Federally-Regulated Consumer Product | Mobile Home Non-Weatherized, C | 998 | 239 |  | 08/05/2020 | 40139 | 203360589 | 08/05/2020
Carrier Corp. - Indianapolis | Carrier | 59SC2D040E17--12 | Federally-Regulated Consumer Product | Non-Weatherized, Condensing Ga | 1024 | 240 |  | 08/05/2020 | 39894 | 203359575 | 08/05/2020
Carrier Corp. - Indianapolis | Carrier | 59SC2D080E17--16* | Federally-Regulated Consumer Product | Mobile Home Non-Weatherized, C | 1390 | 256 |  | 08/05/2020 | 79599 | 203359582 | 08/05/2020
Carrier Corp. - Indianapolis | Carrier | 59SC2D100E21--20* | Federally-Regulated Consumer Product | Mobile Home Non-Weatherized, C | 1821 | 275 |  | 08/05/2020 | 99460 | 203359588 | 08/05/2020
Carrier Corp. - Indianapolis | Carrier | 59SC5B060E17--14**D | Federally-Regulated Consumer Product | Mobile Home Non-Weatherized, C | 1346 | 254 |  | 08/05/2020 | 60102 | 203360595 | 08/05/2020
Carrier Corp. - Indianapolis | Carrier | 58SC0A090E17--14 | Federally-Regulated Consumer Product | Non-Weatherized, Non-Condensin | 1238 | 236 |  | 08/05/2020 | 88097 | 203360384 | 08/05/2020
Carrier Corp. - Indianapolis | Carrier | 59MN7B060C17--14 | Federally-Regulated Consumer Product | Non-Weatherized, Condensing Ga | 1392 | 256 |  | 08/05/2020 | 23828 | 204032245 | 08/05/2020
Carrier Corp. - Indianapolis | Carrier | 58SB0A090E17--14 | Federally-Regulated Consumer Product | Non-Weatherized, Non-Condensin | 1238 | 236 |  | 08/05/2020 | 88097 | 203359595 | 08/05/2020
Carrier Corp. - Indianapolis | Carrier | 58SC1A090E17--14 | Federally-Regulated Consumer Product | Non-Weatherized, Non-Condensin | 1238 | 236 |  | 08/05/2020 | 88097 | 203360450 | 08/05/2020
Carrier Corp. - Indianapolis | Carrier | 59SC5B026E14--10 | Federally-Regulated Consumer Product | Non-Weatherized, Condensing Ga | 890 | 234 |  | 08/05/2020 | 26050 | 203360179 | 08/05/2020
Carrier Corp. - Indianapolis | Carrier | 59SC2D060E14--12* | Federally-Regulated Consumer Product | Mobile Home Non-Weatherized, C | 945 | 237 |  | 08/05/2020 | 59375 | 203359578 | 08/05/2020
Carrier Corp. - Indianapolis | Carrier | 59SC5B060E17--14* | Federally-Regulated Consumer Product | Mobile Home Non-Weatherized, C | 1346 | 254 |  | 08/05/2020 | 60102 | 203360590 | 08/05/2020
Carrier Corp. - Indianapolis | Carrier | 59SC2D100E21--20 | Federally-Regulated Consumer Product | Non-Weatherized, Condensing Ga | 1821 | 275 |  | 08/05/2020 | 99460 | 203359586 | 08/05/2020
Carrier Corp. - Indianapolis | Carrier | 59SC2D080E21--20* | Federally-Regulated Consumer Product | Mobile Home Non-Weatherized, C | 1832 | 276 |  | 08/05/2020 | 79860 | 203359585 | 08/05/2020
Carrier Corp. - Indianapolis | Carrier | 58SB1A090E17--14 | Federally-Regulated Consumer Product | Non-Weatherized, Non-Condensin | 1238 | 236 |  | 08/05/2020 | 88097 | 203359910 | 08/05/2020
Carrier Corp. - Indianapolis | Carrier | 59SC2D060E17--14 | Federally-Regulated Consumer Product | Non-Weatherized, Condensing Ga | 1205 | 248 |  | 08/05/2020 | 60119 | 203359579 | 08/05/2020
Nordyne, LLC | Elect-Aire | KG7TC-080D-E35C1 | Federally-Regulated Consumer Product | Non-Weatherized, Condensing Ga | 1686 | 269 |  | 08/05/2020 | 51925 | 204036823 | 08/05/2020
Nordyne, LLC | Elect-Aire | KG7TC-080*-E35C1 | Federally-Regulated Consumer Product | Non-Weatherized, Condensing Ga | 1686 | 269 |  | 08/05/2020 | 51925 | 204037008 | 08/05/2020
Nordyne, LLC | Elect-Aire | KG7TC-120*-E45D1 | Federally-Regulated Consumer Product | Non-Weatherized, Condensing Ga | 2160 | 290 |  | 08/05/2020 | 77603 | 204037025 | 08/05/2020
Nordyne, LLC | Elect-Aire | KG7TC-120D-E45D1 | Federally-Regulated Consumer Product | Non-Weatherized, Condensing Ga | 2160 | 290 |  | 08/05/2020 | 77603 | 204036852 | 08/05/2020
Daikin Comfort Technologies Manufacturing, L.P. | Amana | AMES960403BU | Federally-Regulated Consumer Product | Non-Weatherized, Condensing Ga | 1137 | 245 |  | 08/05/2020 | 40276 | 204271662 | 08/05/2020
Daikin Comfort Technologies Manufacturing, L.P. | Amana | AMES960603BU | Federally-Regulated Consumer Product | Non-Weatherized, Condensing Ga | 1149 | 245 |  | 08/05/2020 | 60182 | 204271663 | 08/05/2020
Daikin Comfort Technologies Manufacturing, L.P. | Amana | AMES960805CU | Federally-Regulated Consumer Product | Non-Weatherized, Condensing Ga | 2011 | 283 |  | 08/05/2020 | 80484 | 203503514 | 08/05/2020
Allied Air | Ducane | 95G2UH090CV20-* | Federally-Regulated Consumer Product | Non-Weatherized, Condensing Ga | 2215 | 267 |  | 08/05/2020 | 56766 | 201702141 | 08/05/2020
Allied Air | Ducane | 95G2DF045BV12-* | Federally-Regulated Consumer Product | Non-Weatherized, Condensing Ga | 1325 | 204 |  | 08/05/2020 | 28499 | 201702147 | 08/05/2020
Allied Air | Ducane | 95G2UH045BV12-* | Federally-Regulated Consumer Product | Non-Weatherized, Condensing Ga | 1310 | 201 |  | 08/05/2020 | 28806 | 201702157 | 08/05/2020
Allied Air | Ducane | 95G2DF070BV16-* | Federally-Regulated Consumer Product | Non-Weatherized, Condensing Ga | 1882 | 255 |  | 08/05/2020 | 43013 | 201702149 | 08/05/2020
Allied Air | Ducane | 95G2DF110CV20-* | Federally-Regulated Consumer Product | Non-Weatherized, Condensing Ga | 2134 | 229 |  | 08/05/2020 | 71922 | 201702153 | 08/05/2020
Allied Air | Ducane | 95G2UH070BV12-* | Federally-Regulated Consumer Product | Non-Weatherized, Condensing Ga | 1413 | 229 |  | 08/05/2020 | 43058 | 201702137 | 08/05/2020
Allied Air | Ducane | 95G2DF090CV20-* | Federally-Regulated Consumer Product | Non-Weatherized, Condensing Ga | 2123 | 248 |  | 08/05/2020 | 56779 | 201702151 | 08/05/2020
Allied Air | Ducane | 95G2UH135DV20-* | Federally-Regulated Consumer Product | Non-Weatherized, Condensing Ga | 2135 | 268 |  | 08/05/2020 | 86786 | 201702145 | 08/05/2020
Allied Air | Ducane | 95G2UH110CV20-* | Federally-Regulated Consumer Product | Non-Weatherized, Condensing Ga | 2083 | 250 |  | 08/05/2020 | 71341 | 201702143 | 08/05/2020
Allied Air | Ducane | 95G2UH090CV12-* | Federally-Regulated Consumer Product | Non-Weatherized, Condensing Ga | 1395 | 237 |  | 08/05/2020 | 57347 | 201702139 | 08/05/2020
Carrier Corp. - Indianapolis | Grandaire | WFAX100C060A* | Federally-Regulated Consumer Product | Mobile Home Non-Weatherized, C | 1821 | 275 |  | 08/05/2020 | 99460 | 203360018 | 08/05/2020
Carrier Corp. - Indianapolis | Grandaire | WFEL090B042B | Federally-Regulated Consumer Product | Non-Weatherized, Non-Condensin | 1238 | 236 |  | 08/05/2020 | 88097 | 203360860 | 08/05/2020
Carrier Corp. - Indianapolis | Grandaire | WFAX060B042A | Federally-Regulated Consumer Product | Non-Weatherized, Condensing Ga | 1205 | 248 |  | 08/05/2020 | 60119 | 203360005 | 08/05/2020
Carrier Corp. - Indianapolis | Grandaire | WFAX100C060A | Federally-Regulated Consumer Product | Non-Weatherized, Condensing Ga | 1821 | 275 |  | 08/05/2020 | 99460 | 203360016 | 08/05/2020
Carrier Corp. - Indianapolis | Grandaire | WFSX040B036A**D | Federally-Regulated Consumer Product | Mobile Home Non-Weatherized, C | 998 | 239 |  | 08/05/2020 | 40139 | 203360750 | 08/05/2020
Carrier Corp. - Indianapolis | Grandaire | WFAX080B048A | Federally-Regulated Consumer Product | Non-Weatherized, Condensing Ga | 1390 | 256 |  | 08/05/2020 | 79599 | 203360008 | 08/05/2020
Carrier Corp. - Indianapolis | Grandaire | WFAX040B036A* | Federally-Regulated Consumer Product | Mobile Home Non-Weatherized, C | 1024 | 240 |  | 08/05/2020 | 39894 | 203359999 | 08/05/2020
Carrier Corp. - Indianapolis | Grandaire | WFSX040B036A* | Federally-Regulated Consumer Product | Mobile Home Non-Weatherized, C | 998 | 239 |  | 08/05/2020 | 40139 | 203360744 | 08/05/2020
Carrier Corp. - Indianapolis | Grandaire | WFSX060B042A**D | Federally-Regulated Consumer Product | Mobile Home Non-Weatherized, C | 1346 | 254 |  | 08/05/2020 | 60102 | 203360751 | 08/05/2020
Carrier Corp. - Indianapolis | Grandaire | WFAX040B036A | Federally-Regulated Consumer Product | Non-Weatherized, Condensing Ga | 1024 | 240 |  | 08/05/2020 | 39894 | 203359997 | 08/05/2020
Carrier Corp. - Indianapolis | Grandaire | WFAX060B042A* | Federally-Regulated Consumer Product | Mobile Home Non-Weatherized, C | 1205 | 248 |  | 08/05/2020 | 60119 | 203360007 | 08/05/2020
Carrier Corp. - Indianapolis | Grandaire | WFAX040A030A* | Federally-Regulated Consumer Product | Mobile Home Non-Weatherized, C | 981 | 238 |  | 08/05/2020 | 40102 | 203359995 | 08/05/2020
Carrier Corp. - Indianapolis | Grandaire | WFER090B042A | Federally-Regulated Consumer Product | Non-Weatherized, Non-Condensin | 1238 | 236 |  | 08/05/2020 | 88097 | 203360823 | 08/05/2020
Carrier Corp. - Indianapolis | Grandaire | WFAX080B048A* | Federally-Regulated Consumer Product | Mobile Home Non-Weatherized, C | 1390 | 256 |  | 08/05/2020 | 79599 | 203360010 | 08/05/2020
Carrier Corp. - Indianapolis | Grandaire | WFSX060B042A* | Federally-Regulated Consumer Product | Mobile Home Non-Weatherized, C | 1346 | 254 |  | 08/05/2020 | 60102 | 203360745 | 08/05/2020
Carrier Corp. - Indianapolis | Grandaire | WFAX060A036A* | Federally-Regulated Consumer Product | Mobile Home Non-Weatherized, C | 945 | 237 |  | 08/05/2020 | 59375 | 203360003 | 08/05/2020
Carrier Corp. - Indianapolis | Grandaire | WFAX040A030A | Federally-Regulated Consumer Product | Non-Weatherized, Condensing Ga | 981 | 238 |  | 08/05/2020 | 40102 | 203359993 | 08/05/2020
Carrier Corp. - Indianapolis | Grandaire | WFAX080C060A* | Federally-Regulated Consumer Product | Mobile Home Non-Weatherized, C | 1832 | 276 |  | 08/05/2020 | 79860 | 203360014 | 08/05/2020
Carrier Corp. - Indianapolis | Kenmore | N92ESN1002120A* | Federally-Regulated Consumer Product | Mobile Home Non-Weatherized, C | 1821 | 275 |  | 08/05/2020 | 99460 | 203359866 | 08/05/2020
Carrier Corp. - Indianapolis | Kenmore | G97CMN0602120A*D | Federally-Regulated Consumer Product | Non-Weatherized, Condensing Ga | 1897 | 278 |  | 08/05/2020 | 24235 | 203924644 | 08/05/2020
Carrier Corp. - Indianapolis | Kenmore | F97CMN0601714A | Federally-Regulated Consumer Product | Non-Weatherized, Condensing Ga | 1392 | 256 |  | 08/05/2020 | 23828 | 203924550 | 08/05/2020
Carrier Corp. - Indianapolis | Kenmore | N92ESN1002122A | Federally-Regulated Consumer Product | Non-Weatherized, Condensing Ga | 1993 | 282 |  | 08/05/2020 | 99627 | 205001048 | 08/05/2020
Carrier Corp. - Indianapolis | Kenmore | F97CMN0802120A*D | Federally-Regulated Consumer Product | Non-Weatherized, Condensing Ga | 2026 | 284 |  | 08/05/2020 | 31724 | 203924622 | 08/05/2020
Carrier Corp. - Indianapolis | Kenmore | N92ESN0401410A | Federally-Regulated Consumer Product | Non-Weatherized, Condensing Ga | 981 | 238 |  | 08/05/2020 | 40102 | 203359640 | 08/05/2020
Carrier Corp. - Indianapolis | Kenmore | G97CMN1002122A | Federally-Regulated Consumer Product | Non-Weatherized, Condensing Ga | 2192 | 291 |  | 08/05/2020 | 39903 | 203924602 | 08/05/2020
Carrier Corp. - Indianapolis | Kenmore | F97CMN0601714A*D | Federally-Regulated Consumer Product | Non-Weatherized, Condensing Ga | 1392 | 256 |  | 08/05/2020 | 23828 | 203924613 | 08/05/2020
Carrier Corp. - Indianapolis | Kenmore | G97CMN0601714A*D | Federally-Regulated Consumer Product | Non-Weatherized, Condensing Ga | 1392 | 256 |  | 08/05/2020 | 23828 | 203924636 | 08/05/2020
Carrier Corp. - Indianapolis | Kenmore | N92ESN1002120A | Federally-Regulated Consumer Product | Non-Weatherized, Condensing Ga | 1821 | 275 |  | 08/05/2020 | 99460 | 203359850 | 08/05/2020
Carrier Corp. - Indianapolis | Kenmore | N80ESN0901714A | Federally-Regulated Consumer Product | Non-Weatherized, Non-Condensin | 1238 | 236 |  | 08/05/2020 | 88097 | 203359833 | 08/05/2020
Carrier Corp. - Indianapolis | Kenmore | N92ESN0401712A* | Federally-Regulated Consumer Product | Mobile Home Non-Weatherized, C | 1024 | 240 |  | 08/05/2020 | 39894 | 203359695 | 08/05/2020
Carrier Corp. - Indianapolis | Kenmore | G97CMN0602120A | Federally-Regulated Consumer Product | Non-Weatherized, Condensing Ga | 1897 | 278 |  | 08/05/2020 | 24235 | 203924578 | 08/05/2020
Carrier Corp. - Indianapolis | Kenmore | G97CMN0802120A | Federally-Regulated Consumer Product | Non-Weatherized, Condensing Ga | 2026 | 284 |  | 08/05/2020 | 31724 | 203924594 | 08/05/2020
Carrier Corp. - Indianapolis | Kenmore | F97CMN0602120A | Federally-Regulated Consumer Product | Non-Weatherized, Condensing Ga | 1897 | 278 |  | 08/05/2020 | 24235 | 203924553 | 08/05/2020
Carrier Corp. - Indianapolis | Kenmore | N92ESN0601412A* | Federally-Regulated Consumer Product | Mobile Home Non-Weatherized, C | 945 | 237 |  | 08/05/2020 | 59375 | 203359731 | 08/05/2020
Carrier Corp. - Indianapolis | Kenmore | N95ESN0601714A**D | Federally-Regulated Consumer Product | Mobile Home Non-Weatherized, C | 1346 | 254 |  | 08/05/2020 | 60102 | 203360703 | 08/05/2020
Carrier Corp. - Indianapolis | Kenmore | N92ESN0802120A* | Federally-Regulated Consumer Product | Mobile Home Non-Weatherized, C | 1832 | 276 |  | 08/05/2020 | 79860 | 203359834 | 08/05/2020
Carrier Corp. - Indianapolis | Kenmore | N92ESN0601714A* | Federally-Regulated Consumer Product | Mobile Home Non-Weatherized, C | 1205 | 248 |  | 08/05/2020 | 60119 | 203359769 | 08/05/2020
Carrier Corp. - Indianapolis | Kenmore | N92ESN0601714A | Federally-Regulated Consumer Product | Non-Weatherized, Condensing Ga | 1205 | 248 |  | 08/05/2020 | 60119 | 203359750 | 08/05/2020
Carrier Corp. - Indianapolis | Kenmore | N92ESN1002122A* | Federally-Regulated Consumer Product | Mobile Home Non-Weatherized, C | 1993 | 282 |  | 08/05/2020 | 99627 | 205001057 | 08/05/2020
Carrier Corp. - Indianapolis | Kenmore | N95ESN0601714A* | Federally-Regulated Consumer Product | Mobile Home Non-Weatherized, C | 1346 | 254 |  | 08/05/2020 | 60102 | 203360697 | 08/05/2020
Carrier Corp. - Indianapolis | Kenmore | N92ESN0801716A* | Federally-Regulated Consumer Product | Mobile Home Non-Weatherized, C | 1390 | 256 |  | 08/05/2020 | 79599 | 203359803 | 08/05/2020
Carrier Corp. - Indianapolis | Kenmore | N92ESN0401712A | Federally-Regulated Consumer Product | Non-Weatherized, Condensing Ga | 1024 | 240 |  | 08/05/2020 | 39894 | 203359677 | 08/05/2020
Carrier Corp. - Indianapolis | Kenmore | G97CMN1002122A*D | Federally-Regulated Consumer Product | Non-Weatherized, Condensing Ga | 2192 | 291 |  | 08/05/2020 | 39903 | 203924668 | 08/05/2020
Carrier Corp. - Indianapolis | Kenmore | F97CMN0602120A*D | Federally-Regulated Consumer Product | Non-Weatherized, Condensing Ga | 1897 | 278 |  | 08/05/2020 | 24235 | 203924616 | 08/05/2020
Carrier Corp. - Indianapolis | Kenmore | F97CMN0802120A | Federally-Regulated Consumer Product | Non-Weatherized, Condensing Ga | 2026 | 284 |  | 08/05/2020 | 31724 | 203924679 | 08/05/2020
Carrier Corp. - Indianapolis | Kenmore | G97CMN0802120A*D | Federally-Regulated Consumer Product | Non-Weatherized, Condensing Ga | 2026 | 284 |  | 08/05/2020 | 31724 | 203924660 | 08/05/2020
Carrier Corp. - Indianapolis | Kenmore | F97CMN1002122A | Federally-Regulated Consumer Product | Non-Weatherized, Condensing Ga | 2192 | 291 |  | 08/05/2020 | 39903 | 203924559 | 08/05/2020
Carrier Corp. - Indianapolis | Kenmore | N92ESN0801716A | Federally-Regulated Consumer Product | Non-Weatherized, Condensing Ga | 1390 | 256 |  | 08/05/2020 | 79599 | 203359787 | 08/05/2020
Carrier Corp. - Indianapolis | Kenmore | N92ESN0401410A* | Federally-Regulated Consumer Product | Mobile Home Non-Weatherized, C | 981 | 238 |  | 08/05/2020 | 40102 | 203359658 | 08/05/2020
Carrier Corp. - Indianapolis | Kenmore | G97CMN0601714A | Federally-Regulated Consumer Product | Non-Weatherized, Condensing Ga | 1392 | 256 |  | 08/05/2020 | 23828 | 203924570 | 08/05/2020
Carrier Corp. - Indianapolis | Kenmore | N95ESN0401712A**D | Federally-Regulated Consumer Product | Mobile Home Non-Weatherized, C | 998 | 239 |  | 08/05/2020 | 40139 | 203360702 | 08/05/2020
Carrier Corp. - Indianapolis | Kenmore | F97CMN1202422A | Federally-Regulated Consumer Product | Non-Weatherized, Condensing Ga | 2271 | 295 |  | 08/05/2020 | 48091 | 203924562 | 08/05/2020
Carrier Corp. - Indianapolis | Kenmore | N95ESN0401712A* | Federally-Regulated Consumer Product | Mobile Home Non-Weatherized, C | 998 | 239 |  | 08/05/2020 | 40139 | 203360696 | 08/05/2020
Carrier Corp. - Indianapolis | Kenmore | N80ESL0901714A | Federally-Regulated Consumer Product | Non-Weatherized, Non-Condensin | 1238 | 236 |  | 08/05/2020 | 88097 | 203360088 | 08/05/2020
Carrier Corp. - Indianapolis | Kenmore | G97CMN1202422A*D | Federally-Regulated Consumer Product | Non-Weatherized, Condensing Ga | 2271 | 295 |  | 08/05/2020 | 48091 | 203924676 | 08/05/2020
Carrier Corp. - Indianapolis | Kenmore | G97CMN1202422A | Federally-Regulated Consumer Product | Non-Weatherized, Condensing Ga | 2271 | 295 |  | 08/05/2020 | 48091 | 203924610 | 08/05/2020
Carrier Corp. - Indianapolis | Kenmore | F97CMN1202422A*D | Federally-Regulated Consumer Product | Non-Weatherized, Condensing Ga | 2271 | 295 |  | 08/05/2020 | 48091 | 203924628 | 08/05/2020
Carrier Corp. - Indianapolis | Kenmore | F97CMN1002122A*D | Federally-Regulated Consumer Product | Non-Weatherized, Condensing Ga | 2192 | 291 |  | 08/05/2020 | 39903 | 203924625 | 08/05/2020
Daikin Comfort Technologies Manufacturing, L.P. | Daikin | DM96SE0603BU | Federally-Regulated Consumer Product | Non-Weatherized, Condensing Ga | 1149 | 245 |  | 08/05/2020 | 60182 | 204271661 | 08/05/2020
Daikin Comfort Technologies Manufacturing, L.P. | Daikin | DM96SE0805CU | Federally-Regulated Consumer Product | Non-Weatherized, Condensing Ga | 2011 | 283 |  | 08/05/2020 | 80484 | 203503515 | 08/05/2020
Dettson Industries, Inc. | Dettson | CC15-M-V | Federally-Regulated Consumer Product | Mobile Home Non-Weatherized, C | 495 | 215 |  | 08/05/2020 | 5949 | 201755401 | 08/05/2020
Dettson Industries, Inc. | Dettson | C30-M-V* | Federally-Regulated Consumer Product | Non-Weatherized, Condensing Ga | 716 | 224 |  | 08/05/2020 | 11776 | 8859522 | 08/05/2020
Dettson Industries, Inc. | Dettson | C105-M-V | Federally-Regulated Consumer Product | Mobile Home Non-Weatherized, C | 2025 | 281 |  | 08/05/2020 | 41655 | 8171778 | 08/05/2020
Dettson Industries, Inc. | Dettson | C15-M-V* | Federally-Regulated Consumer Product | Non-Weatherized, Condensing Ga | 840 | 232 |  | 08/05/2020 | 5936 | 8858971 | 08/05/2020
Dettson Industries, Inc. | Dettson | C30-M-V | Federally-Regulated Consumer Product | Mobile Home Non-Weatherized, C | 716 | 224 |  | 08/05/2020 | 11776 | 8859521 | 08/05/2020
Dettson Industries, Inc. | Dettson | C60-2-V | Federally-Regulated Consumer Product | Mobile Home Non-Weatherized, C | 1301 | 251 |  | 08/05/2020 | 42154 | 7159344 | 08/05/2020
Dettson Industries, Inc. | Dettson | C45-2-V | Federally-Regulated Consumer Product | Mobile Home Non-Weatherized, C | 1157 | 245 |  | 08/05/2020 | 31372 | 7170683 | 08/05/2020
Dettson Industries, Inc. | Dettson | C105-M-V* | Federally-Regulated Consumer Product | Non-Weatherized, Condensing Ga | 2025 | 281 |  | 08/05/2020 | 41655 | 8171779 | 08/05/2020
Dettson Industries, Inc. | Dettson | C15-M-V | Federally-Regulated Consumer Product | Mobile Home Non-Weatherized, C | 840 | 232 |  | 08/05/2020 | 5936 | 8858813 | 08/05/2020
Carrier Corp. - Indianapolis | Airquest | N92ESN0601412A* | Federally-Regulated Consumer Product | Mobile Home Non-Weatherized, C | 945 | 237 |  | 08/05/2020 | 59375 | 203359717 | 08/05/2020
Carrier Corp. - Indianapolis | Airquest | N92ESN1002120A* | Federally-Regulated Consumer Product | Mobile Home Non-Weatherized, C | 1821 | 275 |  | 08/05/2020 | 99460 | 203359853 | 08/05/2020
Carrier Corp. - Indianapolis | Airquest | G97CMN1002122A | Federally-Regulated Consumer Product | Non-Weatherized, Condensing Ga | 2192 | 291 |  | 08/05/2020 | 39903 | 203924596 | 08/05/2020
Carrier Corp. - Indianapolis | Airquest | N92ESN1002120A | Federally-Regulated Consumer Product | Non-Weatherized, Condensing Ga | 1821 | 275 |  | 08/05/2020 | 99460 | 203359838 | 08/05/2020
Carrier Corp. - Indianapolis | Airquest | N95ESN0601714A**D | Federally-Regulated Consumer Product | Mobile Home Non-Weatherized, C | 1346 | 254 |  | 08/05/2020 | 60102 | 203360631 | 08/05/2020
Carrier Corp. - Indianapolis | Airquest | N92ESN0802120A* | Federally-Regulated Consumer Product | Mobile Home Non-Weatherized, C | 1832 | 276 |  | 08/05/2020 | 79860 | 203359821 | 08/05/2020
Carrier Corp. - Indianapolis | Airquest | N92ESN0601714A* | Federally-Regulated Consumer Product | Mobile Home Non-Weatherized, C | 1205 | 248 |  | 08/05/2020 | 60119 | 203359754 | 08/05/2020
Carrier Corp. - Indianapolis | Airquest | N92ESN0601714A | Federally-Regulated Consumer Product | Non-Weatherized, Condensing Ga | 1205 | 248 |  | 08/05/2020 | 60119 | 203359736 | 08/05/2020
Carrier Corp. - Indianapolis | Airquest | N80ESL0901714A | Federally-Regulated Consumer Product | Non-Weatherized, Non-Condensin | 1238 | 236 |  | 08/05/2020 | 88097 | 203359996 | 08/05/2020
Carrier Corp. - Indianapolis | Airquest | N92ESN0401410A* | Federally-Regulated Consumer Product | Mobile Home Non-Weatherized, C | 981 | 238 |  | 08/05/2020 | 40102 | 203359644 | 08/05/2020
Carrier Corp. - Indianapolis | Airquest | N95ESN0601714A* | Federally-Regulated Consumer Product | Mobile Home Non-Weatherized, C | 1346 | 254 |  | 08/05/2020 | 60102 | 203360625 | 08/05/2020
Carrier Corp. - Indianapolis | Airquest | G97CMN0601714A | Federally-Regulated Consumer Product | Non-Weatherized, Condensing Ga | 1392 | 256 |  | 08/05/2020 | 23828 | 203924564 | 08/05/2020
Carrier Corp. - Indianapolis | Airquest | G97CMN0601714A*D | Federally-Regulated Consumer Product | Non-Weatherized, Condensing Ga | 1392 | 256 |  | 08/05/2020 | 23828 | 203924630 | 08/05/2020
Carrier Corp. - Indianapolis | Airquest | G97CMN0602120A*D | Federally-Regulated Consumer Product | Non-Weatherized, Condensing Ga | 2479 | 304 |  | 08/05/2020 | 48091 | 203924638 | 08/05/2020
Carrier Corp. - Indianapolis | Airquest | G97CMN1202422A | Federally-Regulated Consumer Product | Non-Weatherized, Condensing Ga | 2271 | 295 |  | 08/05/2020 | 48091 | 203924604 | 08/05/2020
Carrier Corp. - Indianapolis | Airquest | G97CMN0802120A | Federally-Regulated Consumer Product | Non-Weatherized, Condensing Ga | 2026 | 284 |  | 08/05/2020 | 31724 | 203924588 | 08/05/2020
Carrier Corp. - Indianapolis | Airquest | N95ESN0401712A**D | Federally-Regulated Consumer Product | Mobile Home Non-Weatherized, C | 998 | 239 |  | 08/05/2020 | 40139 | 203360630 | 08/05/2020
Carrier Corp. - Indianapolis | Airquest | G97CMN1002122A*D | Federally-Regulated Consumer Product | Non-Weatherized, Condensing Ga | 2192 | 291 |  | 08/05/2020 | 39903 | 203924662 | 08/05/2020
Carrier Corp. - Indianapolis | Airquest | N92ESN0801716A | Federally-Regulated Consumer Product | Non-Weatherized, Condensing Ga | 1390 | 256 |  | 08/05/2020 | 79599 | 203359773 | 08/05/2020
Carrier Corp. - Indianapolis | Airquest | N80ESN0901714A | Federally-Regulated Consumer Product | Non-Weatherized, Non-Condensin | 1238 | 236 |  | 08/05/2020 | 88097 | 203359673 | 08/05/2020
Carrier Corp. - Indianapolis | Airquest | N92ESN0401712A | Federally-Regulated Consumer Product | Non-Weatherized, Condensing Ga | 1024 | 240 |  | 08/05/2020 | 39894 | 203359662 | 08/05/2020
Carrier Corp. - Indianapolis | Airquest | G97CMN0802120A*D | Federally-Regulated Consumer Product | Non-Weatherized, Condensing Ga | 2026 | 284 |  | 08/05/2020 | 31724 | 203924654 | 08/05/2020
Carrier Corp. - Indianapolis | Airquest | N92ESN0401712A* | Federally-Regulated Consumer Product | Mobile Home Non-Weatherized, C | 1024 | 240 |  | 08/05/2020 | 39894 | 203359681 | 08/05/2020
Carrier Corp. - Indianapolis | Airquest | N95ESN0401712A* | Federally-Regulated Consumer Product | Mobile Home Non-Weatherized, C | 998 | 239 |  | 08/05/2020 | 40139 | 203360624 | 08/05/2020
Carrier Corp. - Indianapolis | Airquest | G97CMN0602120A | Federally-Regulated Consumer Product | Non-Weatherized, Condensing Ga | 1897 | 278 |  | 08/05/2020 | 24235 | 203924572 | 08/05/2020
Carrier Corp. - Indianapolis | Airquest | N92ESN0801716A* | Federally-Regulated Consumer Product | Mobile Home Non-Weatherized, C | 1390 | 256 |  | 08/05/2020 | 79599 | 203359791 | 08/05/2020
Carrier Corp. - Indianapolis | Airquest | G97CMN1202422A*D | Federally-Regulated Consumer Product | Non-Weatherized, Condensing Ga | 2271 | 295 |  | 08/05/2020 | 48091 | 203924670 | 08/05/2020
Allied Air | BLUERIDGE | BG952UH070BV12-* | Federally-Regulated Consumer Product | Non-Weatherized, Condensing Ga | 1413 | 229 |  | 08/05/2020 | 43058 | 203305154 | 08/05/2020
Allied Air | BLUERIDGE | BG952UH090CV12-* | Federally-Regulated Consumer Product | Non-Weatherized, Condensing Ga | 1395 | 237 |  | 08/05/2020 | 57347 | 203305155 | 08/05/2020
Allied Air | BLUERIDGE | BG952UH090CV20-* | Federally-Regulated Consumer Product | Non-Weatherized, Condensing Ga | 2215 | 267 |  | 08/05/2020 | 56766 | 203305156 | 08/05/2020
Allied Air | BLUERIDGE | BG952UH110CV20-* | Federally-Regulated Consumer Product | Non-Weatherized, Condensing Ga | 2083 | 250 |  | 08/05/2020 | 71341 | 203305157 | 08/05/2020
Carrier Corp. - Indianapolis | Keeprite | N92ESN0801716A | Federally-Regulated Consumer Product | Non-Weatherized, Condensing Ga | 1390 | 256 |  | 08/05/2020 | 79599 | 203359785 | 08/05/2020
Carrier Corp. - Indianapolis | Keeprite | G97CMN1002122A | Federally-Regulated Consumer Product | Non-Weatherized, Condensing Ga | 2192 | 291 |  | 08/05/2020 | 39903 | 203924601 | 08/05/2020
Carrier Corp. - Indianapolis | Keeprite | N95ESN0401712A**D | Federally-Regulated Consumer Product | Mobile Home Non-Weatherized, C | 998 | 239 |  | 08/05/2020 | 40139 | 203360690 | 08/05/2020
Carrier Corp. - Indianapolis | Keeprite | N92ESN1002120A | Federally-Regulated Consumer Product | Non-Weatherized, Condensing Ga | 1821 | 275 |  | 08/05/2020 | 99460 | 203359848 | 08/05/2020
Carrier Corp. - Indianapolis | Keeprite | N92ESN0401712A* | Federally-Regulated Consumer Product | Mobile Home Non-Weatherized, C | 1024 | 240 |  | 08/05/2020 | 39894 | 203359693 | 08/05/2020
Carrier Corp. - Indianapolis | Keeprite | N92ESN0601412A* | Federally-Regulated Consumer Product | Mobile Home Non-Weatherized, C | 945 | 237 |  | 08/05/2020 | 59375 | 203359729 | 08/05/2020
Carrier Corp. - Indianapolis | Keeprite | N92ESN0601714A* | Federally-Regulated Consumer Product | Mobile Home Non-Weatherized, C | 1205 | 248 |  | 08/05/2020 | 60119 | 203359766 | 08/05/2020
Carrier Corp. - Indianapolis | Keeprite | N95ESN0601714A**D | Federally-Regulated Consumer Product | Mobile Home Non-Weatherized, C | 1346 | 254 |  | 08/05/2020 | 60102 | 203360691 | 08/05/2020
Carrier Corp. - Indianapolis | Keeprite | G97CMN0602120A*D | Federally-Regulated Consumer Product | Non-Weatherized, Condensing Ga | 1897 | 278 |  | 08/05/2020 | 24235 | 203924643 | 08/05/2020
Carrier Corp. - Indianapolis | Keeprite | N95ESN0601714A* | Federally-Regulated Consumer Product | Mobile Home Non-Weatherized, C | 1346 | 254 |  | 08/05/2020 | 60102 | 203360685 | 08/05/2020
Carrier Corp. - Indianapolis | Keeprite | N80ESN0901714A | Federally-Regulated Consumer Product | Non-Weatherized, Non-Condensin | 1238 | 236 |  | 08/05/2020 | 88097 | 203359801 | 08/05/2020
Carrier Corp. - Indianapolis | Keeprite | G97CMN1002122A*D | Federally-Regulated Consumer Product | Non-Weatherized, Condensing Ga | 2192 | 291 |  | 08/05/2020 | 39903 | 203924667 | 08/05/2020
Carrier Corp. - Indianapolis | Keeprite | N92ESN0802120A* | Federally-Regulated Consumer Product | Mobile Home Non-Weatherized, C | 1832 | 276 |  | 08/05/2020 | 79860 | 203359832 | 08/05/2020
Carrier Corp. - Indianapolis | Keeprite | G97CMN0601714A | Federally-Regulated Consumer Product | Non-Weatherized, Condensing Ga | 1392 | 256 |  | 08/05/2020 | 23828 | 203924569 | 08/05/2020
Carrier Corp. - Indianapolis | Keeprite | N92ESN0401410A* | Federally-Regulated Consumer Product | Mobile Home Non-Weatherized, C | 981 | 238 |  | 08/05/2020 | 40102 | 203359656 | 08/05/2020
Carrier Corp. - Indianapolis | Keeprite | N80ESL0901714A | Federally-Regulated Consumer Product | Non-Weatherized, Non-Condensin | 1238 | 236 |  | 08/05/2020 | 88097 | 203360075 | 08/05/2020
Carrier Corp. - Indianapolis | Keeprite | G97CMN0802120A*D | Federally-Regulated Consumer Product | Non-Weatherized, Condensing Ga | 2026 | 284 |  | 08/05/2020 | 31724 | 203924659 | 08/05/2020
Carrier Corp. - Indianapolis | Keeprite | G97CMN1202422A*D | Federally-Regulated Consumer Product | Non-Weatherized, Condensing Ga | 2271 | 295 |  | 08/05/2020 | 48091 | 203924675 | 08/05/2020
Carrier Corp. - Indianapolis | Keeprite | G97CMN0802120A | Federally-Regulated Consumer Product | Non-Weatherized, Condensing Ga | 2026 | 284 |  | 08/05/2020 | 31724 | 203924593 | 08/05/2020
Carrier Corp. - Indianapolis | Keeprite | N92ESN0401410A | Federally-Regulated Consumer Product | Non-Weatherized, Condensing Ga | 981 | 238 |  | 08/05/2020 | 40102 | 203359638 | 08/05/2020
Carrier Corp. - Indianapolis | Keeprite | N92ESN0801716A* | Federally-Regulated Consumer Product | Mobile Home Non-Weatherized, C | 1390 | 256 |  | 08/05/2020 | 79599 | 203359802 | 08/05/2020
Carrier Corp. - Indianapolis | Keeprite | G97CMN0601714A*D | Federally-Regulated Consumer Product | Non-Weatherized, Condensing Ga | 1392 | 256 |  | 08/05/2020 | 23828 | 203924635 | 08/05/2020
Carrier Corp. - Indianapolis | Keeprite | N92ESN0601714A | Federally-Regulated Consumer Product | Non-Weatherized, Condensing Ga | 1205 | 248 |  | 08/05/2020 | 60119 | 203359748 | 08/05/2020
Carrier Corp. - Indianapolis | Keeprite | G97CMN0602120A | Federally-Regulated Consumer Product | Non-Weatherized, Condensing Ga | 1897 | 278 |  | 08/05/2020 | 24235 | 203924577 | 08/05/2020
Carrier Corp. - Indianapolis | Keeprite | G97CMN1202422A | Federally-Regulated Consumer Product | Non-Weatherized, Condensing Ga | 2271 | 295 |  | 08/05/2020 | 48091 | 203924609 | 08/05/2020
Carrier Corp. - Indianapolis | Keeprite | N92ESN1002120A* | Federally-Regulated Consumer Product | Mobile Home Non-Weatherized, C | 1821 | 275 |  | 08/05/2020 | 99460 | 203359864 | 08/05/2020
Carrier Corp. - Indianapolis | Keeprite | N95ESN0401712A* | Federally-Regulated Consumer Product | Mobile Home Non-Weatherized, C | 998 | 239 |  | 08/05/2020 | 40139 | 203360684 | 08/05/2020
Carrier Corp. - Indianapolis | Keeprite | N92ESN0401712A | Federally-Regulated Consumer Product | Non-Weatherized, Condensing Ga | 1024 | 240 |  | 08/05/2020 | 39894 | 203359674 | 08/05/2020
Nordyne, LLC | Garrison | KG7TC-080*-E35C1 | Federally-Regulated Consumer Product | Non-Weatherized, Condensing Ga | 1686 | 269 |  | 08/05/2020 | 51925 | 204037010 | 08/05/2020
Nordyne, LLC | Garrison | KG7TC-120*-E45D1 | Federally-Regulated Consumer Product | Non-Weatherized, Condensing Ga | 2160 | 290 |  | 08/05/2020 | 77603 | 204037027 | 08/05/2020
Nordyne, LLC | Garrison | KG7TC-120D-E45D1 | Federally-Regulated Consumer Product | Non-Weatherized, Condensing Ga | 2160 | 290 |  | 08/05/2020 | 77603 | 204036854 | 08/05/2020
Nordyne, LLC | Garrison | KG7TC-080D-E35C1 | Federally-Regulated Consumer Product | Non-Weatherized, Condensing Ga | 1686 | 269 |  | 08/05/2020 | 51925 | 204036825 | 08/05/2020
Allied Air | Comfort-Aire | GDD95T070B4* | Federally-Regulated Consumer Product | Non-Weatherized, Condensing Ga | 1882 | 255 |  | 08/05/2020 | 43013 | 201696172 | 08/05/2020
Allied Air | Comfort-Aire | GUH95T090C5* | Federally-Regulated Consumer Product | Non-Weatherized, Condensing Ga | 2215 | 267 |  | 08/05/2020 | 56766 | 201696166 | 08/05/2020
Allied Air | Comfort-Aire | GUH95T090C3* | Federally-Regulated Consumer Product | Non-Weatherized, Condensing Ga | 1395 | 237 |  | 08/05/2020 | 57347 | 201696164 | 08/05/2020
Allied Air | Comfort-Aire | GDD95T110C5* | Federally-Regulated Consumer Product | Non-Weatherized, Condensing Ga | 2134 | 229 |  | 08/05/2020 | 71922 | 201696176 | 08/05/2020
Allied Air | Comfort-Aire | GUH95T110C5* | Federally-Regulated Consumer Product | Non-Weatherized, Condensing Ga | 2083 | 250 |  | 08/05/2020 | 71341 | 201696168 | 08/05/2020
Allied Air | Comfort-Aire | GUH95T135D5* | Federally-Regulated Consumer Product | Non-Weatherized, Condensing Ga | 2135 | 268 |  | 08/05/2020 | 86786 | 201696170 | 08/05/2020
Allied Air | Comfort-Aire | GDD95T090C5* | Federally-Regulated Consumer Product | Non-Weatherized, Condensing Ga | 2123 | 248 |  | 08/05/2020 | 56779 | 201696174 | 08/05/2020
Allied Air | Comfort-Aire | GUH95T045B3* | Federally-Regulated Consumer Product | Non-Weatherized, Condensing Ga | 1310 | 201 |  | 08/05/2020 | 28806 | 201696160 | 08/05/2020
Allied Air | Comfort-Aire | GUH95T070B3* | Federally-Regulated Consumer Product | Non-Weatherized, Condensing Ga | 1413 | 229 |  | 08/05/2020 | 43058 | 201696162 | 08/05/2020
Lennox Industries Inc. | AC PRO | 95G1UH100CE20X-* | Federally-Regulated Consumer Product | Non-Weatherized, Condensing Ga | 1573 | 233 |  | 10/03/2019 |  |  | 08/19/2020
Lennox Industries Inc. | AC PRO | 95G1UH080CE16X-* | Federally-Regulated Consumer Product | Non-Weatherized, Condensing Ga | 1313 | 213 |  | 10/03/2019 |  |  | 08/19/2020
Carrier Corp. - Indianapolis | Goettl | G97CMN1202422A | Federally-Regulated Consumer Product | Non-Weatherized, Condensing Ga | 2479 | 304 | 304 | 07/29/2020 | 48091 | 205961909 | 08/19/2020
Carrier Corp. - Indianapolis | Goettl | F97CMN1202422A*D | Federally-Regulated Consumer Product | Non-Weatherized, Condensing Ga | 2479 | 304 | 304 | 07/29/2020 | 48091 | 205961850 | 08/19/2020
Carrier Corp. - Indianapolis | Goettl | F97CMN1202422A | Federally-Regulated Consumer Product | Non-Weatherized, Condensing Ga | 2479 | 304 | 304 | 07/29/2020 | 48091 | 205961849 | 08/19/2020
Carrier Corp. - Indianapolis | Goettl | F97CMN0801714A*D | Federally-Regulated Consumer Product | Non-Weatherized, Condensing Ga | 1560 | 264 | 264 | 07/29/2020 | 31213 | 205961844 | 08/19/2020
Carrier Corp. - Indianapolis | Goettl | G97CMN0801714A*D | Federally-Regulated Consumer Product | Non-Weatherized, Condensing Ga | 1560 | 264 | 264 | 07/29/2020 | 31213 | 205961904 | 08/19/2020
Carrier Corp. - Indianapolis | Goettl | F97CMN0601714A*D | Federally-Regulated Consumer Product | Non-Weatherized, Condensing Ga | 1435 | 258 | 258 | 07/29/2020 | 23828 | 205961840 | 08/19/2020
Carrier Corp. - Indianapolis | Goettl | F97CMN0601714A | Federally-Regulated Consumer Product | Non-Weatherized, Condensing Ga | 1435 | 258 | 258 | 07/29/2020 | 23828 | 205961839 | 08/19/2020
Carrier Corp. - Indianapolis | Goettl | F97CMN0801714A | Federally-Regulated Consumer Product | Non-Weatherized, Condensing Ga | 1560 | 264 | 264 | 07/29/2020 | 31213 | 205961843 | 08/19/2020
Lennox Industries Inc. | Ducane | 95G1UH100CE20X-* | Federally-Regulated Consumer Product | Non-Weatherized, Condensing Ga | 1573 | 233 |  | 10/03/2019 |  |  | 08/19/2020
Lennox Industries Inc. | Ducane | 95G1UH080CE16X-* | Federally-Regulated Consumer Product | Non-Weatherized, Condensing Ga | 1313 | 213 |  | 10/03/2019 |  |  | 08/19/2020
Lennox Industries Inc. | Concord | 95G1UH080CE16X-* | Federally-Regulated Consumer Product | Non-Weatherized, Condensing Ga | 1313 | 213 |  | 10/03/2019 |  |  | 08/19/2020
Lennox Industries Inc. | Concord | 95G1UH100CE20X-* | Federally-Regulated Consumer Product | Non-Weatherized, Condensing Ga | 1573 | 233 |  | 10/03/2019 |  |  | 08/19/2020
Lennox Industries Inc. | ALLIED | 95G1UH080CE16X-* | Federally-Regulated Consumer Product | Non-Weatherized, Condensing Ga | 1313 | 213 |  | 10/03/2019 |  |  | 08/19/2020
Lennox Industries Inc. | ALLIED | 95G1UH100CE20X-* | Federally-Regulated Consumer Product | Non-Weatherized, Condensing Ga | 1573 | 233 |  | 10/03/2019 |  |  | 08/19/2020
Lennox Industries Inc. | Lennox | EL195UH080NE48C-* | Federally-Regulated Consumer Product | Non-Weatherized, Condensing Ga | 1313 | 213 |  | 10/03/2019 |  |  | 08/19/2020
Lennox Industries Inc. | Lennox | EL195UH100NE60C-* | Federally-Regulated Consumer Product | Non-Weatherized, Condensing Ga | 1573 | 233 |  | 10/03/2019 |  |  | 08/19/2020
Lennox Industries Inc. | Concord | 95G1UH080CE16X-* | Federally-Regulated Consumer Product | Non-Weatherized, Condensing Ga | 1573 | 213 |  | 08/19/2020 | 60222 | 201870470 | 08/19/2020
Lennox Industries Inc. | Concord | 95G1UH100CE20X-* | Federally-Regulated Consumer Product | Non-Weatherized, Condensing Ga | 1957 | 233 |  | 08/19/2020 | 80908 | 201870472 | 08/19/2020
Lennox Industries Inc. | Ducane | 95G1UH100CE20X-* | Federally-Regulated Consumer Product | Non-Weatherized, Condensing Ga | 1957 | 233 |  | 08/19/2020 | 80908 | 201870473 | 08/19/2020
Lennox Industries Inc. | Ducane | 95G1UH080CE16X-* | Federally-Regulated Consumer Product | Non-Weatherized, Condensing Ga | 1573 | 213 |  | 08/19/2020 | 60222 | 201870471 | 08/19/2020
Lennox Industries Inc. | AC PRO | 95G1UH100CE20X-* | Federally-Regulated Consumer Product | Non-Weatherized, Condensing Ga | 1957 | 233 |  | 08/19/2020 | 80908 | 204032283 | 08/19/2020
Lennox Industries Inc. | AC PRO | 95G1UH080CE16X-* | Federally-Regulated Consumer Product | Non-Weatherized, Condensing Ga | 1573 | 213 |  | 08/19/2020 | 60222 | 204032282 | 08/19/2020
Carrier Corp. - Indianapolis | Goettl | G97CMN1202422A | Federally-Regulated Consumer Product | Non-Weatherized, Condensing Ga | 2271 | 295 |  | 08/19/2020 | 48091 | 205961909 | 08/19/2020
Carrier Corp. - Indianapolis | Goettl | F97CMN1202422A*D | Federally-Regulated Consumer Product | Non-Weatherized, Condensing Ga | 2271 | 295 |  | 08/19/2020 | 48091 | 205961850 | 08/19/2020
Carrier Corp. - Indianapolis | Goettl | F97CMN1202422A | Federally-Regulated Consumer Product | Non-Weatherized, Condensing Ga | 2271 | 295 |  | 08/19/2020 | 48091 | 205961849 | 08/19/2020
Carrier Corp. - Indianapolis | Goettl | F97CMN0801714A*D | Federally-Regulated Consumer Product | Non-Weatherized, Condensing Ga | 1403 | 257 |  | 08/19/2020 | 31213 | 205961844 | 08/19/2020
Carrier Corp. - Indianapolis | Goettl | G97CMN0801714A*D | Federally-Regulated Consumer Product | Non-Weatherized, Condensing Ga | 1403 | 257 |  | 08/19/2020 | 31213 | 205961904 | 08/19/2020
Carrier Corp. - Indianapolis | Goettl | F97CMN0601714A*D | Federally-Regulated Consumer Product | Non-Weatherized, Condensing Ga | 1392 | 256 |  | 08/19/2020 | 23828 | 205961840 | 08/19/2020
Carrier Corp. - Indianapolis | Goettl | F97CMN0601714A | Federally-Regulated Consumer Product | Non-Weatherized, Condensing Ga | 1392 | 256 |  | 08/19/2020 | 23828 | 205961839 | 08/19/2020
Carrier Corp. - Indianapolis | Goettl | F97CMN0801714A | Federally-Regulated Consumer Product | Non-Weatherized, Condensing Ga | 1403 | 257 |  | 08/19/2020 | 31213 | 205961843 | 08/19/2020
Lennox Industries Inc. | ALLIED | 95G1UH080CE16X-* | Federally-Regulated Consumer Product | Non-Weatherized, Condensing Ga | 1573 | 213 |  | 08/19/2020 | 60222 | 204032302 | 08/19/2020
Lennox Industries Inc. | ALLIED | 95G1UH100CE20X-* | Federally-Regulated Consumer Product | Non-Weatherized, Condensing Ga | 1957 | 233 |  | 08/19/2020 | 80908 | 204032303 | 08/19/2020
Lennox Industries Inc. | Airease | A80US2V090B12-* | Federally-Regulated Consumer Product | Non-Weatherized, Non-Condensin | 1455 | 220 |  | 10/03/2019 |  |  | 08/26/2020
Lennox Industries Inc. | Airease | A96US2V135D20S-* | Federally-Regulated Consumer Product | Non-Weatherized, Condensing Ga | 2361 | 247 |  | 10/03/2019 |  |  | 08/26/2020
Lennox Industries Inc. | Airease | A80US2V090B16-* | Federally-Regulated Consumer Product | Non-Weatherized, Non-Condensin | 1830 | 227 |  | 10/03/2019 |  |  | 08/26/2020
Lennox Industries Inc. | Airease | A80US2V090B16L-* | Federally-Regulated Consumer Product | Non-Weatherized, Non-Condensin | 1830 | 227 |  | 10/03/2019 |  |  | 08/26/2020
Lennox Industries Inc. | Airease | A80US2V070A12-* | Federally-Regulated Consumer Product | Non-Weatherized, Non-Condensin | 1405 | 193 |  | 10/03/2019 |  |  | 08/26/2020
Lennox Industries Inc. | Airease | A97US2V080C20X-*-* | Federally-Regulated Consumer Product | Non-Weatherized, Condensing Ga | 2327 | 265 |  | 10/03/2019 |  |  | 08/26/2020
Lennox Industries Inc. | Airease | A93DF1E045B12A* | Federally-Regulated Consumer Product | Non-Weatherized, Condensing Ga | 1307 | 217 |  | 10/03/2019 |  |  | 08/26/2020
Lennox Industries Inc. | Airease | A96US2V110C20S-* | Federally-Regulated Consumer Product | Non-Weatherized, Condensing Ga | 2307 | 261 |  | 10/03/2019 |  |  | 08/26/2020
Lennox Industries Inc. | Airease | A97US2V080C16X-*-* | Federally-Regulated Consumer Product | Non-Weatherized, Condensing Ga | 1789 | 243 |  | 10/03/2019 |  |  | 08/26/2020
Lennox Industries Inc. | Airease | A93DF1E070B12A* | Federally-Regulated Consumer Product | Non-Weatherized, Condensing Ga | 1331 | 216 |  | 10/03/2019 |  |  | 08/26/2020
Lennox Industries Inc. | Airease | A80DF1E070B12** | Federally-Regulated Consumer Product | Non-Weatherized, Non-Condensin | 1369 | 181 |  | 10/03/2019 |  |  | 08/26/2020
Lennox Industries Inc. | Airease | A93UH1E070B12A* | Federally-Regulated Consumer Product | Non-Weatherized, Condensing Ga | 1277 | 225 |  | 10/03/2019 |  |  | 08/26/2020
Lennox Industries Inc. | Airease | A80US2V080B16X-** | Federally-Regulated Consumer Product | Non-Weatherized, Non-Condensin | 1832 | 220 |  | 10/03/2019 |  |  | 08/26/2020
Lennox Industries Inc. | Airease | A80UH1E110C20** | Federally-Regulated Consumer Product | Non-Weatherized, Non-Condensin | 2053 | 244 |  | 10/03/2019 |  |  | 08/26/2020
Lennox Industries Inc. | Airease | A80UH1E060A12X-* | Federally-Regulated Consumer Product | Non-Weatherized, Non-Condensin | 1300 | 162 |  | 10/03/2019 |  |  | 08/26/2020
Lennox Industries Inc. | Airease | A96DS2V090C20S-* | Federally-Regulated Consumer Product | Non-Weatherized, Condensing Ga | 2247 | 234 |  | 10/03/2019 |  |  | 08/26/2020
Lennox Industries Inc. | Airease | A96US2V090C16*-* | Federally-Regulated Consumer Product | Non-Weatherized, Condensing Ga | 1764 | 241 |  | 10/03/2019 |  |  | 08/26/2020
Lennox Industries Inc. | Airease | A80UH1E090C20** | Federally-Regulated Consumer Product | Non-Weatherized, Non-Condensin | 2081 | 250 |  | 10/03/2019 |  |  | 08/26/2020
Lennox Industries Inc. | Airease | A80US2V110C20L-* | Federally-Regulated Consumer Product | Non-Weatherized, Non-Condensin | 2330 | 250 |  | 10/03/2019 |  |  | 08/26/2020
Lennox Industries Inc. | Airease | A93UH1E030B12A* | Federally-Regulated Consumer Product | Non-Weatherized, Condensing Ga | 1311 | 182 |  | 10/03/2019 |  |  | 08/26/2020
Lennox Industries Inc. | Airease | A96US2V045B12S-* | Federally-Regulated Consumer Product | Non-Weatherized, Condensing Ga | 1270 | 212 |  | 10/03/2019 |  |  | 08/26/2020
Lennox Industries Inc. | Airease | A96DS2V045B12S-* | Federally-Regulated Consumer Product | Non-Weatherized, Condensing Ga | 1331 | 198 |  | 10/03/2019 |  |  | 08/26/2020
Lennox Industries Inc. | Airease | A93UH1E110C20A* | Federally-Regulated Consumer Product | Non-Weatherized, Condensing Ga | 1966 | 263 |  | 10/03/2019 |  |  | 08/26/2020
Lennox Industries Inc. | Airease | A97US2V060B12X-** | Federally-Regulated Consumer Product | Non-Weatherized, Condensing Ga | 1502 | 240 |  | 10/03/2019 |  |  | 08/26/2020
Lennox Industries Inc. | Airease | A96US2V090C20S-* | Federally-Regulated Consumer Product | Non-Weatherized, Condensing Ga | 2339 | 254 |  | 10/03/2019 |  |  | 08/26/2020
Lennox Industries Inc. | Airease | A80UH1E040A12X-* | Federally-Regulated Consumer Product | Non-Weatherized, Non-Condensin | 1275 | 167 |  | 10/03/2019 |  |  | 08/26/2020
Lennox Industries Inc. | Airease | A80US2V080C20X-** | Federally-Regulated Consumer Product | Non-Weatherized, Non-Condensin | 2384 | 195 |  | 10/03/2019 |  |  | 08/26/2020
Lennox Industries Inc. | Airease | A96US2V090C12S-* | Federally-Regulated Consumer Product | Non-Weatherized, Condensing Ga | 1394 | 236 |  | 10/03/2019 |  |  | 08/26/2020
Lennox Industries Inc. | Airease | A96DS2V070B16S-* | Federally-Regulated Consumer Product | Non-Weatherized, Condensing Ga | 1755 | 205 |  | 10/03/2019 |  |  | 08/26/2020
Lennox Industries Inc. | Airease | A93UH1E110C16A* | Federally-Regulated Consumer Product | Non-Weatherized, Condensing Ga | 1574 | 245 |  | 10/03/2019 |  |  | 08/26/2020
Lennox Industries Inc. | Airease | A93UH1E090C16A* | Federally-Regulated Consumer Product | Non-Weatherized, Condensing Ga | 1652 | 206 |  | 10/03/2019 |  |  | 08/26/2020
Lennox Industries Inc. | Airease | A80DS2V070A12-* | Federally-Regulated Consumer Product | Non-Weatherized, Non-Condensin | 1405 | 193 |  | 10/03/2019 |  |  | 08/26/2020
Lennox Industries Inc. | Airease | A80DF1E070A12-** | Federally-Regulated Consumer Product | Non-Weatherized, Non-Condensin | 1312 | 191 |  | 10/03/2019 |  |  | 08/26/2020
Lennox Industries Inc. | Airease | A80UH1E100C20X-* | Federally-Regulated Consumer Product | Non-Weatherized, Non-Condensin | 2027 | 241 |  | 10/03/2019 |  |  | 08/26/2020
Lennox Industries Inc. | Airease | A80US2V110C20-* | Federally-Regulated Consumer Product | Non-Weatherized, Non-Condensin | 2330 | 250 |  | 10/03/2019 |  |  | 08/26/2020
Lennox Industries Inc. | Airease | A96US2V070B12S-* | Federally-Regulated Consumer Product | Non-Weatherized, Condensing Ga | 1473 | 230 |  | 10/03/2019 |  |  | 08/26/2020
Lennox Industries Inc. | Airease | A93UH1E045C12A* | Federally-Regulated Consumer Product | Non-Weatherized, Condensing Ga | 1276 | 226 |  | 10/03/2019 |  |  | 08/26/2020
Lennox Industries Inc. | Airease | A96US2V110C16S-* | Federally-Regulated Consumer Product | Non-Weatherized, Condensing Ga | 1752 | 232 |  | 10/03/2019 |  |  | 08/26/2020
Lennox Industries Inc. | ARMSTRONG AIR | A93DF1E045B12A* | Federally-Regulated Consumer Product | Non-Weatherized, Condensing Ga | 1307 | 217 |  | 10/03/2019 |  |  | 08/26/2020
Lennox Industries Inc. | ARMSTRONG AIR | A80DF1E070B12** | Federally-Regulated Consumer Product | Non-Weatherized, Non-Condensin | 1369 | 181 |  | 10/03/2019 |  |  | 08/26/2020
Lennox Industries Inc. | ARMSTRONG AIR | A93DF1E070B12A* | Federally-Regulated Consumer Product | Non-Weatherized, Condensing Ga | 1331 | 216 |  | 10/03/2019 |  |  | 08/26/2020
Lennox Industries Inc. | ARMSTRONG AIR | A96US2V135D20S-* | Federally-Regulated Consumer Product | Non-Weatherized, Condensing Ga | 2361 | 247 |  | 10/03/2019 |  |  | 08/26/2020
Lennox Industries Inc. | ARMSTRONG AIR | A96US2V090C12S-* | Federally-Regulated Consumer Product | Non-Weatherized, Condensing Ga | 1394 | 236 |  | 10/03/2019 |  |  | 08/26/2020
Lennox Industries Inc. | ARMSTRONG AIR | A80DF1E070A12-** | Federally-Regulated Consumer Product | Non-Weatherized, Non-Condensin | 1312 | 191 |  | 10/03/2019 |  |  | 08/26/2020
Lennox Industries Inc. | ARMSTRONG AIR | A80UH1E060A12X-* | Federally-Regulated Consumer Product | Non-Weatherized, Non-Condensin | 1300 | 162 |  | 10/03/2019 |  |  | 08/26/2020
Lennox Industries Inc. | ARMSTRONG AIR | A80US2V090B16-* | Federally-Regulated Consumer Product | Non-Weatherized, Non-Condensin | 1830 | 227 |  | 10/03/2019 |  |  | 08/26/2020
Lennox Industries Inc. | ARMSTRONG AIR | A93UH1E110C20A* | Federally-Regulated Consumer Product | Non-Weatherized, Condensing Ga | 1966 | 263 |  | 10/03/2019 |  |  | 08/26/2020
Lennox Industries Inc. | ARMSTRONG AIR | A80UH1E100C20X-* | Federally-Regulated Consumer Product | Non-Weatherized, Non-Condensin | 2027 | 241 |  | 10/03/2019 |  |  | 08/26/2020
Lennox Industries Inc. | ARMSTRONG AIR | A97US2V080C16X-*-* | Federally-Regulated Consumer Product | Non-Weatherized, Condensing Ga | 1789 | 243 |  | 10/03/2019 |  |  | 08/26/2020
Lennox Industries Inc. | ARMSTRONG AIR | A80US2V110C20-* | Federally-Regulated Consumer Product | Non-Weatherized, Non-Condensin | 2330 | 250 |  | 10/03/2019 |  |  | 08/26/2020
Lennox Industries Inc. | ARMSTRONG AIR | A93UH1E110C16A* | Federally-Regulated Consumer Product | Non-Weatherized, Condensing Ga | 1574 | 245 |  | 10/03/2019 |  |  | 08/26/2020
Lennox Industries Inc. | ARMSTRONG AIR | A93UH1E030B12A* | Federally-Regulated Consumer Product | Non-Weatherized, Condensing Ga | 1311 | 182 |  | 10/03/2019 |  |  | 08/26/2020
Lennox Industries Inc. | ARMSTRONG AIR | A96DS2V045B12S-* | Federally-Regulated Consumer Product | Non-Weatherized, Condensing Ga | 1331 | 198 |  | 10/03/2019 |  |  | 08/26/2020
Lennox Industries Inc. | ARMSTRONG AIR | A96US2V070B12S-* | Federally-Regulated Consumer Product | Non-Weatherized, Condensing Ga | 1473 | 230 |  | 10/03/2019 |  |  | 08/26/2020
Lennox Industries Inc. | ARMSTRONG AIR | A93UH1E090C16A* | Federally-Regulated Consumer Product | Non-Weatherized, Condensing Ga | 1652 | 206 |  | 10/03/2019 |  |  | 08/26/2020
Lennox Industries Inc. | ARMSTRONG AIR | A80DS2V070A12-* | Federally-Regulated Consumer Product | Non-Weatherized, Non-Condensin | 1405 | 193 |  | 10/03/2019 |  |  | 08/26/2020
Lennox Industries Inc. | ARMSTRONG AIR | A80US2V090B12-* | Federally-Regulated Consumer Product | Non-Weatherized, Non-Condensin | 1455 | 220 |  | 10/03/2019 |  |  | 08/26/2020
Lennox Industries Inc. | ARMSTRONG AIR | A80US2V110C20L-* | Federally-Regulated Consumer Product | Non-Weatherized, Non-Condensin | 2330 | 250 |  | 10/03/2019 |  |  | 08/26/2020
Lennox Industries Inc. | ARMSTRONG AIR | A97US2V060B12X-** | Federally-Regulated Consumer Product | Non-Weatherized, Condensing Ga | 1502 | 240 |  | 10/03/2019 |  |  | 08/26/2020
Lennox Industries Inc. | ARMSTRONG AIR | A96US2V110C16S-* | Federally-Regulated Consumer Product | Non-Weatherized, Condensing Ga | 1752 | 232 |  | 10/03/2019 |  |  | 08/26/2020
Lennox Industries Inc. | ARMSTRONG AIR | A80US2V080B16X-** | Federally-Regulated Consumer Product | Non-Weatherized, Non-Condensin | 1832 | 220 |  | 10/03/2019 |  |  | 08/26/2020
Lennox Industries Inc. | ARMSTRONG AIR | A93UH1E045C12A* | Federally-Regulated Consumer Product | Non-Weatherized, Condensing Ga | 1276 | 226 |  | 10/03/2019 |  |  | 08/26/2020
Lennox Industries Inc. | ARMSTRONG AIR | A80US2V070A12-* | Federally-Regulated Consumer Product | Non-Weatherized, Non-Condensin | 1405 | 193 |  | 10/03/2019 |  |  | 08/26/2020
Lennox Industries Inc. | ARMSTRONG AIR | A97US2V080C20X-*-* | Federally-Regulated Consumer Product | Non-Weatherized, Condensing Ga | 2327 | 265 |  | 10/03/2019 |  |  | 08/26/2020
Lennox Industries Inc. | ARMSTRONG AIR | A96US2V090C16*-* | Federally-Regulated Consumer Product | Non-Weatherized, Condensing Ga | 1764 | 241 |  | 10/03/2019 |  |  | 08/26/2020
Lennox Industries Inc. | ARMSTRONG AIR | A80UH1E040A12X-* | Federally-Regulated Consumer Product | Non-Weatherized, Non-Condensin | 1275 | 167 |  | 10/03/2019 |  |  | 08/26/2020
Lennox Industries Inc. | ARMSTRONG AIR | A96US2V090C20S-* | Federally-Regulated Consumer Product | Non-Weatherized, Condensing Ga | 2339 | 254 |  | 10/03/2019 |  |  | 08/26/2020
Lennox Industries Inc. | ARMSTRONG AIR | A93UH1E070B12A* | Federally-Regulated Consumer Product | Non-Weatherized, Condensing Ga | 1277 | 225 |  | 10/03/2019 |  |  | 08/26/2020
Lennox Industries Inc. | ARMSTRONG AIR | A80UH1E090C20** | Federally-Regulated Consumer Product | Non-Weatherized, Non-Condensin | 2081 | 250 |  | 10/03/2019 |  |  | 08/26/2020
Lennox Industries Inc. | ARMSTRONG AIR | A80US2V090B16L-* | Federally-Regulated Consumer Product | Non-Weatherized, Non-Condensin | 1830 | 227 |  | 10/03/2019 |  |  | 08/26/2020
Lennox Industries Inc. | ARMSTRONG AIR | A96DS2V090C20S-* | Federally-Regulated Consumer Product | Non-Weatherized, Condensing Ga | 2247 | 234 |  | 10/03/2019 |  |  | 08/26/2020
Lennox Industries Inc. | ARMSTRONG AIR | A80US2V080C20X-** | Federally-Regulated Consumer Product | Non-Weatherized, Non-Condensin | 2384 | 195 |  | 10/03/2019 |  |  | 08/26/2020
Lennox Industries Inc. | ARMSTRONG AIR | A96US2V110C20S-* | Federally-Regulated Consumer Product | Non-Weatherized, Condensing Ga | 2307 | 261 |  | 10/03/2019 |  |  | 08/26/2020
Lennox Industries Inc. | ARMSTRONG AIR | A80UH1E110C20** | Federally-Regulated Consumer Product | Non-Weatherized, Non-Condensin | 2053 | 244 |  | 10/03/2019 |  |  | 08/26/2020
Lennox Industries Inc. | ARMSTRONG AIR | A96US2V045B12S-* | Federally-Regulated Consumer Product | Non-Weatherized, Condensing Ga | 1270 | 212 |  | 10/03/2019 |  |  | 08/26/2020
Lennox Industries Inc. | ARMSTRONG AIR | A96DS2V070B16S-* | Federally-Regulated Consumer Product | Non-Weatherized, Condensing Ga | 1755 | 205 |  | 10/03/2019 |  |  | 08/26/2020
Lennox Industries Inc. | Ducane | 96G1UH070BE12-* | Federally-Regulated Consumer Product | Non-Weatherized, Condensing Ga | 1298 | 216 |  | 10/03/2019 |  |  | 08/26/2020
Lennox Industries Inc. | Ducane | 96G1DF090CE16-* | Federally-Regulated Consumer Product | Non-Weatherized, Condensing Ga | 1542 | 226 |  | 10/03/2019 |  |  | 08/26/2020
Lennox Industries Inc. | Ducane | 95G1UH100CE20X-* | Federally-Regulated Consumer Product | Non-Weatherized, Condensing Ga | 1957 | 233 |  | 08/19/2020 | 80908 | 201870473 | 08/26/2020
Lennox Industries Inc. | Ducane | 80G1DF070AE12-** | Federally-Regulated Consumer Product | Non-Weatherized, Non-Condensin | 1312 | 191 |  | 10/03/2019 |  |  | 08/26/2020
Lennox Industries Inc. | Ducane | 96G1UH110CE16-* | Federally-Regulated Consumer Product | Non-Weatherized, Condensing Ga | 2018 | 253 |  | 10/03/2019 |  |  | 08/26/2020
Lennox Industries Inc. | Ducane | 96G1UH110CE20-* | Federally-Regulated Consumer Product | Non-Weatherized, Condensing Ga | 2018 | 253 |  | 10/03/2019 |  |  | 08/26/2020
Lennox Industries Inc. | Ducane | 96G1UH030E08-* | Federally-Regulated Consumer Product | Non-Weatherized, Condensing Ga | 870 | 184 |  | 10/03/2019 |  |  | 08/26/2020
Lennox Industries Inc. | Ducane | 80G1UH110CE20** | Federally-Regulated Consumer Product | Non-Weatherized, Non-Condensin | 2053 | 244 |  | 10/03/2019 |  |  | 08/26/2020
Lennox Industries Inc. | Ducane | 96G1UH045BE12-* | Federally-Regulated Consumer Product | Non-Weatherized, Condensing Ga | 1284 | 226 |  | 10/03/2019 |  |  | 08/26/2020
Lennox Industries Inc. | Ducane | 80G1UH100CE20X-* | Federally-Regulated Consumer Product | Non-Weatherized, Non-Condensin | 2027 | 241 |  | 10/03/2019 |  |  | 08/26/2020
Lennox Industries Inc. | Ducane | 96G1DF070BE16-* | Federally-Regulated Consumer Product | Non-Weatherized, Condensing Ga | 1473 | 213 |  | 10/03/2019 |  |  | 08/26/2020
Lennox Industries Inc. | Ducane | 96G1UH110BE20-* | Federally-Regulated Consumer Product | Non-Weatherized, Condensing Ga | 2018 | 253 |  | 10/03/2019 |  |  | 08/26/2020
Lennox Industries Inc. | Ducane | 80G2UH110CV20-* | Federally-Regulated Consumer Product | Non-Weatherized, Non-Condensin | 2330 | 250 |  | 10/03/2019 |  |  | 08/26/2020
Lennox Industries Inc. | Ducane | 96G1UH090CE16-* | Federally-Regulated Consumer Product | Non-Weatherized, Condensing Ga | 1566 | 217 |  | 10/03/2019 |  |  | 08/26/2020
Lennox Industries Inc. | Ducane | 95G1UH040BE12X-* | Federally-Regulated Consumer Product | Non-Weatherized, Condensing Ga | 1288 | 203 |  | 10/03/2019 |  |  | 08/26/2020
Lennox Industries Inc. | Ducane | 80G1UH090CE20** | Federally-Regulated Consumer Product | Non-Weatherized, Non-Condensin | 2081 | 250 |  | 10/03/2019 |  |  | 08/26/2020
Lennox Industries Inc. | Ducane | 80G2UH090BV16-* | Federally-Regulated Consumer Product | Non-Weatherized, Non-Condensin | 1830 | 227 |  | 10/03/2019 |  |  | 08/26/2020
Lennox Industries Inc. | Ducane | 96G1UH030BE08-* | Federally-Regulated Consumer Product | Non-Weatherized, Condensing Ga | 870 | 184 |  | 10/03/2019 |  |  | 08/26/2020
Lennox Industries Inc. | Ducane | 96G1UH090BE16-* | Federally-Regulated Consumer Product | Non-Weatherized, Condensing Ga | 1566 | 217 |  | 10/03/2019 |  |  | 08/26/2020
Lennox Industries Inc. | Ducane | 95G1UH080CE16X-* | Federally-Regulated Consumer Product | Non-Weatherized, Condensing Ga | 1573 | 213 |  | 08/19/2020 | 60222 | 201870471 | 08/26/2020
Lennox Industries Inc. | Ducane | 80G1UH110CE20L-** | Federally-Regulated Consumer Product | Non-Weatherized, Non-Condensin | 2053 | 244 |  | 07/22/2020 | 109478 | 205126587 | 08/26/2020
Lennox Industries Inc. | Ducane | 96G1DF045BE12-* | Federally-Regulated Consumer Product | Non-Weatherized, Condensing Ga | 1250 | 210 |  | 10/03/2019 |  |  | 08/26/2020
Lennox Industries Inc. | Ducane | 80G1DF070BE12** | Federally-Regulated Consumer Product | Non-Weatherized, Non-Condensin | 1369 | 181 |  | 10/03/2019 |  |  | 08/26/2020
Lennox Industries Inc. | Ducane | 80G1UH040AE12X-* | Federally-Regulated Consumer Product | Non-Weatherized, Non-Condensin | 1275 | 167 |  | 10/03/2019 |  |  | 08/26/2020
Lennox Industries Inc. | Ducane | 80G1UH060AE12X-* | Federally-Regulated Consumer Product | Non-Weatherized, Non-Condensin | 1300 | 162 |  | 10/03/2019 |  |  | 08/26/2020
Lennox Industries Inc. | Lennox | SLP99DF090XV36C-* | Federally-Regulated Consumer Product | Non-Weatherized, Condensing Ga | 1377 | 132 |  | 07/22/2020 | 31145 | 205534330 | 08/26/2020
Lennox Industries Inc. | Lennox | ML180UH110XE60C** | Federally-Regulated Consumer Product | Non-Weatherized, Non-Condensin | 2053 | 244 |  | 10/03/2019 |  |  | 08/26/2020
Lennox Industries Inc. | Lennox | SL280UH090V36B-* | Federally-Regulated Consumer Product | Non-Weatherized, Non-Condensin | 1455 | 220 |  | 10/03/2019 |  |  | 08/26/2020
Lennox Industries Inc. | Lennox | EL280UH090E36B-* | Federally-Regulated Consumer Product | Non-Weatherized, Non-Condensin | 1476 | 196 |  | 10/03/2019 |  |  | 08/26/2020
Lennox Industries Inc. | Lennox | EL196UH110XE60C-* | Federally-Regulated Consumer Product | Non-Weatherized, Condensing Ga | 2018 | 253 |  | 10/03/2019 |  |  | 08/26/2020
Lennox Industries Inc. | Lennox | SL280UH090V48B-* | Federally-Regulated Consumer Product | Non-Weatherized, Non-Condensin | 1830 | 227 |  | 10/03/2019 |  |  | 08/26/2020
Lennox Industries Inc. | Lennox | EL180UH040NE36A-* | Federally-Regulated Consumer Product | Non-Weatherized, Non-Condensin | 1275 | 167 |  | 10/03/2019 |  |  | 08/26/2020
Lennox Industries Inc. | Lennox | EL195UH080NE48C-* | Federally-Regulated Consumer Product | Non-Weatherized, Condensing Ga | 1573 | 213 |  | 08/19/2020 | 60222 | 201834896 | 08/26/2020
Lennox Industries Inc. | Lennox | EL296UH110XV60C-* | Federally-Regulated Consumer Product | Non-Weatherized, Condensing Ga | 2307 | 261 |  | 10/03/2019 |  |  | 08/26/2020
Lennox Industries Inc. | Lennox | ML196DF045XE36B-* | Federally-Regulated Consumer Product | Non-Weatherized, Condensing Ga | 1250 | 210 |  | 10/03/2019 |  |  | 08/26/2020
Lennox Industries Inc. | Lennox | EL296UH090XV36C-* | Federally-Regulated Consumer Product | Non-Weatherized, Condensing Ga | 1394 | 236 |  | 10/03/2019 |  |  | 08/26/2020
Lennox Industries Inc. | Lennox | EL296UH090XV48C-* | Federally-Regulated Consumer Product | Non-Weatherized, Condensing Ga | 1764 | 241 |  | 10/03/2019 |  |  | 08/26/2020
Lennox Industries Inc. | Lennox | SL280DF070V36A-* | Federally-Regulated Consumer Product | Non-Weatherized, Non-Condensin | 1405 | 193 |  | 10/03/2019 |  |  | 08/26/2020
Lennox Industries Inc. | Lennox | EL280UH110E60C-* | Federally-Regulated Consumer Product | Non-Weatherized, Non-Condensin | 2048 | 254 |  | 10/03/2019 |  |  | 08/26/2020
Lennox Industries Inc. | Lennox | ML193UH070XE36B-* | Federally-Regulated Consumer Product | Non-Weatherized, Condensing Ga | 1277 | 225 |  | 10/03/2019 |  |  | 08/26/2020
Lennox Industries Inc. | Lennox | EL196UH045XE36B-* | Federally-Regulated Consumer Product | Non-Weatherized, Condensing Ga | 1284 | 226 |  | 10/03/2019 |  |  | 08/26/2020
Lennox Industries Inc. | Lennox | ML296UH070XV36B-* | Federally-Regulated Consumer Product | Non-Weatherized, Condensing Ga | 1413 | 229 |  | 10/03/2019 |  |  | 08/26/2020
Lennox Industries Inc. | Lennox | SLP99DF090XV48C-* | Federally-Regulated Consumer Product | Non-Weatherized, Condensing Ga | 1823 | 166 |  | 07/22/2020 | 31136 | 205534331 | 08/26/2020
Lennox Industries Inc. | Lennox | ML193UH110XE48C-* | Federally-Regulated Consumer Product | Non-Weatherized, Condensing Ga | 1574 | 245 |  | 10/03/2019 |  |  | 08/26/2020
Lennox Industries Inc. | Lennox | EL196DF045XE36B-* | Federally-Regulated Consumer Product | Non-Weatherized, Condensing Ga | 1250 | 210 |  | 10/03/2019 |  |  | 08/26/2020
Lennox Industries Inc. | Lennox | EL280UH110XE60C-* | Federally-Regulated Consumer Product | Non-Weatherized, Non-Condensin | 2048 | 254 |  | 10/03/2019 |  |  | 08/26/2020
Lennox Industries Inc. | Lennox | ML296DF070XV48B-* | Federally-Regulated Consumer Product | Non-Weatherized, Condensing Ga | 1882 | 255 |  | 10/03/2019 |  |  | 08/26/2020
Lennox Industries Inc. | Lennox | ML193DF045XE36B-* | Federally-Regulated Consumer Product | Non-Weatherized, Condensing Ga | 1307 | 217 |  | 10/03/2019 |  |  | 08/26/2020
Lennox Industries Inc. | Lennox | EL196DF090XE48C-* | Federally-Regulated Consumer Product | Non-Weatherized, Condensing Ga | 1542 | 226 |  | 10/03/2019 |  |  | 08/26/2020
Lennox Industries Inc. | Lennox | SLP99UH110XV60C-* | Federally-Regulated Consumer Product | Non-Weatherized, Condensing Ga | 2256 | 173 |  | 07/22/2020 | 39215 | 205534327 | 08/26/2020
Lennox Industries Inc. | Lennox | EL296UH045XE36B-* | Federally-Regulated Consumer Product | Non-Weatherized, Condensing Ga | 1332 | 189 |  | 10/03/2019 |  |  | 08/26/2020
Lennox Industries Inc. | Lennox | EL296DF090XV60C-* | Federally-Regulated Consumer Product | Non-Weatherized, Condensing Ga | 2247 | 234 |  | 10/03/2019 |  |  | 08/26/2020
Lennox Industries Inc. | Lennox | EL296DF045XV36B-* | Federally-Regulated Consumer Product | Non-Weatherized, Condensing Ga | 1331 | 198 |  | 10/03/2019 |  |  | 08/26/2020
Lennox Industries Inc. | Lennox | SLP99UH135XV60D-* | Federally-Regulated Consumer Product | Non-Weatherized, Condensing Ga | 2384 | 204 |  | 07/22/2020 | 46474 | 205534328 | 08/26/2020
Lennox Industries Inc. | Lennox | SLP99UH090XV36C-* | Federally-Regulated Consumer Product | Non-Weatherized, Condensing Ga | 1503 | 137 |  | 07/22/2020 | 31527 | 205534324 | 08/26/2020
Lennox Industries Inc. | Lennox | EL196UH045XE24B-* | Federally-Regulated Consumer Product | Non-Weatherized, Condensing Ga | 918 | 168 |  | 10/03/2019 |  |  | 08/26/2020
Lennox Industries Inc. | Lennox | EL296UH135XE60D-* | Federally-Regulated Consumer Product | Non-Weatherized, Condensing Ga | 2344 | 266 |  | 10/03/2019 |  |  | 08/26/2020
Lennox Industries Inc. | Lennox | SL280UH110V60C-* | Federally-Regulated Consumer Product | Non-Weatherized, Non-Condensin | 2330 | 250 |  | 10/03/2019 |  |  | 08/26/2020
Lennox Industries Inc. | Lennox | EL196DF070XE48B-* | Federally-Regulated Consumer Product | Non-Weatherized, Condensing Ga | 1473 | 213 |  | 10/03/2019 |  |  | 08/26/2020
Lennox Industries Inc. | Lennox | ML296UH045XV36B-* | Federally-Regulated Consumer Product | Non-Weatherized, Condensing Ga | 1310 | 201 |  | 10/03/2019 |  |  | 08/26/2020
Lennox Industries Inc. | Lennox | EL296DF110XE60C-* | Federally-Regulated Consumer Product | Non-Weatherized, Condensing Ga | 2109 | 244 |  | 10/03/2019 |  |  | 08/26/2020
Lennox Industries Inc. | Lennox | EL296DF070XE48B-* | Federally-Regulated Consumer Product | Non-Weatherized, Condensing Ga | 1638 | 237 |  | 10/03/2019 |  |  | 08/26/2020
Lennox Industries Inc. | Lennox | SLP99DF110XV60C-* | Federally-Regulated Consumer Product | Non-Weatherized, Condensing Ga | 2283 | 166 |  | 07/22/2020 | 39262 | 205534333 | 08/26/2020
Lennox Industries Inc. | Lennox | EL296UH090XV60C-* | Federally-Regulated Consumer Product | Non-Weatherized, Condensing Ga | 2339 | 254 |  | 10/03/2019 |  |  | 08/26/2020
Lennox Industries Inc. | Lennox | ML193UH110XE60C-* | Federally-Regulated Consumer Product | Non-Weatherized, Condensing Ga | 1966 | 263 |  | 10/03/2019 |  |  | 08/26/2020
Lennox Industries Inc. | Lennox | EL280DF070E36A-* | Federally-Regulated Consumer Product | Non-Weatherized, Non-Condensin | 1328 | 224 |  | 10/03/2019 |  |  | 08/26/2020
Lennox Industries Inc. | Lennox | EL296UH110XV48C-* | Federally-Regulated Consumer Product | Non-Weatherized, Condensing Ga | 1752 | 232 |  | 10/03/2019 |  |  | 08/26/2020
Lennox Industries Inc. | Lennox | SL280DF090V60C-* | Federally-Regulated Consumer Product | Non-Weatherized, Non-Condensin | 2327 | 212 |  | 10/03/2019 |  |  | 08/26/2020
Lennox Industries Inc. | Lennox | EL296UH090XE48C-* | Federally-Regulated Consumer Product | Non-Weatherized, Condensing Ga | 1593 | 218 |  | 10/03/2019 |  |  | 08/26/2020
Lennox Industries Inc. | Lennox | EL180UH100NE60C-* | Federally-Regulated Consumer Product | Non-Weatherized, Non-Condensin | 2027 | 241 |  | 10/03/2019 |  |  | 08/26/2020
Lennox Industries Inc. | Lennox | ML196DF070XE48B-* | Federally-Regulated Consumer Product | Non-Weatherized, Condensing Ga | 1473 | 213 |  | 10/03/2019 |  |  | 08/26/2020
Lennox Industries Inc. | Lennox | SL280UH090XV48B-* | Federally-Regulated Consumer Product | Non-Weatherized, Non-Condensin | 1830 | 227 |  | 10/03/2019 |  |  | 08/26/2020
Lennox Industries Inc. | Lennox | ML196UH030XE24B-* | Federally-Regulated Consumer Product | Non-Weatherized, Condensing Ga | 870 | 184 |  | 10/03/2019 |  |  | 08/26/2020
Lennox Industries Inc. | Lennox | ML296UH090XV48C-* | Federally-Regulated Consumer Product | Non-Weatherized, Condensing Ga | 1820 | 239 |  | 10/03/2019 |  |  | 08/26/2020
Lennox Industries Inc. | Lennox | ML180DF070E36A** | Federally-Regulated Consumer Product | Non-Weatherized, Non-Condensin | 1312 | 191 |  | 10/03/2019 |  |  | 08/26/2020
Lennox Industries Inc. | Lennox | ML196UH045XE36B-* | Federally-Regulated Consumer Product | Non-Weatherized, Condensing Ga | 1284 | 226 |  | 10/03/2019 |  |  | 08/26/2020
Lennox Industries Inc. | Lennox | ML296DF090XV60C-* | Federally-Regulated Consumer Product | Non-Weatherized, Condensing Ga | 2123 | 248 |  | 10/03/2019 |  |  | 08/26/2020
Lennox Industries Inc. | Lennox | ML193DF070XE36B-* | Federally-Regulated Consumer Product | Non-Weatherized, Condensing Ga | 1331 | 216 |  | 10/03/2019 |  |  | 08/26/2020
Lennox Industries Inc. | Lennox | ML193UH045XE36B-* | Federally-Regulated Consumer Product | Non-Weatherized, Condensing Ga | 1276 | 226 |  | 10/03/2019 |  |  | 08/26/2020
Lennox Industries Inc. | Lennox | ML180UH110V60C** | Federally-Regulated Consumer Product | Non-Weatherized, Non-Condensin | 2247 | 259 |  | 10/03/2019 |  |  | 08/26/2020
Lennox Industries Inc. | Lennox | EL196UH070XE36B-* | Federally-Regulated Consumer Product | Non-Weatherized, Condensing Ga | 1298 | 216 |  | 10/03/2019 |  |  | 08/26/2020
Lennox Industries Inc. | Lennox | SL280UH080NV60C-* | Federally-Regulated Consumer Product | Non-Weatherized, Non-Condensin | 2384 | 195 |  | 10/03/2019 |  |  | 08/26/2020
Lennox Industries Inc. | Lennox | EL296DF090XE48C-* | Federally-Regulated Consumer Product | Non-Weatherized, Condensing Ga | 1608 | 236 |  | 10/03/2019 |  |  | 08/26/2020
Lennox Industries Inc. | Lennox | EL196UH090XE48C-* | Federally-Regulated Consumer Product | Non-Weatherized, Condensing Ga | 1566 | 217 |  | 10/03/2019 |  |  | 08/26/2020
Lennox Industries Inc. | Lennox | SLP99DF070XV36B-* | Federally-Regulated Consumer Product | Non-Weatherized, Condensing Ga | 1416 | 120 |  | 07/22/2020 | 23254 | 205534329 | 08/26/2020
Lennox Industries Inc. | Lennox | ML296UH110XV60C-* | Federally-Regulated Consumer Product | Non-Weatherized, Condensing Ga | 2083 | 250 |  | 10/03/2019 |  |  | 08/26/2020
Lennox Industries Inc. | Lennox | SL297UH060NV36B-* | Federally-Regulated Consumer Product | Non-Weatherized, Condensing Ga | 1502 | 240 |  | 10/03/2019 |  |  | 08/26/2020
Lennox Industries Inc. | Lennox | ML196UH090XE48C-* | Federally-Regulated Consumer Product | Non-Weatherized, Condensing Ga | 1566 | 217 |  | 10/03/2019 |  |  | 08/26/2020
Lennox Industries Inc. | Lennox | EL296UH070XE36B-* | Federally-Regulated Consumer Product | Non-Weatherized, Condensing Ga | 1293 | 188 |  | 10/03/2019 |  |  | 08/26/2020
Lennox Industries Inc. | Lennox | EL296DF045XE36B-* | Federally-Regulated Consumer Product | Non-Weatherized, Condensing Ga | 1241 | 198 |  | 10/03/2019 |  |  | 08/26/2020
Lennox Industries Inc. | Lennox | ML180UH090E60C** | Federally-Regulated Consumer Product | Non-Weatherized, Non-Condensin | 2081 | 250 |  | 10/03/2019 |  |  | 08/26/2020
Lennox Industries Inc. | Lennox | EL296UH070XV36B-* | Federally-Regulated Consumer Product | Non-Weatherized, Condensing Ga | 1473 | 230 |  | 10/03/2019 |  |  | 08/26/2020
Lennox Industries Inc. | Lennox | ML180UH070V48B** | Federally-Regulated Consumer Product | Non-Weatherized, Non-Condensin | 1785 | 161 |  | 10/03/2019 |  |  | 08/26/2020
Lennox Industries Inc. | Lennox | SLP99DF090XV60C-* | Federally-Regulated Consumer Product | Non-Weatherized, Condensing Ga | 2232 | 210 |  | 07/22/2020 | 30917 | 205534332 | 08/26/2020
Lennox Industries Inc. | Lennox | ML193UH030XE36B-* | Federally-Regulated Consumer Product | Non-Weatherized, Condensing Ga | 1311 | 182 |  | 10/03/2019 |  |  | 08/26/2020
Lennox Industries Inc. | Lennox | EL280DF090E48B-* | Federally-Regulated Consumer Product | Non-Weatherized, Non-Condensin | 1614 | 235 |  | 10/03/2019 |  |  | 08/26/2020
Lennox Industries Inc. | Lennox | ML196UH110XE60C-* | Federally-Regulated Consumer Product | Non-Weatherized, Condensing Ga | 2018 | 253 |  | 10/03/2019 |  |  | 08/26/2020
Lennox Industries Inc. | Lennox | EL296DF070XV48B-* | Federally-Regulated Consumer Product | Non-Weatherized, Condensing Ga | 1755 | 205 |  | 10/03/2019 |  |  | 08/26/2020
Lennox Industries Inc. | Lennox | EL196UH030XE24B-* | Federally-Regulated Consumer Product | Non-Weatherized, Condensing Ga | 870 | 184 |  | 10/03/2019 |  |  | 08/26/2020
Lennox Industries Inc. | Lennox | ML196DF090XE48C-* | Federally-Regulated Consumer Product | Non-Weatherized, Condensing Ga | 1542 | 226 |  | 10/03/2019 |  |  | 08/26/2020
Lennox Industries Inc. | Lennox | ML180DF070E36B** | Federally-Regulated Consumer Product | Non-Weatherized, Non-Condensin | 1369 | 181 |  | 10/03/2019 |  |  | 08/26/2020
Lennox Industries Inc. | Lennox | SL297UH080NV48C-* | Federally-Regulated Consumer Product | Non-Weatherized, Condensing Ga | 1789 | 243 |  | 10/03/2019 |  |  | 08/26/2020
Lennox Industries Inc. | Lennox | EL180UH060NE36A-* | Federally-Regulated Consumer Product | Non-Weatherized, Non-Condensin | 1300 | 162 |  | 10/03/2019 |  |  | 08/26/2020
Lennox Industries Inc. | Lennox | EL296UH135XV60D-* | Federally-Regulated Consumer Product | Non-Weatherized, Condensing Ga | 2361 | 247 |  | 10/03/2019 |  |  | 08/26/2020
Lennox Industries Inc. | Lennox | ML193UH090XE48C-* | Federally-Regulated Consumer Product | Non-Weatherized, Condensing Ga | 1652 | 206 |  | 10/03/2019 |  |  | 08/26/2020
Lennox Industries Inc. | Lennox | ML180UH110E60C** | Federally-Regulated Consumer Product | Non-Weatherized, Non-Condensin | 2053 | 244 |  | 10/03/2019 |  |  | 08/26/2020
Lennox Industries Inc. | Lennox | EL296UH045XV36B-* | Federally-Regulated Consumer Product | Non-Weatherized, Condensing Ga | 1270 | 212 |  | 10/03/2019 |  |  | 08/26/2020
Lennox Industries Inc. | Lennox | ML196UH070XE36B-* | Federally-Regulated Consumer Product | Non-Weatherized, Condensing Ga | 1298 | 216 |  | 10/03/2019 |  |  | 08/26/2020
Lennox Industries Inc. | Lennox | SL280UH080NV48B-* | Federally-Regulated Consumer Product | Non-Weatherized, Non-Condensin | 1832 | 220 |  | 10/03/2019 |  |  | 08/26/2020
Lennox Industries Inc. | Lennox | ML296DF045XV36B-* | Federally-Regulated Consumer Product | Non-Weatherized, Condensing Ga | 1325 | 204 |  | 10/03/2019 |  |  | 08/26/2020
Lennox Industries Inc. | Lennox | ML196UH045XE24B-* | Federally-Regulated Consumer Product | Non-Weatherized, Condensing Ga | 918 | 168 |  | 10/03/2019 |  |  | 08/26/2020
Lennox Industries Inc. | Lennox | SL280UH110XV60C-* | Federally-Regulated Consumer Product | Non-Weatherized, Non-Condensin | 2330 | 250 |  | 10/03/2019 |  |  | 08/26/2020
Lennox Industries Inc. | Lennox | EL195UH100NE60C-* | Federally-Regulated Consumer Product | Non-Weatherized, Condensing Ga | 1957 | 233 |  | 08/19/2020 | 80908 | 201834897 | 08/26/2020
Lennox Industries Inc. | Lennox | EL195UH040NE36B-* | Federally-Regulated Consumer Product | Non-Weatherized, Condensing Ga | 1288 | 203 |  | 10/03/2019 |  |  | 08/26/2020
Lennox Industries Inc. | Lennox | SLP99UH070XV36B-* | Federally-Regulated Consumer Product | Non-Weatherized, Condensing Ga | 1492 | 125 |  | 07/22/2020 | 23104 | 205534323 | 08/26/2020
Lennox Industries Inc. | Lennox | EL296UH110XE60C-* | Federally-Regulated Consumer Product | Non-Weatherized, Condensing Ga | 1970 | 239 |  | 10/03/2019 |  |  | 08/26/2020
Lennox Industries Inc. | Lennox | SL297UH080NV60C-* | Federally-Regulated Consumer Product | Non-Weatherized, Condensing Ga | 2327 | 265 |  | 10/03/2019 |  |  | 08/26/2020
Lennox Industries Inc. | Concord | 80G1UH090CE20** | Federally-Regulated Consumer Product | Non-Weatherized, Non-Condensin | 2081 | 250 |  | 10/03/2019 |  |  | 08/26/2020
Lennox Industries Inc. | Concord | 80G1UH040AE12X-* | Federally-Regulated Consumer Product | Non-Weatherized, Non-Condensin | 1275 | 167 |  | 10/03/2019 |  |  | 08/26/2020
Lennox Industries Inc. | Concord | 96G1DF045BE12-* | Federally-Regulated Consumer Product | Non-Weatherized, Condensing Ga | 1250 | 210 |  | 10/03/2019 |  |  | 08/26/2020
Lennox Industries Inc. | Concord | 95G1UH040BE12X-* | Federally-Regulated Consumer Product | Non-Weatherized, Condensing Ga | 1288 | 203 |  | 10/03/2019 |  |  | 08/26/2020
Lennox Industries Inc. | Concord | 96G1UH110CE20-* | Federally-Regulated Consumer Product | Non-Weatherized, Condensing Ga | 2018 | 253 |  | 10/03/2019 |  |  | 08/26/2020
Lennox Industries Inc. | Concord | 80G1UH110CE20L-** | Federally-Regulated Consumer Product | Non-Weatherized, Non-Condensin | 2053 | 244 |  | 07/22/2020 | 109478 | 205126584 | 08/26/2020
Lennox Industries Inc. | Concord | 96G1DF070BE16-* | Federally-Regulated Consumer Product | Non-Weatherized, Condensing Ga | 1473 | 213 |  | 10/03/2019 |  |  | 08/26/2020
Lennox Industries Inc. | Concord | 80G1UH060AE12X-* | Federally-Regulated Consumer Product | Non-Weatherized, Non-Condensin | 1300 | 162 |  | 10/03/2019 |  |  | 08/26/2020
Lennox Industries Inc. | Concord | 96G1UH090CE16-* | Federally-Regulated Consumer Product | Non-Weatherized, Condensing Ga | 1566 | 217 |  | 10/03/2019 |  |  | 08/26/2020
Lennox Industries Inc. | Concord | 80G2UH110CV20-* | Federally-Regulated Consumer Product | Non-Weatherized, Non-Condensin | 2330 | 250 |  | 10/03/2019 |  |  | 08/26/2020
Lennox Industries Inc. | Concord | 96G1UH045BE12-* | Federally-Regulated Consumer Product | Non-Weatherized, Condensing Ga | 1284 | 226 |  | 10/03/2019 |  |  | 08/26/2020
Lennox Industries Inc. | Concord | 80G2UH090BV16-* | Federally-Regulated Consumer Product | Non-Weatherized, Non-Condensin | 1830 | 227 |  | 10/03/2019 |  |  | 08/26/2020
Lennox Industries Inc. | Concord | 80G1DF070BE12** | Federally-Regulated Consumer Product | Non-Weatherized, Non-Condensin | 1369 | 181 |  | 10/03/2019 |  |  | 08/26/2020
Lennox Industries Inc. | Concord | 96G1UH070BE12-* | Federally-Regulated Consumer Product | Non-Weatherized, Condensing Ga | 1298 | 216 |  | 10/03/2019 |  |  | 08/26/2020
Lennox Industries Inc. | Concord | 80G1UH110CE20** | Federally-Regulated Consumer Product | Non-Weatherized, Non-Condensin | 2053 | 244 |  | 10/03/2019 |  |  | 08/26/2020
Lennox Industries Inc. | Concord | 96G1DF090CE16-* | Federally-Regulated Consumer Product | Non-Weatherized, Condensing Ga | 1542 | 226 |  | 10/03/2019 |  |  | 08/26/2020
Lennox Industries Inc. | Concord | 96G1UH110BE20-* | Federally-Regulated Consumer Product | Non-Weatherized, Condensing Ga | 2018 | 253 |  | 10/03/2019 |  |  | 08/26/2020
Lennox Industries Inc. | Concord | 95G1UH100CE20X-* | Federally-Regulated Consumer Product | Non-Weatherized, Condensing Ga | 1957 | 233 |  | 08/19/2020 | 80908 | 201870472 | 08/26/2020
Lennox Industries Inc. | Concord | 95G1UH080CE16X-* | Federally-Regulated Consumer Product | Non-Weatherized, Condensing Ga | 1573 | 213 |  | 08/19/2020 | 60222 | 201870470 | 08/26/2020
Lennox Industries Inc. | Concord | 80G1UH100CE20X-* | Federally-Regulated Consumer Product | Non-Weatherized, Non-Condensin | 2027 | 241 |  | 10/03/2019 |  |  | 08/26/2020
Lennox Industries Inc. | Concord | 96G1UH110CE16-* | Federally-Regulated Consumer Product | Non-Weatherized, Condensing Ga | 2018 | 253 |  | 10/03/2019 |  |  | 08/26/2020
Lennox Industries Inc. | Concord | 96G1UH030E08-* | Federally-Regulated Consumer Product | Non-Weatherized, Condensing Ga | 870 | 184 |  | 10/03/2019 |  |  | 08/26/2020
Lennox Industries Inc. | Concord | 96G1UH090BE16-* | Federally-Regulated Consumer Product | Non-Weatherized, Condensing Ga | 1566 | 217 |  | 10/03/2019 |  |  | 08/26/2020
Lennox Industries Inc. | Concord | 80G1DF070AE12-** | Federally-Regulated Consumer Product | Non-Weatherized, Non-Condensin | 1312 | 191 |  | 10/03/2019 |  |  | 08/26/2020
Lennox Industries Inc. | Concord | 96G1UH030BE08-* | Federally-Regulated Consumer Product | Non-Weatherized, Condensing Ga | 870 | 184 |  | 10/03/2019 |  |  | 08/26/2020
Lennox Industries Inc. | AC PRO | A80US2V080C20X-** | Federally-Regulated Consumer Product | Non-Weatherized, Non-Condensin | 2384 | 195 |  | 10/03/2019 |  |  | 08/26/2020
Lennox Industries Inc. | AC PRO | A80UH1E060A12X-* | Federally-Regulated Consumer Product | Non-Weatherized, Non-Condensin | 1300 | 162 |  | 10/03/2019 |  |  | 08/26/2020
Lennox Industries Inc. | AC PRO | A80UH1E040A12X-* | Federally-Regulated Consumer Product | Non-Weatherized, Non-Condensin | 1275 | 167 |  | 10/03/2019 |  |  | 08/26/2020
Lennox Industries Inc. | AC PRO | A97US2V060B12X-** | Federally-Regulated Consumer Product | Non-Weatherized, Condensing Ga | 1502 | 240 |  | 10/03/2019 |  |  | 08/26/2020
Lennox Industries Inc. | AC PRO | 80G1UH060AE12X-* | Federally-Regulated Consumer Product | Non-Weatherized, Non-Condensin | 1300 | 162 |  | 10/03/2019 |  |  | 08/26/2020
Lennox Industries Inc. | AC PRO | A80US2V080B16X-** | Federally-Regulated Consumer Product | Non-Weatherized, Non-Condensin | 1832 | 220 |  | 10/03/2019 |  |  | 08/26/2020
Lennox Industries Inc. | AC PRO | 95G1UH100CE20X-* | Federally-Regulated Consumer Product | Non-Weatherized, Condensing Ga | 1957 | 233 |  | 08/19/2020 | 80908 | 204032283 | 08/26/2020
Lennox Industries Inc. | AC PRO | 80G1UH040AE12X-* | Federally-Regulated Consumer Product | Non-Weatherized, Non-Condensin | 1275 | 167 |  | 10/03/2019 |  |  | 08/26/2020
Lennox Industries Inc. | AC PRO | 95G1UH080CE16X-* | Federally-Regulated Consumer Product | Non-Weatherized, Condensing Ga | 1573 | 213 |  | 08/19/2020 | 60222 | 204032282 | 08/26/2020
Lennox Industries Inc. | AC PRO | A97US2V080C16X-*-* | Federally-Regulated Consumer Product | Non-Weatherized, Condensing Ga | 1789 | 243 |  | 10/03/2019 |  |  | 08/26/2020
Lennox Industries Inc. | AC PRO | A97US2V080C20X-*-* | Federally-Regulated Consumer Product | Non-Weatherized, Condensing Ga | 2327 | 265 |  | 10/03/2019 |  |  | 08/26/2020
Lennox Industries Inc. | AC PRO | A80UH1E100C20X-* | Federally-Regulated Consumer Product | Non-Weatherized, Non-Condensin | 2027 | 241 |  | 10/03/2019 |  |  | 08/26/2020
Lennox Industries Inc. | AC PRO | 95G1UH040BE12X-* | Federally-Regulated Consumer Product | Non-Weatherized, Condensing Ga | 1288 | 203 |  | 10/03/2019 |  |  | 08/26/2020
Lennox Industries Inc. | AC PRO | 80G1UH100CE20X-* | Federally-Regulated Consumer Product | Non-Weatherized, Non-Condensin | 2027 | 241 |  | 10/03/2019 |  |  | 08/26/2020
Lennox Industries Inc. | ALLIED | A80US2V080B16X-** | Federally-Regulated Consumer Product | Non-Weatherized, Non-Condensin | 1832 | 220 |  | 10/03/2019 |  |  | 08/26/2020
Lennox Industries Inc. | ALLIED | A80UH1E040A12X-* | Federally-Regulated Consumer Product | Non-Weatherized, Non-Condensin | 1275 | 167 |  | 10/03/2019 |  |  | 08/26/2020
Lennox Industries Inc. | ALLIED | 80G1UH060AE12X-* | Federally-Regulated Consumer Product | Non-Weatherized, Non-Condensin | 1300 | 162 |  | 10/03/2019 |  |  | 08/26/2020
Lennox Industries Inc. | ALLIED | A97US2V060B12X-** | Federally-Regulated Consumer Product | Non-Weatherized, Condensing Ga | 1502 | 240 |  | 10/03/2019 |  |  | 08/26/2020
Lennox Industries Inc. | ALLIED | 80G1UH040AE12X-* | Federally-Regulated Consumer Product | Non-Weatherized, Non-Condensin | 1275 | 167 |  | 10/03/2019 |  |  | 08/26/2020
Lennox Industries Inc. | ALLIED | A80UH1E060A12X-* | Federally-Regulated Consumer Product | Non-Weatherized, Non-Condensin | 1300 | 162 |  | 10/03/2019 |  |  | 08/26/2020
Lennox Industries Inc. | ALLIED | A80US2V080C20X-** | Federally-Regulated Consumer Product | Non-Weatherized, Non-Condensin | 2384 | 195 |  | 10/03/2019 |  |  | 08/26/2020
Lennox Industries Inc. | ALLIED | A97US2V080C20X-*-* | Federally-Regulated Consumer Product | Non-Weatherized, Condensing Ga | 2327 | 265 |  | 10/03/2019 |  |  | 08/26/2020
Lennox Industries Inc. | ALLIED | A80UH1E100C20X-* | Federally-Regulated Consumer Product | Non-Weatherized, Non-Condensin | 2027 | 241 |  | 10/03/2019 |  |  | 08/26/2020
Lennox Industries Inc. | ALLIED | 95G1UH100CE20X-* | Federally-Regulated Consumer Product | Non-Weatherized, Condensing Ga | 1957 | 233 |  | 08/19/2020 | 80908 | 204032303 | 08/26/2020
Lennox Industries Inc. | ALLIED | 95G1UH080CE16X-* | Federally-Regulated Consumer Product | Non-Weatherized, Condensing Ga | 1573 | 213 |  | 08/19/2020 | 60222 | 204032302 | 08/26/2020
Lennox Industries Inc. | ALLIED | A96US2V110C20S-* | Federally-Regulated Consumer Product | Non-Weatherized, Condensing Ga | 2307 | 261 |  | 10/03/2019 |  |  | 08/26/2020
Lennox Industries Inc. | ALLIED | 95G1UH040BE12X-* | Federally-Regulated Consumer Product | Non-Weatherized, Condensing Ga | 1288 | 203 |  | 10/03/2019 |  |  | 08/26/2020
Lennox Industries Inc. | ALLIED | A97US2V080C16X-*-* | Federally-Regulated Consumer Product | Non-Weatherized, Condensing Ga | 1789 | 243 |  | 10/03/2019 |  |  | 08/26/2020
Lennox Industries Inc. | ALLIED | 80G1UH100CE20X-* | Federally-Regulated Consumer Product | Non-Weatherized, Non-Condensin | 2027 | 241 |  | 10/03/2019 |  |  | 08/26/2020
Lennox Industries Inc. | Lennox | SLP99DF090XV36C-* | Federally-Regulated Consumer Product | Non-Weatherized, Condensing Ga | 1377 | 256 |  | 08/26/2020 | 31145 | 205534330 | 08/26/2020
Lennox Industries Inc. | Lennox | ML180UH110XE60C** | Federally-Regulated Consumer Product | Non-Weatherized, Non-Condensin | 2053 | 272 |  | 08/26/2020 | 109478 | 10581936 | 08/26/2020
Lennox Industries Inc. | Lennox | SL280UH090V36B-* | Federally-Regulated Consumer Product | Non-Weatherized, Non-Condensin | 1455 | 246 |  | 08/26/2020 | 57397 | 3858304 | 08/26/2020
Lennox Industries Inc. | Lennox | EL280UH090E36B-* | Federally-Regulated Consumer Product | Non-Weatherized, Non-Condensin | 1476 | 247 |  | 08/26/2020 | 57525 | 202866995 | 08/26/2020
Lennox Industries Inc. | Lennox | EL196UH110XE60C-* | Federally-Regulated Consumer Product | Non-Weatherized, Condensing Ga | 2018 | 284 |  | 08/26/2020 | 110619 | 201849572 | 08/26/2020
Lennox Industries Inc. | Lennox | SL280UH090V48B-* | Federally-Regulated Consumer Product | Non-Weatherized, Non-Condensin | 1830 | 263 |  | 08/26/2020 | 56900 | 3858305 | 08/26/2020
Lennox Industries Inc. | Lennox | EL180UH040NE36A-* | Federally-Regulated Consumer Product | Non-Weatherized, Non-Condensin | 1275 | 238 |  | 08/26/2020 | 40344 | 202028472 | 08/26/2020
Lennox Industries Inc. | Lennox | EL195UH080NE48C-* | Federally-Regulated Consumer Product | Non-Weatherized, Condensing Ga | 1573 | 264 |  | 08/26/2020 | 60222 | 201834896 | 08/26/2020
Lennox Industries Inc. | Lennox | EL296UH110XV60C-* | Federally-Regulated Consumer Product | Non-Weatherized, Condensing Ga | 2307 | 297 |  | 08/26/2020 | 71185 | 4988516 | 08/26/2020
Lennox Industries Inc. | Lennox | ML196DF045XE36B-* | Federally-Regulated Consumer Product | Non-Weatherized, Condensing Ga | 1250 | 250 |  | 08/26/2020 | 44206 | 204454171 | 08/26/2020
Lennox Industries Inc. | Lennox | EL296UH090XV36C-* | Federally-Regulated Consumer Product | Non-Weatherized, Condensing Ga | 1394 | 256 |  | 08/26/2020 | 57911 | 4988512 | 08/26/2020
Lennox Industries Inc. | Lennox | EL296UH090XV48C-* | Federally-Regulated Consumer Product | Non-Weatherized, Condensing Ga | 1764 | 273 |  | 08/26/2020 | 57721 | 4988513 | 08/26/2020
Lennox Industries Inc. | Lennox | SL280DF070V36A-* | Federally-Regulated Consumer Product | Non-Weatherized, Non-Condensin | 1405 | 244 |  | 08/26/2020 | 43075 | 3845340 | 08/26/2020
Lennox Industries Inc. | Lennox | EL280UH110E60C-* | Federally-Regulated Consumer Product | Non-Weatherized, Non-Condensin | 2048 | 272 |  | 08/26/2020 | 72123 | 202866999 | 08/26/2020
Lennox Industries Inc. | Lennox | ML193UH070XE36B-* | Federally-Regulated Consumer Product | Non-Weatherized, Condensing Ga | 1277 | 251 |  | 08/26/2020 | 65742 | 202568879 | 08/26/2020
Lennox Industries Inc. | Lennox | EL196UH045XE36B-* | Federally-Regulated Consumer Product | Non-Weatherized, Condensing Ga | 1284 | 251 |  | 08/26/2020 | 44162 | 201849569 | 08/26/2020
Lennox Industries Inc. | Lennox | ML296UH070XV36B-* | Federally-Regulated Consumer Product | Non-Weatherized, Condensing Ga | 1413 | 257 |  | 08/26/2020 | 43058 | 202575921 | 08/26/2020
Lennox Industries Inc. | Lennox | SLP99DF090XV48C-* | Federally-Regulated Consumer Product | Non-Weatherized, Condensing Ga | 1823 | 275 |  | 08/26/2020 | 31136 | 205534331 | 08/26/2020
Lennox Industries Inc. | Lennox | ML193UH110XE48C-* | Federally-Regulated Consumer Product | Non-Weatherized, Condensing Ga | 1574 | 264 |  | 08/26/2020 | 109805 | 202568882 | 08/26/2020
Lennox Industries Inc. | Lennox | EL196DF045XE36B-* | Federally-Regulated Consumer Product | Non-Weatherized, Condensing Ga | 1250 | 250 |  | 08/26/2020 | 44206 | 201849573 | 08/26/2020
Lennox Industries Inc. | Lennox | EL280UH110XE60C-* | Federally-Regulated Consumer Product | Non-Weatherized, Non-Condensin | 2048 | 272 |  | 08/26/2020 | 72123 | 202867000 | 08/26/2020
Lennox Industries Inc. | Lennox | ML296DF070XV48B-* | Federally-Regulated Consumer Product | Non-Weatherized, Condensing Ga | 1882 | 278 |  | 08/26/2020 | 43013 | 202575918 | 08/26/2020
Lennox Industries Inc. | Lennox | ML193DF045XE36B-* | Federally-Regulated Consumer Product | Non-Weatherized, Condensing Ga | 1307 | 253 |  | 08/26/2020 | 43616 | 202568884 | 08/26/2020
Lennox Industries Inc. | Lennox | EL196DF090XE48C-* | Federally-Regulated Consumer Product | Non-Weatherized, Condensing Ga | 1542 | 263 |  | 08/26/2020 | 88229 | 201849575 | 08/26/2020
Lennox Industries Inc. | Lennox | SLP99UH110XV60C-* | Federally-Regulated Consumer Product | Non-Weatherized, Condensing Ga | 2256 | 294 |  | 08/26/2020 | 39215 | 205534327 | 08/26/2020
Lennox Industries Inc. | Lennox | EL296UH045XE36B-* | Federally-Regulated Consumer Product | Non-Weatherized, Condensing Ga | 1332 | 254 |  | 08/26/2020 | 28924 | 5625717 | 08/26/2020
Lennox Industries Inc. | Lennox | EL296DF090XV60C-* | Federally-Regulated Consumer Product | Non-Weatherized, Condensing Ga | 2247 | 294 |  | 08/26/2020 | 57246 | 5625146 | 08/26/2020
Lennox Industries Inc. | Lennox | EL296DF045XV36B-* | Federally-Regulated Consumer Product | Non-Weatherized, Condensing Ga | 1331 | 254 |  | 08/26/2020 | 28604 | 4988227 | 08/26/2020
Lennox Industries Inc. | Lennox | SLP99UH135XV60D-* | Federally-Regulated Consumer Product | Non-Weatherized, Condensing Ga | 2384 | 300 |  | 08/26/2020 | 46474 | 205534328 | 08/26/2020
Lennox Industries Inc. | Lennox | SLP99UH090XV36C-* | Federally-Regulated Consumer Product | Non-Weatherized, Condensing Ga | 1503 | 261 |  | 08/26/2020 | 31527 | 205534324 | 08/26/2020
Lennox Industries Inc. | Lennox | EL196UH045XE24B-* | Federally-Regulated Consumer Product | Non-Weatherized, Condensing Ga | 918 | 235 |  | 08/26/2020 | 43787 | 201849568 | 08/26/2020
Lennox Industries Inc. | Lennox | EL296UH135XE60D-* | Federally-Regulated Consumer Product | Non-Weatherized, Condensing Ga | 2344 | 298 |  | 08/26/2020 | 86592 | 5625721 | 08/26/2020
Lennox Industries Inc. | Lennox | SL280UH110V60C-* | Federally-Regulated Consumer Product | Non-Weatherized, Non-Condensin | 2330 | 285 |  | 08/26/2020 | 71206 | 3858308 | 08/26/2020
Lennox Industries Inc. | Lennox | EL196DF070XE48B-* | Federally-Regulated Consumer Product | Non-Weatherized, Condensing Ga | 1473 | 260 |  | 08/26/2020 | 66322 | 201849574 | 08/26/2020
Lennox Industries Inc. | Lennox | ML296UH045XV36B-* | Federally-Regulated Consumer Product | Non-Weatherized, Condensing Ga | 1310 | 253 |  | 08/26/2020 | 28806 | 202575920 | 08/26/2020
Lennox Industries Inc. | Lennox | EL296DF110XE60C-* | Federally-Regulated Consumer Product | Non-Weatherized, Condensing Ga | 2109 | 288 |  | 08/26/2020 | 71791 | 5625725 | 08/26/2020
Lennox Industries Inc. | Lennox | EL296DF070XE48B-* | Federally-Regulated Consumer Product | Non-Weatherized, Condensing Ga | 1638 | 267 |  | 08/26/2020 | 43233 | 5625723 | 08/26/2020
Lennox Industries Inc. | Lennox | SLP99DF110XV60C-* | Federally-Regulated Consumer Product | Non-Weatherized, Condensing Ga | 2283 | 295 |  | 08/26/2020 | 39262 | 205534333 | 08/26/2020
Lennox Industries Inc. | Lennox | EL296UH090XV60C-* | Federally-Regulated Consumer Product | Non-Weatherized, Condensing Ga | 2339 | 298 |  | 08/26/2020 | 57122 | 4988514 | 08/26/2020
Lennox Industries Inc. | Lennox | ML193UH110XE60C-* | Federally-Regulated Consumer Product | Non-Weatherized, Condensing Ga | 1966 | 282 |  | 08/26/2020 | 110142 | 202568883 | 08/26/2020
Lennox Industries Inc. | Lennox | EL280DF070E36A-* | Federally-Regulated Consumer Product | Non-Weatherized, Non-Condensin | 1328 | 240 |  | 08/26/2020 | 43102 | 202866990 | 08/26/2020
Lennox Industries Inc. | Lennox | EL296UH110XV48C-* | Federally-Regulated Consumer Product | Non-Weatherized, Condensing Ga | 1752 | 272 |  | 08/26/2020 | 71078 | 4988515 | 08/26/2020
Lennox Industries Inc. | Lennox | SL280DF090V60C-* | Federally-Regulated Consumer Product | Non-Weatherized, Non-Condensin | 2327 | 284 |  | 08/26/2020 | 56921 | 3845342 | 08/26/2020
Lennox Industries Inc. | Lennox | EL296UH090XE48C-* | Federally-Regulated Consumer Product | Non-Weatherized, Condensing Ga | 1593 | 265 |  | 08/26/2020 | 57310 | 5625719 | 08/26/2020
Lennox Industries Inc. | Lennox | EL180UH100NE60C-* | Federally-Regulated Consumer Product | Non-Weatherized, Non-Condensin | 2027 | 271 |  | 08/26/2020 | 98944 | 202028475 | 08/26/2020
Lennox Industries Inc. | Lennox | ML196DF070XE48B-* | Federally-Regulated Consumer Product | Non-Weatherized, Condensing Ga | 1473 | 260 |  | 08/26/2020 | 66322 | 204454172 | 08/26/2020
Lennox Industries Inc. | Lennox | SL280UH090XV48B-* | Federally-Regulated Consumer Product | Non-Weatherized, Non-Condensin | 1830 | 263 |  | 08/26/2020 | 56900 | 3858306 | 08/26/2020
Lennox Industries Inc. | Lennox | ML196UH030XE24B-* | Federally-Regulated Consumer Product | Non-Weatherized, Condensing Ga | 870 | 233 |  | 08/26/2020 | 29792 | 204454165 | 08/26/2020
Lennox Industries Inc. | Lennox | ML296UH090XV48C-* | Federally-Regulated Consumer Product | Non-Weatherized, Condensing Ga | 1820 | 275 |  | 08/26/2020 | 57582 | 202735180 | 08/26/2020
Lennox Industries Inc. | Lennox | ML180DF070E36A** | Federally-Regulated Consumer Product | Non-Weatherized, Non-Condensin | 1312 | 240 |  | 08/26/2020 | 66105 | 204454151 | 08/26/2020
Lennox Industries Inc. | Lennox | ML196UH045XE36B-* | Federally-Regulated Consumer Product | Non-Weatherized, Condensing Ga | 1284 | 251 |  | 08/26/2020 | 44162 | 204454167 | 08/26/2020
Lennox Industries Inc. | Lennox | ML296DF090XV60C-* | Federally-Regulated Consumer Product | Non-Weatherized, Condensing Ga | 2123 | 288 |  | 08/26/2020 | 56779 | 202575919 | 08/26/2020
Lennox Industries Inc. | Lennox | ML193DF070XE36B-* | Federally-Regulated Consumer Product | Non-Weatherized, Condensing Ga | 1331 | 254 |  | 08/26/2020 | 66519 | 202568885 | 08/26/2020
Lennox Industries Inc. | Lennox | ML193UH045XE36B-* | Federally-Regulated Consumer Product | Non-Weatherized, Condensing Ga | 1276 | 251 |  | 08/26/2020 | 44281 | 202568878 | 08/26/2020
Lennox Industries Inc. | Lennox | ML180UH110V60C** | Federally-Regulated Consumer Product | Non-Weatherized, Non-Condensin | 2247 | 281 |  | 08/26/2020 | 110383 | 204457116 | 08/26/2020
Lennox Industries Inc. | Lennox | EL196UH070XE36B-* | Federally-Regulated Consumer Product | Non-Weatherized, Condensing Ga | 1298 | 252 |  | 08/26/2020 | 65683 | 201849570 | 08/26/2020
Lennox Industries Inc. | Lennox | SL280UH080NV60C-* | Federally-Regulated Consumer Product | Non-Weatherized, Non-Condensin | 2384 | 287 |  | 08/26/2020 | 52567 | 10276457 | 08/26/2020
Lennox Industries Inc. | Lennox | EL296DF090XE48C-* | Federally-Regulated Consumer Product | Non-Weatherized, Condensing Ga | 1608 | 266 |  | 08/26/2020 | 57408 | 5940633 | 08/26/2020
Lennox Industries Inc. | Lennox | EL196UH090XE48C-* | Federally-Regulated Consumer Product | Non-Weatherized, Condensing Ga | 1566 | 264 |  | 08/26/2020 | 87748 | 201849571 | 08/26/2020
Lennox Industries Inc. | Lennox | SLP99DF070XV36B-* | Federally-Regulated Consumer Product | Non-Weatherized, Condensing Ga | 1416 | 257 |  | 08/26/2020 | 23254 | 205534329 | 08/26/2020
Lennox Industries Inc. | Lennox | ML296UH110XV60C-* | Federally-Regulated Consumer Product | Non-Weatherized, Condensing Ga | 2083 | 287 |  | 08/26/2020 | 71341 | 202575923 | 08/26/2020
Lennox Industries Inc. | Lennox | SL297UH060NV36B-* | Federally-Regulated Consumer Product | Non-Weatherized, Condensing Ga | 1502 | 261 |  | 08/26/2020 | 38935 | 201834796 | 08/26/2020
Lennox Industries Inc. | Lennox | ML196UH090XE48C-* | Federally-Regulated Consumer Product | Non-Weatherized, Condensing Ga | 1566 | 264 |  | 08/26/2020 | 87748 | 204454169 | 08/26/2020
Lennox Industries Inc. | Lennox | EL296UH070XE36B-* | Federally-Regulated Consumer Product | Non-Weatherized, Condensing Ga | 1293 | 252 |  | 08/26/2020 | 42936 | 5625718 | 08/26/2020
Lennox Industries Inc. | Lennox | EL296DF045XE36B-* | Federally-Regulated Consumer Product | Non-Weatherized, Condensing Ga | 1241 | 250 |  | 08/26/2020 | 29295 | 5625722 | 08/26/2020
Lennox Industries Inc. | Lennox | ML180UH090E60C** | Federally-Regulated Consumer Product | Non-Weatherized, Non-Condensin | 2081 | 274 |  | 08/26/2020 | 87931 | 10581933 | 08/26/2020
Lennox Industries Inc. | Lennox | EL296UH070XV36B-* | Federally-Regulated Consumer Product | Non-Weatherized, Condensing Ga | 1473 | 260 |  | 08/26/2020 | 43248 | 4988511 | 08/26/2020
Lennox Industries Inc. | Lennox | ML180UH070V48B** | Federally-Regulated Consumer Product | Non-Weatherized, Non-Condensin | 1785 | 261 |  | 08/26/2020 | 66173 | 204457114 | 08/26/2020
Lennox Industries Inc. | Lennox | SLP99DF090XV60C-* | Federally-Regulated Consumer Product | Non-Weatherized, Condensing Ga | 2232 | 293 |  | 08/26/2020 | 30917 | 205534332 | 08/26/2020
Lennox Industries Inc. | Lennox | ML193UH030XE36B-* | Federally-Regulated Consumer Product | Non-Weatherized, Condensing Ga | 1311 | 253 |  | 08/26/2020 | 29941 | 202568877 | 08/26/2020
Lennox Industries Inc. | Lennox | EL280DF090E48B-* | Federally-Regulated Consumer Product | Non-Weatherized, Non-Condensin | 1614 | 253 |  | 08/26/2020 | 57301 | 202866991 | 08/26/2020
Lennox Industries Inc. | Lennox | ML196UH110XE60C-* | Federally-Regulated Consumer Product | Non-Weatherized, Condensing Ga | 2018 | 284 |  | 08/26/2020 | 110619 | 204454170 | 08/26/2020
Lennox Industries Inc. | Lennox | EL296DF070XV48B-* | Federally-Regulated Consumer Product | Non-Weatherized, Condensing Ga | 1755 | 272 |  | 08/26/2020 | 43625 | 4988228 | 08/26/2020
Lennox Industries Inc. | Lennox | EL196UH030XE24B-* | Federally-Regulated Consumer Product | Non-Weatherized, Condensing Ga | 870 | 233 |  | 08/26/2020 | 29792 | 201849567 | 08/26/2020
Lennox Industries Inc. | Lennox | ML196DF090XE48C-* | Federally-Regulated Consumer Product | Non-Weatherized, Condensing Ga | 1542 | 263 |  | 08/26/2020 | 88229 | 204454173 | 08/26/2020
Lennox Industries Inc. | Lennox | ML180DF070E36B** | Federally-Regulated Consumer Product | Non-Weatherized, Non-Condensin | 1369 | 242 |  | 08/26/2020 | 66107 | 10581925 | 08/26/2020
Lennox Industries Inc. | Lennox | SL297UH080NV48C-* | Federally-Regulated Consumer Product | Non-Weatherized, Condensing Ga | 1789 | 274 |  | 08/26/2020 | 52127 | 201834797 | 08/26/2020
Lennox Industries Inc. | Lennox | EL180UH060NE36A-* | Federally-Regulated Consumer Product | Non-Weatherized, Non-Condensin | 1300 | 239 |  | 08/26/2020 | 60374 | 202028473 | 08/26/2020
Lennox Industries Inc. | Lennox | EL296UH135XV60D-* | Federally-Regulated Consumer Product | Non-Weatherized, Condensing Ga | 2361 | 299 |  | 08/26/2020 | 86440 | 4988517 | 08/26/2020
Lennox Industries Inc. | Lennox | ML193UH090XE48C-* | Federally-Regulated Consumer Product | Non-Weatherized, Condensing Ga | 1652 | 268 |  | 08/26/2020 | 87424 | 202568881 | 08/26/2020
Lennox Industries Inc. | Lennox | ML180UH110E60C** | Federally-Regulated Consumer Product | Non-Weatherized, Non-Condensin | 2053 | 272 |  | 08/26/2020 | 109478 | 10581935 | 08/26/2020
Lennox Industries Inc. | Lennox | EL296UH045XV36B-* | Federally-Regulated Consumer Product | Non-Weatherized, Condensing Ga | 1270 | 251 |  | 08/26/2020 | 28998 | 4988231 | 08/26/2020
Lennox Industries Inc. | Lennox | ML196UH070XE36B-* | Federally-Regulated Consumer Product | Non-Weatherized, Condensing Ga | 1298 | 252 |  | 08/26/2020 | 65683 | 204454168 | 08/26/2020
Lennox Industries Inc. | Lennox | SL280UH080NV48B-* | Federally-Regulated Consumer Product | Non-Weatherized, Non-Condensin | 1832 | 263 |  | 08/26/2020 | 52249 | 10276456 | 08/26/2020
Lennox Industries Inc. | Lennox | ML296DF045XV36B-* | Federally-Regulated Consumer Product | Non-Weatherized, Condensing Ga | 1325 | 253 |  | 08/26/2020 | 28499 | 202575917 | 08/26/2020
Lennox Industries Inc. | Lennox | ML196UH045XE24B-* | Federally-Regulated Consumer Product | Non-Weatherized, Condensing Ga | 918 | 235 |  | 08/26/2020 | 43787 | 204454166 | 08/26/2020
Lennox Industries Inc. | Lennox | SL280UH110XV60C-* | Federally-Regulated Consumer Product | Non-Weatherized, Non-Condensin | 2330 | 285 |  | 08/26/2020 | 71206 | 3858309 | 08/26/2020
Lennox Industries Inc. | Lennox | EL195UH100NE60C-* | Federally-Regulated Consumer Product | Non-Weatherized, Condensing Ga | 1957 | 281 |  | 08/26/2020 | 80908 | 201834897 | 08/26/2020
Lennox Industries Inc. | Lennox | EL195UH040NE36B-* | Federally-Regulated Consumer Product | Non-Weatherized, Condensing Ga | 1288 | 252 |  | 08/26/2020 | 40446 | 201834895 | 08/26/2020
Lennox Industries Inc. | Lennox | SLP99UH070XV36B-* | Federally-Regulated Consumer Product | Non-Weatherized, Condensing Ga | 1492 | 261 |  | 08/26/2020 | 23104 | 205534323 | 08/26/2020
Lennox Industries Inc. | Lennox | EL296UH110XE60C-* | Federally-Regulated Consumer Product | Non-Weatherized, Condensing Ga | 1970 | 282 |  | 08/26/2020 | 72043 | 5625720 | 08/26/2020
Lennox Industries Inc. | Lennox | SL297UH080NV60C-* | Federally-Regulated Consumer Product | Non-Weatherized, Condensing Ga | 2327 | 297 |  | 08/26/2020 | 51978 | 201834798 | 08/26/2020
Lennox Industries Inc. | Airease | A80US2V090B12-* | Federally-Regulated Consumer Product | Non-Weatherized, Non-Condensin | 1455 | 246 |  | 08/26/2020 | 57397 | 201693143 | 08/26/2020
Lennox Industries Inc. | Airease | A96US2V135D20S-* | Federally-Regulated Consumer Product | Non-Weatherized, Condensing Ga | 2361 | 299 |  | 08/26/2020 | 86440 | 201695947 | 08/26/2020
Lennox Industries Inc. | Airease | A80US2V090B16-* | Federally-Regulated Consumer Product | Non-Weatherized, Non-Condensin | 1830 | 263 |  | 08/26/2020 | 56900 | 201693145 | 08/26/2020
Lennox Industries Inc. | Airease | A80US2V090B16L-* | Federally-Regulated Consumer Product | Non-Weatherized, Non-Condensin | 1830 | 263 |  | 08/26/2020 | 56900 | 201693157 | 08/26/2020
Lennox Industries Inc. | Airease | A80US2V070A12-* | Federally-Regulated Consumer Product | Non-Weatherized, Non-Condensin | 1405 | 244 |  | 08/26/2020 | 43075 | 201693131 | 08/26/2020
Lennox Industries Inc. | Airease | A97US2V080C20X-*-* | Federally-Regulated Consumer Product | Non-Weatherized, Condensing Ga | 2327 | 297 |  | 08/26/2020 | 51978 | 201870449 | 08/26/2020
Lennox Industries Inc. | Airease | A93DF1E045B12A* | Federally-Regulated Consumer Product | Non-Weatherized, Condensing Ga | 1307 | 253 |  | 08/26/2020 | 43616 | 203926030 | 08/26/2020
Lennox Industries Inc. | Airease | A96US2V110C20S-* | Federally-Regulated Consumer Product | Non-Weatherized, Condensing Ga | 2307 | 297 |  | 08/26/2020 | 71185 | 201695949 | 08/26/2020
Lennox Industries Inc. | Airease | A97US2V080C16X-*-* | Federally-Regulated Consumer Product | Non-Weatherized, Condensing Ga | 1789 | 274 |  | 08/26/2020 | 52127 | 201870447 | 08/26/2020
Lennox Industries Inc. | Airease | A93DF1E070B12A* | Federally-Regulated Consumer Product | Non-Weatherized, Condensing Ga | 1331 | 254 |  | 08/26/2020 | 66519 | 203926031 | 08/26/2020
Lennox Industries Inc. | Airease | A80DF1E070B12** | Federally-Regulated Consumer Product | Non-Weatherized, Non-Condensin | 1369 | 242 |  | 08/26/2020 | 66107 | 202181807 | 08/26/2020
Lennox Industries Inc. | Airease | A93UH1E070B12A* | Federally-Regulated Consumer Product | Non-Weatherized, Condensing Ga | 1277 | 251 |  | 08/26/2020 | 65742 | 203926025 | 08/26/2020
Lennox Industries Inc. | Airease | A80US2V080B16X-** | Federally-Regulated Consumer Product | Non-Weatherized, Non-Condensin | 1832 | 263 |  | 08/26/2020 | 52249 | 201981523 | 08/26/2020
Lennox Industries Inc. | Airease | A80UH1E110C20** | Federally-Regulated Consumer Product | Non-Weatherized, Non-Condensin | 2053 | 272 |  | 08/26/2020 | 109478 | 202181510 | 08/26/2020
Lennox Industries Inc. | Airease | A80UH1E060A12X-* | Federally-Regulated Consumer Product | Non-Weatherized, Non-Condensin | 1300 | 239 |  | 08/26/2020 | 60374 | 202055422 | 08/26/2020
Lennox Industries Inc. | Airease | A96DS2V090C20S-* | Federally-Regulated Consumer Product | Non-Weatherized, Condensing Ga | 2247 | 294 |  | 08/26/2020 | 57246 | 201695964 | 08/26/2020
Lennox Industries Inc. | Airease | A96US2V090C16*-* | Federally-Regulated Consumer Product | Non-Weatherized, Condensing Ga | 1764 | 273 |  | 08/26/2020 | 57721 | 201696025 | 08/26/2020
Lennox Industries Inc. | Airease | A80UH1E090C20** | Federally-Regulated Consumer Product | Non-Weatherized, Non-Condensin | 2081 | 274 |  | 08/26/2020 | 87931 | 202181506 | 08/26/2020
Lennox Industries Inc. | Airease | A80US2V110C20L-* | Federally-Regulated Consumer Product | Non-Weatherized, Non-Condensin | 2330 | 285 |  | 08/26/2020 | 71206 | 201693153 | 08/26/2020
Lennox Industries Inc. | Airease | A93UH1E030B12A* | Federally-Regulated Consumer Product | Non-Weatherized, Condensing Ga | 1311 | 253 |  | 08/26/2020 | 29941 | 203926023 | 08/26/2020
Lennox Industries Inc. | Airease | A96US2V045B12S-* | Federally-Regulated Consumer Product | Non-Weatherized, Condensing Ga | 1270 | 251 |  | 08/26/2020 | 28998 | 201695943 | 08/26/2020
Lennox Industries Inc. | Airease | A96DS2V045B12S-* | Federally-Regulated Consumer Product | Non-Weatherized, Condensing Ga | 1331 | 254 |  | 08/26/2020 | 28604 | 201695954 | 08/26/2020
Lennox Industries Inc. | Airease | A93UH1E110C20A* | Federally-Regulated Consumer Product | Non-Weatherized, Condensing Ga | 1966 | 282 |  | 08/26/2020 | 110142 | 203926029 | 08/26/2020
Lennox Industries Inc. | Airease | A97US2V060B12X-** | Federally-Regulated Consumer Product | Non-Weatherized, Condensing Ga | 1502 | 261 |  | 08/26/2020 | 38935 | 201870445 | 08/26/2020
Lennox Industries Inc. | Airease | A96US2V090C20S-* | Federally-Regulated Consumer Product | Non-Weatherized, Condensing Ga | 2339 | 298 |  | 08/26/2020 | 57122 | 201695966 | 08/26/2020
Lennox Industries Inc. | Airease | A80UH1E040A12X-* | Federally-Regulated Consumer Product | Non-Weatherized, Non-Condensin | 1275 | 238 |  | 08/26/2020 | 40344 | 202055365 | 08/26/2020
Lennox Industries Inc. | Airease | A80US2V080C20X-** | Federally-Regulated Consumer Product | Non-Weatherized, Non-Condensin | 2384 | 287 |  | 08/26/2020 | 52567 | 201981535 | 08/26/2020
Lennox Industries Inc. | Airease | A96US2V090C12S-* | Federally-Regulated Consumer Product | Non-Weatherized, Condensing Ga | 1394 | 256 |  | 08/26/2020 | 57911 | 201695960 | 08/26/2020
Lennox Industries Inc. | Airease | A96DS2V070B16S-* | Federally-Regulated Consumer Product | Non-Weatherized, Condensing Ga | 1755 | 272 |  | 08/26/2020 | 43625 | 201695956 | 08/26/2020
Lennox Industries Inc. | Airease | A93UH1E110C16A* | Federally-Regulated Consumer Product | Non-Weatherized, Condensing Ga | 1574 | 264 |  | 08/26/2020 | 109805 | 203926028 | 08/26/2020
Lennox Industries Inc. | Airease | A93UH1E090C16A* | Federally-Regulated Consumer Product | Non-Weatherized, Condensing Ga | 1652 | 268 |  | 08/26/2020 | 87424 | 203926027 | 08/26/2020
Lennox Industries Inc. | Airease | A80DS2V070A12-* | Federally-Regulated Consumer Product | Non-Weatherized, Non-Condensin | 1405 | 244 |  | 08/26/2020 | 43075 | 201693139 | 08/26/2020
Lennox Industries Inc. | Airease | A80DF1E070A12-** | Federally-Regulated Consumer Product | Non-Weatherized, Non-Condensin | 1312 | 240 |  | 08/26/2020 | 66105 | 204454903 | 08/26/2020
Lennox Industries Inc. | Airease | A80UH1E100C20X-* | Federally-Regulated Consumer Product | Non-Weatherized, Non-Condensin | 2027 | 271 |  | 08/26/2020 | 98944 | 202055802 | 08/26/2020
Lennox Industries Inc. | Airease | A80US2V110C20-* | Federally-Regulated Consumer Product | Non-Weatherized, Non-Condensin | 2330 | 285 |  | 08/26/2020 | 71206 | 201693151 | 08/26/2020
Lennox Industries Inc. | Airease | A96US2V070B12S-* | Federally-Regulated Consumer Product | Non-Weatherized, Condensing Ga | 1473 | 260 |  | 08/26/2020 | 43248 | 201695945 | 08/26/2020
Lennox Industries Inc. | Airease | A93UH1E045C12A* | Federally-Regulated Consumer Product | Non-Weatherized, Condensing Ga | 1276 | 251 |  | 08/26/2020 | 44281 | 203926024 | 08/26/2020
Lennox Industries Inc. | Airease | A96US2V110C16S-* | Federally-Regulated Consumer Product | Non-Weatherized, Condensing Ga | 1752 | 272 |  | 08/26/2020 | 71078 | 201695952 | 08/26/2020
Lennox Industries Inc. | ALLIED | A80US2V080B16X-** | Federally-Regulated Consumer Product | Non-Weatherized, Non-Condensin | 1832 | 263 |  | 08/26/2020 | 52249 | 204032306 | 08/26/2020
Lennox Industries Inc. | ALLIED | A80UH1E040A12X-* | Federally-Regulated Consumer Product | Non-Weatherized, Non-Condensin | 1275 | 238 |  | 08/26/2020 | 40344 | 204032304 | 08/26/2020
Lennox Industries Inc. | ALLIED | 80G1UH060AE12X-* | Federally-Regulated Consumer Product | Non-Weatherized, Non-Condensin | 1300 | 239 |  | 08/26/2020 | 60374 | 204032312 | 08/26/2020
Lennox Industries Inc. | ALLIED | A97US2V060B12X-** | Federally-Regulated Consumer Product | Non-Weatherized, Condensing Ga | 1502 | 261 |  | 08/26/2020 | 38935 | 204032297 | 08/26/2020
Lennox Industries Inc. | ALLIED | 80G1UH040AE12X-* | Federally-Regulated Consumer Product | Non-Weatherized, Non-Condensin | 1275 | 238 |  | 08/26/2020 | 40344 | 203519843 | 08/26/2020
Lennox Industries Inc. | ALLIED | A80UH1E060A12X-* | Federally-Regulated Consumer Product | Non-Weatherized, Non-Condensin | 1300 | 239 |  | 08/26/2020 | 60374 | 204032309 | 08/26/2020
Lennox Industries Inc. | ALLIED | A80US2V080C20X-** | Federally-Regulated Consumer Product | Non-Weatherized, Non-Condensin | 2384 | 287 |  | 08/26/2020 | 52567 | 204032307 | 08/26/2020
Lennox Industries Inc. | ALLIED | A97US2V080C20X-*-* | Federally-Regulated Consumer Product | Non-Weatherized, Condensing Ga | 2327 | 297 |  | 08/26/2020 | 51978 | 204032299 | 08/26/2020
Lennox Industries Inc. | ALLIED | A80UH1E100C20X-* | Federally-Regulated Consumer Product | Non-Weatherized, Non-Condensin | 2027 | 271 |  | 08/26/2020 | 98944 | 204032311 | 08/26/2020
Lennox Industries Inc. | ALLIED | 95G1UH100CE20X-* | Federally-Regulated Consumer Product | Non-Weatherized, Condensing Ga | 1957 | 281 |  | 08/26/2020 | 80908 | 204032303 | 08/26/2020
Lennox Industries Inc. | ALLIED | 95G1UH080CE16X-* | Federally-Regulated Consumer Product | Non-Weatherized, Condensing Ga | 1573 | 264 |  | 08/26/2020 | 60222 | 204032302 | 08/26/2020
Lennox Industries Inc. | ALLIED | A96US2V110C20S-* | Federally-Regulated Consumer Product | Non-Weatherized, Condensing Ga | 2307 | 297 |  | 08/26/2020 | 71185 | 201695950 | 08/26/2020
Lennox Industries Inc. | ALLIED | 95G1UH040BE12X-* | Federally-Regulated Consumer Product | Non-Weatherized, Condensing Ga | 1288 | 252 |  | 08/26/2020 | 40446 | 204032300 | 08/26/2020
Lennox Industries Inc. | ALLIED | A97US2V080C16X-*-* | Federally-Regulated Consumer Product | Non-Weatherized, Condensing Ga | 1789 | 274 |  | 08/26/2020 | 52127 | 204032298 | 08/26/2020
Lennox Industries Inc. | ALLIED | 80G1UH100CE20X-* | Federally-Regulated Consumer Product | Non-Weatherized, Non-Condensin | 2027 | 271 |  | 08/26/2020 | 98944 | 204032314 | 08/26/2020
Lennox Industries Inc. | Ducane | 96G1UH070BE12-* | Federally-Regulated Consumer Product | Non-Weatherized, Condensing Ga | 1298 | 252 |  | 08/26/2020 | 65683 | 201870455 | 08/26/2020
Lennox Industries Inc. | Ducane | 96G1DF090CE16-* | Federally-Regulated Consumer Product | Non-Weatherized, Condensing Ga | 1542 | 263 |  | 08/26/2020 | 88229 | 202158086 | 08/26/2020
Lennox Industries Inc. | Ducane | 95G1UH100CE20X-* | Federally-Regulated Consumer Product | Non-Weatherized, Condensing Ga | 1957 | 281 |  | 08/26/2020 | 80908 | 201870473 | 08/26/2020
Lennox Industries Inc. | Ducane | 80G1DF070AE12-** | Federally-Regulated Consumer Product | Non-Weatherized, Non-Condensin | 1312 | 240 |  | 08/26/2020 | 66105 | 204454905 | 08/26/2020
Lennox Industries Inc. | Ducane | 96G1UH110CE16-* | Federally-Regulated Consumer Product | Non-Weatherized, Condensing Ga | 2018 | 284 |  | 08/26/2020 | 110619 | 202158084 | 08/26/2020
Lennox Industries Inc. | Ducane | 96G1UH110CE20-* | Federally-Regulated Consumer Product | Non-Weatherized, Condensing Ga | 2018 | 284 |  | 08/26/2020 | 110619 | 202160622 | 08/26/2020
Lennox Industries Inc. | Ducane | 96G1UH030E08-* | Federally-Regulated Consumer Product | Non-Weatherized, Condensing Ga | 870 | 233 |  | 08/26/2020 | 29792 | 201870451 | 08/26/2020
Lennox Industries Inc. | Ducane | 80G1UH110CE20** | Federally-Regulated Consumer Product | Non-Weatherized, Non-Condensin | 2053 | 272 |  | 08/26/2020 | 109478 | 202181509 | 08/26/2020
Lennox Industries Inc. | Ducane | 96G1UH045BE12-* | Federally-Regulated Consumer Product | Non-Weatherized, Condensing Ga | 1284 | 251 |  | 08/26/2020 | 44162 | 201870453 | 08/26/2020
Lennox Industries Inc. | Ducane | 80G1UH100CE20X-* | Federally-Regulated Consumer Product | Non-Weatherized, Non-Condensin | 2027 | 271 |  | 08/26/2020 | 98944 | 202055804 | 08/26/2020
Lennox Industries Inc. | Ducane | 96G1DF070BE16-* | Federally-Regulated Consumer Product | Non-Weatherized, Condensing Ga | 1473 | 260 |  | 08/26/2020 | 66322 | 201870463 | 08/26/2020
Lennox Industries Inc. | Ducane | 96G1UH110BE20-* | Federally-Regulated Consumer Product | Non-Weatherized, Condensing Ga | 2018 | 284 |  | 08/26/2020 | 110619 | 201870459 | 08/26/2020
Lennox Industries Inc. | Ducane | 80G2UH110CV20-* | Federally-Regulated Consumer Product | Non-Weatherized, Non-Condensin | 2330 | 285 |  | 08/26/2020 | 71206 | 201692890 | 08/26/2020
Lennox Industries Inc. | Ducane | 96G1UH090CE16-* | Federally-Regulated Consumer Product | Non-Weatherized, Condensing Ga | 1566 | 264 |  | 08/26/2020 | 87748 | 202158082 | 08/26/2020
Lennox Industries Inc. | Ducane | 95G1UH040BE12X-* | Federally-Regulated Consumer Product | Non-Weatherized, Condensing Ga | 1288 | 252 |  | 08/26/2020 | 40446 | 201870467 | 08/26/2020
Lennox Industries Inc. | Ducane | 80G1UH090CE20** | Federally-Regulated Consumer Product | Non-Weatherized, Non-Condensin | 2081 | 274 |  | 08/26/2020 | 87931 | 202181505 | 08/26/2020
Lennox Industries Inc. | Ducane | 80G2UH090BV16-* | Federally-Regulated Consumer Product | Non-Weatherized, Non-Condensin | 1830 | 263 |  | 08/26/2020 | 56900 | 201692884 | 08/26/2020
Lennox Industries Inc. | Ducane | 96G1UH030BE08-* | Federally-Regulated Consumer Product | Non-Weatherized, Condensing Ga | 870 | 233 |  | 08/26/2020 | 29792 | 201986890 | 08/26/2020
Lennox Industries Inc. | Ducane | 96G1UH090BE16-* | Federally-Regulated Consumer Product | Non-Weatherized, Condensing Ga | 1566 | 264 |  | 08/26/2020 | 87748 | 201870457 | 08/26/2020
Lennox Industries Inc. | Ducane | 95G1UH080CE16X-* | Federally-Regulated Consumer Product | Non-Weatherized, Condensing Ga | 1573 | 264 |  | 08/26/2020 | 60222 | 201870471 | 08/26/2020
Lennox Industries Inc. | Ducane | 80G1UH110CE20L-** | Federally-Regulated Consumer Product | Non-Weatherized, Non-Condensin | 2053 | 272 |  | 08/26/2020 | 109478 | 205126587 | 08/26/2020
Lennox Industries Inc. | Ducane | 96G1DF045BE12-* | Federally-Regulated Consumer Product | Non-Weatherized, Condensing Ga | 1250 | 250 |  | 08/26/2020 | 44206 | 201870461 | 08/26/2020
Lennox Industries Inc. | Ducane | 80G1DF070BE12** | Federally-Regulated Consumer Product | Non-Weatherized, Non-Condensin | 1369 | 242 |  | 08/26/2020 | 66107 | 202181801 | 08/26/2020
Lennox Industries Inc. | Ducane | 80G1UH040AE12X-* | Federally-Regulated Consumer Product | Non-Weatherized, Non-Condensin | 1275 | 238 |  | 08/26/2020 | 40344 | 202055390 | 08/26/2020
Lennox Industries Inc. | Ducane | 80G1UH060AE12X-* | Federally-Regulated Consumer Product | Non-Weatherized, Non-Condensin | 1300 | 239 |  | 08/26/2020 | 60374 | 202055558 | 08/26/2020
Lennox Industries Inc. | ARMSTRONG AIR | A93DF1E045B12A* | Federally-Regulated Consumer Product | Non-Weatherized, Condensing Ga | 1307 | 253 |  | 08/26/2020 | 43616 | 203926020 | 08/26/2020
Lennox Industries Inc. | ARMSTRONG AIR | A80DF1E070B12** | Federally-Regulated Consumer Product | Non-Weatherized, Non-Condensin | 1369 | 242 |  | 08/26/2020 | 66107 | 202181810 | 08/26/2020
Lennox Industries Inc. | ARMSTRONG AIR | A93DF1E070B12A* | Federally-Regulated Consumer Product | Non-Weatherized, Condensing Ga | 1331 | 254 |  | 08/26/2020 | 66519 | 203926021 | 08/26/2020
Lennox Industries Inc. | ARMSTRONG AIR | A96US2V135D20S-* | Federally-Regulated Consumer Product | Non-Weatherized, Condensing Ga | 2361 | 299 |  | 08/26/2020 | 86440 | 201695948 | 08/26/2020
Lennox Industries Inc. | ARMSTRONG AIR | A96US2V090C12S-* | Federally-Regulated Consumer Product | Non-Weatherized, Condensing Ga | 1394 | 256 |  | 08/26/2020 | 57911 | 201695961 | 08/26/2020
Lennox Industries Inc. | ARMSTRONG AIR | A80DF1E070A12-** | Federally-Regulated Consumer Product | Non-Weatherized, Non-Condensin | 1312 | 240 |  | 08/26/2020 | 66105 | 204454902 | 08/26/2020
Lennox Industries Inc. | ARMSTRONG AIR | A80UH1E060A12X-* | Federally-Regulated Consumer Product | Non-Weatherized, Non-Condensin | 1300 | 239 |  | 08/26/2020 | 60374 | 202055411 | 08/26/2020
Lennox Industries Inc. | ARMSTRONG AIR | A80US2V090B16-* | Federally-Regulated Consumer Product | Non-Weatherized, Non-Condensin | 1830 | 263 |  | 08/26/2020 | 56900 | 201693146 | 08/26/2020
Lennox Industries Inc. | ARMSTRONG AIR | A93UH1E110C20A* | Federally-Regulated Consumer Product | Non-Weatherized, Condensing Ga | 1966 | 282 |  | 08/26/2020 | 110142 | 203926019 | 08/26/2020
Lennox Industries Inc. | ARMSTRONG AIR | A80UH1E100C20X-* | Federally-Regulated Consumer Product | Non-Weatherized, Non-Condensin | 2027 | 271 |  | 08/26/2020 | 98944 | 202055801 | 08/26/2020
Lennox Industries Inc. | ARMSTRONG AIR | A97US2V080C16X-*-* | Federally-Regulated Consumer Product | Non-Weatherized, Condensing Ga | 1789 | 274 |  | 08/26/2020 | 52127 | 201870446 | 08/26/2020
Lennox Industries Inc. | ARMSTRONG AIR | A80US2V110C20-* | Federally-Regulated Consumer Product | Non-Weatherized, Non-Condensin | 2330 | 285 |  | 08/26/2020 | 71206 | 201693152 | 08/26/2020
Lennox Industries Inc. | ARMSTRONG AIR | A93UH1E110C16A* | Federally-Regulated Consumer Product | Non-Weatherized, Condensing Ga | 1574 | 264 |  | 08/26/2020 | 109805 | 203926018 | 08/26/2020
Lennox Industries Inc. | ARMSTRONG AIR | A93UH1E030B12A* | Federally-Regulated Consumer Product | Non-Weatherized, Condensing Ga | 1311 | 253 |  | 08/26/2020 | 29941 | 203926013 | 08/26/2020
Lennox Industries Inc. | ARMSTRONG AIR | A96DS2V045B12S-* | Federally-Regulated Consumer Product | Non-Weatherized, Condensing Ga | 1331 | 254 |  | 08/26/2020 | 28604 | 201695955 | 08/26/2020
Lennox Industries Inc. | ARMSTRONG AIR | A96US2V070B12S-* | Federally-Regulated Consumer Product | Non-Weatherized, Condensing Ga | 1473 | 260 |  | 08/26/2020 | 43248 | 201695946 | 08/26/2020
Lennox Industries Inc. | ARMSTRONG AIR | A93UH1E090C16A* | Federally-Regulated Consumer Product | Non-Weatherized, Condensing Ga | 1652 | 268 |  | 08/26/2020 | 87424 | 203926017 | 08/26/2020
Lennox Industries Inc. | ARMSTRONG AIR | A80DS2V070A12-* | Federally-Regulated Consumer Product | Non-Weatherized, Non-Condensin | 1405 | 244 |  | 08/26/2020 | 43075 | 201693140 | 08/26/2020
Lennox Industries Inc. | ARMSTRONG AIR | A80US2V090B12-* | Federally-Regulated Consumer Product | Non-Weatherized, Non-Condensin | 1455 | 246 |  | 08/26/2020 | 57397 | 201693144 | 08/26/2020
Lennox Industries Inc. | ARMSTRONG AIR | A80US2V110C20L-* | Federally-Regulated Consumer Product | Non-Weatherized, Non-Condensin | 2330 | 285 |  | 08/26/2020 | 71206 | 201693154 | 08/26/2020
Lennox Industries Inc. | ARMSTRONG AIR | A97US2V060B12X-** | Federally-Regulated Consumer Product | Non-Weatherized, Condensing Ga | 1502 | 261 |  | 08/26/2020 | 38935 | 201870444 | 08/26/2020
Lennox Industries Inc. | ARMSTRONG AIR | A96US2V110C16S-* | Federally-Regulated Consumer Product | Non-Weatherized, Condensing Ga | 1752 | 272 |  | 08/26/2020 | 71078 | 201695953 | 08/26/2020
Lennox Industries Inc. | ARMSTRONG AIR | A80US2V080B16X-** | Federally-Regulated Consumer Product | Non-Weatherized, Non-Condensin | 1832 | 263 |  | 08/26/2020 | 52249 | 201981522 | 08/26/2020
Lennox Industries Inc. | ARMSTRONG AIR | A93UH1E045C12A* | Federally-Regulated Consumer Product | Non-Weatherized, Condensing Ga | 1276 | 251 |  | 08/26/2020 | 44281 | 203926014 | 08/26/2020
Lennox Industries Inc. | ARMSTRONG AIR | A80US2V070A12-* | Federally-Regulated Consumer Product | Non-Weatherized, Non-Condensin | 1405 | 244 |  | 08/26/2020 | 43075 | 201693132 | 08/26/2020
Lennox Industries Inc. | ARMSTRONG AIR | A97US2V080C20X-*-* | Federally-Regulated Consumer Product | Non-Weatherized, Condensing Ga | 2327 | 297 |  | 08/26/2020 | 51978 | 201870448 | 08/26/2020
Lennox Industries Inc. | ARMSTRONG AIR | A96US2V090C16*-* | Federally-Regulated Consumer Product | Non-Weatherized, Condensing Ga | 1764 | 273 |  | 08/26/2020 | 57721 | 201696026 | 08/26/2020
Lennox Industries Inc. | ARMSTRONG AIR | A80UH1E040A12X-* | Federally-Regulated Consumer Product | Non-Weatherized, Non-Condensin | 1275 | 238 |  | 08/26/2020 | 40344 | 202055360 | 08/26/2020
Lennox Industries Inc. | ARMSTRONG AIR | A96US2V090C20S-* | Federally-Regulated Consumer Product | Non-Weatherized, Condensing Ga | 2339 | 298 |  | 08/26/2020 | 57122 | 201695967 | 08/26/2020
Lennox Industries Inc. | ARMSTRONG AIR | A93UH1E070B12A* | Federally-Regulated Consumer Product | Non-Weatherized, Condensing Ga | 1277 | 251 |  | 08/26/2020 | 65742 | 203926015 | 08/26/2020
Lennox Industries Inc. | ARMSTRONG AIR | A80UH1E090C20** | Federally-Regulated Consumer Product | Non-Weatherized, Non-Condensin | 2081 | 274 |  | 08/26/2020 | 87931 | 202181507 | 08/26/2020
Lennox Industries Inc. | ARMSTRONG AIR | A80US2V090B16L-* | Federally-Regulated Consumer Product | Non-Weatherized, Non-Condensin | 1830 | 263 |  | 08/26/2020 | 56900 | 201693158 | 08/26/2020
Lennox Industries Inc. | ARMSTRONG AIR | A96DS2V090C20S-* | Federally-Regulated Consumer Product | Non-Weatherized, Condensing Ga | 2247 | 294 |  | 08/26/2020 | 57246 | 201695965 | 08/26/2020
Lennox Industries Inc. | ARMSTRONG AIR | A80US2V080C20X-** | Federally-Regulated Consumer Product | Non-Weatherized, Non-Condensin | 2384 | 287 |  | 08/26/2020 | 52567 | 201981534 | 08/26/2020
Lennox Industries Inc. | ARMSTRONG AIR | A96US2V110C20S-* | Federally-Regulated Consumer Product | Non-Weatherized, Condensing Ga | 2307 | 297 |  | 08/26/2020 | 71185 | 201695951 | 08/26/2020
Lennox Industries Inc. | ARMSTRONG AIR | A80UH1E110C20** | Federally-Regulated Consumer Product | Non-Weatherized, Non-Condensin | 2053 | 272 |  | 08/26/2020 | 109478 | 202181511 | 08/26/2020
Lennox Industries Inc. | ARMSTRONG AIR | A96US2V045B12S-* | Federally-Regulated Consumer Product | Non-Weatherized, Condensing Ga | 1270 | 251 |  | 08/26/2020 | 28998 | 201695944 | 08/26/2020
Lennox Industries Inc. | ARMSTRONG AIR | A96DS2V070B16S-* | Federally-Regulated Consumer Product | Non-Weatherized, Condensing Ga | 1755 | 272 |  | 08/26/2020 | 43625 | 201695957 | 08/26/2020
Lennox Industries Inc. | Concord | 80G1UH090CE20** | Federally-Regulated Consumer Product | Non-Weatherized, Non-Condensin | 2081 | 274 |  | 08/26/2020 | 87931 | 202181504 | 08/26/2020
Lennox Industries Inc. | Concord | 80G1UH040AE12X-* | Federally-Regulated Consumer Product | Non-Weatherized, Non-Condensin | 1275 | 238 |  | 08/26/2020 | 40344 | 202055385 | 08/26/2020
Lennox Industries Inc. | Concord | 96G1DF045BE12-* | Federally-Regulated Consumer Product | Non-Weatherized, Condensing Ga | 1250 | 250 |  | 08/26/2020 | 44206 | 201870460 | 08/26/2020
Lennox Industries Inc. | Concord | 95G1UH040BE12X-* | Federally-Regulated Consumer Product | Non-Weatherized, Condensing Ga | 1288 | 252 |  | 08/26/2020 | 40446 | 201870466 | 08/26/2020
Lennox Industries Inc. | Concord | 96G1UH110CE20-* | Federally-Regulated Consumer Product | Non-Weatherized, Condensing Ga | 2018 | 284 |  | 08/26/2020 | 110619 | 202160621 | 08/26/2020
Lennox Industries Inc. | Concord | 80G1UH110CE20L-** | Federally-Regulated Consumer Product | Non-Weatherized, Non-Condensin | 2053 | 272 |  | 08/26/2020 | 109478 | 205126584 | 08/26/2020
Lennox Industries Inc. | Concord | 96G1DF070BE16-* | Federally-Regulated Consumer Product | Non-Weatherized, Condensing Ga | 1473 | 260 |  | 08/26/2020 | 66322 | 201870462 | 08/26/2020
Lennox Industries Inc. | Concord | 80G1UH060AE12X-* | Federally-Regulated Consumer Product | Non-Weatherized, Non-Condensin | 1300 | 239 |  | 08/26/2020 | 60374 | 202055545 | 08/26/2020
Lennox Industries Inc. | Concord | 96G1UH090CE16-* | Federally-Regulated Consumer Product | Non-Weatherized, Condensing Ga | 1566 | 264 |  | 08/26/2020 | 87748 | 202158081 | 08/26/2020
Lennox Industries Inc. | Concord | 80G2UH110CV20-* | Federally-Regulated Consumer Product | Non-Weatherized, Non-Condensin | 2330 | 285 |  | 08/26/2020 | 71206 | 201692889 | 08/26/2020
Lennox Industries Inc. | Concord | 96G1UH045BE12-* | Federally-Regulated Consumer Product | Non-Weatherized, Condensing Ga | 1284 | 251 |  | 08/26/2020 | 44162 | 201870452 | 08/26/2020
Lennox Industries Inc. | Concord | 80G2UH090BV16-* | Federally-Regulated Consumer Product | Non-Weatherized, Non-Condensin | 1830 | 263 |  | 08/26/2020 | 56900 | 201692883 | 08/26/2020
Lennox Industries Inc. | Concord | 80G1DF070BE12** | Federally-Regulated Consumer Product | Non-Weatherized, Non-Condensin | 1369 | 242 |  | 08/26/2020 | 66107 | 202181796 | 08/26/2020
Lennox Industries Inc. | Concord | 96G1UH070BE12-* | Federally-Regulated Consumer Product | Non-Weatherized, Condensing Ga | 1298 | 252 |  | 08/26/2020 | 65683 | 201870454 | 08/26/2020
Lennox Industries Inc. | Concord | 80G1UH110CE20** | Federally-Regulated Consumer Product | Non-Weatherized, Non-Condensin | 2053 | 272 |  | 08/26/2020 | 109478 | 202181508 | 08/26/2020
Lennox Industries Inc. | Concord | 96G1DF090CE16-* | Federally-Regulated Consumer Product | Non-Weatherized, Condensing Ga | 1542 | 263 |  | 08/26/2020 | 88229 | 202158085 | 08/26/2020
Lennox Industries Inc. | Concord | 96G1UH110BE20-* | Federally-Regulated Consumer Product | Non-Weatherized, Condensing Ga | 2018 | 284 |  | 08/26/2020 | 110619 | 201870458 | 08/26/2020
Lennox Industries Inc. | Concord | 95G1UH100CE20X-* | Federally-Regulated Consumer Product | Non-Weatherized, Condensing Ga | 1957 | 281 |  | 08/26/2020 | 80908 | 201870472 | 08/26/2020
Lennox Industries Inc. | Concord | 95G1UH080CE16X-* | Federally-Regulated Consumer Product | Non-Weatherized, Condensing Ga | 1573 | 264 |  | 08/26/2020 | 60222 | 201870470 | 08/26/2020
Lennox Industries Inc. | Concord | 80G1UH100CE20X-* | Federally-Regulated Consumer Product | Non-Weatherized, Non-Condensin | 2027 | 271 |  | 08/26/2020 | 98944 | 202055803 | 08/26/2020
Lennox Industries Inc. | Concord | 96G1UH110CE16-* | Federally-Regulated Consumer Product | Non-Weatherized, Condensing Ga | 2018 | 284 |  | 08/26/2020 | 110619 | 202158083 | 08/26/2020
Lennox Industries Inc. | Concord | 96G1UH030E08-* | Federally-Regulated Consumer Product | Non-Weatherized, Condensing Ga | 870 | 233 |  | 08/26/2020 | 29792 | 201870450 | 08/26/2020
Lennox Industries Inc. | Concord | 96G1UH090BE16-* | Federally-Regulated Consumer Product | Non-Weatherized, Condensing Ga | 1566 | 264 |  | 08/26/2020 | 87748 | 201870456 | 08/26/2020
Lennox Industries Inc. | Concord | 80G1DF070AE12-** | Federally-Regulated Consumer Product | Non-Weatherized, Non-Condensin | 1312 | 240 |  | 08/26/2020 | 66105 | 204454904 | 08/26/2020
Lennox Industries Inc. | Concord | 96G1UH030BE08-* | Federally-Regulated Consumer Product | Non-Weatherized, Condensing Ga | 870 | 233 |  | 08/26/2020 | 29792 | 201986889 | 08/26/2020
Lennox Industries Inc. | AC PRO | A80US2V080C20X-** | Federally-Regulated Consumer Product | Non-Weatherized, Non-Condensin | 2384 | 287 |  | 08/26/2020 | 52567 | 204032287 | 08/26/2020
Lennox Industries Inc. | AC PRO | A80UH1E060A12X-* | Federally-Regulated Consumer Product | Non-Weatherized, Non-Condensin | 1300 | 239 |  | 08/26/2020 | 60374 | 204032289 | 08/26/2020
Lennox Industries Inc. | AC PRO | A80UH1E040A12X-* | Federally-Regulated Consumer Product | Non-Weatherized, Non-Condensin | 1275 | 238 |  | 08/26/2020 | 40344 | 204032284 | 08/26/2020
Lennox Industries Inc. | AC PRO | A97US2V060B12X-** | Federally-Regulated Consumer Product | Non-Weatherized, Condensing Ga | 1502 | 261 |  | 08/26/2020 | 38935 | 204032277 | 08/26/2020
Lennox Industries Inc. | AC PRO | 80G1UH060AE12X-* | Federally-Regulated Consumer Product | Non-Weatherized, Non-Condensin | 1300 | 239 |  | 08/26/2020 | 60374 | 204032293 | 08/26/2020
Lennox Industries Inc. | AC PRO | A80US2V080B16X-** | Federally-Regulated Consumer Product | Non-Weatherized, Non-Condensin | 1832 | 263 |  | 08/26/2020 | 52249 | 204032286 | 08/26/2020
Lennox Industries Inc. | AC PRO | 95G1UH100CE20X-* | Federally-Regulated Consumer Product | Non-Weatherized, Condensing Ga | 1957 | 281 |  | 08/26/2020 | 80908 | 204032283 | 08/26/2020
Lennox Industries Inc. | AC PRO | 80G1UH040AE12X-* | Federally-Regulated Consumer Product | Non-Weatherized, Non-Condensin | 1275 | 238 |  | 08/26/2020 | 40344 | 204032292 | 08/26/2020
Lennox Industries Inc. | AC PRO | 95G1UH080CE16X-* | Federally-Regulated Consumer Product | Non-Weatherized, Condensing Ga | 1573 | 264 |  | 08/26/2020 | 60222 | 204032282 | 08/26/2020
Lennox Industries Inc. | AC PRO | A97US2V080C16X-*-* | Federally-Regulated Consumer Product | Non-Weatherized, Condensing Ga | 1789 | 274 |  | 08/26/2020 | 52127 | 204032278 | 08/26/2020
Lennox Industries Inc. | AC PRO | A97US2V080C20X-*-* | Federally-Regulated Consumer Product | Non-Weatherized, Condensing Ga | 2327 | 297 |  | 08/26/2020 | 51978 | 204032279 | 08/26/2020
Lennox Industries Inc. | AC PRO | A80UH1E100C20X-* | Federally-Regulated Consumer Product | Non-Weatherized, Non-Condensin | 2027 | 271 |  | 08/26/2020 | 98944 | 204032291 | 08/26/2020
Lennox Industries Inc. | AC PRO | 95G1UH040BE12X-* | Federally-Regulated Consumer Product | Non-Weatherized, Condensing Ga | 1288 | 252 |  | 08/26/2020 | 40446 | 204032280 | 08/26/2020
Lennox Industries Inc. | AC PRO | 80G1UH100CE20X-* | Federally-Regulated Consumer Product | Non-Weatherized, Non-Condensin | 2027 | 271 |  | 08/26/2020 | 98944 | 204032295 | 08/26/2020
Johnson Controls, Inc. | LUXAIRE BY JOHNSON CONTROLS | PCG6B481252X1 | Federally-Regulated Consumer Product | Weatherized Non-Condensing Gas | 1747 | 270 | 275.868 | 10/09/2019 |  |  | 09/02/2020
Johnson Controls, Inc. | LUXAIRE BY JOHNSON CONTROLS | PCG6B420652X1 | Federally-Regulated Consumer Product | Weatherized Non-Condensing Gas | 1313 | 252 | 256.772 | 10/09/2019 |  |  | 09/02/2020
Johnson Controls, Inc. | GUARDIAN BY JOHNSON CONTROLS | PCG6B420652X1 | Federally-Regulated Consumer Product | Weatherized Non-Condensing Gas | 1313 | 252 | 256.772 | 10/09/2019 |  |  | 09/02/2020
Johnson Controls, Inc. | GUARDIAN BY JOHNSON CONTROLS | PCG6B481252X1 | Federally-Regulated Consumer Product | Weatherized Non-Condensing Gas | 1747 | 270 | 275.868 | 10/09/2019 |  |  | 09/02/2020
Johnson Controls, Inc. | COLEMAN BY JOHNSON CONTROLS | PCG6B481252X1 | Federally-Regulated Consumer Product | Weatherized Non-Condensing Gas | 1747 | 270 | 275.868 | 10/09/2019 |  |  | 09/02/2020
Johnson Controls, Inc. | COLEMAN BY JOHNSON CONTROLS | PHG6B421002X1 | Federally-Regulated Consumer Product | Weatherized Non-Condensing Gas | 1352 | 253 |  | 07/22/2020 | 64465 | 204829661 | 09/02/2020
Johnson Controls, Inc. | COLEMAN BY JOHNSON CONTROLS | PCG6B420652X1 | Federally-Regulated Consumer Product | Weatherized Non-Condensing Gas | 1313 | 252 | 256.772 | 10/09/2019 |  |  | 09/02/2020
Johnson Controls, Inc. | COLEMAN BY JOHNSON CONTROLS | PHG6B480652X1 | Federally-Regulated Consumer Product | Weatherized Non-Condensing Gas | 1709 | 269 |  | 07/22/2020 | 42780 | 204829662 | 09/02/2020
Johnson Controls, Inc. | COLEMAN BY JOHNSON CONTROLS | PHG6A300752X1 | Federally-Regulated Consumer Product | Weatherized Non-Condensing Gas | 1099 | 242 |  | 07/22/2020 | 49013 | 204829659 | 09/02/2020
Johnson Controls, Inc. | EVCON BY JOHNSON CONTROLS | PCG6B420652X1 | Federally-Regulated Consumer Product | Weatherized Non-Condensing Gas | 1313 | 252 | 256.772 | 10/09/2019 |  |  | 09/02/2020
Johnson Controls, Inc. | EVCON BY JOHNSON CONTROLS | PCG6B481252X1 | Federally-Regulated Consumer Product | Weatherized Non-Condensing Gas | 1747 | 270 | 275.868 | 10/09/2019 |  |  | 09/02/2020
Johnson Controls, Inc. | FRASER-JOHNSTON BY JOHNSON CONTROLS | PHG6A300752X1 | Federally-Regulated Consumer Product | Weatherized Non-Condensing Gas | 1099 | 242 |  | 07/22/2020 | 49013 | 204829673 | 09/02/2020
Johnson Controls, Inc. | FRASER-JOHNSTON BY JOHNSON CONTROLS | PCG6B481252X1 | Federally-Regulated Consumer Product | Weatherized Non-Condensing Gas | 1747 | 270 | 275.868 | 10/09/2019 |  |  | 09/02/2020
Johnson Controls, Inc. | FRASER-JOHNSTON BY JOHNSON CONTROLS | PHG6B421002X1 | Federally-Regulated Consumer Product | Weatherized Non-Condensing Gas | 1352 | 253 |  | 07/22/2020 | 64465 | 204829675 | 09/02/2020
Johnson Controls, Inc. | FRASER-JOHNSTON BY JOHNSON CONTROLS | PHG6B480652X1 | Federally-Regulated Consumer Product | Weatherized Non-Condensing Gas | 1709 | 269 |  | 07/22/2020 | 42780 | 204829676 | 09/02/2020
Johnson Controls, Inc. | FRASER-JOHNSTON BY JOHNSON CONTROLS | PCG6B420652X1 | Federally-Regulated Consumer Product | Weatherized Non-Condensing Gas | 1313 | 252 | 256.772 | 10/09/2019 |  |  | 09/02/2020
Johnson Controls, Inc. | YORK BY JOHNSON CONTROLS | PHG6A300752X1 | Federally-Regulated Consumer Product | Weatherized Non-Condensing Gas | 1099 | 242 | 247.356 | 10/09/2019 |  |  | 09/02/2020
Johnson Controls, Inc. | YORK BY JOHNSON CONTROLS | PCG6B481252X1 | Federally-Regulated Consumer Product | Weatherized Non-Condensing Gas | 1747 | 270 | 275.868 | 10/09/2019 |  |  | 09/02/2020
Johnson Controls, Inc. | YORK BY JOHNSON CONTROLS | PHG6B480652X1 | Federally-Regulated Consumer Product | Weatherized Non-Condensing Gas | 1709 | 269 | 274.196 | 10/09/2019 |  |  | 09/02/2020
Johnson Controls, Inc. | YORK BY JOHNSON CONTROLS | PCG6B420652X1 | Federally-Regulated Consumer Product | Weatherized Non-Condensing Gas | 1313 | 252 | 256.772 | 10/09/2019 |  |  | 09/02/2020
Johnson Controls, Inc. | YORK BY JOHNSON CONTROLS | PHG6B421002X1 | Federally-Regulated Consumer Product | Weatherized Non-Condensing Gas | 1352 | 253 | 258.488 | 10/09/2019 |  |  | 09/02/2020
Lennox Industries Inc. | Lennox | EL196UH030XE24B-* | Federally-Regulated Consumer Product | Non-Weatherized, Condensing Ga | 870 | 233 |  | 08/26/2020 | 29792 | 201849567 | 09/02/2020
Lennox Industries Inc. | Lennox | EL196UH045XE24B-* | Federally-Regulated Consumer Product | Non-Weatherized, Condensing Ga | 918 | 235 |  | 08/26/2020 | 43787 | 201849568 | 09/02/2020
Lennox Industries Inc. | Lennox | ML196UH045XE24B-* | Federally-Regulated Consumer Product | Non-Weatherized, Condensing Ga | 918 | 235 |  | 08/26/2020 | 43787 | 204454166 | 09/02/2020
Lennox Industries Inc. | Lennox | EL196DF090XE48C-* | Federally-Regulated Consumer Product | Non-Weatherized, Condensing Ga | 1542 | 263 |  | 08/26/2020 | 88229 | 201849575 | 09/02/2020
Lennox Industries Inc. | Lennox | EL196DF070XE48B-* | Federally-Regulated Consumer Product | Non-Weatherized, Condensing Ga | 1473 | 260 |  | 08/26/2020 | 66322 | 201849574 | 09/02/2020
Lennox Industries Inc. | Lennox | ML180UH070V48B** | Federally-Regulated Consumer Product | Non-Weatherized, Non-Condensin | 1785 | 261 |  | 08/26/2020 | 66173 | 204457114 | 09/02/2020
Lennox Industries Inc. | Lennox | EL196DF045XE36B-* | Federally-Regulated Consumer Product | Non-Weatherized, Condensing Ga | 1250 | 250 |  | 08/26/2020 | 44206 | 201849573 | 09/02/2020
Lennox Industries Inc. | Lennox | ML180UH110V60C** | Federally-Regulated Consumer Product | Non-Weatherized, Non-Condensin | 2247 | 281 |  | 08/26/2020 | 110383 | 204457116 | 09/02/2020
Lennox Industries Inc. | Lennox | ML196UH030XE24B-* | Federally-Regulated Consumer Product | Non-Weatherized, Condensing Ga | 870 | 233 |  | 08/26/2020 | 29792 | 204454165 | 09/02/2020
Lennox Industries Inc. | Lennox | EL196UH030XE24B-* | Federally-Regulated Consumer Product | Non-Weatherized, Condensing Ga | 870 | 233 |  | 09/02/2020 | 29792 | 201849567 | 09/02/2020
Lennox Industries Inc. | Lennox | EL196UH045XE24B-* | Federally-Regulated Consumer Product | Non-Weatherized, Condensing Ga | 918 | 235 |  | 09/02/2020 | 43787 | 201849568 | 09/02/2020
Lennox Industries Inc. | Lennox | ML196UH045XE24B-* | Federally-Regulated Consumer Product | Non-Weatherized, Condensing Ga | 918 | 235 |  | 09/02/2020 | 43787 | 204454166 | 09/02/2020
Lennox Industries Inc. | Lennox | EL196DF090XE48C-* | Federally-Regulated Consumer Product | Non-Weatherized, Condensing Ga | 1542 | 263 |  | 09/02/2020 | 88229 | 201849575 | 09/02/2020
Lennox Industries Inc. | Lennox | EL196DF070XE48B-* | Federally-Regulated Consumer Product | Non-Weatherized, Condensing Ga | 1473 | 260 |  | 09/02/2020 | 66322 | 201849574 | 09/02/2020
Lennox Industries Inc. | Lennox | ML180UH070V48B** | Federally-Regulated Consumer Product | Non-Weatherized, Non-Condensin | 1785 | 161 |  | 09/02/2020 | 66173 | 204457114 | 09/02/2020
Lennox Industries Inc. | Lennox | EL196DF045XE36B-* | Federally-Regulated Consumer Product | Non-Weatherized, Condensing Ga | 1250 | 250 |  | 09/02/2020 | 44206 | 201849573 | 09/02/2020
Lennox Industries Inc. | Lennox | ML180UH110V60C** | Federally-Regulated Consumer Product | Non-Weatherized, Non-Condensin | 2247 | 259 |  | 09/02/2020 | 110383 | 204457116 | 09/02/2020
Lennox Industries Inc. | Lennox | ML196UH030XE24B-* | Federally-Regulated Consumer Product | Non-Weatherized, Condensing Ga | 870 | 233 |  | 09/02/2020 | 29792 | 204454165 | 09/02/2020
Lennox Industries Inc. | Ducane | 96G1UH030BE08-* | Federally-Regulated Consumer Product | Non-Weatherized, Condensing Ga | 870 | 233 |  | 08/26/2020 | 29792 | 201986890 | 09/02/2020
Lennox Industries Inc. | Ducane | 96G1DF045BE12-* | Federally-Regulated Consumer Product | Non-Weatherized, Condensing Ga | 1250 | 250 |  | 08/26/2020 | 44206 | 201870461 | 09/02/2020
Lennox Industries Inc. | Ducane | 96G1DF070BE16-* | Federally-Regulated Consumer Product | Non-Weatherized, Condensing Ga | 1473 | 260 |  | 08/26/2020 | 66322 | 201870463 | 09/02/2020
Lennox Industries Inc. | Ducane | 96G1DF090CE16-* | Federally-Regulated Consumer Product | Non-Weatherized, Condensing Ga | 1542 | 263 |  | 08/26/2020 | 88229 | 202158086 | 09/02/2020
Lennox Industries Inc. | Ducane | 96G1UH030E08-* | Federally-Regulated Consumer Product | Non-Weatherized, Condensing Ga | 870 | 233 |  | 08/26/2020 | 29792 | 201870451 | 09/02/2020
Lennox Industries Inc. | Concord | 96G1UH030BE08-* | Federally-Regulated Consumer Product | Non-Weatherized, Condensing Ga | 870 | 233 |  | 08/26/2020 | 29792 | 201986889 | 09/02/2020
Lennox Industries Inc. | Concord | 96G1DF045BE12-* | Federally-Regulated Consumer Product | Non-Weatherized, Condensing Ga | 1250 | 250 |  | 08/26/2020 | 44206 | 201870460 | 09/02/2020
Lennox Industries Inc. | Concord | 96G1DF070BE16-* | Federally-Regulated Consumer Product | Non-Weatherized, Condensing Ga | 1473 | 260 |  | 08/26/2020 | 66322 | 201870462 | 09/02/2020
Lennox Industries Inc. | Concord | 96G1UH030E08-* | Federally-Regulated Consumer Product | Non-Weatherized, Condensing Ga | 870 | 233 |  | 08/26/2020 | 29792 | 201870450 | 09/02/2020
Lennox Industries Inc. | Concord | 96G1DF090CE16-* | Federally-Regulated Consumer Product | Non-Weatherized, Condensing Ga | 1542 | 263 |  | 08/26/2020 | 88229 | 202158085 | 09/02/2020
Lennox Industries Inc. | Concord | 96G1UH030BE08-* | Federally-Regulated Consumer Product | Non-Weatherized, Condensing Ga | 870 | 233 |  | 09/02/2020 | 29792 | 201986889 | 09/02/2020
Lennox Industries Inc. | Concord | 96G1DF045BE12-* | Federally-Regulated Consumer Product | Non-Weatherized, Condensing Ga | 1250 | 250 |  | 09/02/2020 | 44206 | 201870460 | 09/02/2020
Lennox Industries Inc. | Concord | 96G1DF070BE16-* | Federally-Regulated Consumer Product | Non-Weatherized, Condensing Ga | 1473 | 260 |  | 09/02/2020 | 66322 | 201870462 | 09/02/2020
Lennox Industries Inc. | Concord | 96G1UH030E08-* | Federally-Regulated Consumer Product | Non-Weatherized, Condensing Ga | 870 | 233 |  | 09/02/2020 | 29792 | 201870450 | 09/02/2020
Lennox Industries Inc. | Concord | 96G1DF090CE16-* | Federally-Regulated Consumer Product | Non-Weatherized, Condensing Ga | 1542 | 263 |  | 09/02/2020 | 88229 | 202158085 | 09/02/2020
Lennox Industries Inc. | Ducane | 96G1UH030BE08-* | Federally-Regulated Consumer Product | Non-Weatherized, Condensing Ga | 870 | 233 |  | 09/02/2020 | 29792 | 201986890 | 09/02/2020
Lennox Industries Inc. | Ducane | 96G1DF045BE12-* | Federally-Regulated Consumer Product | Non-Weatherized, Condensing Ga | 1250 | 250 |  | 09/02/2020 | 44206 | 201870461 | 09/02/2020
Lennox Industries Inc. | Ducane | 96G1DF070BE16-* | Federally-Regulated Consumer Product | Non-Weatherized, Condensing Ga | 1473 | 260 |  | 09/02/2020 | 66322 | 201870463 | 09/02/2020
Lennox Industries Inc. | Ducane | 96G1DF090CE16-* | Federally-Regulated Consumer Product | Non-Weatherized, Condensing Ga | 1542 | 263 |  | 09/02/2020 | 88229 | 202158086 | 09/02/2020
Lennox Industries Inc. | Ducane | 96G1UH030E08-* | Federally-Regulated Consumer Product | Non-Weatherized, Condensing Ga | 870 | 233 |  | 09/02/2020 | 29792 | 201870451 | 09/02/2020
Carrier Corp. - Indianapolis | Heil | PGD430060K**0G* | Federally-Regulated Consumer Product | Weatherized Non-Condensing Gas | 1285 | 256 | 255.54 | 07/27/2020 | 60738 | 204037890 | 09/09/2020
Carrier Corp. - Indianapolis | Heil | PGS430040K**1G* | Federally-Regulated Consumer Product | Weatherized Non-Condensing Gas | 1217 | 253 | 252.548 | 07/27/2020 | 40800 | 204037928 | 09/09/2020
Carrier Corp. - Indianapolis | Heil | PGS430060K**1G* | Federally-Regulated Consumer Product | Weatherized Non-Condensing Gas | 1285 | 256 | 255.54 | 07/27/2020 | 60738 | 204037929 | 09/09/2020
Carrier Corp. - Indianapolis | Heil | PGD430040K**0G* | Federally-Regulated Consumer Product | Weatherized Non-Condensing Gas | 1217 | 253 | 252.548 | 07/27/2020 | 40800 | 204037889 | 09/09/2020
Carrier Corp. - Indianapolis | Comfortmaker | PGD430060K**1G* | Federally-Regulated Consumer Product | Weatherized Non-Condensing Gas | 1285 | 256 | 255.54 | 07/27/2020 | 60738 | 204037639 | 09/09/2020
Carrier Corp. - Indianapolis | Comfortmaker | PGD430040K**1G* | Federally-Regulated Consumer Product | Weatherized Non-Condensing Gas | 1217 | 253 | 252.548 | 07/27/2020 | 40800 | 204037638 | 09/09/2020
Carrier Corp. - Indianapolis | Arcoaire | PGD430060K**1G* | Federally-Regulated Consumer Product | Weatherized Non-Condensing Gas | 1285 | 256 | 255.54 | 07/27/2020 | 60738 | 204037507 | 09/09/2020
Carrier Corp. - Indianapolis | Arcoaire | PGD430060K**0G* | Federally-Regulated Consumer Product | Weatherized Non-Condensing Gas | 1285 | 256 | 255.54 | 07/27/2020 | 60738 | 204037494 | 09/09/2020
Carrier Corp. - Indianapolis | Arcoaire | PGD430040K**1G* | Federally-Regulated Consumer Product | Weatherized Non-Condensing Gas | 1217 | 253 | 252.548 | 07/27/2020 | 40800 | 204037506 | 09/09/2020
Carrier Corp. - Indianapolis | Arcoaire | PGS430060K**0G* | Federally-Regulated Consumer Product | Weatherized Non-Condensing Gas | 1285 | 256 | 255.54 | 07/27/2020 | 60738 | 204037520 | 09/09/2020
Carrier Corp. - Indianapolis | Arcoaire | PGD430040K**0G* | Federally-Regulated Consumer Product | Weatherized Non-Condensing Gas | 1217 | 253 | 252.548 | 07/27/2020 | 40800 | 204037493 | 09/09/2020
Carrier Corp. - Indianapolis | Kenmore | PGS430060K**0G* | Federally-Regulated Consumer Product | Weatherized Non-Condensing Gas | 1285 | 256 | 255.54 | 07/27/2020 | 60738 | 204038312 | 09/09/2020
Carrier Corp. - Indianapolis | Kenmore | PGD430040K**1G* | Federally-Regulated Consumer Product | Weatherized Non-Condensing Gas | 1217 | 253 | 252.548 | 07/27/2020 | 40800 | 204038298 | 09/09/2020
Carrier Corp. - Indianapolis | Kenmore | PGS430040K**0G* | Federally-Regulated Consumer Product | Weatherized Non-Condensing Gas | 1217 | 253 | 252.548 | 07/27/2020 | 40800 | 204038311 | 09/09/2020
Carrier Corp. - Indianapolis | Kenmore | PGD430040K**0G* | Federally-Regulated Consumer Product | Weatherized Non-Condensing Gas | 1217 | 253 | 252.548 | 07/27/2020 | 40800 | 204038285 | 09/09/2020
Carrier Corp. - Indianapolis | Kenmore | PGD430060K**0G* | Federally-Regulated Consumer Product | Weatherized Non-Condensing Gas | 1285 | 256 | 255.54 | 07/27/2020 | 60738 | 204038286 | 09/09/2020
Carrier Corp. - Indianapolis | Kenmore | PGD430060K**1G* | Federally-Regulated Consumer Product | Weatherized Non-Condensing Gas | 1285 | 256 | 255.54 | 07/27/2020 | 60738 | 204038299 | 09/09/2020
Carrier Corp. - Indianapolis | ICP Commercial | PGD430060K**1G* | Federally-Regulated Consumer Product | Weatherized Non-Condensing Gas | 1285 | 256 | 255.54 | 07/27/2020 | 60738 | 204038035 | 09/09/2020
Carrier Corp. - Indianapolis | ICP Commercial | PGS430060K**0G* | Federally-Regulated Consumer Product | Weatherized Non-Condensing Gas | 1285 | 256 | 255.54 | 07/27/2020 | 60738 | 204038048 | 09/09/2020
Carrier Corp. - Indianapolis | ICP Commercial | PGS430040K**0G* | Federally-Regulated Consumer Product | Weatherized Non-Condensing Gas | 1217 | 253 | 252.548 | 07/27/2020 | 40800 | 204038047 | 09/09/2020
Carrier Corp. - Indianapolis | ICP Commercial | PGD430040K**0G* | Federally-Regulated Consumer Product | Weatherized Non-Condensing Gas | 1217 | 253 | 252.548 | 07/27/2020 | 40800 | 204038021 | 09/09/2020
Carrier Corp. - Indianapolis | ICP Commercial | PGD430040K**1G* | Federally-Regulated Consumer Product | Weatherized Non-Condensing Gas | 1217 | 253 | 252.548 | 07/27/2020 | 40800 | 204038034 | 09/09/2020
Carrier Corp. - Indianapolis | ICP Commercial | PGD430060K**0G* | Federally-Regulated Consumer Product | Weatherized Non-Condensing Gas | 1285 | 256 | 255.54 | 07/27/2020 | 60738 | 204038022 | 09/09/2020
Johnson Controls, Inc. | COLEMAN BY JOHNSON CONTROLS | PCG6A300752X1 | Federally-Regulated Consumer Product | Weatherized Non-Condensing Gas | 1099 | 242 | 247.356 | 10/09/2019 |  |  | 09/23/2020
Johnson Controls, Inc. | COLEMAN BY JOHNSON CONTROLS | PCG6B421002X1 | Federally-Regulated Consumer Product | Weatherized Non-Condensing Gas | 1352 | 253 | 258.488 | 10/09/2019 |  |  | 09/23/2020
Johnson Controls, Inc. | COLEMAN BY JOHNSON CONTROLS | PHG4B481252X1 | Federally-Regulated Consumer Product | Weatherized Non-Condensing Gas | 1941 | 279 | 284.404 | 10/09/2019 |  |  | 09/23/2020
Johnson Controls, Inc. | YORK BY JOHNSON CONTROLS | PCG6A300752X1 | Federally-Regulated Consumer Product | Weatherized Non-Condensing Gas | 1099 | 242 | 247.356 | 10/09/2019 |  |  | 09/23/2020
Johnson Controls, Inc. | YORK BY JOHNSON CONTROLS | PHG4B481252X1 | Federally-Regulated Consumer Product | Weatherized Non-Condensing Gas | 1941 | 279 | 284.404 | 10/09/2019 |  |  | 09/23/2020
Johnson Controls, Inc. | YORK BY JOHNSON CONTROLS | PCG6B421002X1 | Federally-Regulated Consumer Product | Weatherized Non-Condensing Gas | 1352 | 253 | 258.488 | 10/09/2019 |  |  | 09/23/2020
Johnson Controls, Inc. | LUXAIRE BY JOHNSON CONTROLS | PCG6B421002X1 | Federally-Regulated Consumer Product | Weatherized Non-Condensing Gas | 1352 | 253 | 258.488 | 10/09/2019 |  |  | 09/23/2020
Johnson Controls, Inc. | LUXAIRE BY JOHNSON CONTROLS | PCG6A300752X1 | Federally-Regulated Consumer Product | Weatherized Non-Condensing Gas | 1099 | 242 | 247.356 | 10/09/2019 |  |  | 09/23/2020
Johnson Controls, Inc. | LUXAIRE BY JOHNSON CONTROLS | PHG4B481252X1 | Federally-Regulated Consumer Product | Weatherized Non-Condensing Gas | 1941 | 279 | 284.404 | 10/09/2019 |  |  | 09/23/2020
Johnson Controls, Inc. | COLEMAN BY JOHNSON CONTROLS | PCG6A300752X1 | Federally-Regulated Consumer Product | Weatherized Non-Condensing Gas | 1099 | 242 | 247 | 09/23/2020 | 49013 | 9133242 | 09/23/2020
Johnson Controls, Inc. | COLEMAN BY JOHNSON CONTROLS | PCG6B421002X1 | Federally-Regulated Consumer Product | Weatherized Non-Condensing Gas | 1352 | 253 | 258 | 09/23/2020 | 64465 | 9133246 | 09/23/2020
Johnson Controls, Inc. | COLEMAN BY JOHNSON CONTROLS | PHG4B481252X1 | Federally-Regulated Consumer Product | Weatherized Non-Condensing Gas | 1941 | 279 | 284 | 09/23/2020 | 122996 | 8550676 | 09/23/2020
Johnson Controls, Inc. | LUXAIRE BY JOHNSON CONTROLS | PCG6B421002X1 | Federally-Regulated Consumer Product | Weatherized Non-Condensing Gas | 1352 | 253 |  | 09/23/2020 | 64465 | 9133260 | 09/23/2020
Johnson Controls, Inc. | LUXAIRE BY JOHNSON CONTROLS | PCG6A300752X1 | Federally-Regulated Consumer Product | Weatherized Non-Condensing Gas | 1099 | 242 |  | 09/23/2020 | 49013 | 9133256 | 09/23/2020
Johnson Controls, Inc. | LUXAIRE BY JOHNSON CONTROLS | PHG4B481252X1 | Federally-Regulated Consumer Product | Weatherized Non-Condensing Gas | 1941 | 279 |  | 09/23/2020 | 122996 | 8550690 | 09/23/2020
Nordyne, LLC | Broan | MG3S-080T2AAC1 | Federally-Regulated Consumer Product | Mobile Home Non-Weatherized, C | 1835 | 370 |  | 08/05/2020 | 51517 | 205962956 | 09/23/2020
Nordyne, LLC | Broan | MG3P-108U1*AD* | Federally-Regulated Consumer Product | Non-Weatherized, Condensing Ga | 1956 | 281 | 281.064 | 07/22/2020 | 107378 | 205234682 | 09/23/2020
Nordyne, LLC | Broan | MG3S-080T2*AC1 | Federally-Regulated Consumer Product | Non-Weatherized, Condensing Ga | 1785 | 274 |  | 08/05/2020 | 52907 | 205962960 | 09/23/2020
Nordyne, LLC | Broan | MG3P-054U1*AB* | Federally-Regulated Consumer Product | Mobile Home Non-Weatherized, C | 1626 | 355 | 355.446 | 07/22/2020 | 53047 | 205126704 | 09/23/2020
Nordyne, LLC | Broan | MG3P-054U1AAB* | Federally-Regulated Consumer Product | Mobile Home Non-Weatherized, C | 1626 | 355 | 355.446 | 07/22/2020 | 53047 | 205126703 | 09/23/2020
Johnson Controls, Inc. | YORK BY JOHNSON CONTROLS | PCG6A300752X1 | Federally-Regulated Consumer Product | Weatherized Non-Condensing Gas | 1099 | 242 |  | 09/23/2020 | 49013 | 9133228 | 09/23/2020
Johnson Controls, Inc. | YORK BY JOHNSON CONTROLS | PHG4B481252X1 | Federally-Regulated Consumer Product | Weatherized Non-Condensing Gas | 1941 | 279 |  | 09/23/2020 | 122996 | 8550662 | 09/23/2020
Johnson Controls, Inc. | YORK BY JOHNSON CONTROLS | PCG6B421002X1 | Federally-Regulated Consumer Product | Weatherized Non-Condensing Gas | 1352 | 253 |  | 09/23/2020 | 64465 | 9133232 | 09/23/2020
Nordyne, LLC | Miller | MG3S-080T2AAC1 | Federally-Regulated Consumer Product | Mobile Home Non-Weatherized, C | 1835 | 370 |  | 08/05/2020 | 51517 | 205962953 | 09/23/2020
Nordyne, LLC | Miller | MG3S-080T2*AC1 | Federally-Regulated Consumer Product | Non-Weatherized, Condensing Ga | 1785 | 274 |  | 08/05/2020 | 52907 | 205962957 | 09/23/2020
Nordyne, LLC | Intertherm | MG3P-054U1AAB* | Federally-Regulated Consumer Product | Mobile Home Non-Weatherized, C | 1626 | 355 | 355.446 | 07/22/2020 | 53047 | 205126717 | 09/23/2020
Nordyne, LLC | Intertherm | MG3P-108U1*AD* | Federally-Regulated Consumer Product | Non-Weatherized, Condensing Ga | 1956 | 281 | 281.064 | 07/22/2020 | 107378 | 205234685 | 09/23/2020
Nordyne, LLC | Intertherm | MG3S-080T2AAC1 | Federally-Regulated Consumer Product | Mobile Home Non-Weatherized, C | 1835 | 370 |  | 08/05/2020 | 51517 | 205962955 | 09/23/2020
Nordyne, LLC | Intertherm | MG3P-054U1*AB* | Federally-Regulated Consumer Product | Mobile Home Non-Weatherized, C | 1626 | 355 | 355.446 | 07/22/2020 | 53047 | 205126718 | 09/23/2020
Nordyne, LLC | Intertherm | MG3S-080T2*AC1 | Federally-Regulated Consumer Product | Non-Weatherized, Condensing Ga | 1785 | 274 |  | 08/05/2020 | 52907 | 205962959 | 09/23/2020
Nordyne, LLC | Maytag | MG3P-054U1AAB* | Federally-Regulated Consumer Product | Mobile Home Non-Weatherized, C | 1626 | 355 | 355.446 | 07/22/2020 | 53047 | 205126707 | 09/23/2020
Nordyne, LLC | Maytag | MG3P-054U1*AB* | Federally-Regulated Consumer Product | Mobile Home Non-Weatherized, C | 1626 | 355 | 355.446 | 07/22/2020 | 53047 | 205126710 | 09/23/2020
Nordyne, LLC | Maytag | MG3S-080T2AAC1 | Federally-Regulated Consumer Product | Mobile Home Non-Weatherized, C | 1835 | 370 |  | 08/05/2020 | 51517 | 205962954 | 09/23/2020
Nordyne, LLC | Maytag | MG3S-080T2*AC1 | Federally-Regulated Consumer Product | Non-Weatherized, Condensing Ga | 1785 | 274 |  | 08/05/2020 | 52907 | 205962958 | 09/23/2020
Nordyne, LLC | Maytag | MG3P-108U1*AD* | Federally-Regulated Consumer Product | Non-Weatherized, Condensing Ga | 1956 | 281 | 281.064 | 07/22/2020 | 107378 | 205234683 | 09/23/2020
Johnson Controls, Inc. | EVCON BY JOHNSON CONTROLS | PHG4B481252X1 | Federally-Regulated Consumer Product | Weatherized Non-Condensing Gas | 1941 | 279 | 284.404 | 10/09/2019 |  |  | 09/23/2020
Johnson Controls, Inc. | EVCON BY JOHNSON CONTROLS | PCG6B421002X1 | Federally-Regulated Consumer Product | Weatherized Non-Condensing Gas | 1352 | 253 | 258.488 | 10/09/2019 |  |  | 09/23/2020
Johnson Controls, Inc. | EVCON BY JOHNSON CONTROLS | PCG6A300752X1 | Federally-Regulated Consumer Product | Weatherized Non-Condensing Gas | 1099 | 242 | 247.356 | 10/09/2019 |  |  | 09/23/2020
Johnson Controls, Inc. | FRASER-JOHNSTON BY JOHNSON CONTROLS | PHG4B481252X1 | Federally-Regulated Consumer Product | Weatherized Non-Condensing Gas | 1941 | 279 | 284.404 | 10/09/2019 |  |  | 09/23/2020
Johnson Controls, Inc. | FRASER-JOHNSTON BY JOHNSON CONTROLS | PCG6A300752X1 | Federally-Regulated Consumer Product | Weatherized Non-Condensing Gas | 1099 | 242 | 247.356 | 10/09/2019 |  |  | 09/23/2020
Johnson Controls, Inc. | FRASER-JOHNSTON BY JOHNSON CONTROLS | PCG6B421002X1 | Federally-Regulated Consumer Product | Weatherized Non-Condensing Gas | 1352 | 253 | 258.488 | 10/09/2019 |  |  | 09/23/2020
Johnson Controls, Inc. | GUARDIAN BY JOHNSON CONTROLS | PHG4B481252X1 | Federally-Regulated Consumer Product | Weatherized Non-Condensing Gas | 1941 | 279 | 284.404 | 10/09/2019 |  |  | 09/23/2020
Johnson Controls, Inc. | GUARDIAN BY JOHNSON CONTROLS | PCG6A300752X1 | Federally-Regulated Consumer Product | Weatherized Non-Condensing Gas | 1099 | 242 | 247.356 | 10/09/2019 |  |  | 09/23/2020
Johnson Controls, Inc. | GUARDIAN BY JOHNSON CONTROLS | PCG6B421002X1 | Federally-Regulated Consumer Product | Weatherized Non-Condensing Gas | 1352 | 253 | 258.488 | 10/09/2019 |  |  | 09/23/2020
Nordyne, LLC | NORTEK GLOBAL HVAC LLC | MG3P-108U1*AD* | Federally-Regulated Consumer Product | Non-Weatherized, Condensing Ga | 1956 | 281 | 281.064 | 07/22/2020 | 107378 | 205234641 | 09/23/2020
Nordyne, LLC | NORTEK GLOBAL HVAC LLC | MG3S-080T2*AC1 | Federally-Regulated Consumer Product | Non-Weatherized, Condensing Ga | 1785 | 274 |  | 08/05/2020 | 52907 | 205962941 | 09/23/2020
Nordyne, LLC | NORTEK GLOBAL HVAC LLC | MG3P-054U1*AB* | Federally-Regulated Consumer Product | Mobile Home Non-Weatherized, C | 1626 | 355 | 355.446 | 07/22/2020 | 53047 | 205126687 | 09/23/2020
Nordyne, LLC | NORTEK GLOBAL HVAC LLC | MG3P-054U1AAB* | Federally-Regulated Consumer Product | Mobile Home Non-Weatherized, C | 1626 | 355 | 355.446 | 07/22/2020 | 53047 | 205126686 | 09/23/2020
Nordyne, LLC | NORTEK GLOBAL HVAC LLC | MG3S-080T2AAC1 | Federally-Regulated Consumer Product | Mobile Home Non-Weatherized, C | 1835 | 370 |  | 08/05/2020 | 51517 | 205962940 | 09/23/2020
Johnson Controls, Inc. | EVCON BY JOHNSON CONTROLS | PHG4B481252X1 | Federally-Regulated Consumer Product | Weatherized Non-Condensing Gas | 1941 | 279 |  | 09/23/2020 | 122996 | 8550718 | 09/23/2020
Johnson Controls, Inc. | EVCON BY JOHNSON CONTROLS | PCG6B421002X1 | Federally-Regulated Consumer Product | Weatherized Non-Condensing Gas | 1352 | 253 |  | 09/23/2020 | 64465 | 9133274 | 09/23/2020
Johnson Controls, Inc. | EVCON BY JOHNSON CONTROLS | PCG6A300752X1 | Federally-Regulated Consumer Product | Weatherized Non-Condensing Gas | 1099 | 242 |  | 09/23/2020 | 49013 | 9133270 | 09/23/2020
Nordyne, LLC | Miller | MG3S-080T2AAC1 | Federally-Regulated Consumer Product | Mobile Home Non-Weatherized, C | 1835 | 370 |  | 09/23/2020 | 51517 | 205962953 | 09/23/2020
Nordyne, LLC | Miller | MG3S-080T2*AC1 | Federally-Regulated Consumer Product | Non-Weatherized, Condensing Ga | 1785 | 274 |  | 09/23/2020 | 52907 | 205962957 | 09/23/2020
Johnson Controls, Inc. | GUARDIAN BY JOHNSON CONTROLS | PHG4B481252X1 | Federally-Regulated Consumer Product | Weatherized Non-Condensing Gas | 1941 | 279 |  | 09/23/2020 | 122996 | 8550732 | 09/23/2020
Johnson Controls, Inc. | GUARDIAN BY JOHNSON CONTROLS | PCG6A300752X1 | Federally-Regulated Consumer Product | Weatherized Non-Condensing Gas | 1099 | 242 |  | 09/23/2020 | 49013 | 9133298 | 09/23/2020
Johnson Controls, Inc. | GUARDIAN BY JOHNSON CONTROLS | PCG6B421002X1 | Federally-Regulated Consumer Product | Weatherized Non-Condensing Gas | 1352 | 253 |  | 09/23/2020 | 64465 | 9133302 | 09/23/2020
Johnson Controls, Inc. | FRASER-JOHNSTON BY JOHNSON CONTROLS | PHG4B481252X1 | Federally-Regulated Consumer Product | Weatherized Non-Condensing Gas | 1941 | 279 |  | 09/23/2020 | 122996 | 8550704 | 09/23/2020
Johnson Controls, Inc. | FRASER-JOHNSTON BY JOHNSON CONTROLS | PCG6A300752X1 | Federally-Regulated Consumer Product | Weatherized Non-Condensing Gas | 1099 | 242 |  | 09/23/2020 | 49013 | 9133284 | 09/23/2020
Johnson Controls, Inc. | FRASER-JOHNSTON BY JOHNSON CONTROLS | PCG6B421002X1 | Federally-Regulated Consumer Product | Weatherized Non-Condensing Gas | 1352 | 253 |  | 09/23/2020 | 64465 | 9133288 | 09/23/2020
Nordyne, LLC | Broan | MG3S-080T2AAC1 | Federally-Regulated Consumer Product | Mobile Home Non-Weatherized, C | 1835 | 370 |  | 09/23/2020 | 51517 | 205962956 | 09/23/2020
Nordyne, LLC | Broan | MG3P-108U1*AD* | Federally-Regulated Consumer Product | Non-Weatherized, Condensing Ga | 1956 | 281 |  | 09/23/2020 | 107378 | 205234682 | 09/23/2020
Nordyne, LLC | Broan | MG3S-080T2*AC1 | Federally-Regulated Consumer Product | Non-Weatherized, Condensing Ga | 1785 | 274 |  | 09/23/2020 | 52907 | 205962960 | 09/23/2020
Nordyne, LLC | Broan | MG3P-054U1*AB* | Federally-Regulated Consumer Product | Mobile Home Non-Weatherized, C | 1626 | 355 |  | 09/23/2020 | 53047 | 205126704 | 09/23/2020
Nordyne, LLC | Broan | MG3P-054U1AAB* | Federally-Regulated Consumer Product | Mobile Home Non-Weatherized, C | 1626 | 355 |  | 09/23/2020 | 53047 | 205126703 | 09/23/2020
Nordyne, LLC | Intertherm | MG3P-054U1AAB* | Federally-Regulated Consumer Product | Mobile Home Non-Weatherized, C | 1626 | 355 |  | 09/23/2020 | 53047 | 205126717 | 09/23/2020
Nordyne, LLC | Intertherm | MG3P-108U1*AD* | Federally-Regulated Consumer Product | Non-Weatherized, Condensing Ga | 1956 | 281 |  | 09/23/2020 | 107378 | 205234685 | 09/23/2020
Nordyne, LLC | Intertherm | MG3S-080T2AAC1 | Federally-Regulated Consumer Product | Mobile Home Non-Weatherized, C | 1835 | 370 |  | 09/23/2020 | 51517 | 205962955 | 09/23/2020
Nordyne, LLC | Intertherm | MG3P-054U1*AB* | Federally-Regulated Consumer Product | Mobile Home Non-Weatherized, C | 1626 | 355 |  | 09/23/2020 | 53047 | 205126718 | 09/23/2020
Nordyne, LLC | Intertherm | MG3S-080T2*AC1 | Federally-Regulated Consumer Product | Non-Weatherized, Condensing Ga | 1785 | 274 |  | 09/23/2020 | 52907 | 205962959 | 09/23/2020
Nordyne, LLC | NORTEK GLOBAL HVAC LLC | MG3P-108U1*AD* | Federally-Regulated Consumer Product | Non-Weatherized, Condensing Ga | 1956 | 281 |  | 09/23/2020 | 107378 | 205234641 | 09/23/2020
Nordyne, LLC | NORTEK GLOBAL HVAC LLC | MG3S-080T2*AC1 | Federally-Regulated Consumer Product | Non-Weatherized, Condensing Ga | 1785 | 274 |  | 09/23/2020 | 52907 | 205962941 | 09/23/2020
Nordyne, LLC | NORTEK GLOBAL HVAC LLC | MG3P-054U1*AB* | Federally-Regulated Consumer Product | Mobile Home Non-Weatherized, C | 1626 | 355 |  | 09/23/2020 | 53047 | 205126687 | 09/23/2020
Nordyne, LLC | NORTEK GLOBAL HVAC LLC | MG3P-054U1AAB* | Federally-Regulated Consumer Product | Mobile Home Non-Weatherized, C | 1626 | 355 |  | 09/23/2020 | 53047 | 205126686 | 09/23/2020
Nordyne, LLC | NORTEK GLOBAL HVAC LLC | MG3S-080T2AAC1 | Federally-Regulated Consumer Product | Mobile Home Non-Weatherized, C | 1835 | 370 |  | 09/23/2020 | 51517 | 205962940 | 09/23/2020
Nordyne, LLC | Maytag | MG3P-054U1AAB* | Federally-Regulated Consumer Product | Mobile Home Non-Weatherized, C | 1626 | 355 |  | 09/23/2020 | 53047 | 205126707 | 09/23/2020
Nordyne, LLC | Maytag | MG3P-054U1*AB* | Federally-Regulated Consumer Product | Mobile Home Non-Weatherized, C | 1626 | 355 |  | 09/23/2020 | 53047 | 205126710 | 09/23/2020
Nordyne, LLC | Maytag | MG3S-080T2AAC1 | Federally-Regulated Consumer Product | Mobile Home Non-Weatherized, C | 1835 | 370 |  | 09/23/2020 | 51517 | 205962954 | 09/23/2020
Nordyne, LLC | Maytag | MG3S-080T2*AC1 | Federally-Regulated Consumer Product | Non-Weatherized, Condensing Ga | 1785 | 274 |  | 09/23/2020 | 52907 | 205962958 | 09/23/2020
Nordyne, LLC | Maytag | MG3P-108U1*AD* | Federally-Regulated Consumer Product | Non-Weatherized, Condensing Ga | 1956 | 281 |  | 09/23/2020 | 107378 | 205234683 | 09/23/2020
Rheem Sales Company, Inc. | Weatherking | W801TB100521MUA | Federally-Regulated Consumer Product | Non-Weatherized, Non-Condensin | 2096 | 253 | 274.224 | 10/03/2019 |  |  | 09/30/2020
Rheem Sales Company, Inc. | Weatherking | RGEA14036AJT10XAB | Federally-Regulated Consumer Product | Weatherized Non-Condensing Gas | 1430 | 245 | 261.92 | 10/03/2019 |  |  | 09/30/2020
Rheem Sales Company, Inc. | Weatherking | W802TA100521MXA | Federally-Regulated Consumer Product | Non-Weatherized, Non-Condensin | 1952 | 183 |  | 08/05/2020 | 70078 | 204099276 | 09/30/2020
Rheem Sales Company, Inc. | Weatherking | RGEA15030AJV08XAB | Federally-Regulated Consumer Product | Weatherized Non-Condensing Gas | 1402 | 241 | 260.688 | 10/03/2019 |  |  | 09/30/2020
Rheem Sales Company, Inc. | Weatherking | W802TA075317MSA | Federally-Regulated Consumer Product | Non-Weatherized, Non-Condensin | 1539 | 165 | 249.716 | 10/03/2019 |  |  | 09/30/2020
Rheem Sales Company, Inc. | Weatherking | W801TA100521ZXB | Federally-Regulated Consumer Product | Non-Weatherized, Non-Condensin | 1895 | 234 | 265.38 | 10/03/2019 |  |  | 09/30/2020
Rheem Sales Company, Inc. | Weatherking | W801TA050417MUA | Federally-Regulated Consumer Product | Non-Weatherized, Non-Condensin | 1502 | 229 | 248.088 | 10/03/2019 |  |  | 09/30/2020
Rheem Sales Company, Inc. | Weatherking | RGEA15042AJV101AB | Federally-Regulated Consumer Product | Weatherized Non-Condensing Gas | 1375 | 246 | 259.5 | 10/03/2019 |  |  | 09/30/2020
Rheem Sales Company, Inc. | Weatherking | W801CA075421MXA | Federally-Regulated Consumer Product | Non-Weatherized, Non-Condensin | 1634 | 200 | 253.896 | 10/03/2019 |  |  | 09/30/2020
Rheem Sales Company, Inc. | Weatherking | RGEA14036AJT081AB | Federally-Regulated Consumer Product | Weatherized Non-Condensing Gas | 1430 | 245 | 261.92 | 10/03/2019 |  |  | 09/30/2020
Rheem Sales Company, Inc. | Weatherking | W801TA075421MSA | Federally-Regulated Consumer Product | Non-Weatherized, Non-Condensin | 1634 | 200 | 253.896 | 10/03/2019 |  |  | 09/30/2020
Rheem Sales Company, Inc. | Weatherking | W801CA125524ZXA | Federally-Regulated Consumer Product | Non-Weatherized, Non-Condensin | 1835 | 240 | 262.74 | 10/03/2019 |  |  | 09/30/2020
Rheem Sales Company, Inc. | Weatherking | W801CA075421MSA | Federally-Regulated Consumer Product | Non-Weatherized, Non-Condensin | 1634 | 200 | 253.896 | 10/03/2019 |  |  | 09/30/2020
Rheem Sales Company, Inc. | Weatherking | W801CA100521ZXA | Federally-Regulated Consumer Product | Non-Weatherized, Non-Condensin | 1895 | 234 | 265.38 | 10/03/2019 |  |  | 09/30/2020
Rheem Sales Company, Inc. | Weatherking | RGEA14042AJT08XAB | Federally-Regulated Consumer Product | Weatherized Non-Condensing Gas | 1494 | 248 | 264.736 | 10/03/2019 |  |  | 09/30/2020
Rheem Sales Company, Inc. | Weatherking | W92TA0851521MSA | Federally-Regulated Consumer Product | Non-Weatherized, Condensing Ga | 1929 | 270 | 279.876 | 10/03/2019 |  |  | 09/30/2020
Rheem Sales Company, Inc. | Weatherking | RGEA14048AJT081AB | Federally-Regulated Consumer Product | Weatherized Non-Condensing Gas | 1809 | 243 | 278.596 | 10/03/2019 |  |  | 09/30/2020
Rheem Sales Company, Inc. | Weatherking | W801CA075417MXA | Federally-Regulated Consumer Product | Non-Weatherized, Non-Condensin | 1496 | 207 | 247.824 | 10/03/2019 |  |  | 09/30/2020
Rheem Sales Company, Inc. | Weatherking | RGEA14030AJT08XAB | Federally-Regulated Consumer Product | Weatherized Non-Condensing Gas | 1147 | 234 | 249.468 | 10/03/2019 |  |  | 09/30/2020
Rheem Sales Company, Inc. | Weatherking | W801TA125524ZXB | Federally-Regulated Consumer Product | Non-Weatherized, Non-Condensin | 1835 | 240 | 262.74 | 10/03/2019 |  |  | 09/30/2020
Rheem Sales Company, Inc. | Weatherking | W801TA100521MUA | Federally-Regulated Consumer Product | Non-Weatherized, Non-Condensin | 1861 | 248 | 263.884 | 10/03/2019 |  |  | 09/30/2020
Rheem Sales Company, Inc. | Weatherking | W802TA125524MSA | Federally-Regulated Consumer Product | Non-Weatherized, Non-Condensin | 1899 | 194 |  | 08/05/2020 | 87546 | 204007883 | 09/30/2020
Rheem Sales Company, Inc. | Weatherking | W801CA075521ZSA | Federally-Regulated Consumer Product | Non-Weatherized, Non-Condensin | 1892 | 234 | 265.248 | 10/03/2019 |  |  | 09/30/2020
Rheem Sales Company, Inc. | Weatherking | W801TA125524ZSB | Federally-Regulated Consumer Product | Non-Weatherized, Non-Condensin | 1835 | 240 | 262.74 | 10/03/2019 |  |  | 09/30/2020
Rheem Sales Company, Inc. | Weatherking | W801TA050314MSA | Federally-Regulated Consumer Product | Non-Weatherized, Non-Condensin | 1388 | 183 | 243.072 | 10/03/2019 |  |  | 09/30/2020
Rheem Sales Company, Inc. | Weatherking | RGEA14042AJT101AB | Federally-Regulated Consumer Product | Weatherized Non-Condensing Gas | 1494 | 248 | 264.736 | 10/03/2019 |  |  | 09/30/2020
Rheem Sales Company, Inc. | Weatherking | RGEA14036AJT061AB | Federally-Regulated Consumer Product | Weatherized Non-Condensing Gas | 1430 | 245 | 261.92 | 10/03/2019 |  |  | 09/30/2020
Rheem Sales Company, Inc. | Weatherking | W96TA1002521MSA | Federally-Regulated Consumer Product | Non-Weatherized, Condensing Ga | 1930 | 251 | 279.92 | 10/03/2019 |  |  | 09/30/2020
Rheem Sales Company, Inc. | Weatherking | W92TA1001521MSA | Federally-Regulated Consumer Product | Non-Weatherized, Condensing Ga | 2066 | 262 | 285.904 | 10/03/2019 |  |  | 09/30/2020
Rheem Sales Company, Inc. | Weatherking | W802TA050314MXA | Federally-Regulated Consumer Product | Non-Weatherized, Non-Condensin | 1260 | 183 | 237.44 | 10/03/2019 |  |  | 09/30/2020
Rheem Sales Company, Inc. | Weatherking | RGEA15024AJV06XAB | Federally-Regulated Consumer Product | Weatherized Non-Condensing Gas | 1395 | 252 | 260.38 | 10/03/2019 |  |  | 09/30/2020
Rheem Sales Company, Inc. | Weatherking | W801TA070317MUA | Federally-Regulated Consumer Product | Non-Weatherized, Non-Condensin | 1189 | 200 | 234.316 | 10/03/2019 |  |  | 09/30/2020
Rheem Sales Company, Inc. | Weatherking | RGEA14024AJT08XAB | Federally-Regulated Consumer Product | Weatherized Non-Condensing Gas | 1127 | 241 | 248.588 | 10/03/2019 |  |  | 09/30/2020
Rheem Sales Company, Inc. | Weatherking | RGEA15030AJV06XAB | Federally-Regulated Consumer Product | Weatherized Non-Condensing Gas | 1402 | 241 | 260.688 | 10/03/2019 |  |  | 09/30/2020
Rheem Sales Company, Inc. | Weatherking | W92TA0401317MSA | Federally-Regulated Consumer Product | Non-Weatherized, Condensing Ga | 1107 | 218 | 243.708 | 10/03/2019 |  |  | 09/30/2020
Rheem Sales Company, Inc. | Weatherking | W801TA125524MSA | Federally-Regulated Consumer Product | Non-Weatherized, Non-Condensin | 1991 | 219 | 269.604 | 10/03/2019 |  |  | 09/30/2020
Rheem Sales Company, Inc. | Weatherking | RGEA14024AJT061AB | Federally-Regulated Consumer Product | Weatherized Non-Condensing Gas | 1127 | 241 | 248.588 | 10/03/2019 |  |  | 09/30/2020
Rheem Sales Company, Inc. | Weatherking | W801TA075521ZSB | Federally-Regulated Consumer Product | Non-Weatherized, Non-Condensin | 1883 | 258 | 264.852 | 10/03/2019 |  |  | 09/30/2020
Rheem Sales Company, Inc. | Weatherking | W801CA125524ZSA | Federally-Regulated Consumer Product | Non-Weatherized, Non-Condensin | 1835 | 240 | 262.74 | 10/03/2019 |  |  | 09/30/2020
Rheem Sales Company, Inc. | Weatherking | RGEA15024AJV081AB | Federally-Regulated Consumer Product | Weatherized Non-Condensing Gas | 1395 | 252 | 260.38 | 10/03/2019 |  |  | 09/30/2020
Rheem Sales Company, Inc. | Weatherking | RGEA15024AJV08XAB | Federally-Regulated Consumer Product | Weatherized Non-Condensing Gas | 1395 | 252 | 260.38 | 10/03/2019 |  |  | 09/30/2020
Rheem Sales Company, Inc. | Weatherking | RGEA15042AJV08XAB | Federally-Regulated Consumer Product | Weatherized Non-Condensing Gas | 1375 | 246 | 259.5 | 10/03/2019 |  |  | 09/30/2020
Rheem Sales Company, Inc. | Weatherking | RGEA14030AJT061AB | Federally-Regulated Consumer Product | Weatherized Non-Condensing Gas | 1147 | 234 | 249.468 | 10/03/2019 |  |  | 09/30/2020
Rheem Sales Company, Inc. | Weatherking | W801TA050314MXA | Federally-Regulated Consumer Product | Non-Weatherized, Non-Condensin | 1388 | 183 | 243.072 | 10/03/2019 |  |  | 09/30/2020
Rheem Sales Company, Inc. | Weatherking | W802TA125524MXA | Federally-Regulated Consumer Product | Non-Weatherized, Non-Condensin | 1899 | 194 |  | 08/05/2020 | 87546 | 204099279 | 09/30/2020
Rheem Sales Company, Inc. | Weatherking | W801CA050314MXA | Federally-Regulated Consumer Product | Non-Weatherized, Non-Condensin | 1388 | 183 | 243.072 | 10/03/2019 |  |  | 09/30/2020
Rheem Sales Company, Inc. | Weatherking | RGEA15030AJV081AB | Federally-Regulated Consumer Product | Weatherized Non-Condensing Gas | 1402 | 241 | 260.688 | 10/03/2019 |  |  | 09/30/2020
Rheem Sales Company, Inc. | Weatherking | RGEA15036AJV081AB | Federally-Regulated Consumer Product | Weatherized Non-Condensing Gas | 1355 | 232 | 258.62 | 10/03/2019 |  |  | 09/30/2020
Rheem Sales Company, Inc. | Weatherking | W802TA075417MXA | Federally-Regulated Consumer Product | Non-Weatherized, Non-Condensin | 1884 | 201 | 264.896 | 10/03/2019 |  |  | 09/30/2020
Rheem Sales Company, Inc. | Weatherking | RGEA15060AJV101AB | Federally-Regulated Consumer Product | Weatherized Non-Condensing Gas | 2166 | 235 | 294.304 | 10/03/2019 |  |  | 09/30/2020
Rheem Sales Company, Inc. | Weatherking | W801TA100521ZSB | Federally-Regulated Consumer Product | Non-Weatherized, Non-Condensin | 1895 | 234 | 265.38 | 10/03/2019 |  |  | 09/30/2020
Rheem Sales Company, Inc. | Weatherking | W802TA100521MSA | Federally-Regulated Consumer Product | Non-Weatherized, Non-Condensin | 1952 | 183 |  | 08/05/2020 | 70078 | 204007880 | 09/30/2020
Rheem Sales Company, Inc. | Weatherking | RGEA15036AJV08XAB | Federally-Regulated Consumer Product | Weatherized Non-Condensing Gas | 1355 | 232 | 258.62 | 10/03/2019 |  |  | 09/30/2020
Rheem Sales Company, Inc. | Weatherking | RGEA15030AJV061AB | Federally-Regulated Consumer Product | Weatherized Non-Condensing Gas | 1402 | 241 | 260.688 | 10/03/2019 |  |  | 09/30/2020
Rheem Sales Company, Inc. | Weatherking | RGEA14036AJT08XAB | Federally-Regulated Consumer Product | Weatherized Non-Condensing Gas | 1430 | 245 | 261.92 | 10/03/2019 |  |  | 09/30/2020
Rheem Sales Company, Inc. | Weatherking | W801TA075521ZXB | Federally-Regulated Consumer Product | Non-Weatherized, Non-Condensin | 1883 | 258 | 264.852 | 10/03/2019 |  |  | 09/30/2020
Rheem Sales Company, Inc. | Weatherking | W801CA075417MSA | Federally-Regulated Consumer Product | Non-Weatherized, Non-Condensin | 1496 | 207 | 247.824 | 10/03/2019 |  |  | 09/30/2020
Rheem Sales Company, Inc. | Weatherking | W801CA125524MXA | Federally-Regulated Consumer Product | Non-Weatherized, Non-Condensin | 1991 | 219 | 269.604 | 10/03/2019 |  |  | 09/30/2020
Rheem Sales Company, Inc. | Weatherking | RGEA15042AJV081AB | Federally-Regulated Consumer Product | Weatherized Non-Condensing Gas | 1375 | 246 | 259.5 | 10/03/2019 |  |  | 09/30/2020
Rheem Sales Company, Inc. | Weatherking | RGEA15042AJV10XAB | Federally-Regulated Consumer Product | Weatherized Non-Condensing Gas | 1375 | 246 | 259.5 | 10/03/2019 |  |  | 09/30/2020
Rheem Sales Company, Inc. | Weatherking | RGEA14048AJT101AB | Federally-Regulated Consumer Product | Weatherized Non-Condensing Gas | 1809 | 243 | 278.596 | 10/03/2019 |  |  | 09/30/2020
Rheem Sales Company, Inc. | Weatherking | W801CA125524MSA | Federally-Regulated Consumer Product | Non-Weatherized, Non-Condensin | 1991 | 219 | 269.604 | 10/03/2019 |  |  | 09/30/2020
Rheem Sales Company, Inc. | Weatherking | W801TA050317MUA | Federally-Regulated Consumer Product | Non-Weatherized, Non-Condensin | 1165 | 177 | 233.26 | 10/03/2019 |  |  | 09/30/2020
Rheem Sales Company, Inc. | Weatherking | RGEA14042AJT10XAB | Federally-Regulated Consumer Product | Weatherized Non-Condensing Gas | 1494 | 248 | 264.736 | 10/03/2019 |  |  | 09/30/2020
Rheem Sales Company, Inc. | Weatherking | W801CA050314MSA | Federally-Regulated Consumer Product | Non-Weatherized, Non-Condensin | 1388 | 183 | 243.072 | 10/03/2019 |  |  | 09/30/2020
Rheem Sales Company, Inc. | Weatherking | W801CA100521MXA | Federally-Regulated Consumer Product | Non-Weatherized, Non-Condensin | 1812 | 187 |  | 08/05/2020 | 99863 | 203327156 | 09/30/2020
Rheem Sales Company, Inc. | Weatherking | RGEA14024AJT06XAB | Federally-Regulated Consumer Product | Weatherized Non-Condensing Gas | 1127 | 241 | 248.588 | 10/03/2019 |  |  | 09/30/2020
Rheem Sales Company, Inc. | Weatherking | RGEA14024AJT081AB | Federally-Regulated Consumer Product | Weatherized Non-Condensing Gas | 1127 | 241 | 248.588 | 10/03/2019 |  |  | 09/30/2020
Rheem Sales Company, Inc. | Weatherking | W802TA075317MXA | Federally-Regulated Consumer Product | Non-Weatherized, Non-Condensin | 1539 | 165 | 249.716 | 10/03/2019 |  |  | 09/30/2020
Rheem Sales Company, Inc. | Weatherking | RGEA14030AJT081AB | Federally-Regulated Consumer Product | Weatherized Non-Condensing Gas | 1147 | 234 | 249.468 | 10/03/2019 |  |  | 09/30/2020
Rheem Sales Company, Inc. | Weatherking | RGEA14042AJT081AB | Federally-Regulated Consumer Product | Weatherized Non-Condensing Gas | 1494 | 248 | 264.736 | 10/03/2019 |  |  | 09/30/2020
Rheem Sales Company, Inc. | Weatherking | RGEA14036AJT101AB | Federally-Regulated Consumer Product | Weatherized Non-Condensing Gas | 1430 | 245 | 261.92 | 10/03/2019 |  |  | 09/30/2020
Rheem Sales Company, Inc. | Weatherking | RGEA14036AJT06XAB | Federally-Regulated Consumer Product | Weatherized Non-Condensing Gas | 1430 | 245 | 261.92 | 10/03/2019 |  |  | 09/30/2020
Rheem Sales Company, Inc. | Weatherking | W95TC0701521MSA | Federally-Regulated Consumer Product | Non-Weatherized, Condensing Ga | 1983 | 227 | 282.252 | 10/03/2019 |  |  | 09/30/2020
Rheem Sales Company, Inc. | Weatherking | W801CA100521MSA | Federally-Regulated Consumer Product | Non-Weatherized, Non-Condensin | 1812 | 187 |  | 08/05/2020 | 99863 | 203327153 | 09/30/2020
Rheem Sales Company, Inc. | Weatherking | RGEA14048AJT10XAB | Federally-Regulated Consumer Product | Weatherized Non-Condensing Gas | 1809 | 243 | 278.596 | 10/03/2019 |  |  | 09/30/2020
Rheem Sales Company, Inc. | Weatherking | W801TA070417MUA | Federally-Regulated Consumer Product | Non-Weatherized, Non-Condensin | 1823 | 192 | 262.212 | 10/03/2019 |  |  | 09/30/2020
Rheem Sales Company, Inc. | Weatherking | RGEA15060AJV10XAB | Federally-Regulated Consumer Product | Weatherized Non-Condensing Gas | 2166 | 235 | 294.304 | 10/03/2019 |  |  | 09/30/2020
Rheem Sales Company, Inc. | Weatherking | W96TA1152524MSA | Federally-Regulated Consumer Product | Non-Weatherized, Condensing Ga | 1935 | 241 | 280.14 | 10/03/2019 |  |  | 09/30/2020
Rheem Sales Company, Inc. | Weatherking | RGEA15024AJV061AB | Federally-Regulated Consumer Product | Weatherized Non-Condensing Gas | 1395 | 252 | 260.38 | 10/03/2019 |  |  | 09/30/2020
Rheem Sales Company, Inc. | Weatherking | W801CA075521ZXA | Federally-Regulated Consumer Product | Non-Weatherized, Non-Condensin | 1892 | 234 | 265.248 | 10/03/2019 |  |  | 09/30/2020
Rheem Sales Company, Inc. | Weatherking | W801CA100521ZSA | Federally-Regulated Consumer Product | Non-Weatherized, Non-Condensin | 1895 | 234 | 265.38 | 10/03/2019 |  |  | 09/30/2020
Rheem Sales Company, Inc. | Weatherking | RGEA14030AJT06XAB | Federally-Regulated Consumer Product | Weatherized Non-Condensing Gas | 1147 | 234 | 249.468 | 10/03/2019 |  |  | 09/30/2020
Rheem Sales Company, Inc. | Weatherking | W802TA075417MSA | Federally-Regulated Consumer Product | Non-Weatherized, Non-Condensin | 1884 | 201 | 264.896 | 10/03/2019 |  |  | 09/30/2020
Rheem Sales Company, Inc. | Weatherking | RGEA14048AJT08XAB | Federally-Regulated Consumer Product | Weatherized Non-Condensing Gas | 1809 | 243 | 278.596 | 10/03/2019 |  |  | 09/30/2020
Rheem Sales Company, Inc. | Weatherking | W95TC0851521MSA | Federally-Regulated Consumer Product | Non-Weatherized, Condensing Ga | 1929 | 270 | 279.876 | 10/03/2019 |  |  | 09/30/2020
Rheem Sales Company, Inc. | Weatherking | RGEA15036AJV101AB | Federally-Regulated Consumer Product | Weatherized Non-Condensing Gas | 1355 | 232 | 258.62 | 10/03/2019 |  |  | 09/30/2020
Rheem Sales Company, Inc. | Weatherking | W801TA100521MXA | Federally-Regulated Consumer Product | Non-Weatherized, Non-Condensin | 1812 | 187 |  | 08/05/2020 | 99863 | 7490403 | 09/30/2020
Rheem Sales Company, Inc. | Weatherking | W95TC1001521MSA | Federally-Regulated Consumer Product | Non-Weatherized, Condensing Ga | 2066 | 262 |  | 08/05/2020 | 98023 | 8934625 | 09/30/2020
Rheem Sales Company, Inc. | Weatherking | W92TA0601317MSA | Federally-Regulated Consumer Product | Non-Weatherized, Condensing Ga | 1156 | 231 | 245.864 | 10/03/2019 |  |  | 09/30/2020
Rheem Sales Company, Inc. | Weatherking | W802TA100417MSA | Federally-Regulated Consumer Product | Non-Weatherized, Non-Condensin | 1730 | 225 | 258.12 | 10/03/2019 |  |  | 09/30/2020
Rheem Sales Company, Inc. | Weatherking | W96TA0852521MSA | Federally-Regulated Consumer Product | Non-Weatherized, Condensing Ga | 2115 | 259 |  | 08/05/2020 | 58240 | 9950855 | 09/30/2020
Rheem Sales Company, Inc. | Weatherking | W802TA100417MXA | Federally-Regulated Consumer Product | Non-Weatherized, Non-Condensin | 1730 | 225 | 258.12 | 10/03/2019 |  |  | 09/30/2020
Rheem Sales Company, Inc. | Weatherking | W92TA0701317MSA | Federally-Regulated Consumer Product | Non-Weatherized, Condensing Ga | 1362 | 247 | 254.928 | 10/03/2019 |  |  | 09/30/2020
Rheem Sales Company, Inc. | Weatherking | RGEA15048AJV081AB | Federally-Regulated Consumer Product | Weatherized Non-Condensing Gas | 1720 | 241 | 274.68 | 10/03/2019 |  |  | 09/30/2020
Rheem Sales Company, Inc. | Weatherking | RGEA15048AJV101AB | Federally-Regulated Consumer Product | Weatherized Non-Condensing Gas | 1720 | 241 | 274.68 | 10/03/2019 |  |  | 09/30/2020
Rheem Sales Company, Inc. | Weatherking | RGEA15036AJV06XAB | Federally-Regulated Consumer Product | Weatherized Non-Condensing Gas | 1355 | 232 | 258.62 | 10/03/2019 |  |  | 09/30/2020
Rheem Sales Company, Inc. | Weatherking | RGEA15036AJV10XAB | Federally-Regulated Consumer Product | Weatherized Non-Condensing Gas | 1355 | 232 | 258.62 | 10/03/2019 |  |  | 09/30/2020
Rheem Sales Company, Inc. | Weatherking | RGEA14060AJT101AB | Federally-Regulated Consumer Product | Weatherized Non-Condensing Gas | 1911 | 265 | 283.084 | 10/03/2019 |  |  | 09/30/2020
Rheem Sales Company, Inc. | Weatherking | W96TA0402317MSA | Federally-Regulated Consumer Product | Non-Weatherized, Condensing Ga | 1252 | 232 |  | 08/05/2020 | 29298 | 9950843 | 09/30/2020
Rheem Sales Company, Inc. | Weatherking | W801TA075417MXA | Federally-Regulated Consumer Product | Non-Weatherized, Non-Condensin | 1496 | 207 | 247.824 | 10/03/2019 |  |  | 09/30/2020
Rheem Sales Company, Inc. | Weatherking | W95TC0601317MSA | Federally-Regulated Consumer Product | Non-Weatherized, Condensing Ga | 1156 | 231 |  | 08/05/2020 | 55624 | 8934613 | 09/30/2020
Rheem Sales Company, Inc. | Weatherking | RGEA14060AJT10XAB | Federally-Regulated Consumer Product | Weatherized Non-Condensing Gas | 1911 | 265 | 283.084 | 10/03/2019 |  |  | 09/30/2020
Rheem Sales Company, Inc. | Weatherking | RGEA15048AJV08XAB | Federally-Regulated Consumer Product | Weatherized Non-Condensing Gas | 1720 | 241 | 274.68 | 10/03/2019 |  |  | 09/30/2020
Rheem Sales Company, Inc. | Weatherking | W96TA0702317MSA | Federally-Regulated Consumer Product | Non-Weatherized, Condensing Ga | 1321 | 215 | 253.124 | 10/03/2019 |  |  | 09/30/2020
Rheem Sales Company, Inc. | Weatherking | W92TA1151524MSA | Federally-Regulated Consumer Product | Non-Weatherized, Condensing Ga | 2041 | 238 | 284.804 | 10/03/2019 |  |  | 09/30/2020
Rheem Sales Company, Inc. | Weatherking | RGEA15036AJV061AB | Federally-Regulated Consumer Product | Weatherized Non-Condensing Gas | 1355 | 232 | 258.62 | 10/03/2019 |  |  | 09/30/2020
Rheem Sales Company, Inc. | Weatherking | W802TA150524MSA | Federally-Regulated Consumer Product | Non-Weatherized, Non-Condensin | 2092 | 201 |  | 08/05/2020 | 104565 | 204007886 | 09/30/2020
Rheem Sales Company, Inc. | Weatherking | W801TA100521MSA | Federally-Regulated Consumer Product | Non-Weatherized, Non-Condensin | 1812 | 187 |  | 08/05/2020 | 99863 | 7490391 | 09/30/2020
Rheem Sales Company, Inc. | Weatherking | W801TA075417MSA | Federally-Regulated Consumer Product | Non-Weatherized, Non-Condensin | 1496 | 207 | 247.824 | 10/03/2019 |  |  | 09/30/2020
Rheem Sales Company, Inc. | Weatherking | W802TA150524MXA | Federally-Regulated Consumer Product | Non-Weatherized, Non-Condensin | 2092 | 201 |  | 08/05/2020 | 104565 | 204099283 | 09/30/2020
Rheem Sales Company, Inc. | Weatherking | W95TC1151524MSA | Federally-Regulated Consumer Product | Non-Weatherized, Condensing Ga | 2041 | 238 | 284.804 | 10/03/2019 |  |  | 09/30/2020
Rheem Sales Company, Inc. | Weatherking | RGEA15048AJV10XAB | Federally-Regulated Consumer Product | Weatherized Non-Condensing Gas | 1720 | 241 | 274.68 | 10/03/2019 |  |  | 09/30/2020
Rheem Sales Company, Inc. | Mainline | ML96TA0602317MSA | Federally-Regulated Consumer Product | Non-Weatherized, Condensing Ga | 1342 | 241 | 254.048 | 10/03/2019 |  |  | 09/30/2020
Rheem Sales Company, Inc. | Mainline | ML801TA100521ZSB | Federally-Regulated Consumer Product | Non-Weatherized, Non-Condensin | 1895 | 234 | 265.38 | 10/03/2019 |  |  | 09/30/2020
Rheem Sales Company, Inc. | Mainline | RGEA15024BJV08XAA | Federally-Regulated Consumer Product | Weatherized Non-Condensing Gas | 1395 | 252 |  | 07/22/2020 | 80305 | 205724691 | 09/30/2020
Rheem Sales Company, Inc. | Mainline | ML801TA125524ZXB | Federally-Regulated Consumer Product | Non-Weatherized, Non-Condensin | 1835 | 240 | 262.74 | 10/03/2019 |  |  | 09/30/2020
Rheem Sales Company, Inc. | Mainline | ML801TA125524ZSB | Federally-Regulated Consumer Product | Non-Weatherized, Non-Condensin | 1835 | 240 | 262.74 | 10/03/2019 |  |  | 09/30/2020
Rheem Sales Company, Inc. | Mainline | ML801TA050314MSA | Federally-Regulated Consumer Product | Non-Weatherized, Non-Condensin | 1388 | 183 | 243.072 | 10/03/2019 |  |  | 09/30/2020
Rheem Sales Company, Inc. | Mainline | ML801CA125524ZSA | Federally-Regulated Consumer Product | Non-Weatherized, Non-Condensin | 1835 | 240 | 262.74 | 10/03/2019 |  |  | 09/30/2020
Rheem Sales Company, Inc. | Mainline | MP801CA050314ZXA | Federally-Regulated Consumer Product | Non-Weatherized, Non-Condensin | 1223 | 198 |  | 07/22/2020 | 51119 | 205348176 | 09/30/2020
Rheem Sales Company, Inc. | Mainline | ML802TA150524MSA | Federally-Regulated Consumer Product | Non-Weatherized, Non-Condensin | 2092 | 201 |  | 08/05/2020 | 104565 | 204007893 | 09/30/2020
Rheem Sales Company, Inc. | Mainline | RGEA14036AJT101AB | Federally-Regulated Consumer Product | Weatherized Non-Condensing Gas | 1430 | 245 | 261.92 | 10/03/2019 |  |  | 09/30/2020
Rheem Sales Company, Inc. | Mainline | RGEA14060AJT101AB | Federally-Regulated Consumer Product | Weatherized Non-Condensing Gas | 1911 | 265 | 283.084 | 10/03/2019 |  |  | 09/30/2020
Rheem Sales Company, Inc. | Mainline | RGEA15042BJV10XAA | Federally-Regulated Consumer Product | Weatherized Non-Condensing Gas | 1375 | 246 |  | 07/22/2020 | 101119 | 205724701 | 09/30/2020
Rheem Sales Company, Inc. | Mainline | RGEA15024BJV061AA | Federally-Regulated Consumer Product | Weatherized Non-Condensing Gas | 1395 | 252 |  | 07/22/2020 | 80305 | 205724688 | 09/30/2020
Rheem Sales Company, Inc. | Mainline | ML802TA100417MSA | Federally-Regulated Consumer Product | Non-Weatherized, Non-Condensin | 1730 | 225 | 258.12 | 10/03/2019 |  |  | 09/30/2020
Rheem Sales Company, Inc. | Mainline | RGEA15036BJV081AA | Federally-Regulated Consumer Product | Weatherized Non-Condensing Gas | 1355 | 232 |  | 07/22/2020 | 99675 | 205724694 | 09/30/2020
Rheem Sales Company, Inc. | Mainline | RGEA14060AJT10XAB | Federally-Regulated Consumer Product | Weatherized Non-Condensing Gas | 1911 | 265 | 283.084 | 10/03/2019 |  |  | 09/30/2020
Rheem Sales Company, Inc. | Mainline | MP801CA050314ZSA | Federally-Regulated Consumer Product | Non-Weatherized, Non-Condensin | 1223 | 198 |  | 07/22/2020 | 51119 | 205348175 | 09/30/2020
Rheem Sales Company, Inc. | Mainline | ML801VA100521MUA | Federally-Regulated Consumer Product | Non-Weatherized, Non-Condensin | 2054 | 239 |  | 07/22/2020 | 98467 | 205354992 | 09/30/2020
Rheem Sales Company, Inc. | Mainline | RGEA15036AJV10XAB | Federally-Regulated Consumer Product | Weatherized Non-Condensing Gas | 1355 | 232 | 258.62 | 10/03/2019 |  |  | 09/30/2020
Rheem Sales Company, Inc. | Mainline | RGEA15036AJV06XAB | Federally-Regulated Consumer Product | Weatherized Non-Condensing Gas | 1355 | 232 | 258.62 | 10/03/2019 |  |  | 09/30/2020
Rheem Sales Company, Inc. | Mainline | ML97VA070M317KSA | Federally-Regulated Consumer Product | Non-Weatherized, Condensing Ga | 1282 | 205 | 251.408 | 10/03/2019 |  |  | 09/30/2020
Rheem Sales Company, Inc. | Mainline | ML801TA100521ZXB | Federally-Regulated Consumer Product | Non-Weatherized, Non-Condensin | 1895 | 234 | 265.38 | 10/03/2019 |  |  | 09/30/2020
Rheem Sales Company, Inc. | Mainline | MP802TA100521MXA | Federally-Regulated Consumer Product | Non-Weatherized, Non-Condensin | 1952 | 183 |  | 08/05/2020 | 70078 | 205348232 | 09/30/2020
Rheem Sales Company, Inc. | Mainline | ML802VA100521ZSB | Federally-Regulated Consumer Product | Non-Weatherized, Non-Condensin | 2291 | 258 | 282.804 | 10/03/2019 |  |  | 09/30/2020
Rheem Sales Company, Inc. | Mainline | ML801CA100521ZSA | Federally-Regulated Consumer Product | Non-Weatherized, Non-Condensin | 1895 | 234 | 265.38 | 10/03/2019 |  |  | 09/30/2020
Rheem Sales Company, Inc. | Mainline | RGEA14048AJT08XAB | Federally-Regulated Consumer Product | Weatherized Non-Condensing Gas | 1809 | 243 | 278.596 | 10/03/2019 |  |  | 09/30/2020
Rheem Sales Company, Inc. | Mainline | RGEA14042AJT081AB | Federally-Regulated Consumer Product | Weatherized Non-Condensing Gas | 1494 | 248 | 264.736 | 10/03/2019 |  |  | 09/30/2020
Rheem Sales Company, Inc. | Mainline | MP801CA125524ZSA | Federally-Regulated Consumer Product | Non-Weatherized, Non-Condensin | 1835 | 240 |  | 07/22/2020 | 124289 | 205348190 | 09/30/2020
Rheem Sales Company, Inc. | Mainline | ML801CA125524MXA | Federally-Regulated Consumer Product | Non-Weatherized, Non-Condensin | 1991 | 219 | 269.604 | 10/03/2019 |  |  | 09/30/2020
Rheem Sales Company, Inc. | Mainline | RGEA15036BJV08XAA | Federally-Regulated Consumer Product | Weatherized Non-Condensing Gas | 1355 | 232 |  | 07/22/2020 | 99675 | 205724695 | 09/30/2020
Rheem Sales Company, Inc. | Mainline | ML802VA050317MSA | Federally-Regulated Consumer Product | Non-Weatherized, Non-Condensin | 1318 | 164 | 239.992 | 10/03/2019 |  |  | 09/30/2020
Rheem Sales Company, Inc. | Mainline | RGEA16036AJV08TAB | Federally-Regulated Consumer Product | Weatherized Non-Condensing Gas | 1648 | 262 |  | 07/22/2020 | 76362 | 205785638 | 09/30/2020
Rheem Sales Company, Inc. | Mainline | ML801TB100521MUA | Federally-Regulated Consumer Product | Non-Weatherized, Non-Condensin | 2096 | 253 | 274.224 | 10/03/2019 |  |  | 09/30/2020
Rheem Sales Company, Inc. | Mainline | ML801CA050314ZSA | Federally-Regulated Consumer Product | Non-Weatherized, Non-Condensin | 1223 | 198 |  | 07/22/2020 | 51119 | 205001024 | 09/30/2020
Rheem Sales Company, Inc. | Mainline | ML92TA0401317MSA | Federally-Regulated Consumer Product | Non-Weatherized, Condensing Ga | 1107 | 218 | 243.708 | 10/03/2019 |  |  | 09/30/2020
Rheem Sales Company, Inc. | Mainline | RGEA14048AJT101AB | Federally-Regulated Consumer Product | Weatherized Non-Condensing Gas | 1809 | 243 | 278.596 | 10/03/2019 |  |  | 09/30/2020
Rheem Sales Company, Inc. | Mainline | ML801TA050314ZXA | Federally-Regulated Consumer Product | Non-Weatherized, Non-Condensin | 1223 | 198 |  | 07/22/2020 | 51119 | 205001027 | 09/30/2020
Rheem Sales Company, Inc. | Mainline | ML802TA125524MXA | Federally-Regulated Consumer Product | Non-Weatherized, Non-Condensin | 1899 | 194 |  | 08/05/2020 | 87546 | 204100518 | 09/30/2020
Rheem Sales Company, Inc. | Mainline | ML801TA125524MXA | Federally-Regulated Consumer Product | Non-Weatherized, Non-Condensin | 1991 | 219 | 269.604 | 10/03/2019 |  |  | 09/30/2020
Rheem Sales Company, Inc. | Mainline | RGEA14048AJT081AB | Federally-Regulated Consumer Product | Weatherized Non-Condensing Gas | 1809 | 243 | 278.596 | 10/03/2019 |  |  | 09/30/2020
Rheem Sales Company, Inc. | Mainline | MP801CA100521ZXA | Federally-Regulated Consumer Product | Non-Weatherized, Non-Condensin | 1895 | 234 |  | 07/22/2020 | 100302 | 205348187 | 09/30/2020
Rheem Sales Company, Inc. | Mainline | MP801TA050417MUA | Federally-Regulated Consumer Product | Non-Weatherized, Non-Condensin | 1502 | 229 |  | 07/22/2020 | 50342 | 205348200 | 09/30/2020
Rheem Sales Company, Inc. | Mainline | MP801CA100521ZSA | Federally-Regulated Consumer Product | Non-Weatherized, Non-Condensin | 1895 | 234 |  | 07/22/2020 | 100302 | 205348186 | 09/30/2020
Rheem Sales Company, Inc. | Mainline | ML801VA070417MUA | Federally-Regulated Consumer Product | Non-Weatherized, Non-Condensin | 1550 | 191 |  | 07/22/2020 | 70502 | 205354991 | 09/30/2020
Rheem Sales Company, Inc. | Mainline | ML801TA070417MUA | Federally-Regulated Consumer Product | Non-Weatherized, Non-Condensin | 1823 | 192 | 262.212 | 10/03/2019 |  |  | 09/30/2020
Rheem Sales Company, Inc. | Mainline | RGEA14036AJT10XAB | Federally-Regulated Consumer Product | Weatherized Non-Condensing Gas | 1430 | 245 | 261.92 | 10/03/2019 |  |  | 09/30/2020
Rheem Sales Company, Inc. | Mainline | MP801CA125524ZXA | Federally-Regulated Consumer Product | Non-Weatherized, Non-Condensin | 1835 | 240 |  | 07/22/2020 | 124289 | 205348191 | 09/30/2020
Rheem Sales Company, Inc. | Mainline | ML95TC0401317MSA | Federally-Regulated Consumer Product | Non-Weatherized, Condensing Ga | 1107 | 218 | 243.708 | 10/03/2019 |  |  | 09/30/2020
Rheem Sales Company, Inc. | Mainline | RGEA15036AJV061AB | Federally-Regulated Consumer Product | Weatherized Non-Condensing Gas | 1355 | 232 | 258.62 | 10/03/2019 |  |  | 09/30/2020
Rheem Sales Company, Inc. | Mainline | ML97VA085M521KSA | Federally-Regulated Consumer Product | Non-Weatherized, Condensing Ga | 2138 | 184 | 289.072 | 10/03/2019 |  |  | 09/30/2020
Rheem Sales Company, Inc. | Mainline | MP801CA125524MXA | Federally-Regulated Consumer Product | Non-Weatherized, Non-Condensin | 1991 | 219 |  | 07/22/2020 | 123598 | 205348189 | 09/30/2020
Rheem Sales Company, Inc. | Mainline | MP801TA050314ZXA | Federally-Regulated Consumer Product | Non-Weatherized, Non-Condensin | 1223 | 198 |  | 07/22/2020 | 51119 | 205348198 | 09/30/2020
Rheem Sales Company, Inc. | Mainline | MP801TA070417MUA | Federally-Regulated Consumer Product | Non-Weatherized, Non-Condensin | 1823 | 192 |  | 07/22/2020 | 70109 | 205348202 | 09/30/2020
Rheem Sales Company, Inc. | Mainline | ML801TA050314ZSA | Federally-Regulated Consumer Product | Non-Weatherized, Non-Condensin | 1223 | 198 |  | 07/22/2020 | 51119 | 205001023 | 09/30/2020
Rheem Sales Company, Inc. | Mainline | RGEA15042BJV081AA | Federally-Regulated Consumer Product | Weatherized Non-Condensing Gas | 1375 | 246 |  | 07/22/2020 | 101119 | 205724698 | 09/30/2020
Rheem Sales Company, Inc. | Mainline | RGEA16024AJV062AB | Federally-Regulated Consumer Product | Weatherized Non-Condensing Gas | 1358 | 241 |  | 07/22/2020 | 46205 | 205785633 | 09/30/2020
Rheem Sales Company, Inc. | Mainline | RGEA15042BJV08XAA | Federally-Regulated Consumer Product | Weatherized Non-Condensing Gas | 1375 | 246 |  | 07/22/2020 | 101119 | 205724699 | 09/30/2020
Rheem Sales Company, Inc. | Mainline | ML92TA0851521MSA | Federally-Regulated Consumer Product | Non-Weatherized, Condensing Ga | 1929 | 270 | 279.876 | 10/03/2019 |  |  | 09/30/2020
Rheem Sales Company, Inc. | Mainline | ML801CA125524ZXA | Federally-Regulated Consumer Product | Non-Weatherized, Non-Condensin | 1835 | 240 | 262.74 | 10/03/2019 |  |  | 09/30/2020
Rheem Sales Company, Inc. | Mainline | RGEA14048AJT10XAB | Federally-Regulated Consumer Product | Weatherized Non-Condensing Gas | 1809 | 243 | 278.596 | 10/03/2019 |  |  | 09/30/2020
Rheem Sales Company, Inc. | Mainline | ML801TA125524MSA | Federally-Regulated Consumer Product | Non-Weatherized, Non-Condensin | 1991 | 219 | 269.604 | 10/03/2019 |  |  | 09/30/2020
Rheem Sales Company, Inc. | Mainline | ML802TA075317MXA | Federally-Regulated Consumer Product | Non-Weatherized, Non-Condensin | 1539 | 165 | 249.716 | 10/03/2019 |  |  | 09/30/2020
Rheem Sales Company, Inc. | Mainline | MP801TB100521MUA | Federally-Regulated Consumer Product | Non-Weatherized, Non-Condensin | 2096 | 253 |  | 07/22/2020 | 100583 | 205348223 | 09/30/2020
Rheem Sales Company, Inc. | Mainline | RGEA15036AJV101AB | Federally-Regulated Consumer Product | Weatherized Non-Condensing Gas | 1355 | 232 | 258.62 | 10/03/2019 |  |  | 09/30/2020
Rheem Sales Company, Inc. | Mainline | MP801TA050314ZSA | Federally-Regulated Consumer Product | Non-Weatherized, Non-Condensin | 1223 | 198 |  | 07/22/2020 | 51119 | 205348197 | 09/30/2020
Rheem Sales Company, Inc. | Mainline | ML801CA125524MSA | Federally-Regulated Consumer Product | Non-Weatherized, Non-Condensin | 1991 | 219 | 269.604 | 10/03/2019 |  |  | 09/30/2020
Rheem Sales Company, Inc. | Mainline | ML801TA075521ZXB | Federally-Regulated Consumer Product | Non-Weatherized, Non-Condensin | 1883 | 258 | 264.852 | 10/03/2019 |  |  | 09/30/2020
Rheem Sales Company, Inc. | Mainline | ML96TA1152524MSA | Federally-Regulated Consumer Product | Non-Weatherized, Condensing Ga | 1935 | 241 | 280.14 | 10/03/2019 |  |  | 09/30/2020
Rheem Sales Company, Inc. | Mainline | ML96TA1002521MSA | Federally-Regulated Consumer Product | Non-Weatherized, Condensing Ga | 1930 | 251 | 279.92 | 10/03/2019 |  |  | 09/30/2020
Rheem Sales Company, Inc. | Mainline | ML801VA050417MUA | Federally-Regulated Consumer Product | Non-Weatherized, Non-Condensin | 1298 | 188 |  | 07/22/2020 | 50335 | 205354990 | 09/30/2020
Rheem Sales Company, Inc. | Mainline | MP801CA125524MSA | Federally-Regulated Consumer Product | Non-Weatherized, Non-Condensin | 1991 | 219 |  | 07/22/2020 | 123598 | 205348188 | 09/30/2020
Rheem Sales Company, Inc. | Mainline | RGEA15024BJV06XAA | Federally-Regulated Consumer Product | Weatherized Non-Condensing Gas | 1395 | 252 |  | 07/22/2020 | 80305 | 205724689 | 09/30/2020
Rheem Sales Company, Inc. | Mainline | ML802VA050317MXA | Federally-Regulated Consumer Product | Non-Weatherized, Non-Condensin | 1318 | 164 | 239.992 | 10/03/2019 |  |  | 09/30/2020
Rheem Sales Company, Inc. | Mainline | ML802VA100521ZXB | Federally-Regulated Consumer Product | Non-Weatherized, Non-Condensin | 2291 | 258 | 282.804 | 10/03/2019 |  |  | 09/30/2020
Rheem Sales Company, Inc. | Mainline | RGEA15042BJV101AA | Federally-Regulated Consumer Product | Weatherized Non-Condensing Gas | 1375 | 246 |  | 07/22/2020 | 101119 | 205724700 | 09/30/2020
Rheem Sales Company, Inc. | Mainline | MP802TA075417MXA | Federally-Regulated Consumer Product | Non-Weatherized, Non-Condensin | 1884 | 201 |  | 07/22/2020 | 52545 | 205348227 | 09/30/2020
Rheem Sales Company, Inc. | Mainline | ML802TA100521MXA | Federally-Regulated Consumer Product | Non-Weatherized, Non-Condensin | 1952 | 183 |  | 08/05/2020 | 70078 | 204100517 | 09/30/2020
Rheem Sales Company, Inc. | Mainline | ML801CA050314ZXA | Federally-Regulated Consumer Product | Non-Weatherized, Non-Condensin | 1223 | 198 |  | 07/22/2020 | 51119 | 205001028 | 09/30/2020
Rheem Sales Company, Inc. | Mainline | ML801TA050417MUA | Federally-Regulated Consumer Product | Non-Weatherized, Non-Condensin | 1502 | 229 | 248.088 | 10/03/2019 |  |  | 09/30/2020
Rheem Sales Company, Inc. | Mainline | ML801TA050314MXA | Federally-Regulated Consumer Product | Non-Weatherized, Non-Condensin | 1388 | 183 | 243.072 | 10/03/2019 |  |  | 09/30/2020
Rheem Sales Company, Inc. | Mainline | RGEA14036AJT06XAB | Federally-Regulated Consumer Product | Weatherized Non-Condensing Gas | 1430 | 245 | 261.92 | 10/03/2019 |  |  | 09/30/2020
Rheem Sales Company, Inc. | Mainline | ML95TC0701317MSA | Federally-Regulated Consumer Product | Non-Weatherized, Condensing Ga | 1362 | 247 | 254.928 | 10/03/2019 |  |  | 09/30/2020
Rheem Sales Company, Inc. | Mainline | RGEA14036AJT061AB | Federally-Regulated Consumer Product | Weatherized Non-Condensing Gas | 1430 | 245 | 261.92 | 10/03/2019 |  |  | 09/30/2020
Rheem Sales Company, Inc. | Mainline | MP802TA125524MXA | Federally-Regulated Consumer Product | Non-Weatherized, Non-Condensin | 1899 | 194 |  | 08/05/2020 | 87546 | 205348234 | 09/30/2020
Rheem Sales Company, Inc. | Mainline | MP802TA075317MSA | Federally-Regulated Consumer Product | Non-Weatherized, Non-Condensin | 1539 | 165 |  | 07/22/2020 | 52505 | 205348224 | 09/30/2020
Rheem Sales Company, Inc. | Mainline | RGEA15024BJV081AA | Federally-Regulated Consumer Product | Weatherized Non-Condensing Gas | 1395 | 252 |  | 07/22/2020 | 80305 | 205724690 | 09/30/2020
Rheem Sales Company, Inc. | Mainline | RGEA14036AJT081AB | Federally-Regulated Consumer Product | Weatherized Non-Condensing Gas | 1430 | 245 | 261.92 | 10/03/2019 |  |  | 09/30/2020
Rheem Sales Company, Inc. | Mainline | MP801CA100521MSA | Federally-Regulated Consumer Product | Non-Weatherized, Non-Condensin | 1812 | 187 |  | 08/05/2020 | 99863 | 205348183 | 09/30/2020
Rheem Sales Company, Inc. | Mainline | MP801CA100521MXA | Federally-Regulated Consumer Product | Non-Weatherized, Non-Condensin | 1812 | 187 |  | 08/05/2020 | 99863 | 205348185 | 09/30/2020
Rheem Sales Company, Inc. | Mainline | ML802TA075317MSA | Federally-Regulated Consumer Product | Non-Weatherized, Non-Condensin | 1539 | 165 | 249.716 | 10/03/2019 |  |  | 09/30/2020
Rheem Sales Company, Inc. | Mainline | ML801TA075421MXA | Federally-Regulated Consumer Product | Non-Weatherized, Non-Condensin | 1634 | 200 | 253.896 | 10/03/2019 |  |  | 09/30/2020
Rheem Sales Company, Inc. | Mainline | ML802VA075317MXA | Federally-Regulated Consumer Product | Non-Weatherized, Non-Condensin | 1458 | 229 | 246.152 | 10/03/2019 |  |  | 09/30/2020
Rheem Sales Company, Inc. | Mainline | RGEA15060AJV10XAB | Federally-Regulated Consumer Product | Weatherized Non-Condensing Gas | 2166 | 235 | 294.304 | 10/03/2019 |  |  | 09/30/2020
Rheem Sales Company, Inc. | Mainline | MP801TA070317MUA | Federally-Regulated Consumer Product | Non-Weatherized, Non-Condensin | 1189 | 200 |  | 07/22/2020 | 70542 | 205348201 | 09/30/2020
Rheem Sales Company, Inc. | Mainline | ML96TA0402317MSA | Federally-Regulated Consumer Product | Non-Weatherized, Condensing Ga | 1252 | 232 |  | 08/05/2020 | 29298 | 10378196 | 09/30/2020
Rheem Sales Company, Inc. | Mainline | ML801CA075421MXA | Federally-Regulated Consumer Product | Non-Weatherized, Non-Condensin | 1634 | 200 | 253.896 | 10/03/2019 |  |  | 09/30/2020
Rheem Sales Company, Inc. | Mainline | ML801TA100521MSA | Federally-Regulated Consumer Product | Non-Weatherized, Non-Condensin | 1812 | 187 |  | 08/05/2020 | 99863 | 10378023 | 09/30/2020
Rheem Sales Company, Inc. | Mainline | ML802VA125524MSA | Federally-Regulated Consumer Product | Non-Weatherized, Non-Condensin | 2073 | 216 |  | 08/05/2020 | 87500 | 10378088 | 09/30/2020
Rheem Sales Company, Inc. | Mainline | RGEA16036AJV06TAB | Federally-Regulated Consumer Product | Weatherized Non-Condensing Gas | 1648 | 262 |  | 07/22/2020 | 76362 | 205785636 | 09/30/2020
Rheem Sales Company, Inc. | Mainline | RGEA15024AJV06XAB | Federally-Regulated Consumer Product | Weatherized Non-Condensing Gas | 1395 | 252 | 260.38 | 10/03/2019 |  |  | 09/30/2020
Rheem Sales Company, Inc. | Mainline | RGEA15042AJV10XAB | Federally-Regulated Consumer Product | Weatherized Non-Condensing Gas | 1375 | 246 | 259.5 | 10/03/2019 |  |  | 09/30/2020
Rheem Sales Company, Inc. | Mainline | MP802TA075417MSA | Federally-Regulated Consumer Product | Non-Weatherized, Non-Condensin | 1884 | 201 |  | 07/22/2020 | 52545 | 205348226 | 09/30/2020
Rheem Sales Company, Inc. | Mainline | ML801TA075417MXA | Federally-Regulated Consumer Product | Non-Weatherized, Non-Condensin | 1496 | 207 | 247.824 | 10/03/2019 |  |  | 09/30/2020
Rheem Sales Company, Inc. | Mainline | ML95TC1001521MSA | Federally-Regulated Consumer Product | Non-Weatherized, Condensing Ga | 2066 | 262 |  | 08/05/2020 | 98023 | 10378169 | 09/30/2020
Rheem Sales Company, Inc. | Mainline | ML801TA100521MUA | Federally-Regulated Consumer Product | Non-Weatherized, Non-Condensin | 1861 | 248 | 263.884 | 10/03/2019 |  |  | 09/30/2020
Rheem Sales Company, Inc. | Mainline | MP802TA100521MSA | Federally-Regulated Consumer Product | Non-Weatherized, Non-Condensin | 1952 | 183 |  | 08/05/2020 | 70078 | 205348231 | 09/30/2020
Rheem Sales Company, Inc. | Mainline | RGEA14030AJT08XAB | Federally-Regulated Consumer Product | Weatherized Non-Condensing Gas | 1147 | 234 | 249.468 | 10/03/2019 |  |  | 09/30/2020
Rheem Sales Company, Inc. | Mainline | ML801TA100521MXA | Federally-Regulated Consumer Product | Non-Weatherized, Non-Condensin | 1812 | 187 |  | 08/05/2020 | 99863 | 10378024 | 09/30/2020
Rheem Sales Company, Inc. | Mainline | RGEA14024AJT08XAB | Federally-Regulated Consumer Product | Weatherized Non-Condensing Gas | 1127 | 241 | 248.588 | 10/03/2019 |  |  | 09/30/2020
Rheem Sales Company, Inc. | Mainline | RGEA15060AJV101AB | Federally-Regulated Consumer Product | Weatherized Non-Condensing Gas | 2166 | 235 | 294.304 | 10/03/2019 |  |  | 09/30/2020
Rheem Sales Company, Inc. | Mainline | ML802VA075421MXA | Federally-Regulated Consumer Product | Non-Weatherized, Non-Condensin | 1718 | 186 | 257.592 | 10/03/2019 |  |  | 09/30/2020
Rheem Sales Company, Inc. | Mainline | ML92TA0601317MSA | Federally-Regulated Consumer Product | Non-Weatherized, Condensing Ga | 1156 | 231 | 245.864 | 10/03/2019 |  |  | 09/30/2020
Rheem Sales Company, Inc. | Mainline | ML802TA100521MSA | Federally-Regulated Consumer Product | Non-Weatherized, Non-Condensin | 1952 | 183 |  | 08/05/2020 | 70078 | 204007891 | 09/30/2020
Rheem Sales Company, Inc. | Mainline | RGEA15042AJV101AB | Federally-Regulated Consumer Product | Weatherized Non-Condensing Gas | 1375 | 246 | 259.5 | 10/03/2019 |  |  | 09/30/2020
Rheem Sales Company, Inc. | Mainline | MP801CA075417MSA | Federally-Regulated Consumer Product | Non-Weatherized, Non-Condensin | 1496 | 207 |  | 07/22/2020 | 75177 | 205348177 | 09/30/2020
Rheem Sales Company, Inc. | Mainline | RGEA15036AJV08XAB | Federally-Regulated Consumer Product | Weatherized Non-Condensing Gas | 1355 | 232 | 258.62 | 10/03/2019 |  |  | 09/30/2020
Rheem Sales Company, Inc. | Mainline | ML802TA050314MXA | Federally-Regulated Consumer Product | Non-Weatherized, Non-Condensin | 1260 | 183 | 237.44 | 10/03/2019 |  |  | 09/30/2020
Rheem Sales Company, Inc. | Mainline | ML801CA075521ZSA | Federally-Regulated Consumer Product | Non-Weatherized, Non-Condensin | 1892 | 234 | 265.248 | 10/03/2019 |  |  | 09/30/2020
Rheem Sales Company, Inc. | Mainline | RGEA15024AJV08XAB | Federally-Regulated Consumer Product | Weatherized Non-Condensing Gas | 1395 | 252 | 260.38 | 10/03/2019 |  |  | 09/30/2020
Rheem Sales Company, Inc. | Mainline | ML96VA0702521MSA | Federally-Regulated Consumer Product | Non-Weatherized, Condensing Ga | 1923 | 247 | 279.612 | 10/03/2019 |  |  | 09/30/2020
Rheem Sales Company, Inc. | Mainline | RGEA14036AJT08XAB | Federally-Regulated Consumer Product | Weatherized Non-Condensing Gas | 1430 | 245 | 261.92 | 10/03/2019 |  |  | 09/30/2020
Rheem Sales Company, Inc. | Mainline | RGEA15030AJV06XAB | Federally-Regulated Consumer Product | Weatherized Non-Condensing Gas | 1402 | 241 | 260.688 | 10/03/2019 |  |  | 09/30/2020
Rheem Sales Company, Inc. | Mainline | ML92TA1151524MSA | Federally-Regulated Consumer Product | Non-Weatherized, Condensing Ga | 2041 | 238 | 284.804 | 10/03/2019 |  |  | 09/30/2020
Rheem Sales Company, Inc. | Mainline | RGEA15036AJV081AB | Federally-Regulated Consumer Product | Weatherized Non-Condensing Gas | 1355 | 232 | 258.62 | 10/03/2019 |  |  | 09/30/2020
Rheem Sales Company, Inc. | Mainline | ML802VA075317MSA | Federally-Regulated Consumer Product | Non-Weatherized, Non-Condensin | 1458 | 229 | 246.152 | 10/03/2019 |  |  | 09/30/2020
Rheem Sales Company, Inc. | Mainline | ML802TA075417MSA | Federally-Regulated Consumer Product | Non-Weatherized, Non-Condensin | 1884 | 201 | 264.896 | 10/03/2019 |  |  | 09/30/2020
Rheem Sales Company, Inc. | Mainline | MP801CA075521ZSA | Federally-Regulated Consumer Product | Non-Weatherized, Non-Condensin | 1892 | 234 |  | 07/22/2020 | 99827 | 205348181 | 09/30/2020
Rheem Sales Company, Inc. | Mainline | RGEA14030AJT081AB | Federally-Regulated Consumer Product | Weatherized Non-Condensing Gas | 1147 | 234 | 249.468 | 10/03/2019 |  |  | 09/30/2020
Rheem Sales Company, Inc. | Mainline | RGEA16048AJV10TAB | Federally-Regulated Consumer Product | Weatherized Non-Condensing Gas | 1845 | 273 |  | 07/22/2020 | 76171 | 205785644 | 09/30/2020
Rheem Sales Company, Inc. | Mainline | RGEA14030AJT061AB | Federally-Regulated Consumer Product | Weatherized Non-Condensing Gas | 1147 | 234 | 249.468 | 10/03/2019 |  |  | 09/30/2020
Rheem Sales Company, Inc. | Mainline | RGEA15030AJV061AB | Federally-Regulated Consumer Product | Weatherized Non-Condensing Gas | 1402 | 241 | 260.688 | 10/03/2019 |  |  | 09/30/2020
Rheem Sales Company, Inc. | Mainline | ML95TC0851521MSA | Federally-Regulated Consumer Product | Non-Weatherized, Condensing Ga | 1929 | 270 | 279.876 | 10/03/2019 |  |  | 09/30/2020
Rheem Sales Company, Inc. | Mainline | ML95TC1151524MSA | Federally-Regulated Consumer Product | Non-Weatherized, Condensing Ga | 2041 | 238 | 284.804 | 10/03/2019 |  |  | 09/30/2020
Rheem Sales Company, Inc. | Mainline | ML96TA0702317MSA | Federally-Regulated Consumer Product | Non-Weatherized, Condensing Ga | 1321 | 215 | 253.124 | 10/03/2019 |  |  | 09/30/2020
Rheem Sales Company, Inc. | Mainline | RGEA15024AJV061AB | Federally-Regulated Consumer Product | Weatherized Non-Condensing Gas | 1395 | 252 | 260.38 | 10/03/2019 |  |  | 09/30/2020
Rheem Sales Company, Inc. | Mainline | RGEA14024AJT061AB | Federally-Regulated Consumer Product | Weatherized Non-Condensing Gas | 1127 | 241 | 248.588 | 10/03/2019 |  |  | 09/30/2020
Rheem Sales Company, Inc. | Mainline | RGEA14024AJT06XAB | Federally-Regulated Consumer Product | Weatherized Non-Condensing Gas | 1127 | 241 | 248.588 | 10/03/2019 |  |  | 09/30/2020
Rheem Sales Company, Inc. | Mainline | ML802VA100521MXA | Federally-Regulated Consumer Product | Non-Weatherized, Non-Condensin | 1905 | 209 |  | 08/05/2020 | 70000 | 10378087 | 09/30/2020
Rheem Sales Company, Inc. | Mainline | MP801CA075421MXA | Federally-Regulated Consumer Product | Non-Weatherized, Non-Condensin | 1634 | 200 |  | 07/22/2020 | 75736 | 205348180 | 09/30/2020
Rheem Sales Company, Inc. | Mainline | RGEA16036AJV062AB | Federally-Regulated Consumer Product | Weatherized Non-Condensing Gas | 1648 | 262 |  | 07/22/2020 | 76362 | 205785635 | 09/30/2020
Rheem Sales Company, Inc. | Mainline | RGEA16048AJV102AB | Federally-Regulated Consumer Product | Weatherized Non-Condensing Gas | 1845 | 273 |  | 07/22/2020 | 76171 | 205785643 | 09/30/2020
Rheem Sales Company, Inc. | Mainline | RGEA14042AJT101AB | Federally-Regulated Consumer Product | Weatherized Non-Condensing Gas | 1494 | 248 | 264.736 | 10/03/2019 |  |  | 09/30/2020
Rheem Sales Company, Inc. | Mainline | RGEA16036AJV102AB | Federally-Regulated Consumer Product | Weatherized Non-Condensing Gas | 1648 | 262 |  | 07/22/2020 | 76362 | 205785639 | 09/30/2020
Rheem Sales Company, Inc. | Mainline | ML801TA070317MUA | Federally-Regulated Consumer Product | Non-Weatherized, Non-Condensin | 1189 | 200 | 234.316 | 10/03/2019 |  |  | 09/30/2020
Rheem Sales Company, Inc. | Mainline | ML96TA0852521MSA | Federally-Regulated Consumer Product | Non-Weatherized, Condensing Ga | 2115 | 259 |  | 08/05/2020 | 58240 | 10378199 | 09/30/2020
Rheem Sales Company, Inc. | Mainline | ML96TA0702521MSA | Federally-Regulated Consumer Product | Non-Weatherized, Condensing Ga | 1854 | 227 | 276.576 | 10/03/2019 |  |  | 09/30/2020
Rheem Sales Company, Inc. | Mainline | MP801TA100521MUA | Federally-Regulated Consumer Product | Non-Weatherized, Non-Condensin | 1861 | 248 |  | 07/22/2020 | 98348 | 205348211 | 09/30/2020
Rheem Sales Company, Inc. | Mainline | MP801CA075521ZXA | Federally-Regulated Consumer Product | Non-Weatherized, Non-Condensin | 1892 | 234 |  | 07/22/2020 | 99827 | 205348182 | 09/30/2020
Rheem Sales Company, Inc. | Mainline | RGEA15030AJV08XAB | Federally-Regulated Consumer Product | Weatherized Non-Condensing Gas | 1402 | 241 | 260.688 | 10/03/2019 |  |  | 09/30/2020
Rheem Sales Company, Inc. | Mainline | ML801TA050317MUA | Federally-Regulated Consumer Product | Non-Weatherized, Non-Condensin | 1165 | 177 | 233.26 | 10/03/2019 |  |  | 09/30/2020
Rheem Sales Company, Inc. | Mainline | ML801CA100521MXA | Federally-Regulated Consumer Product | Non-Weatherized, Non-Condensin | 1812 | 187 |  | 08/05/2020 | 99863 | 203327232 | 09/30/2020
Rheem Sales Company, Inc. | Mainline | ML802VA100521MSA | Federally-Regulated Consumer Product | Non-Weatherized, Non-Condensin | 1905 | 209 |  | 08/05/2020 | 70000 | 10378086 | 09/30/2020
Rheem Sales Company, Inc. | Mainline | ML802TA075417MXA | Federally-Regulated Consumer Product | Non-Weatherized, Non-Condensin | 1884 | 201 | 264.896 | 10/03/2019 |  |  | 09/30/2020
Rheem Sales Company, Inc. | Mainline | RGEA16036AJV10TAB | Federally-Regulated Consumer Product | Weatherized Non-Condensing Gas | 1648 | 262 |  | 07/22/2020 | 76362 | 205785640 | 09/30/2020
Rheem Sales Company, Inc. | Mainline | RGEA14042AJT10XAB | Federally-Regulated Consumer Product | Weatherized Non-Condensing Gas | 1494 | 248 | 264.736 | 10/03/2019 |  |  | 09/30/2020
Rheem Sales Company, Inc. | Mainline | MP801TA050317MUA | Federally-Regulated Consumer Product | Non-Weatherized, Non-Condensin | 1165 | 177 |  | 07/22/2020 | 49157 | 205348199 | 09/30/2020
Rheem Sales Company, Inc. | Mainline | ML92TA0701317MSA | Federally-Regulated Consumer Product | Non-Weatherized, Condensing Ga | 1362 | 247 | 254.928 | 10/03/2019 |  |  | 09/30/2020
Rheem Sales Company, Inc. | Mainline | ML801TA075421MSA | Federally-Regulated Consumer Product | Non-Weatherized, Non-Condensin | 1634 | 200 | 253.896 | 10/03/2019 |  |  | 09/30/2020
Rheem Sales Company, Inc. | Mainline | ML801TA075417MSA | Federally-Regulated Consumer Product | Non-Weatherized, Non-Condensin | 1496 | 207 | 247.824 | 10/03/2019 |  |  | 09/30/2020
Rheem Sales Company, Inc. | Mainline | MP802TA075317MXA | Federally-Regulated Consumer Product | Non-Weatherized, Non-Condensin | 1539 | 165 |  | 07/22/2020 | 52505 | 205348225 | 09/30/2020
Rheem Sales Company, Inc. | Mainline | RGEA14024AJT081AB | Federally-Regulated Consumer Product | Weatherized Non-Condensing Gas | 1127 | 241 | 248.588 | 10/03/2019 |  |  | 09/30/2020
Rheem Sales Company, Inc. | Mainline | RGEA15042AJV08XAB | Federally-Regulated Consumer Product | Weatherized Non-Condensing Gas | 1375 | 246 | 259.5 | 10/03/2019 |  |  | 09/30/2020
Rheem Sales Company, Inc. | Mainline | RGEA14042AJT08XAB | Federally-Regulated Consumer Product | Weatherized Non-Condensing Gas | 1494 | 248 | 264.736 | 10/03/2019 |  |  | 09/30/2020
Rheem Sales Company, Inc. | Mainline | MP801CA075417MXA | Federally-Regulated Consumer Product | Non-Weatherized, Non-Condensin | 1496 | 207 |  | 07/22/2020 | 75177 | 205348178 | 09/30/2020
Rheem Sales Company, Inc. | Mainline | RGEA15024AJV081AB | Federally-Regulated Consumer Product | Weatherized Non-Condensing Gas | 1395 | 252 | 260.38 | 10/03/2019 |  |  | 09/30/2020
Rheem Sales Company, Inc. | Mainline | MP802TA125524MSA | Federally-Regulated Consumer Product | Non-Weatherized, Non-Condensin | 1899 | 194 |  | 08/05/2020 | 87546 | 205348233 | 09/30/2020
Rheem Sales Company, Inc. | Mainline | ML802TA050314MSA | Federally-Regulated Consumer Product | Non-Weatherized, Non-Condensin | 1260 | 183 | 237.44 | 10/03/2019 |  |  | 09/30/2020
Rheem Sales Company, Inc. | Mainline | ML801CA075421MSA | Federally-Regulated Consumer Product | Non-Weatherized, Non-Condensin | 1634 | 200 | 253.896 | 10/03/2019 |  |  | 09/30/2020
Rheem Sales Company, Inc. | Mainline | ML802VA075421MSA | Federally-Regulated Consumer Product | Non-Weatherized, Non-Condensin | 1718 | 186 | 257.592 | 10/03/2019 |  |  | 09/30/2020
Rheem Sales Company, Inc. | Mainline | ML801CA075521ZXA | Federally-Regulated Consumer Product | Non-Weatherized, Non-Condensin | 1892 | 234 | 265.248 | 10/03/2019 |  |  | 09/30/2020
Rheem Sales Company, Inc. | Mainline | RGEA15030AJV081AB | Federally-Regulated Consumer Product | Weatherized Non-Condensing Gas | 1402 | 241 | 260.688 | 10/03/2019 |  |  | 09/30/2020
Rheem Sales Company, Inc. | Mainline | RGEA15042AJV081AB | Federally-Regulated Consumer Product | Weatherized Non-Condensing Gas | 1375 | 246 | 259.5 | 10/03/2019 |  |  | 09/30/2020
Rheem Sales Company, Inc. | Mainline | ML92TA0701521MSA | Federally-Regulated Consumer Product | Non-Weatherized, Condensing Ga | 1983 | 227 | 282.252 | 10/03/2019 |  |  | 09/30/2020
Rheem Sales Company, Inc. | Mainline | MP801CA075421MSA | Federally-Regulated Consumer Product | Non-Weatherized, Non-Condensin | 1634 | 200 |  | 07/22/2020 | 75736 | 205348179 | 09/30/2020
Rheem Sales Company, Inc. | Mainline | RGEA14030AJT06XAB | Federally-Regulated Consumer Product | Weatherized Non-Condensing Gas | 1147 | 234 | 249.468 | 10/03/2019 |  |  | 09/30/2020
Rheem Sales Company, Inc. | Mainline | ML95TC0601317MSA | Federally-Regulated Consumer Product | Non-Weatherized, Condensing Ga | 1156 | 231 |  | 08/05/2020 | 55624 | 10378166 | 09/30/2020
Rheem Sales Company, Inc. | Mainline | ML801CA075417MSA | Federally-Regulated Consumer Product | Non-Weatherized, Non-Condensin | 1496 | 207 | 247.824 | 10/03/2019 |  |  | 09/30/2020
Rheem Sales Company, Inc. | Mainline | ML802VA125524MXA | Federally-Regulated Consumer Product | Non-Weatherized, Non-Condensin | 2073 | 216 |  | 08/05/2020 | 87500 | 10378089 | 09/30/2020
Rheem Sales Company, Inc. | Mainline | ML801CA100521MSA | Federally-Regulated Consumer Product | Non-Weatherized, Non-Condensin | 1812 | 187 |  | 08/05/2020 | 99863 | 203327231 | 09/30/2020
Rheem Sales Company, Inc. | Mainline | MP801CA050314MXA | Federally-Regulated Consumer Product | Non-Weatherized, Non-Condensin | 1388 | 183 |  | 07/22/2020 | 49660 | 205348173 | 09/30/2020
Rheem Sales Company, Inc. | Mainline | MP801CA050314MSA | Federally-Regulated Consumer Product | Non-Weatherized, Non-Condensin | 1388 | 183 |  | 07/22/2020 | 49660 | 205348172 | 09/30/2020
Rheem Sales Company, Inc. | Mainline | ML801CA075417MXA | Federally-Regulated Consumer Product | Non-Weatherized, Non-Condensin | 1496 | 207 | 247.824 | 10/03/2019 |  |  | 09/30/2020
Rheem Sales Company, Inc. | Mainline | ML802TA125524MSA | Federally-Regulated Consumer Product | Non-Weatherized, Non-Condensin | 1899 | 194 |  | 08/05/2020 | 87546 | 204007892 | 09/30/2020
Rheem Sales Company, Inc. | Mainline | ML801CA050314MSA | Federally-Regulated Consumer Product | Non-Weatherized, Non-Condensin | 1388 | 183 | 243.072 | 10/03/2019 |  |  | 09/30/2020
Rheem Sales Company, Inc. | Mainline | ML801CA050314MXA | Federally-Regulated Consumer Product | Non-Weatherized, Non-Condensin | 1388 | 183 | 243.072 | 10/03/2019 |  |  | 09/30/2020
Rheem Sales Company, Inc. | Ruud | R801CA100521MSA | Federally-Regulated Consumer Product | Non-Weatherized, Non-Condensin | 1812 | 187 |  | 08/05/2020 | 99863 | 203327151 | 09/30/2020
Rheem Sales Company, Inc. | Ruud | RGEA14024AJT061AB | Federally-Regulated Consumer Product | Weatherized Non-Condensing Gas | 1127 | 241 | 248.588 | 10/03/2019 |  |  | 09/30/2020
Rheem Sales Company, Inc. | Ruud | RGEA14042AJT081AB | Federally-Regulated Consumer Product | Weatherized Non-Condensing Gas | 1494 | 248 | 264.736 | 10/03/2019 |  |  | 09/30/2020
Rheem Sales Company, Inc. | Ruud | R801CA075421MSA | Federally-Regulated Consumer Product | Non-Weatherized, Non-Condensin | 1634 | 200 | 253.896 | 10/03/2019 |  |  | 09/30/2020
Rheem Sales Company, Inc. | Ruud | RGEA14042AJT101AB | Federally-Regulated Consumer Product | Weatherized Non-Condensing Gas | 1494 | 248 | 264.736 | 10/03/2019 |  |  | 09/30/2020
Rheem Sales Company, Inc. | Ruud | RGEA14042AJT10XAB | Federally-Regulated Consumer Product | Weatherized Non-Condensing Gas | 1494 | 248 | 264.736 | 10/03/2019 |  |  | 09/30/2020
Rheem Sales Company, Inc. | Ruud | RGEA14024AJT06XAB | Federally-Regulated Consumer Product | Weatherized Non-Condensing Gas | 1127 | 241 | 248.588 | 10/03/2019 |  |  | 09/30/2020
Rheem Sales Company, Inc. | Ruud | U802VA075421MSA | Federally-Regulated Consumer Product | Non-Weatherized, Non-Condensin | 1718 | 186 | 257.592 | 10/03/2019 |  |  | 09/30/2020
Rheem Sales Company, Inc. | Ruud | R96TA0702521MSA | Federally-Regulated Consumer Product | Non-Weatherized, Condensing Ga | 1854 | 227 | 276.576 | 10/03/2019 |  |  | 09/30/2020
Rheem Sales Company, Inc. | Ruud | RGEA15042AJV101AB | Federally-Regulated Consumer Product | Weatherized Non-Condensing Gas | 1375 | 246 | 259.5 | 10/03/2019 |  |  | 09/30/2020
Rheem Sales Company, Inc. | Ruud | RGEA15024AJV061AB | Federally-Regulated Consumer Product | Weatherized Non-Condensing Gas | 1395 | 252 | 260.38 | 10/03/2019 |  |  | 09/30/2020
Rheem Sales Company, Inc. | Ruud | RGEA15042AJV081AB | Federally-Regulated Consumer Product | Weatherized Non-Condensing Gas | 1375 | 246 | 259.5 | 10/03/2019 |  |  | 09/30/2020
Rheem Sales Company, Inc. | Ruud | R801TA075417MSA | Federally-Regulated Consumer Product | Non-Weatherized, Non-Condensin | 1496 | 207 | 247.824 | 10/03/2019 |  |  | 09/30/2020
Rheem Sales Company, Inc. | Ruud | R801CA075521ZSA | Federally-Regulated Consumer Product | Non-Weatherized, Non-Condensin | 1892 | 234 | 265.248 | 10/03/2019 |  |  | 09/30/2020
Rheem Sales Company, Inc. | Ruud | RGEA15030AJV061AB | Federally-Regulated Consumer Product | Weatherized Non-Condensing Gas | 1402 | 241 | 260.688 | 10/03/2019 |  |  | 09/30/2020
Rheem Sales Company, Inc. | Ruud | U98VB085M521USA | Federally-Regulated Consumer Product | Non-Weatherized, Condensing Ga | 2209 | 183 |  | 08/05/2020 | 33631 | 10524993 | 09/30/2020
Rheem Sales Company, Inc. | Ruud | R801TA100521MUA | Federally-Regulated Consumer Product | Non-Weatherized, Non-Condensin | 1861 | 248 | 263.884 | 10/03/2019 |  |  | 09/30/2020
Rheem Sales Company, Inc. | Ruud | RGEA14024AJT081AB | Federally-Regulated Consumer Product | Weatherized Non-Condensing Gas | 1127 | 241 | 248.588 | 10/03/2019 |  |  | 09/30/2020
Rheem Sales Company, Inc. | Ruud | R801CA100521MXA | Federally-Regulated Consumer Product | Non-Weatherized, Non-Condensin | 1812 | 187 |  | 08/05/2020 | 99863 | 203327154 | 09/30/2020
Rheem Sales Company, Inc. | Ruud | RGEA16060AJV10TAB | Federally-Regulated Consumer Product | Weatherized Non-Condensing Gas | 1845 | 273 | 280.18 | 10/03/2019 |  |  | 09/30/2020
Rheem Sales Company, Inc. | Ruud | RGEA15036AJV081AB | Federally-Regulated Consumer Product | Weatherized Non-Condensing Gas | 1355 | 232 | 258.62 | 10/03/2019 |  |  | 09/30/2020
Rheem Sales Company, Inc. | Ruud | R802VA075421MXA | Federally-Regulated Consumer Product | Non-Weatherized, Non-Condensin | 1718 | 186 | 257.592 | 10/03/2019 |  |  | 09/30/2020
Rheem Sales Company, Inc. | Ruud | R801CA075521ZXA | Federally-Regulated Consumer Product | Non-Weatherized, Non-Condensin | 1892 | 234 | 265.248 | 10/03/2019 |  |  | 09/30/2020
Rheem Sales Company, Inc. | Ruud | RGEA14030AJT081AB | Federally-Regulated Consumer Product | Weatherized Non-Condensing Gas | 1147 | 234 | 249.468 | 10/03/2019 |  |  | 09/30/2020
Rheem Sales Company, Inc. | Ruud | U98VB115M524USA | Federally-Regulated Consumer Product | Non-Weatherized, Condensing Ga | 1971 | 219 | 281.724 | 10/03/2019 |  |  | 09/30/2020
Rheem Sales Company, Inc. | Ruud | R96TA0702317MSA | Federally-Regulated Consumer Product | Non-Weatherized, Condensing Ga | 1321 | 215 | 253.124 | 10/03/2019 |  |  | 09/30/2020
Rheem Sales Company, Inc. | Ruud | R96TA0402317MSA | Federally-Regulated Consumer Product | Non-Weatherized, Condensing Ga | 1252 | 232 |  | 08/05/2020 | 29298 | 201712918 | 09/30/2020
Rheem Sales Company, Inc. | Ruud | RGEA15042AJV08XAB | Federally-Regulated Consumer Product | Weatherized Non-Condensing Gas | 1375 | 246 | 259.5 | 10/03/2019 |  |  | 09/30/2020
Rheem Sales Company, Inc. | Ruud | R802VA075421MSA | Federally-Regulated Consumer Product | Non-Weatherized, Non-Condensin | 1718 | 186 | 257.592 | 10/03/2019 |  |  | 09/30/2020
Rheem Sales Company, Inc. | Ruud | RGEA14030AJT08XAB | Federally-Regulated Consumer Product | Weatherized Non-Condensing Gas | 1147 | 234 | 249.468 | 10/03/2019 |  |  | 09/30/2020
Rheem Sales Company, Inc. | Ruud | R802VA075317MSA | Federally-Regulated Consumer Product | Non-Weatherized, Non-Condensin | 1458 | 229 | 246.152 | 10/03/2019 |  |  | 09/30/2020
Rheem Sales Company, Inc. | Ruud | RGEA14036AJT081AB | Federally-Regulated Consumer Product | Weatherized Non-Condensing Gas | 1430 | 245 | 261.92 | 10/03/2019 |  |  | 09/30/2020
Rheem Sales Company, Inc. | Ruud | RGEA14030AJT061AB | Federally-Regulated Consumer Product | Weatherized Non-Condensing Gas | 1147 | 234 | 249.468 | 10/03/2019 |  |  | 09/30/2020
Rheem Sales Company, Inc. | Ruud | RGEA14024AJT08XAB | Federally-Regulated Consumer Product | Weatherized Non-Condensing Gas | 1127 | 241 | 248.588 | 10/03/2019 |  |  | 09/30/2020
Rheem Sales Company, Inc. | Ruud | RGEA16048AJV082AB | Federally-Regulated Consumer Product | Weatherized Non-Condensing Gas | 1648 | 262 | 271.512 | 10/03/2019 |  |  | 09/30/2020
Rheem Sales Company, Inc. | Ruud | RGEA15030AJV08XAB | Federally-Regulated Consumer Product | Weatherized Non-Condensing Gas | 1402 | 241 | 260.688 | 10/03/2019 |  |  | 09/30/2020
Rheem Sales Company, Inc. | Ruud | R802VA125524MXA | Federally-Regulated Consumer Product | Non-Weatherized, Non-Condensin | 2073 | 216 |  | 08/05/2020 | 87500 | 201709842 | 09/30/2020
Rheem Sales Company, Inc. | Ruud | RGEA15030AJV081AB | Federally-Regulated Consumer Product | Weatherized Non-Condensing Gas | 1402 | 241 | 260.688 | 10/03/2019 |  |  | 09/30/2020
Rheem Sales Company, Inc. | Ruud | RGEA15036AJV08XAB | Federally-Regulated Consumer Product | Weatherized Non-Condensing Gas | 1355 | 232 | 258.62 | 10/03/2019 |  |  | 09/30/2020
Rheem Sales Company, Inc. | Ruud | RGEA15030AJV06XAB | Federally-Regulated Consumer Product | Weatherized Non-Condensing Gas | 1402 | 241 | 260.688 | 10/03/2019 |  |  | 09/30/2020
Rheem Sales Company, Inc. | Ruud | R95TC0851521MSA | Federally-Regulated Consumer Product | Non-Weatherized, Condensing Ga | 1929 | 270 | 279.876 | 10/03/2019 |  |  | 09/30/2020
Rheem Sales Company, Inc. | Ruud | R95TC1001521MSA | Federally-Regulated Consumer Product | Non-Weatherized, Condensing Ga | 2066 | 262 |  | 08/05/2020 | 98023 | 201711685 | 09/30/2020
Rheem Sales Company, Inc. | Ruud | R802VA075317MXA | Federally-Regulated Consumer Product | Non-Weatherized, Non-Condensin | 1458 | 229 | 246.152 | 10/03/2019 |  |  | 09/30/2020
Rheem Sales Company, Inc. | Ruud | R801CA075421MXA | Federally-Regulated Consumer Product | Non-Weatherized, Non-Condensin | 1634 | 200 | 253.896 | 10/03/2019 |  |  | 09/30/2020
Rheem Sales Company, Inc. | Ruud | R92TA0701317MSA | Federally-Regulated Consumer Product | Non-Weatherized, Condensing Ga | 1362 | 247 | 254.928 | 10/03/2019 |  |  | 09/30/2020
Rheem Sales Company, Inc. | Ruud | RGEA15024AJV081AB | Federally-Regulated Consumer Product | Weatherized Non-Condensing Gas | 1395 | 252 | 260.38 | 10/03/2019 |  |  | 09/30/2020
Rheem Sales Company, Inc. | Ruud | R801TA050317MUA | Federally-Regulated Consumer Product | Non-Weatherized, Non-Condensin | 1165 | 177 | 233.26 | 10/03/2019 |  |  | 09/30/2020
Rheem Sales Company, Inc. | Ruud | RGEA15024AJV06XAB | Federally-Regulated Consumer Product | Weatherized Non-Condensing Gas | 1395 | 252 | 260.38 | 10/03/2019 |  |  | 09/30/2020
Rheem Sales Company, Inc. | Ruud | RGEA14036AJT08XAB | Federally-Regulated Consumer Product | Weatherized Non-Condensing Gas | 1430 | 245 | 261.92 | 10/03/2019 |  |  | 09/30/2020
Rheem Sales Company, Inc. | Ruud | R801TA075421MXA | Federally-Regulated Consumer Product | Non-Weatherized, Non-Condensin | 1634 | 200 | 253.896 | 10/03/2019 |  |  | 09/30/2020
Rheem Sales Company, Inc. | Ruud | R96TA0852521MSA | Federally-Regulated Consumer Product | Non-Weatherized, Condensing Ga | 2115 | 259 |  | 08/05/2020 | 58240 | 201712924 | 09/30/2020
Rheem Sales Company, Inc. | Ruud | R801CA075417MXA | Federally-Regulated Consumer Product | Non-Weatherized, Non-Condensin | 1496 | 207 | 247.824 | 10/03/2019 |  |  | 09/30/2020
Rheem Sales Company, Inc. | Ruud | R801CA075417MSA | Federally-Regulated Consumer Product | Non-Weatherized, Non-Condensin | 1496 | 207 | 247.824 | 10/03/2019 |  |  | 09/30/2020
Rheem Sales Company, Inc. | Ruud | R802TA050314MSA | Federally-Regulated Consumer Product | Non-Weatherized, Non-Condensin | 1260 | 183 | 237.44 | 10/03/2019 |  |  | 09/30/2020
Rheem Sales Company, Inc. | Ruud | R801TA100521MXA | Federally-Regulated Consumer Product | Non-Weatherized, Non-Condensin | 1812 | 187 |  | 08/05/2020 | 99863 | 201707690 | 09/30/2020
Rheem Sales Company, Inc. | Ruud | R802TA050314MXA | Federally-Regulated Consumer Product | Non-Weatherized, Non-Condensin | 1260 | 183 | 237.44 | 10/03/2019 |  |  | 09/30/2020
Rheem Sales Company, Inc. | Ruud | RGEA15024AJV08XAB | Federally-Regulated Consumer Product | Weatherized Non-Condensing Gas | 1395 | 252 | 260.38 | 10/03/2019 |  |  | 09/30/2020
Rheem Sales Company, Inc. | Ruud | R92TA0701521MSA | Federally-Regulated Consumer Product | Non-Weatherized, Condensing Ga | 1983 | 227 | 282.252 | 10/03/2019 |  |  | 09/30/2020
Rheem Sales Company, Inc. | Ruud | R802VA100521MSA | Federally-Regulated Consumer Product | Non-Weatherized, Non-Condensin | 1905 | 209 |  | 08/05/2020 | 70000 | 201709836 | 09/30/2020
Rheem Sales Company, Inc. | Ruud | RGEA16060AJV102AB | Federally-Regulated Consumer Product | Weatherized Non-Condensing Gas | 1845 | 273 | 280.18 | 10/03/2019 |  |  | 09/30/2020
Rheem Sales Company, Inc. | Ruud | R95TC1151524MSA | Federally-Regulated Consumer Product | Non-Weatherized, Condensing Ga | 2041 | 238 | 284.804 | 10/03/2019 |  |  | 09/30/2020
Rheem Sales Company, Inc. | Ruud | R801TA075417MXA | Federally-Regulated Consumer Product | Non-Weatherized, Non-Condensin | 1496 | 207 | 247.824 | 10/03/2019 |  |  | 09/30/2020
Rheem Sales Company, Inc. | Ruud | RGEA16048AJV08TAB | Federally-Regulated Consumer Product | Weatherized Non-Condensing Gas | 1648 | 262 | 271.512 | 10/03/2019 |  |  | 09/30/2020
Rheem Sales Company, Inc. | Ruud | U96VA0702521MSA | Federally-Regulated Consumer Product | Non-Weatherized, Condensing Ga | 1923 | 247 | 279.612 | 10/03/2019 |  |  | 09/30/2020
Rheem Sales Company, Inc. | Ruud | RGEA14042AJT08XAB | Federally-Regulated Consumer Product | Weatherized Non-Condensing Gas | 1494 | 248 | 264.736 | 10/03/2019 |  |  | 09/30/2020
Rheem Sales Company, Inc. | Ruud | RGEA15060AJV10XAB | Federally-Regulated Consumer Product | Weatherized Non-Condensing Gas | 2166 | 235 | 294.304 | 10/03/2019 |  |  | 09/30/2020
Rheem Sales Company, Inc. | Ruud | R92TA0601317MSA | Federally-Regulated Consumer Product | Non-Weatherized, Condensing Ga | 1156 | 231 | 245.864 | 10/03/2019 |  |  | 09/30/2020
Rheem Sales Company, Inc. | Ruud | R801TA075421MSA | Federally-Regulated Consumer Product | Non-Weatherized, Non-Condensin | 1634 | 200 | 253.896 | 10/03/2019 |  |  | 09/30/2020
Rheem Sales Company, Inc. | Ruud | R801TA070317MUA | Federally-Regulated Consumer Product | Non-Weatherized, Non-Condensin | 1189 | 200 | 234.316 | 10/03/2019 |  |  | 09/30/2020
Rheem Sales Company, Inc. | Ruud | R802VA125524MSA | Federally-Regulated Consumer Product | Non-Weatherized, Non-Condensin | 2073 | 216 |  | 08/05/2020 | 87500 | 201709840 | 09/30/2020
Rheem Sales Company, Inc. | Ruud | RGEA15060AJV101AB | Federally-Regulated Consumer Product | Weatherized Non-Condensing Gas | 2166 | 235 | 294.304 | 10/03/2019 |  |  | 09/30/2020
Rheem Sales Company, Inc. | Ruud | R801CA050314MSA | Federally-Regulated Consumer Product | Non-Weatherized, Non-Condensin | 1388 | 183 | 243.072 | 10/03/2019 |  |  | 09/30/2020
Rheem Sales Company, Inc. | Ruud | R92TA1151524MSA | Federally-Regulated Consumer Product | Non-Weatherized, Condensing Ga | 2041 | 238 | 284.804 | 10/03/2019 |  |  | 09/30/2020
Rheem Sales Company, Inc. | Ruud | RGEA14030AJT06XAB | Federally-Regulated Consumer Product | Weatherized Non-Condensing Gas | 1147 | 234 | 249.468 | 10/03/2019 |  |  | 09/30/2020
Rheem Sales Company, Inc. | Ruud | U802VA075421MXA | Federally-Regulated Consumer Product | Non-Weatherized, Non-Condensin | 1718 | 186 | 257.592 | 10/03/2019 |  |  | 09/30/2020
Rheem Sales Company, Inc. | Ruud | R801TA100521MSA | Federally-Regulated Consumer Product | Non-Weatherized, Non-Condensin | 1812 | 187 |  | 08/05/2020 | 99863 | 201707688 | 09/30/2020
Rheem Sales Company, Inc. | Ruud | R95TC0601317MSA | Federally-Regulated Consumer Product | Non-Weatherized, Condensing Ga | 1156 | 231 |  | 08/05/2020 | 55624 | 201711679 | 09/30/2020
Rheem Sales Company, Inc. | Ruud | RGEA16048AJV102AB | Federally-Regulated Consumer Product | Weatherized Non-Condensing Gas | 1845 | 273 | 280.18 | 10/03/2019 |  |  | 09/30/2020
Rheem Sales Company, Inc. | Ruud | R801CA050314MXA | Federally-Regulated Consumer Product | Non-Weatherized, Non-Condensin | 1388 | 183 | 243.072 | 10/03/2019 |  |  | 09/30/2020
Rheem Sales Company, Inc. | Ruud | R802VA100521MXA | Federally-Regulated Consumer Product | Non-Weatherized, Non-Condensin | 1905 | 209 |  | 08/05/2020 | 70000 | 201709838 | 09/30/2020
Rheem Sales Company, Inc. | Sure | RGEA14042AJT101AB | Federally-Regulated Consumer Product | Weatherized Non-Condensing Gas | 1494 | 248 | 264.736 | 10/03/2019 |  |  | 09/30/2020
Rheem Sales Company, Inc. | Sure | RGEA14036AJT081AB | Federally-Regulated Consumer Product | Weatherized Non-Condensing Gas | 1430 | 245 | 261.92 | 10/03/2019 |  |  | 09/30/2020
Rheem Sales Company, Inc. | Sure | S801TA075421MSA | Federally-Regulated Consumer Product | Non-Weatherized, Non-Condensin | 1634 | 200 | 253.896 | 10/03/2019 |  |  | 09/30/2020
Rheem Sales Company, Inc. | Sure | RGEA14042AJT081AB | Federally-Regulated Consumer Product | Weatherized Non-Condensing Gas | 1494 | 248 | 264.736 | 10/03/2019 |  |  | 09/30/2020
Rheem Sales Company, Inc. | Sure | RGEA14024AJT08XAB | Federally-Regulated Consumer Product | Weatherized Non-Condensing Gas | 1127 | 241 | 248.588 | 10/03/2019 |  |  | 09/30/2020
Rheem Sales Company, Inc. | Sure | RGEA15036AJV08XAB | Federally-Regulated Consumer Product | Weatherized Non-Condensing Gas | 1355 | 232 | 258.62 | 10/03/2019 |  |  | 09/30/2020
Rheem Sales Company, Inc. | Sure | RGEA14030AJT061AB | Federally-Regulated Consumer Product | Weatherized Non-Condensing Gas | 1147 | 234 | 249.468 | 10/03/2019 |  |  | 09/30/2020
Rheem Sales Company, Inc. | Sure | RGEA15024AJV08XAB | Federally-Regulated Consumer Product | Weatherized Non-Condensing Gas | 1395 | 252 | 260.38 | 10/03/2019 |  |  | 09/30/2020
Rheem Sales Company, Inc. | Sure | RGEA14030AJT081AB | Federally-Regulated Consumer Product | Weatherized Non-Condensing Gas | 1147 | 234 | 249.468 | 10/03/2019 |  |  | 09/30/2020
Rheem Sales Company, Inc. | Sure | S801TA125524MSA | Federally-Regulated Consumer Product | Non-Weatherized, Non-Condensin | 1991 | 219 | 269.604 | 10/03/2019 |  |  | 09/30/2020
Rheem Sales Company, Inc. | Sure | S801CA075421MSA | Federally-Regulated Consumer Product | Non-Weatherized, Non-Condensin | 1634 | 200 | 253.896 | 10/03/2019 |  |  | 09/30/2020
Rheem Sales Company, Inc. | Sure | RGEA14030AJT06XAB | Federally-Regulated Consumer Product | Weatherized Non-Condensing Gas | 1147 | 234 | 249.468 | 10/03/2019 |  |  | 09/30/2020
Rheem Sales Company, Inc. | Sure | RGEA14036AJT08XAB | Federally-Regulated Consumer Product | Weatherized Non-Condensing Gas | 1430 | 245 | 261.92 | 10/03/2019 |  |  | 09/30/2020
Rheem Sales Company, Inc. | Sure | S801TB100521MUA | Federally-Regulated Consumer Product | Non-Weatherized, Non-Condensin | 2096 | 253 | 274.224 | 10/03/2019 |  |  | 09/30/2020
Rheem Sales Company, Inc. | Sure | S801CA050314MSA | Federally-Regulated Consumer Product | Non-Weatherized, Non-Condensin | 1388 | 183 | 243.072 | 10/03/2019 |  |  | 09/30/2020
Rheem Sales Company, Inc. | Sure | RGEA14030AJT08XAB | Federally-Regulated Consumer Product | Weatherized Non-Condensing Gas | 1147 | 234 | 249.468 | 10/03/2019 |  |  | 09/30/2020
Rheem Sales Company, Inc. | Sure | RGEA15060AJV101AB | Federally-Regulated Consumer Product | Weatherized Non-Condensing Gas | 2166 | 235 | 294.304 | 10/03/2019 |  |  | 09/30/2020
Rheem Sales Company, Inc. | Sure | RGEA15042AJV081AB | Federally-Regulated Consumer Product | Weatherized Non-Condensing Gas | 1375 | 246 | 259.5 | 10/03/2019 |  |  | 09/30/2020
Rheem Sales Company, Inc. | Sure | S802VA075421MSA | Federally-Regulated Consumer Product | Non-Weatherized, Non-Condensin | 1718 | 186 | 257.592 | 10/03/2019 |  |  | 09/30/2020
Rheem Sales Company, Inc. | Sure | S97VA070M317KSA | Federally-Regulated Consumer Product | Non-Weatherized, Condensing Ga | 1282 | 205 | 251.408 | 10/03/2019 |  |  | 09/30/2020
Rheem Sales Company, Inc. | Sure | S801CA075521ZXA | Federally-Regulated Consumer Product | Non-Weatherized, Non-Condensin | 1892 | 234 | 265.248 | 10/03/2019 |  |  | 09/30/2020
Rheem Sales Company, Inc. | Sure | RGEA15030AJV061AB | Federally-Regulated Consumer Product | Weatherized Non-Condensing Gas | 1402 | 241 | 260.688 | 10/03/2019 |  |  | 09/30/2020
Rheem Sales Company, Inc. | Sure | S92TA0701521MSA | Federally-Regulated Consumer Product | Non-Weatherized, Condensing Ga | 1983 | 227 | 282.252 | 10/03/2019 |  |  | 09/30/2020
Rheem Sales Company, Inc. | Sure | S802TA075417MSA | Federally-Regulated Consumer Product | Non-Weatherized, Non-Condensin | 1884 | 201 | 264.896 | 10/03/2019 |  |  | 09/30/2020
Rheem Sales Company, Inc. | Sure | RGEA15042AJV08XAB | Federally-Regulated Consumer Product | Weatherized Non-Condensing Gas | 1375 | 246 | 259.5 | 10/03/2019 |  |  | 09/30/2020
Rheem Sales Company, Inc. | Sure | S92TA1001521MSA | Federally-Regulated Consumer Product | Non-Weatherized, Condensing Ga | 2066 | 262 | 285.904 | 10/03/2019 |  |  | 09/30/2020
Rheem Sales Company, Inc. | Sure | S96VA0702521MSA | Federally-Regulated Consumer Product | Non-Weatherized, Condensing Ga | 1923 | 247 | 279.612 | 10/03/2019 |  |  | 09/30/2020
Rheem Sales Company, Inc. | Sure | RGEA14024AJT061AB | Federally-Regulated Consumer Product | Weatherized Non-Condensing Gas | 1127 | 241 | 248.588 | 10/03/2019 |  |  | 09/30/2020
Rheem Sales Company, Inc. | Sure | S802TA075317MSA | Federally-Regulated Consumer Product | Non-Weatherized, Non-Condensin | 1539 | 165 | 249.716 | 10/03/2019 |  |  | 09/30/2020
Rheem Sales Company, Inc. | Sure | S801CA075417MSA | Federally-Regulated Consumer Product | Non-Weatherized, Non-Condensin | 1496 | 207 | 247.824 | 10/03/2019 |  |  | 09/30/2020
Rheem Sales Company, Inc. | Sure | S92TA0401317MSA | Federally-Regulated Consumer Product | Non-Weatherized, Condensing Ga | 1107 | 218 | 243.708 | 10/03/2019 |  |  | 09/30/2020
Rheem Sales Company, Inc. | Sure | S98VB060M317USA | Federally-Regulated Consumer Product | Non-Weatherized, Condensing Ga | 1110 | 171 | 243.84 | 10/03/2019 |  |  | 09/30/2020
Rheem Sales Company, Inc. | Sure | RGEA14042AJT10XAB | Federally-Regulated Consumer Product | Weatherized Non-Condensing Gas | 1494 | 248 | 264.736 | 10/03/2019 |  |  | 09/30/2020
Rheem Sales Company, Inc. | Sure | S801TA050417MUA | Federally-Regulated Consumer Product | Non-Weatherized, Non-Condensin | 1502 | 229 | 248.088 | 10/03/2019 |  |  | 09/30/2020
Rheem Sales Company, Inc. | Sure | S802TA050314MXA | Federally-Regulated Consumer Product | Non-Weatherized, Non-Condensin | 1260 | 183 | 237.44 | 10/03/2019 |  |  | 09/30/2020
Rheem Sales Company, Inc. | Sure | S802TA075417MXA | Federally-Regulated Consumer Product | Non-Weatherized, Non-Condensin | 1884 | 201 | 264.896 | 10/03/2019 |  |  | 09/30/2020
Rheem Sales Company, Inc. | Sure | RGEA15030AJV081AB | Federally-Regulated Consumer Product | Weatherized Non-Condensing Gas | 1402 | 241 | 260.688 | 10/03/2019 |  |  | 09/30/2020
Rheem Sales Company, Inc. | Sure | RGEA14042AJT08XAB | Federally-Regulated Consumer Product | Weatherized Non-Condensing Gas | 1494 | 248 | 264.736 | 10/03/2019 |  |  | 09/30/2020
Rheem Sales Company, Inc. | Sure | S97VA115M524KSA | Federally-Regulated Consumer Product | Non-Weatherized, Condensing Ga | 1959 | 233 | 281.196 | 10/03/2019 |  |  | 09/30/2020
Rheem Sales Company, Inc. | Sure | S801TA075421MXA | Federally-Regulated Consumer Product | Non-Weatherized, Non-Condensin | 1634 | 200 | 253.896 | 10/03/2019 |  |  | 09/30/2020
Rheem Sales Company, Inc. | Sure | S802TA125524MSA | Federally-Regulated Consumer Product | Non-Weatherized, Non-Condensin | 1899 | 194 |  | 08/05/2020 | 87546 | 204007882 | 09/30/2020
Rheem Sales Company, Inc. | Sure | S801CA075417MXA | Federally-Regulated Consumer Product | Non-Weatherized, Non-Condensin | 1496 | 207 | 247.824 | 10/03/2019 |  |  | 09/30/2020
Rheem Sales Company, Inc. | Sure | RGEA15030AJV06XAB | Federally-Regulated Consumer Product | Weatherized Non-Condensing Gas | 1402 | 241 | 260.688 | 10/03/2019 |  |  | 09/30/2020
Rheem Sales Company, Inc. | Sure | S801CA100521MXA | Federally-Regulated Consumer Product | Non-Weatherized, Non-Condensin | 1812 | 187 |  | 08/05/2020 | 99863 | 203327155 | 09/30/2020
Rheem Sales Company, Inc. | Sure | S802TA125524MXA | Federally-Regulated Consumer Product | Non-Weatherized, Non-Condensin | 1899 | 194 |  | 08/05/2020 | 87546 | 204099278 | 09/30/2020
Rheem Sales Company, Inc. | Sure | RGEA15036AJV081AB | Federally-Regulated Consumer Product | Weatherized Non-Condensing Gas | 1355 | 232 | 258.62 | 10/03/2019 |  |  | 09/30/2020
Rheem Sales Company, Inc. | Sure | S802VA050317MXA | Federally-Regulated Consumer Product | Non-Weatherized, Non-Condensin | 1318 | 164 | 239.992 | 10/03/2019 |  |  | 09/30/2020
Rheem Sales Company, Inc. | Sure | S801CA075521ZSA | Federally-Regulated Consumer Product | Non-Weatherized, Non-Condensin | 1892 | 234 | 265.248 | 10/03/2019 |  |  | 09/30/2020
Rheem Sales Company, Inc. | Sure | S98VB085M521USA | Federally-Regulated Consumer Product | Non-Weatherized, Condensing Ga | 2209 | 183 | 292.196 | 10/03/2019 |  |  | 09/30/2020
Rheem Sales Company, Inc. | Sure | RGEA15030AJV08XAB | Federally-Regulated Consumer Product | Weatherized Non-Condensing Gas | 1402 | 241 | 260.688 | 10/03/2019 |  |  | 09/30/2020
Rheem Sales Company, Inc. | Sure | S98VB100M521USA | Federally-Regulated Consumer Product | Non-Weatherized, Condensing Ga | 2084 | 180 | 286.696 | 10/03/2019 |  |  | 09/30/2020
Rheem Sales Company, Inc. | Sure | S801TA050314MXA | Federally-Regulated Consumer Product | Non-Weatherized, Non-Condensin | 1388 | 183 | 243.072 | 10/03/2019 |  |  | 09/30/2020
Rheem Sales Company, Inc. | Sure | RGEA15024AJV081AB | Federally-Regulated Consumer Product | Weatherized Non-Condensing Gas | 1395 | 252 | 260.38 | 10/03/2019 |  |  | 09/30/2020
Rheem Sales Company, Inc. | Sure | S801CA075421MXA | Federally-Regulated Consumer Product | Non-Weatherized, Non-Condensin | 1634 | 200 | 253.896 | 10/03/2019 |  |  | 09/30/2020
Rheem Sales Company, Inc. | Sure | S802VA075421MXA | Federally-Regulated Consumer Product | Non-Weatherized, Non-Condensin | 1718 | 186 | 257.592 | 10/03/2019 |  |  | 09/30/2020
Rheem Sales Company, Inc. | Sure | S801TA070417MUA | Federally-Regulated Consumer Product | Non-Weatherized, Non-Condensin | 1823 | 192 | 262.212 | 10/03/2019 |  |  | 09/30/2020
Rheem Sales Company, Inc. | Sure | S801CA100521MSA | Federally-Regulated Consumer Product | Non-Weatherized, Non-Condensin | 1812 | 187 |  | 08/05/2020 | 99863 | 203327152 | 09/30/2020
Rheem Sales Company, Inc. | Sure | S801TA100521MUA | Federally-Regulated Consumer Product | Non-Weatherized, Non-Condensin | 1861 | 248 | 263.884 | 10/03/2019 |  |  | 09/30/2020
Rheem Sales Company, Inc. | Sure | S98VB115M524USA | Federally-Regulated Consumer Product | Non-Weatherized, Condensing Ga | 1971 | 219 | 281.724 | 10/03/2019 |  |  | 09/30/2020
Rheem Sales Company, Inc. | Sure | S97VA060M317KSA | Federally-Regulated Consumer Product | Non-Weatherized, Condensing Ga | 1327 | 160 | 253.388 | 10/03/2019 |  |  | 09/30/2020
Rheem Sales Company, Inc. | Sure | RGEA15042AJV101AB | Federally-Regulated Consumer Product | Weatherized Non-Condensing Gas | 1375 | 246 | 259.5 | 10/03/2019 |  |  | 09/30/2020
Rheem Sales Company, Inc. | Sure | S802TA100521MXA | Federally-Regulated Consumer Product | Non-Weatherized, Non-Condensin | 1952 | 183 |  | 08/05/2020 | 70078 | 204099274 | 09/30/2020
Rheem Sales Company, Inc. | Sure | S98VB070M317USA | Federally-Regulated Consumer Product | Non-Weatherized, Condensing Ga | 1162 | 213 | 246.128 | 10/03/2019 |  |  | 09/30/2020
Rheem Sales Company, Inc. | Sure | RGEA15042AJV10XAB | Federally-Regulated Consumer Product | Weatherized Non-Condensing Gas | 1375 | 246 | 259.5 | 10/03/2019 |  |  | 09/30/2020
Rheem Sales Company, Inc. | Sure | RGEA15060AJV10XAB | Federally-Regulated Consumer Product | Weatherized Non-Condensing Gas | 2166 | 235 | 294.304 | 10/03/2019 |  |  | 09/30/2020
Rheem Sales Company, Inc. | Sure | S801TA070317MUA | Federally-Regulated Consumer Product | Non-Weatherized, Non-Condensin | 1189 | 200 | 234.316 | 10/03/2019 |  |  | 09/30/2020
Rheem Sales Company, Inc. | Sure | S801TA075521ZSB | Federally-Regulated Consumer Product | Non-Weatherized, Non-Condensin | 1883 | 258 | 264.852 | 10/03/2019 |  |  | 09/30/2020
Rheem Sales Company, Inc. | Sure | S802TA075317MXA | Federally-Regulated Consumer Product | Non-Weatherized, Non-Condensin | 1539 | 165 | 249.716 | 10/03/2019 |  |  | 09/30/2020
Rheem Sales Company, Inc. | Sure | S801TA075521ZXB | Federally-Regulated Consumer Product | Non-Weatherized, Non-Condensin | 1883 | 258 | 264.852 | 10/03/2019 |  |  | 09/30/2020
Rheem Sales Company, Inc. | Sure | S801TA100521ZSB | Federally-Regulated Consumer Product | Non-Weatherized, Non-Condensin | 1895 | 234 | 265.38 | 10/03/2019 |  |  | 09/30/2020
Rheem Sales Company, Inc. | Sure | RGEA15024AJV061AB | Federally-Regulated Consumer Product | Weatherized Non-Condensing Gas | 1395 | 252 | 260.38 | 10/03/2019 |  |  | 09/30/2020
Rheem Sales Company, Inc. | Sure | S97VA100M521KSA | Federally-Regulated Consumer Product | Non-Weatherized, Condensing Ga | 1990 | 252 | 282.56 | 10/03/2019 |  |  | 09/30/2020
Rheem Sales Company, Inc. | Sure | S802TA100521MSA | Federally-Regulated Consumer Product | Non-Weatherized, Non-Condensin | 1952 | 183 |  | 08/05/2020 | 70078 | 204007879 | 09/30/2020
Rheem Sales Company, Inc. | Sure | S801CA050314MXA | Federally-Regulated Consumer Product | Non-Weatherized, Non-Condensin | 1388 | 183 | 243.072 | 10/03/2019 |  |  | 09/30/2020
Rheem Sales Company, Inc. | Sure | S801TA050317MUA | Federally-Regulated Consumer Product | Non-Weatherized, Non-Condensin | 1165 | 177 | 233.26 | 10/03/2019 |  |  | 09/30/2020
Rheem Sales Company, Inc. | Sure | RGEA14024AJT06XAB | Federally-Regulated Consumer Product | Weatherized Non-Condensing Gas | 1127 | 241 | 248.588 | 10/03/2019 |  |  | 09/30/2020
Rheem Sales Company, Inc. | Sure | RGEA14024AJT081AB | Federally-Regulated Consumer Product | Weatherized Non-Condensing Gas | 1127 | 241 | 248.588 | 10/03/2019 |  |  | 09/30/2020
Rheem Sales Company, Inc. | Sure | S802VA050317MSA | Federally-Regulated Consumer Product | Non-Weatherized, Non-Condensin | 1318 | 164 | 239.992 | 10/03/2019 |  |  | 09/30/2020
Rheem Sales Company, Inc. | Sure | S801TA125524MXA | Federally-Regulated Consumer Product | Non-Weatherized, Non-Condensin | 1991 | 219 | 269.604 | 10/03/2019 |  |  | 09/30/2020
Rheem Sales Company, Inc. | Sure | RGEA15024AJV06XAB | Federally-Regulated Consumer Product | Weatherized Non-Condensing Gas | 1395 | 252 | 260.38 | 10/03/2019 |  |  | 09/30/2020
Rheem Sales Company, Inc. | Sure | S801TA050314MSA | Federally-Regulated Consumer Product | Non-Weatherized, Non-Condensin | 1388 | 183 | 243.072 | 10/03/2019 |  |  | 09/30/2020
Rheem Sales Company, Inc. | Sure | S97VA085M521KSA | Federally-Regulated Consumer Product | Non-Weatherized, Condensing Ga | 2138 | 184 | 289.072 | 10/03/2019 |  |  | 09/30/2020
Rheem Sales Company, Inc. | Thermal Zone | TZ80MSX070B30UA | Federally-Regulated Consumer Product | Non-Weatherized, Non-Condensin | 1189 | 200 | 234.316 | 10/03/2019 |  |  | 09/30/2020
Rheem Sales Company, Inc. | Thermal Zone | TZ96MDX085C50A | Federally-Regulated Consumer Product | Non-Weatherized, Condensing Ga | 2115 | 259 |  | 08/05/2020 | 58240 | 9950854 | 09/30/2020
Rheem Sales Company, Inc. | Thermal Zone | TZ92MSX070B30A | Federally-Regulated Consumer Product | Non-Weatherized, Condensing Ga | 1362 | 247 | 254.928 | 10/03/2019 |  |  | 09/30/2020
Rheem Sales Company, Inc. | Thermal Zone | TZGE-442JT080DX | Federally-Regulated Consumer Product | Weatherized Non-Condensing Gas | 1494 | 248 | 264.736 | 10/03/2019 |  |  | 09/30/2020
Rheem Sales Company, Inc. | Thermal Zone | TZGE-530JL060E | Federally-Regulated Consumer Product | Weatherized Non-Condensing Gas | 1402 | 241 | 260.688 | 10/03/2019 |  |  | 09/30/2020
Rheem Sales Company, Inc. | Thermal Zone | TZ80MSV050B40UA | Federally-Regulated Consumer Product | Non-Weatherized, Non-Condensin | 1298 | 188 |  | 07/22/2020 | 50335 | 205354993 | 09/30/2020
Rheem Sales Company, Inc. | Thermal Zone | TZ80MDV075C40SA | Federally-Regulated Consumer Product | Non-Weatherized, Non-Condensin | 1718 | 186 | 257.592 | 10/03/2019 |  |  | 09/30/2020
Rheem Sales Company, Inc. | Thermal Zone | TZGE-542JL100FX | Federally-Regulated Consumer Product | Weatherized Non-Condensing Gas | 1375 | 246 |  | 07/22/2020 | 101119 | 205785495 | 09/30/2020
Rheem Sales Company, Inc. | Thermal Zone | TZ80MDV100C50XA | Federally-Regulated Consumer Product | Non-Weatherized, Non-Condensin | 1905 | 209 |  | 08/05/2020 | 70000 | 7979986 | 09/30/2020
Rheem Sales Company, Inc. | Thermal Zone | TZ80MSC050A30SA | Federally-Regulated Consumer Product | Non-Weatherized, Non-Condensin | 1388 | 183 | 243.072 | 10/03/2019 |  |  | 09/30/2020
Rheem Sales Company, Inc. | Thermal Zone | TZ80MSX075C40SA | Federally-Regulated Consumer Product | Non-Weatherized, Non-Condensin | 1634 | 200 | 253.896 | 10/03/2019 |  |  | 09/30/2020
Rheem Sales Company, Inc. | Thermal Zone | TZ92MSX060B30A | Federally-Regulated Consumer Product | Non-Weatherized, Condensing Ga | 1156 | 231 | 245.864 | 10/03/2019 |  |  | 09/30/2020
Rheem Sales Company, Inc. | Thermal Zone | TZ80MSX050B40UA | Federally-Regulated Consumer Product | Non-Weatherized, Non-Condensin | 1502 | 229 | 248.088 | 10/03/2019 |  |  | 09/30/2020
Rheem Sales Company, Inc. | Thermal Zone | TZGE-430JT060D | Federally-Regulated Consumer Product | Weatherized Non-Condensing Gas | 1147 | 234 | 249.468 | 10/03/2019 |  |  | 09/30/2020
Rheem Sales Company, Inc. | Thermal Zone | TZ80MDV125D50SA | Federally-Regulated Consumer Product | Non-Weatherized, Non-Condensin | 2073 | 216 |  | 08/05/2020 | 87500 | 7979992 | 09/30/2020
Rheem Sales Company, Inc. | Thermal Zone | TZ96MDX040B30A | Federally-Regulated Consumer Product | Non-Weatherized, Condensing Ga | 1252 | 232 |  | 08/05/2020 | 29298 | 9950842 | 09/30/2020
Rheem Sales Company, Inc. | Thermal Zone | TZ80MSX075C40XA | Federally-Regulated Consumer Product | Non-Weatherized, Non-Condensin | 1634 | 200 | 253.896 | 10/03/2019 |  |  | 09/30/2020
Rheem Sales Company, Inc. | Thermal Zone | TZ80MSX075B40XA | Federally-Regulated Consumer Product | Non-Weatherized, Non-Condensin | 1496 | 207 | 247.824 | 10/03/2019 |  |  | 09/30/2020
Rheem Sales Company, Inc. | Thermal Zone | TZ80MSX050A30SA | Federally-Regulated Consumer Product | Non-Weatherized, Non-Condensin | 1388 | 183 | 243.072 | 10/03/2019 |  |  | 09/30/2020
Rheem Sales Company, Inc. | Thermal Zone | TZGE-424JT060D | Federally-Regulated Consumer Product | Weatherized Non-Condensing Gas | 1127 | 241 | 248.588 | 10/03/2019 |  |  | 09/30/2020
Rheem Sales Company, Inc. | Thermal Zone | TZ80MDX100C50XA | Federally-Regulated Consumer Product | Non-Weatherized, Non-Condensin | 1952 | 183 |  | 08/05/2020 | 70078 | 204100510 | 09/30/2020
Rheem Sales Company, Inc. | Thermal Zone | TZ80MSC100C50SA | Federally-Regulated Consumer Product | Non-Weatherized, Non-Condensin | 1812 | 187 |  | 08/05/2020 | 99863 | 203327213 | 09/30/2020
Rheem Sales Company, Inc. | Thermal Zone | TZGE-436JT080D | Federally-Regulated Consumer Product | Weatherized Non-Condensing Gas | 1430 | 245 | 261.92 | 10/03/2019 |  |  | 09/30/2020
Rheem Sales Company, Inc. | Thermal Zone | TZGE-430JT060DX | Federally-Regulated Consumer Product | Weatherized Non-Condensing Gas | 1147 | 234 | 249.468 | 10/03/2019 |  |  | 09/30/2020
Rheem Sales Company, Inc. | Thermal Zone | TZ80MSC050A30XA | Federally-Regulated Consumer Product | Non-Weatherized, Non-Condensin | 1388 | 183 | 243.072 | 10/03/2019 |  |  | 09/30/2020
Rheem Sales Company, Inc. | Thermal Zone | TZ80DSC050A30SA | Federally-Regulated Consumer Product | Non-Weatherized, Non-Condensin | 1223 | 198 |  | 07/22/2020 | 51119 | 205001032 | 09/30/2020
Rheem Sales Company, Inc. | Thermal Zone | TZGE-542JL080EX | Federally-Regulated Consumer Product | Weatherized Non-Condensing Gas | 1375 | 246 | 259.5 | 10/03/2019 |  |  | 09/30/2020
Rheem Sales Company, Inc. | Thermal Zone | TZGE-536JL080F | Federally-Regulated Consumer Product | Weatherized Non-Condensing Gas | 1355 | 232 |  | 07/22/2020 | 99675 | 205785488 | 09/30/2020
Rheem Sales Company, Inc. | Thermal Zone | TZ80MDX075B40XA | Federally-Regulated Consumer Product | Non-Weatherized, Non-Condensin | 1884 | 201 | 264.896 | 10/03/2019 |  |  | 09/30/2020
Rheem Sales Company, Inc. | Thermal Zone | TZ92MSX115D50A | Federally-Regulated Consumer Product | Non-Weatherized, Condensing Ga | 2041 | 238 | 284.804 | 10/03/2019 |  |  | 09/30/2020
Rheem Sales Company, Inc. | Thermal Zone | TZ80MSX050B30UA | Federally-Regulated Consumer Product | Non-Weatherized, Non-Condensin | 1165 | 177 | 233.26 | 10/03/2019 |  |  | 09/30/2020
Rheem Sales Company, Inc. | Thermal Zone | TZ80MDX075B30SA | Federally-Regulated Consumer Product | Non-Weatherized, Non-Condensin | 1539 | 165 | 249.716 | 10/03/2019 |  |  | 09/30/2020
Rheem Sales Company, Inc. | Thermal Zone | TZ80MSC075C40SA | Federally-Regulated Consumer Product | Non-Weatherized, Non-Condensin | 1634 | 200 | 253.896 | 10/03/2019 |  |  | 09/30/2020
Rheem Sales Company, Inc. | Thermal Zone | TZ96MDV070C50A | Federally-Regulated Consumer Product | Non-Weatherized, Condensing Ga | 1923 | 247 | 279.612 | 10/03/2019 |  |  | 09/30/2020
Rheem Sales Company, Inc. | Thermal Zone | TZGE-442JT100DX | Federally-Regulated Consumer Product | Weatherized Non-Condensing Gas | 1494 | 248 | 264.736 | 10/03/2019 |  |  | 09/30/2020
Rheem Sales Company, Inc. | Thermal Zone | TZ80DSX050A30XA | Federally-Regulated Consumer Product | Non-Weatherized, Non-Condensin | 1223 | 198 |  | 07/22/2020 | 51119 | 205001035 | 09/30/2020
Rheem Sales Company, Inc. | Thermal Zone | TZ80DDV100C50SB | Federally-Regulated Consumer Product | Non-Weatherized, Non-Condensin | 2291 | 258 | 282.804 | 10/03/2019 |  |  | 09/30/2020
Rheem Sales Company, Inc. | Thermal Zone | TZGE-536JL080FX | Federally-Regulated Consumer Product | Weatherized Non-Condensing Gas | 1355 | 232 |  | 07/22/2020 | 99675 | 205785489 | 09/30/2020
Rheem Sales Company, Inc. | Thermal Zone | TZGE-524JL060E | Federally-Regulated Consumer Product | Weatherized Non-Condensing Gas | 1395 | 252 | 260.38 | 10/03/2019 |  |  | 09/30/2020
Rheem Sales Company, Inc. | Thermal Zone | TZ80MSX070B40UA | Federally-Regulated Consumer Product | Non-Weatherized, Non-Condensin | 1823 | 192 | 262.212 | 10/03/2019 |  |  | 09/30/2020
Rheem Sales Company, Inc. | Thermal Zone | TZ80MDX125D50SA | Federally-Regulated Consumer Product | Non-Weatherized, Non-Condensin | 1899 | 194 |  | 08/05/2020 | 87546 | 204007900 | 09/30/2020
Rheem Sales Company, Inc. | Thermal Zone | TZ80MSV100C50UA | Federally-Regulated Consumer Product | Non-Weatherized, Non-Condensin | 2054 | 239 |  | 07/22/2020 | 98467 | 205354995 | 09/30/2020
Rheem Sales Company, Inc. | Thermal Zone | TZGE-560JL100EX | Federally-Regulated Consumer Product | Weatherized Non-Condensing Gas | 2166 | 235 | 294.304 | 10/03/2019 |  |  | 09/30/2020
Rheem Sales Company, Inc. | Thermal Zone | TZ80MSC075C40XA | Federally-Regulated Consumer Product | Non-Weatherized, Non-Condensin | 1634 | 200 | 253.896 | 10/03/2019 |  |  | 09/30/2020
Rheem Sales Company, Inc. | Thermal Zone | TZ80MSC075B40XA | Federally-Regulated Consumer Product | Non-Weatherized, Non-Condensin | 1496 | 207 | 247.824 | 10/03/2019 |  |  | 09/30/2020
Rheem Sales Company, Inc. | Thermal Zone | TZ80MSX100C50UA | Federally-Regulated Consumer Product | Non-Weatherized, Non-Condensin | 1861 | 248 | 263.884 | 10/03/2019 |  |  | 09/30/2020
Rheem Sales Company, Inc. | Thermal Zone | TZ80DSC075C50XA | Federally-Regulated Consumer Product | Non-Weatherized, Non-Condensin | 1892 | 234 | 265.248 | 10/03/2019 |  |  | 09/30/2020
Rheem Sales Company, Inc. | Thermal Zone | TZGE-536JL080EX | Federally-Regulated Consumer Product | Weatherized Non-Condensing Gas | 1355 | 232 | 258.62 | 10/03/2019 |  |  | 09/30/2020
Rheem Sales Company, Inc. | Thermal Zone | TZ80MDV125D50XA | Federally-Regulated Consumer Product | Non-Weatherized, Non-Condensin | 2073 | 216 |  | 08/05/2020 | 87500 | 7979997 | 09/30/2020
Rheem Sales Company, Inc. | Thermal Zone | TZ96MDX070B30A | Federally-Regulated Consumer Product | Non-Weatherized, Condensing Ga | 1321 | 215 | 253.124 | 10/03/2019 |  |  | 09/30/2020
Rheem Sales Company, Inc. | Thermal Zone | TZGE-424JT060DX | Federally-Regulated Consumer Product | Weatherized Non-Condensing Gas | 1127 | 241 | 248.588 | 10/03/2019 |  |  | 09/30/2020
Rheem Sales Company, Inc. | Thermal Zone | TZGE-542JL080F | Federally-Regulated Consumer Product | Weatherized Non-Condensing Gas | 1375 | 246 |  | 07/22/2020 | 101119 | 205785492 | 09/30/2020
Rheem Sales Company, Inc. | Thermal Zone | TZGE-530JL080E | Federally-Regulated Consumer Product | Weatherized Non-Condensing Gas | 1402 | 241 | 260.688 | 10/03/2019 |  |  | 09/30/2020
Rheem Sales Company, Inc. | Thermal Zone | TZGE-560JL100E | Federally-Regulated Consumer Product | Weatherized Non-Condensing Gas | 2166 | 235 | 294.304 | 10/03/2019 |  |  | 09/30/2020
Rheem Sales Company, Inc. | Thermal Zone | TZGE-430JT080D | Federally-Regulated Consumer Product | Weatherized Non-Condensing Gas | 1147 | 234 | 249.468 | 10/03/2019 |  |  | 09/30/2020
Rheem Sales Company, Inc. | Thermal Zone | TZGE-436JT080DX | Federally-Regulated Consumer Product | Weatherized Non-Condensing Gas | 1430 | 245 | 261.92 | 10/03/2019 |  |  | 09/30/2020
Rheem Sales Company, Inc. | Thermal Zone | TZ80DSC050A30XA | Federally-Regulated Consumer Product | Non-Weatherized, Non-Condensin | 1223 | 198 |  | 07/22/2020 | 51119 | 205001036 | 09/30/2020
Rheem Sales Company, Inc. | Thermal Zone | TZGE-524JL080EX | Federally-Regulated Consumer Product | Weatherized Non-Condensing Gas | 1395 | 252 | 260.38 | 10/03/2019 |  |  | 09/30/2020
Rheem Sales Company, Inc. | Thermal Zone | TZ80DSC075C50SA | Federally-Regulated Consumer Product | Non-Weatherized, Non-Condensin | 1892 | 234 | 265.248 | 10/03/2019 |  |  | 09/30/2020
Rheem Sales Company, Inc. | Thermal Zone | TZGE-524JL080E | Federally-Regulated Consumer Product | Weatherized Non-Condensing Gas | 1395 | 252 | 260.38 | 10/03/2019 |  |  | 09/30/2020
Rheem Sales Company, Inc. | Thermal Zone | TZGE-542JL100E | Federally-Regulated Consumer Product | Weatherized Non-Condensing Gas | 1375 | 246 | 259.5 | 10/03/2019 |  |  | 09/30/2020
Rheem Sales Company, Inc. | Thermal Zone | TZ80DDV100C50XB | Federally-Regulated Consumer Product | Non-Weatherized, Non-Condensin | 2291 | 258 | 282.804 | 10/03/2019 |  |  | 09/30/2020
Rheem Sales Company, Inc. | Thermal Zone | TZGE-542JL080FX | Federally-Regulated Consumer Product | Weatherized Non-Condensing Gas | 1375 | 246 |  | 07/22/2020 | 101119 | 205785493 | 09/30/2020
Rheem Sales Company, Inc. | Thermal Zone | TZ80MSX100C50UB | Federally-Regulated Consumer Product | Non-Weatherized, Non-Condensin | 2096 | 253 | 274.224 | 10/03/2019 |  |  | 09/30/2020
Rheem Sales Company, Inc. | Thermal Zone | TZ95MSX115D50C | Federally-Regulated Consumer Product | Non-Weatherized, Condensing Ga | 2041 | 238 | 284.804 | 10/03/2019 |  |  | 09/30/2020
Rheem Sales Company, Inc. | Thermal Zone | TZGE-542JL100F | Federally-Regulated Consumer Product | Weatherized Non-Condensing Gas | 1375 | 246 |  | 07/22/2020 | 101119 | 205785494 | 09/30/2020
Rheem Sales Company, Inc. | Thermal Zone | TZ80MDV075B30XA | Federally-Regulated Consumer Product | Non-Weatherized, Non-Condensin | 1458 | 229 | 246.152 | 10/03/2019 |  |  | 09/30/2020
Rheem Sales Company, Inc. | Thermal Zone | TZ80MSC100C50XA | Federally-Regulated Consumer Product | Non-Weatherized, Non-Condensin | 1812 | 187 |  | 08/05/2020 | 99863 | 203327214 | 09/30/2020
Rheem Sales Company, Inc. | Thermal Zone | TZ80MSV070B40UA | Federally-Regulated Consumer Product | Non-Weatherized, Non-Condensin | 1550 | 191 |  | 07/22/2020 | 70502 | 205354994 | 09/30/2020
Rheem Sales Company, Inc. | Thermal Zone | TZ80MDX100C50SA | Federally-Regulated Consumer Product | Non-Weatherized, Non-Condensin | 1952 | 183 |  | 08/05/2020 | 70078 | 204007899 | 09/30/2020
Rheem Sales Company, Inc. | Thermal Zone | TZ80MDX075B30XA | Federally-Regulated Consumer Product | Non-Weatherized, Non-Condensin | 1539 | 165 | 249.716 | 10/03/2019 |  |  | 09/30/2020
Rheem Sales Company, Inc. | Thermal Zone | TZGE-430JT080DX | Federally-Regulated Consumer Product | Weatherized Non-Condensing Gas | 1147 | 234 | 249.468 | 10/03/2019 |  |  | 09/30/2020
Rheem Sales Company, Inc. | Thermal Zone | TZGE-536JL080E | Federally-Regulated Consumer Product | Weatherized Non-Condensing Gas | 1355 | 232 | 258.62 | 10/03/2019 |  |  | 09/30/2020
Rheem Sales Company, Inc. | Thermal Zone | TZ80DSX050A30SA | Federally-Regulated Consumer Product | Non-Weatherized, Non-Condensin | 1223 | 198 |  | 07/22/2020 | 51119 | 205001031 | 09/30/2020
Rheem Sales Company, Inc. | Thermal Zone | TZ95MSX100C50C | Federally-Regulated Consumer Product | Non-Weatherized, Condensing Ga | 2066 | 262 |  | 08/05/2020 | 98023 | 8934624 | 09/30/2020
Rheem Sales Company, Inc. | Thermal Zone | TZ80MDX050A30XA | Federally-Regulated Consumer Product | Non-Weatherized, Non-Condensin | 1260 | 183 | 237.44 | 10/03/2019 |  |  | 09/30/2020
Rheem Sales Company, Inc. | Thermal Zone | TZ92MSX070C50A | Federally-Regulated Consumer Product | Non-Weatherized, Condensing Ga | 1983 | 227 | 282.252 | 10/03/2019 |  |  | 09/30/2020
Rheem Sales Company, Inc. | Thermal Zone | TZGE-542JL100EX | Federally-Regulated Consumer Product | Weatherized Non-Condensing Gas | 1375 | 246 | 259.5 | 10/03/2019 |  |  | 09/30/2020
Rheem Sales Company, Inc. | Thermal Zone | TZ80MDV100C50SA | Federally-Regulated Consumer Product | Non-Weatherized, Non-Condensin | 1905 | 209 |  | 08/05/2020 | 70000 | 7979980 | 09/30/2020
Rheem Sales Company, Inc. | Thermal Zone | TZ80MSX075B40SA | Federally-Regulated Consumer Product | Non-Weatherized, Non-Condensin | 1496 | 207 | 247.824 | 10/03/2019 |  |  | 09/30/2020
Rheem Sales Company, Inc. | Thermal Zone | TZ80MDX075B40SA | Federally-Regulated Consumer Product | Non-Weatherized, Non-Condensin | 1884 | 201 | 264.896 | 10/03/2019 |  |  | 09/30/2020
Rheem Sales Company, Inc. | Thermal Zone | TZ80MDV075C40XA | Federally-Regulated Consumer Product | Non-Weatherized, Non-Condensin | 1718 | 186 | 257.592 | 10/03/2019 |  |  | 09/30/2020
Rheem Sales Company, Inc. | Thermal Zone | TZ80MSX050A30XA | Federally-Regulated Consumer Product | Non-Weatherized, Non-Condensin | 1388 | 183 | 243.072 | 10/03/2019 |  |  | 09/30/2020
Rheem Sales Company, Inc. | Thermal Zone | TZGE-424JT080D | Federally-Regulated Consumer Product | Weatherized Non-Condensing Gas | 1127 | 241 | 248.588 | 10/03/2019 |  |  | 09/30/2020
Rheem Sales Company, Inc. | Thermal Zone | TZGE-542JL080E | Federally-Regulated Consumer Product | Weatherized Non-Condensing Gas | 1375 | 246 | 259.5 | 10/03/2019 |  |  | 09/30/2020
Rheem Sales Company, Inc. | Thermal Zone | TZ80MDX125D50XA | Federally-Regulated Consumer Product | Non-Weatherized, Non-Condensin | 1899 | 194 |  | 08/05/2020 | 87546 | 204100511 | 09/30/2020
Rheem Sales Company, Inc. | Thermal Zone | TZ95MSX060B30C | Federally-Regulated Consumer Product | Non-Weatherized, Condensing Ga | 1156 | 231 |  | 08/05/2020 | 55624 | 8934612 | 09/30/2020
Rheem Sales Company, Inc. | Thermal Zone | TZ96MDX070C50A | Federally-Regulated Consumer Product | Non-Weatherized, Condensing Ga | 1854 | 227 | 276.576 | 10/03/2019 |  |  | 09/30/2020
Rheem Sales Company, Inc. | Thermal Zone | TZGE-530JL080EX | Federally-Regulated Consumer Product | Weatherized Non-Condensing Gas | 1402 | 241 | 260.688 | 10/03/2019 |  |  | 09/30/2020
Rheem Sales Company, Inc. | Thermal Zone | TZ95MSX085C50C | Federally-Regulated Consumer Product | Non-Weatherized, Condensing Ga | 1929 | 270 | 279.876 | 10/03/2019 |  |  | 09/30/2020
Rheem Sales Company, Inc. | Thermal Zone | TZGE-424JT080DX | Federally-Regulated Consumer Product | Weatherized Non-Condensing Gas | 1127 | 241 | 248.588 | 10/03/2019 |  |  | 09/30/2020
Rheem Sales Company, Inc. | Thermal Zone | TZGE-524JL060EX | Federally-Regulated Consumer Product | Weatherized Non-Condensing Gas | 1395 | 252 | 260.38 | 10/03/2019 |  |  | 09/30/2020
Rheem Sales Company, Inc. | Thermal Zone | TZ80MDX050A30SA | Federally-Regulated Consumer Product | Non-Weatherized, Non-Condensin | 1260 | 183 | 237.44 | 10/03/2019 |  |  | 09/30/2020
Rheem Sales Company, Inc. | Thermal Zone | TZ80MSX100C50XA | Federally-Regulated Consumer Product | Non-Weatherized, Non-Condensin | 1812 | 187 |  | 08/05/2020 | 99863 | 7490401 | 09/30/2020
Rheem Sales Company, Inc. | Thermal Zone | TZGE-530JL060EX | Federally-Regulated Consumer Product | Weatherized Non-Condensing Gas | 1402 | 241 | 260.688 | 10/03/2019 |  |  | 09/30/2020
Rheem Sales Company, Inc. | Thermal Zone | TZGE-442JT100D | Federally-Regulated Consumer Product | Weatherized Non-Condensing Gas | 1494 | 248 | 264.736 | 10/03/2019 |  |  | 09/30/2020
Rheem Sales Company, Inc. | Thermal Zone | TZ80MSX100C50SA | Federally-Regulated Consumer Product | Non-Weatherized, Non-Condensin | 1812 | 187 |  | 08/05/2020 | 99863 | 7490389 | 09/30/2020
Rheem Sales Company, Inc. | Thermal Zone | TZGE-442JT080D | Federally-Regulated Consumer Product | Weatherized Non-Condensing Gas | 1494 | 248 | 264.736 | 10/03/2019 |  |  | 09/30/2020
Rheem Sales Company, Inc. | Thermal Zone | TZ80MSC075B40SA | Federally-Regulated Consumer Product | Non-Weatherized, Non-Condensin | 1496 | 207 | 247.824 | 10/03/2019 |  |  | 09/30/2020
Rheem Sales Company, Inc. | Thermal Zone | TZ80MDV075B30SA | Federally-Regulated Consumer Product | Non-Weatherized, Non-Condensin | 1458 | 229 | 246.152 | 10/03/2019 |  |  | 09/30/2020
Rheem Sales Company, Inc. | Ruud | R802TA075317MSA | Federally-Regulated Consumer Product | Non-Weatherized, Non-Condensin | 1539 | 165 | 249.716 | 10/03/2019 |  |  | 09/30/2020
Rheem Sales Company, Inc. | Ruud | RGEA16036AJV06TAB | Federally-Regulated Consumer Product | Weatherized Non-Condensing Gas | 1358 | 241 | 258.752 | 10/03/2019 |  |  | 09/30/2020
Rheem Sales Company, Inc. | Ruud | R96TA1152524MSA | Federally-Regulated Consumer Product | Non-Weatherized, Condensing Ga | 1935 | 241 | 280.14 | 10/03/2019 |  |  | 09/30/2020
Rheem Sales Company, Inc. | Ruud | R802TA125524MXA | Federally-Regulated Consumer Product | Non-Weatherized, Non-Condensin | 1899 | 194 |  | 08/05/2020 | 87546 | 204099277 | 09/30/2020
Rheem Sales Company, Inc. | Ruud | U802VA050317MSA | Federally-Regulated Consumer Product | Non-Weatherized, Non-Condensin | 1318 | 164 | 239.992 | 10/03/2019 |  |  | 09/30/2020
Rheem Sales Company, Inc. | Ruud | U802VA100521ZXB | Federally-Regulated Consumer Product | Non-Weatherized, Non-Condensin | 2291 | 258 | 282.804 | 10/03/2019 |  |  | 09/30/2020
Rheem Sales Company, Inc. | Ruud | R96TA0602317MSA | Federally-Regulated Consumer Product | Non-Weatherized, Condensing Ga | 1342 | 241 | 254.048 | 10/03/2019 |  |  | 09/30/2020
Rheem Sales Company, Inc. | Ruud | R95TC0701317MSA | Federally-Regulated Consumer Product | Non-Weatherized, Condensing Ga | 1362 | 247 | 254.928 | 10/03/2019 |  |  | 09/30/2020
Rheem Sales Company, Inc. | Ruud | R95TC0401317MSA | Federally-Regulated Consumer Product | Non-Weatherized, Condensing Ga | 1107 | 218 | 243.708 | 10/03/2019 |  |  | 09/30/2020
Rheem Sales Company, Inc. | Ruud | R801CA125524MSA | Federally-Regulated Consumer Product | Non-Weatherized, Non-Condensin | 1991 | 219 | 269.604 | 10/03/2019 |  |  | 09/30/2020
Rheem Sales Company, Inc. | Ruud | RGEA16048AJV10TAB | Federally-Regulated Consumer Product | Weatherized Non-Condensing Gas | 1845 | 273 | 280.18 | 10/03/2019 |  |  | 09/30/2020
Rheem Sales Company, Inc. | Ruud | R802VA050317MSA | Federally-Regulated Consumer Product | Non-Weatherized, Non-Condensin | 1318 | 164 | 239.992 | 10/03/2019 |  |  | 09/30/2020
Rheem Sales Company, Inc. | Ruud | R801TA075521ZSB | Federally-Regulated Consumer Product | Non-Weatherized, Non-Condensin | 1883 | 258 | 264.852 | 10/03/2019 |  |  | 09/30/2020
Rheem Sales Company, Inc. | Ruud | U802VA100521ZSB | Federally-Regulated Consumer Product | Non-Weatherized, Non-Condensin | 2291 | 258 | 282.804 | 10/03/2019 |  |  | 09/30/2020
Rheem Sales Company, Inc. | Ruud | R801TA050417MUA | Federally-Regulated Consumer Product | Non-Weatherized, Non-Condensin | 1502 | 229 | 248.088 | 10/03/2019 |  |  | 09/30/2020
Rheem Sales Company, Inc. | Ruud | R801TA125524ZSB | Federally-Regulated Consumer Product | Non-Weatherized, Non-Condensin | 1835 | 240 | 262.74 | 10/03/2019 |  |  | 09/30/2020
Rheem Sales Company, Inc. | Ruud | R801TA125524MXA | Federally-Regulated Consumer Product | Non-Weatherized, Non-Condensin | 1991 | 219 | 269.604 | 10/03/2019 |  |  | 09/30/2020
Rheem Sales Company, Inc. | Ruud | R92TA0851521MSA | Federally-Regulated Consumer Product | Non-Weatherized, Condensing Ga | 1929 | 270 | 279.876 | 10/03/2019 |  |  | 09/30/2020
Rheem Sales Company, Inc. | Ruud | R801TA050314MSA | Federally-Regulated Consumer Product | Non-Weatherized, Non-Condensin | 1388 | 183 | 243.072 | 10/03/2019 |  |  | 09/30/2020
Rheem Sales Company, Inc. | Ruud | R801CA125524ZXA | Federally-Regulated Consumer Product | Non-Weatherized, Non-Condensin | 1835 | 240 | 262.74 | 10/03/2019 |  |  | 09/30/2020
Rheem Sales Company, Inc. | Ruud | R801CA100521ZXA | Federally-Regulated Consumer Product | Non-Weatherized, Non-Condensin | 1895 | 234 | 265.38 | 10/03/2019 |  |  | 09/30/2020
Rheem Sales Company, Inc. | Ruud | RGEA14060AJT101AB | Federally-Regulated Consumer Product | Weatherized Non-Condensing Gas | 1911 | 265 | 283.084 | 10/03/2019 |  |  | 09/30/2020
Rheem Sales Company, Inc. | Ruud | R801TA050314MXA | Federally-Regulated Consumer Product | Non-Weatherized, Non-Condensin | 1388 | 183 | 243.072 | 10/03/2019 |  |  | 09/30/2020
Rheem Sales Company, Inc. | Ruud | R802TA075317MXA | Federally-Regulated Consumer Product | Non-Weatherized, Non-Condensin | 1539 | 165 | 249.716 | 10/03/2019 |  |  | 09/30/2020
Rheem Sales Company, Inc. | Ruud | RGEA15042AJV10XAB | Federally-Regulated Consumer Product | Weatherized Non-Condensing Gas | 1375 | 246 | 259.5 | 10/03/2019 |  |  | 09/30/2020
Rheem Sales Company, Inc. | Ruud | R801TA125524MSA | Federally-Regulated Consumer Product | Non-Weatherized, Non-Condensin | 1991 | 219 | 269.604 | 10/03/2019 |  |  | 09/30/2020
Rheem Sales Company, Inc. | Ruud | RGEA16036AJV10TAB | Federally-Regulated Consumer Product | Weatherized Non-Condensing Gas | 1648 | 262 | 271.512 | 10/03/2019 |  |  | 09/30/2020
Rheem Sales Company, Inc. | Ruud | R801TA075521ZXB | Federally-Regulated Consumer Product | Non-Weatherized, Non-Condensin | 1883 | 258 | 264.852 | 10/03/2019 |  |  | 09/30/2020
Rheem Sales Company, Inc. | Ruud | R92TA1001521MSA | Federally-Regulated Consumer Product | Non-Weatherized, Condensing Ga | 2066 | 262 | 285.904 | 10/03/2019 |  |  | 09/30/2020
Rheem Sales Company, Inc. | Ruud | R92TA0401317MSA | Federally-Regulated Consumer Product | Non-Weatherized, Condensing Ga | 1107 | 218 | 243.708 | 10/03/2019 |  |  | 09/30/2020
Rheem Sales Company, Inc. | Ruud | U97VA085M521KSA | Federally-Regulated Consumer Product | Non-Weatherized, Condensing Ga | 2138 | 184 | 289.072 | 10/03/2019 |  |  | 09/30/2020
Rheem Sales Company, Inc. | Ruud | R801CA125524ZSA | Federally-Regulated Consumer Product | Non-Weatherized, Non-Condensin | 1835 | 240 | 262.74 | 10/03/2019 |  |  | 09/30/2020
Rheem Sales Company, Inc. | Ruud | R801TA070417MUA | Federally-Regulated Consumer Product | Non-Weatherized, Non-Condensin | 1823 | 192 | 262.212 | 10/03/2019 |  |  | 09/30/2020
Rheem Sales Company, Inc. | Ruud | R802TA100521MSA | Federally-Regulated Consumer Product | Non-Weatherized, Non-Condensin | 1952 | 183 |  | 08/05/2020 | 70078 | 204007878 | 09/30/2020
Rheem Sales Company, Inc. | Ruud | R802VA050317MXA | Federally-Regulated Consumer Product | Non-Weatherized, Non-Condensin | 1318 | 164 | 239.992 | 10/03/2019 |  |  | 09/30/2020
Rheem Sales Company, Inc. | Ruud | R801CA125524MXA | Federally-Regulated Consumer Product | Non-Weatherized, Non-Condensin | 1991 | 219 | 269.604 | 10/03/2019 |  |  | 09/30/2020
Rheem Sales Company, Inc. | Ruud | RGEA16036AJV102AB | Federally-Regulated Consumer Product | Weatherized Non-Condensing Gas | 1648 | 262 | 271.512 | 10/03/2019 |  |  | 09/30/2020
Rheem Sales Company, Inc. | Ruud | R801TB100521MUA | Federally-Regulated Consumer Product | Non-Weatherized, Non-Condensin | 2096 | 253 | 274.224 | 10/03/2019 |  |  | 09/30/2020
Rheem Sales Company, Inc. | Ruud | R802TA125524MSA | Federally-Regulated Consumer Product | Non-Weatherized, Non-Condensin | 1899 | 194 |  | 08/05/2020 | 87546 | 204007881 | 09/30/2020
Rheem Sales Company, Inc. | Ruud | R801CA100521ZSA | Federally-Regulated Consumer Product | Non-Weatherized, Non-Condensin | 1895 | 234 | 265.38 | 10/03/2019 |  |  | 09/30/2020
Rheem Sales Company, Inc. | Ruud | R802TA075417MXA | Federally-Regulated Consumer Product | Non-Weatherized, Non-Condensin | 1884 | 201 | 264.896 | 10/03/2019 |  |  | 09/30/2020
Rheem Sales Company, Inc. | Ruud | R801TA125524ZXB | Federally-Regulated Consumer Product | Non-Weatherized, Non-Condensin | 1835 | 240 | 262.74 | 10/03/2019 |  |  | 09/30/2020
Rheem Sales Company, Inc. | Ruud | U97VA070M317KSA | Federally-Regulated Consumer Product | Non-Weatherized, Condensing Ga | 1282 | 205 | 251.408 | 10/03/2019 |  |  | 09/30/2020
Rheem Sales Company, Inc. | Ruud | R96TA1002521MSA | Federally-Regulated Consumer Product | Non-Weatherized, Condensing Ga | 1930 | 251 | 279.92 | 10/03/2019 |  |  | 09/30/2020
Rheem Sales Company, Inc. | Ruud | R801TA100521ZXB | Federally-Regulated Consumer Product | Non-Weatherized, Non-Condensin | 1895 | 234 | 265.38 | 10/03/2019 |  |  | 09/30/2020
Rheem Sales Company, Inc. | Ruud | R802TA100521MXA | Federally-Regulated Consumer Product | Non-Weatherized, Non-Condensin | 1952 | 183 |  | 08/05/2020 | 70078 | 204099273 | 09/30/2020
Rheem Sales Company, Inc. | Ruud | R95TC0701521MSA | Federally-Regulated Consumer Product | Non-Weatherized, Condensing Ga | 1983 | 227 | 282.252 | 10/03/2019 |  |  | 09/30/2020
Rheem Sales Company, Inc. | Ruud | RGEA16036AJV062AB | Federally-Regulated Consumer Product | Weatherized Non-Condensing Gas | 1358 | 241 | 258.752 | 10/03/2019 |  |  | 09/30/2020
Rheem Sales Company, Inc. | Ruud | R802TA075417MSA | Federally-Regulated Consumer Product | Non-Weatherized, Non-Condensin | 1884 | 201 | 264.896 | 10/03/2019 |  |  | 09/30/2020
Rheem Sales Company, Inc. | Ruud | U802VA050317MXA | Federally-Regulated Consumer Product | Non-Weatherized, Non-Condensin | 1318 | 164 | 239.992 | 10/03/2019 |  |  | 09/30/2020
Rheem Sales Company, Inc. | Ruud | R801TA100521ZSB | Federally-Regulated Consumer Product | Non-Weatherized, Non-Condensin | 1895 | 234 | 265.38 | 10/03/2019 |  |  | 09/30/2020
Rheem Sales Company, Inc. | Fujitsu | FF100215TT80M | Federally-Regulated Consumer Product | Non-Weatherized, Non-Condensin | 1952 | 183 |  | 08/05/2020 | 70078 | 204007906 | 09/30/2020
Rheem Sales Company, Inc. | Fujitsu | FF50143TT80X | Federally-Regulated Consumer Product | Non-Weatherized, Non-Condensin | 1260 | 183 | 237.44 | 10/03/2019 |  |  | 09/30/2020
Rheem Sales Company, Inc. | Fujitsu | FF75174CS80X | Federally-Regulated Consumer Product | Non-Weatherized, Non-Condensin | 1496 | 207 | 247.824 | 10/03/2019 |  |  | 09/30/2020
Rheem Sales Company, Inc. | Fujitsu | FF75174TT80M | Federally-Regulated Consumer Product | Non-Weatherized, Non-Condensin | 1884 | 201 | 264.896 | 10/03/2019 |  |  | 09/30/2020
Rheem Sales Company, Inc. | Fujitsu | FF100215TS80M | Federally-Regulated Consumer Product | Non-Weatherized, Non-Condensin | 1812 | 187 |  | 08/05/2020 | 99863 | 10515030 | 09/30/2020
Rheem Sales Company, Inc. | Fujitsu | RGEA14024AJT08XAB | Federally-Regulated Consumer Product | Weatherized Non-Condensing Gas | 1127 | 241 | 248.588 | 10/03/2019 |  |  | 09/30/2020
Rheem Sales Company, Inc. | Fujitsu | RGEA15042AJV08XAB | Federally-Regulated Consumer Product | Weatherized Non-Condensing Gas | 1375 | 246 | 259.5 | 10/03/2019 |  |  | 09/30/2020
Rheem Sales Company, Inc. | Fujitsu | FF100215CS80M | Federally-Regulated Consumer Product | Non-Weatherized, Non-Condensin | 1812 | 187 |  | 08/05/2020 | 99863 | 203327195 | 09/30/2020
Rheem Sales Company, Inc. | Fujitsu | FF125245LT80M | Federally-Regulated Consumer Product | Non-Weatherized, Non-Condensin | 2073 | 216 |  | 08/05/2020 | 87500 | 10515040 | 09/30/2020
Rheem Sales Company, Inc. | Fujitsu | RGEA14036AJT08XAB | Federally-Regulated Consumer Product | Weatherized Non-Condensing Gas | 1430 | 245 | 261.92 | 10/03/2019 |  |  | 09/30/2020
Rheem Sales Company, Inc. | Fujitsu | RGEA14024AJT06XAB | Federally-Regulated Consumer Product | Weatherized Non-Condensing Gas | 1127 | 241 | 248.588 | 10/03/2019 |  |  | 09/30/2020
Rheem Sales Company, Inc. | Fujitsu | RGEA15024AJV06XAB | Federally-Regulated Consumer Product | Weatherized Non-Condensing Gas | 1395 | 252 | 260.38 | 10/03/2019 |  |  | 09/30/2020
Rheem Sales Company, Inc. | Fujitsu | FF70215TT96M | Federally-Regulated Consumer Product | Non-Weatherized, Condensing Ga | 1854 | 227 | 276.576 | 10/03/2019 |  |  | 09/30/2020
Rheem Sales Company, Inc. | Fujitsu | FF100215TT80X | Federally-Regulated Consumer Product | Non-Weatherized, Non-Condensin | 1952 | 183 |  | 08/05/2020 | 70078 | 204100503 | 09/30/2020
Rheem Sales Company, Inc. | Fujitsu | FF100215CS80X | Federally-Regulated Consumer Product | Non-Weatherized, Non-Condensin | 1812 | 187 |  | 08/05/2020 | 99863 | 203327196 | 09/30/2020
Rheem Sales Company, Inc. | Fujitsu | FF75215CS80D | Federally-Regulated Consumer Product | Non-Weatherized, Non-Condensin | 1892 | 234 | 265.248 | 10/03/2019 |  |  | 09/30/2020
Rheem Sales Company, Inc. | Fujitsu | RGEA16036AJV06TAB | Federally-Regulated Consumer Product | Weatherized Non-Condensing Gas | 1648 | 262 |  | 07/22/2020 | 76362 | 205785656 | 09/30/2020
Rheem Sales Company, Inc. | Fujitsu | FF75173LT80X | Federally-Regulated Consumer Product | Non-Weatherized, Non-Condensin | 1458 | 229 | 246.152 | 10/03/2019 |  |  | 09/30/2020
Rheem Sales Company, Inc. | Fujitsu | RGEA15042AJV10XAB | Federally-Regulated Consumer Product | Weatherized Non-Condensing Gas | 1375 | 246 | 259.5 | 10/03/2019 |  |  | 09/30/2020
Rheem Sales Company, Inc. | Fujitsu | FF75214TS80X | Federally-Regulated Consumer Product | Non-Weatherized, Non-Condensin | 1634 | 200 | 253.896 | 10/03/2019 |  |  | 09/30/2020
Rheem Sales Company, Inc. | Fujitsu | FF100215LT80X | Federally-Regulated Consumer Product | Non-Weatherized, Non-Condensin | 1905 | 209 |  | 08/05/2020 | 70000 | 10515039 | 09/30/2020
Rheem Sales Company, Inc. | Fujitsu | FF70215LT96M | Federally-Regulated Consumer Product | Non-Weatherized, Condensing Ga | 1923 | 247 | 279.612 | 10/03/2019 |  |  | 09/30/2020
Rheem Sales Company, Inc. | Fujitsu | FF70173TS80Z | Federally-Regulated Consumer Product | Non-Weatherized, Non-Condensin | 1189 | 200 | 234.316 | 10/03/2019 |  |  | 09/30/2020
Rheem Sales Company, Inc. | Fujitsu | FF75214TS80M | Federally-Regulated Consumer Product | Non-Weatherized, Non-Condensin | 1634 | 200 | 253.896 | 10/03/2019 |  |  | 09/30/2020
Rheem Sales Company, Inc. | Fujitsu | FF75215CS80Y | Federally-Regulated Consumer Product | Non-Weatherized, Non-Condensin | 1892 | 234 | 265.248 | 10/03/2019 |  |  | 09/30/2020
Rheem Sales Company, Inc. | Fujitsu | FF70174TS80Z | Federally-Regulated Consumer Product | Non-Weatherized, Non-Condensin | 1823 | 192 | 262.212 | 10/03/2019 |  |  | 09/30/2020
Rheem Sales Company, Inc. | Fujitsu | FF50174TS80Z | Federally-Regulated Consumer Product | Non-Weatherized, Non-Condensin | 1502 | 229 | 248.088 | 10/03/2019 |  |  | 09/30/2020
Rheem Sales Company, Inc. | Fujitsu | FF125245LT80X | Federally-Regulated Consumer Product | Non-Weatherized, Non-Condensin | 2073 | 216 |  | 08/05/2020 | 87500 | 10515041 | 09/30/2020
Rheem Sales Company, Inc. | Fujitsu | RGEA15030AJV061AB | Federally-Regulated Consumer Product | Weatherized Non-Condensing Gas | 1402 | 241 | 260.688 | 10/03/2019 |  |  | 09/30/2020
Rheem Sales Company, Inc. | Fujitsu | RGEA15060AJV101AB | Federally-Regulated Consumer Product | Weatherized Non-Condensing Gas | 2166 | 235 | 294.304 | 10/03/2019 |  |  | 09/30/2020
Rheem Sales Company, Inc. | Fujitsu | FF75214CS80X | Federally-Regulated Consumer Product | Non-Weatherized, Non-Condensin | 1634 | 200 | 253.896 | 10/03/2019 |  |  | 09/30/2020
Rheem Sales Company, Inc. | Fujitsu | FF75173LT80M | Federally-Regulated Consumer Product | Non-Weatherized, Non-Condensin | 1458 | 229 | 246.152 | 10/03/2019 |  |  | 09/30/2020
Rheem Sales Company, Inc. | Fujitsu | RGEA14030AJT08XAB | Federally-Regulated Consumer Product | Weatherized Non-Condensing Gas | 1147 | 234 | 249.468 | 10/03/2019 |  |  | 09/30/2020
Rheem Sales Company, Inc. | Fujitsu | FF70173TS92M | Federally-Regulated Consumer Product | Non-Weatherized, Condensing Ga | 1362 | 247 | 254.928 | 10/03/2019 |  |  | 09/30/2020
Rheem Sales Company, Inc. | Fujitsu | FF75174TS80M | Federally-Regulated Consumer Product | Non-Weatherized, Non-Condensin | 1496 | 207 | 247.824 | 10/03/2019 |  |  | 09/30/2020
Rheem Sales Company, Inc. | Fujitsu | RGEA14030AJT081AB | Federally-Regulated Consumer Product | Weatherized Non-Condensing Gas | 1147 | 234 | 249.468 | 10/03/2019 |  |  | 09/30/2020
Rheem Sales Company, Inc. | Fujitsu | RGEA15030AJV08XAB | Federally-Regulated Consumer Product | Weatherized Non-Condensing Gas | 1402 | 241 | 260.688 | 10/03/2019 |  |  | 09/30/2020
Rheem Sales Company, Inc. | Fujitsu | FF75174TS80X | Federally-Regulated Consumer Product | Non-Weatherized, Non-Condensin | 1496 | 207 | 247.824 | 10/03/2019 |  |  | 09/30/2020
Rheem Sales Company, Inc. | Fujitsu | FF60173TS95M | Federally-Regulated Consumer Product | Non-Weatherized, Condensing Ga | 1156 | 231 |  | 08/05/2020 | 55624 | 10260150 | 09/30/2020
Rheem Sales Company, Inc. | Fujitsu | RGEA14042AJT10XAB | Federally-Regulated Consumer Product | Weatherized Non-Condensing Gas | 1494 | 248 | 264.736 | 10/03/2019 |  |  | 09/30/2020
Rheem Sales Company, Inc. | Fujitsu | RGEA15042AJV081AB | Federally-Regulated Consumer Product | Weatherized Non-Condensing Gas | 1375 | 246 | 259.5 | 10/03/2019 |  |  | 09/30/2020
Rheem Sales Company, Inc. | Fujitsu | FF50143CS80X | Federally-Regulated Consumer Product | Non-Weatherized, Non-Condensin | 1388 | 183 | 243.072 | 10/03/2019 |  |  | 09/30/2020
Rheem Sales Company, Inc. | Fujitsu | FF100215TS80X | Federally-Regulated Consumer Product | Non-Weatherized, Non-Condensin | 1812 | 187 |  | 08/05/2020 | 99863 | 10515031 | 09/30/2020
Rheem Sales Company, Inc. | Fujitsu | RGEA14042AJT101AB | Federally-Regulated Consumer Product | Weatherized Non-Condensing Gas | 1494 | 248 | 264.736 | 10/03/2019 |  |  | 09/30/2020
Rheem Sales Company, Inc. | Fujitsu | FF100215TS80ZA | Federally-Regulated Consumer Product | Non-Weatherized, Non-Condensin | 1861 | 248 |  | 07/22/2020 | 98348 | 205085388 | 09/30/2020
Rheem Sales Company, Inc. | Fujitsu | RGEA14024AJT061AB | Federally-Regulated Consumer Product | Weatherized Non-Condensing Gas | 1127 | 241 | 248.588 | 10/03/2019 |  |  | 09/30/2020
Rheem Sales Company, Inc. | Fujitsu | FF85215TS95M | Federally-Regulated Consumer Product | Non-Weatherized, Condensing Ga | 1929 | 270 | 279.876 | 10/03/2019 |  |  | 09/30/2020
Rheem Sales Company, Inc. | Fujitsu | FF100215LT80M | Federally-Regulated Consumer Product | Non-Weatherized, Non-Condensin | 1905 | 209 |  | 08/05/2020 | 70000 | 10515038 | 09/30/2020
Rheem Sales Company, Inc. | Fujitsu | RGEA15060AJV10XAB | Federally-Regulated Consumer Product | Weatherized Non-Condensing Gas | 2166 | 235 | 294.304 | 10/03/2019 |  |  | 09/30/2020
Rheem Sales Company, Inc. | Fujitsu | RGEA14036AJT081AB | Federally-Regulated Consumer Product | Weatherized Non-Condensing Gas | 1430 | 245 | 261.92 | 10/03/2019 |  |  | 09/30/2020
Rheem Sales Company, Inc. | Fujitsu | RGEA14042AJT08XAB | Federally-Regulated Consumer Product | Weatherized Non-Condensing Gas | 1494 | 248 | 264.736 | 10/03/2019 |  |  | 09/30/2020
Rheem Sales Company, Inc. | Fujitsu | RGEA14024AJT081AB | Federally-Regulated Consumer Product | Weatherized Non-Condensing Gas | 1127 | 241 | 248.588 | 10/03/2019 |  |  | 09/30/2020
Rheem Sales Company, Inc. | Fujitsu | FF115245TS95M | Federally-Regulated Consumer Product | Non-Weatherized, Condensing Ga | 2041 | 238 | 284.804 | 10/03/2019 |  |  | 09/30/2020
Rheem Sales Company, Inc. | Fujitsu | FF60173TS92M | Federally-Regulated Consumer Product | Non-Weatherized, Condensing Ga | 1156 | 231 | 245.864 | 10/03/2019 |  |  | 09/30/2020
Rheem Sales Company, Inc. | Fujitsu | RGEA15036AJV08XAB | Federally-Regulated Consumer Product | Weatherized Non-Condensing Gas | 1355 | 232 | 258.62 | 10/03/2019 |  |  | 09/30/2020
Rheem Sales Company, Inc. | Fujitsu | RGEA15036AJV081AB | Federally-Regulated Consumer Product | Weatherized Non-Condensing Gas | 1355 | 232 | 258.62 | 10/03/2019 |  |  | 09/30/2020
Rheem Sales Company, Inc. | Fujitsu | FF125245TT80X | Federally-Regulated Consumer Product | Non-Weatherized, Non-Condensin | 1899 | 194 |  | 08/05/2020 | 87546 | 204100504 | 09/30/2020
Rheem Sales Company, Inc. | Fujitsu | FF125245TT80M | Federally-Regulated Consumer Product | Non-Weatherized, Non-Condensin | 1899 | 194 |  | 08/05/2020 | 87546 | 204007907 | 09/30/2020
Rheem Sales Company, Inc. | Fujitsu | FF100215TS95M | Federally-Regulated Consumer Product | Non-Weatherized, Condensing Ga | 2066 | 262 |  | 08/05/2020 | 98023 | 10260153 | 09/30/2020
Rheem Sales Company, Inc. | Fujitsu | FF70173TT96M | Federally-Regulated Consumer Product | Non-Weatherized, Condensing Ga | 1321 | 215 | 253.124 | 10/03/2019 |  |  | 09/30/2020
Rheem Sales Company, Inc. | Fujitsu | FF75173TT80M | Federally-Regulated Consumer Product | Non-Weatherized, Non-Condensin | 1539 | 165 | 249.716 | 10/03/2019 |  |  | 09/30/2020
Rheem Sales Company, Inc. | Fujitsu | RGEA15024AJV081AB | Federally-Regulated Consumer Product | Weatherized Non-Condensing Gas | 1395 | 252 | 260.38 | 10/03/2019 |  |  | 09/30/2020
Rheem Sales Company, Inc. | Fujitsu | FF50173TS80Z | Federally-Regulated Consumer Product | Non-Weatherized, Non-Condensin | 1165 | 177 | 233.26 | 10/03/2019 |  |  | 09/30/2020
Rheem Sales Company, Inc. | Fujitsu | FF75214LT80X | Federally-Regulated Consumer Product | Non-Weatherized, Non-Condensin | 1718 | 186 | 257.592 | 10/03/2019 |  |  | 09/30/2020
Rheem Sales Company, Inc. | Fujitsu | FF75174TT80X | Federally-Regulated Consumer Product | Non-Weatherized, Non-Condensin | 1884 | 201 | 264.896 | 10/03/2019 |  |  | 09/30/2020
Rheem Sales Company, Inc. | Fujitsu | FF75214CS80M | Federally-Regulated Consumer Product | Non-Weatherized, Non-Condensin | 1634 | 200 | 253.896 | 10/03/2019 |  |  | 09/30/2020
Rheem Sales Company, Inc. | Fujitsu | FF50143CS80M | Federally-Regulated Consumer Product | Non-Weatherized, Non-Condensin | 1388 | 183 | 243.072 | 10/03/2019 |  |  | 09/30/2020
Rheem Sales Company, Inc. | Fujitsu | RGEA14030AJT06XAB | Federally-Regulated Consumer Product | Weatherized Non-Condensing Gas | 1147 | 234 | 249.468 | 10/03/2019 |  |  | 09/30/2020
Rheem Sales Company, Inc. | Fujitsu | FF85215TT96M | Federally-Regulated Consumer Product | Non-Weatherized, Condensing Ga | 2115 | 259 |  | 08/05/2020 | 58240 | 10515071 | 09/30/2020
Rheem Sales Company, Inc. | Fujitsu | FF70215TS92M | Federally-Regulated Consumer Product | Non-Weatherized, Condensing Ga | 1983 | 227 | 282.252 | 10/03/2019 |  |  | 09/30/2020
Rheem Sales Company, Inc. | Fujitsu | RGEA15024AJV08XAB | Federally-Regulated Consumer Product | Weatherized Non-Condensing Gas | 1395 | 252 | 260.38 | 10/03/2019 |  |  | 09/30/2020
Rheem Sales Company, Inc. | Fujitsu | FF50143TT80M | Federally-Regulated Consumer Product | Non-Weatherized, Non-Condensin | 1260 | 183 | 237.44 | 10/03/2019 |  |  | 09/30/2020
Rheem Sales Company, Inc. | Fujitsu | FF40173TT96M | Federally-Regulated Consumer Product | Non-Weatherized, Condensing Ga | 1252 | 232 |  | 08/05/2020 | 29298 | 10515068 | 09/30/2020
Rheem Sales Company, Inc. | Fujitsu | RGEA15030AJV081AB | Federally-Regulated Consumer Product | Weatherized Non-Condensing Gas | 1402 | 241 | 260.688 | 10/03/2019 |  |  | 09/30/2020
Rheem Sales Company, Inc. | Fujitsu | FF100215TS80ZB | Federally-Regulated Consumer Product | Non-Weatherized, Non-Condensin | 2096 | 253 | 274.224 | 10/03/2019 |  |  | 09/30/2020
Rheem Sales Company, Inc. | Fujitsu | RGEA15024AJV061AB | Federally-Regulated Consumer Product | Weatherized Non-Condensing Gas | 1395 | 252 | 260.38 | 10/03/2019 |  |  | 09/30/2020
Rheem Sales Company, Inc. | Fujitsu | RGEA16036AJV062AB | Federally-Regulated Consumer Product | Weatherized Non-Condensing Gas | 1648 | 262 |  | 07/22/2020 | 76362 | 205785655 | 09/30/2020
Rheem Sales Company, Inc. | Fujitsu | RGEA14042AJT081AB | Federally-Regulated Consumer Product | Weatherized Non-Condensing Gas | 1494 | 248 | 264.736 | 10/03/2019 |  |  | 09/30/2020
Rheem Sales Company, Inc. | Fujitsu | RGEA15030AJV06XAB | Federally-Regulated Consumer Product | Weatherized Non-Condensing Gas | 1402 | 241 | 260.688 | 10/03/2019 |  |  | 09/30/2020
Rheem Sales Company, Inc. | Fujitsu | RGEA15042AJV101AB | Federally-Regulated Consumer Product | Weatherized Non-Condensing Gas | 1375 | 246 | 259.5 | 10/03/2019 |  |  | 09/30/2020
Rheem Sales Company, Inc. | Fujitsu | RGEA14030AJT061AB | Federally-Regulated Consumer Product | Weatherized Non-Condensing Gas | 1147 | 234 | 249.468 | 10/03/2019 |  |  | 09/30/2020
Rheem Sales Company, Inc. | Fujitsu | FF75174CS80M | Federally-Regulated Consumer Product | Non-Weatherized, Non-Condensin | 1496 | 207 | 247.824 | 10/03/2019 |  |  | 09/30/2020
Rheem Sales Company, Inc. | Fujitsu | FF75214LT80M | Federally-Regulated Consumer Product | Non-Weatherized, Non-Condensin | 1718 | 186 | 257.592 | 10/03/2019 |  |  | 09/30/2020
Rheem Sales Company, Inc. | Fujitsu | FF115245TS92M | Federally-Regulated Consumer Product | Non-Weatherized, Condensing Ga | 2041 | 238 | 284.804 | 10/03/2019 |  |  | 09/30/2020
Rheem Sales Company, Inc. | Fujitsu | FF75173TT80X | Federally-Regulated Consumer Product | Non-Weatherized, Non-Condensin | 1539 | 165 | 249.716 | 10/03/2019 |  |  | 09/30/2020
Rheem Sales Company, Inc. | Weatherking | W95TC0851521MSA | Federally-Regulated Consumer Product | Non-Weatherized, Condensing Ga | 1929 | 280 |  | 09/30/2020 | 84515 | 8934621 | 09/30/2020
Rheem Sales Company, Inc. | Weatherking | RGEA15036AJV101AB | Federally-Regulated Consumer Product | Weatherized Non-Condensing Gas | 1355 | 259 |  | 09/30/2020 | 99675 | 203404560 | 09/30/2020
Rheem Sales Company, Inc. | Weatherking | W801TA100521MXA | Federally-Regulated Consumer Product | Non-Weatherized, Non-Condensin | 1812 | 262 |  | 09/30/2020 | 99863 | 7490403 | 09/30/2020
Rheem Sales Company, Inc. | Weatherking | W95TC1001521MSA | Federally-Regulated Consumer Product | Non-Weatherized, Condensing Ga | 2066 | 286 |  | 09/30/2020 | 98023 | 8934625 | 09/30/2020
Rheem Sales Company, Inc. | Weatherking | W92TA0601317MSA | Federally-Regulated Consumer Product | Non-Weatherized, Condensing Ga | 1156 | 246 |  | 09/30/2020 | 55624 | 9958605 | 09/30/2020
Rheem Sales Company, Inc. | Weatherking | W802TA100417MSA | Federally-Regulated Consumer Product | Non-Weatherized, Non-Condensin | 1730 | 258 |  | 09/30/2020 | 70020 | 204007877 | 09/30/2020
Rheem Sales Company, Inc. | Weatherking | W96TA0852521MSA | Federally-Regulated Consumer Product | Non-Weatherized, Condensing Ga | 2115 | 288 |  | 09/30/2020 | 58240 | 9950855 | 09/30/2020
Rheem Sales Company, Inc. | Weatherking | W802TA100417MXA | Federally-Regulated Consumer Product | Non-Weatherized, Non-Condensin | 1730 | 258 |  | 09/30/2020 | 70020 | 204099272 | 09/30/2020
Rheem Sales Company, Inc. | Weatherking | W92TA0701317MSA | Federally-Regulated Consumer Product | Non-Weatherized, Condensing Ga | 1362 | 255 |  | 09/30/2020 | 69960 | 9958609 | 09/30/2020
Rheem Sales Company, Inc. | Weatherking | RGEA15048AJV081AB | Federally-Regulated Consumer Product | Weatherized Non-Condensing Gas | 1720 | 275 |  | 09/30/2020 | 99897 | 203404588 | 09/30/2020
Rheem Sales Company, Inc. | Weatherking | RGEA15048AJV101AB | Federally-Regulated Consumer Product | Weatherized Non-Condensing Gas | 1720 | 275 |  | 09/30/2020 | 99897 | 203404596 | 09/30/2020
Rheem Sales Company, Inc. | Weatherking | RGEA15036AJV06XAB | Federally-Regulated Consumer Product | Weatherized Non-Condensing Gas | 1355 | 259 |  | 09/30/2020 | 99675 | 203404548 | 09/30/2020
Rheem Sales Company, Inc. | Weatherking | RGEA15036AJV10XAB | Federally-Regulated Consumer Product | Weatherized Non-Condensing Gas | 1355 | 259 |  | 09/30/2020 | 99675 | 203404564 | 09/30/2020
Rheem Sales Company, Inc. | Weatherking | RGEA14060AJT101AB | Federally-Regulated Consumer Product | Weatherized Non-Condensing Gas | 1911 | 283 |  | 09/30/2020 | 99261 | 203404504 | 09/30/2020
Rheem Sales Company, Inc. | Weatherking | W96TA0402317MSA | Federally-Regulated Consumer Product | Non-Weatherized, Condensing Ga | 1252 | 250 |  | 09/30/2020 | 29298 | 9950843 | 09/30/2020
Rheem Sales Company, Inc. | Weatherking | W801TA075417MXA | Federally-Regulated Consumer Product | Non-Weatherized, Non-Condensin | 1496 | 248 |  | 09/30/2020 | 75177 | 7490380 | 09/30/2020
Rheem Sales Company, Inc. | Weatherking | W95TC0601317MSA | Federally-Regulated Consumer Product | Non-Weatherized, Condensing Ga | 1156 | 246 |  | 09/30/2020 | 55624 | 8934613 | 09/30/2020
Rheem Sales Company, Inc. | Weatherking | RGEA14060AJT10XAB | Federally-Regulated Consumer Product | Weatherized Non-Condensing Gas | 1911 | 283 |  | 09/30/2020 | 99261 | 203404508 | 09/30/2020
Rheem Sales Company, Inc. | Weatherking | RGEA15048AJV08XAB | Federally-Regulated Consumer Product | Weatherized Non-Condensing Gas | 1720 | 275 |  | 09/30/2020 | 99897 | 203404592 | 09/30/2020
Rheem Sales Company, Inc. | Weatherking | W96TA0702317MSA | Federally-Regulated Consumer Product | Non-Weatherized, Condensing Ga | 1321 | 253 |  | 09/30/2020 | 49242 | 9950851 | 09/30/2020
Rheem Sales Company, Inc. | Weatherking | W92TA1151524MSA | Federally-Regulated Consumer Product | Non-Weatherized, Condensing Ga | 2041 | 285 |  | 09/30/2020 | 111488 | 9958621 | 09/30/2020
Rheem Sales Company, Inc. | Weatherking | RGEA15036AJV061AB | Federally-Regulated Consumer Product | Weatherized Non-Condensing Gas | 1355 | 259 |  | 09/30/2020 | 99675 | 203404544 | 09/30/2020
Rheem Sales Company, Inc. | Weatherking | W802TA150524MSA | Federally-Regulated Consumer Product | Non-Weatherized, Non-Condensin | 2092 | 274 |  | 09/30/2020 | 104565 | 204007886 | 09/30/2020
Rheem Sales Company, Inc. | Weatherking | W801TA100521MSA | Federally-Regulated Consumer Product | Non-Weatherized, Non-Condensin | 1812 | 262 |  | 09/30/2020 | 99863 | 7490391 | 09/30/2020
Rheem Sales Company, Inc. | Weatherking | W801TA075417MSA | Federally-Regulated Consumer Product | Non-Weatherized, Non-Condensin | 1496 | 248 |  | 09/30/2020 | 75177 | 7490371 | 09/30/2020
Rheem Sales Company, Inc. | Weatherking | W802TA150524MXA | Federally-Regulated Consumer Product | Non-Weatherized, Non-Condensin | 2092 | 274 |  | 09/30/2020 | 104565 | 204099283 | 09/30/2020
Rheem Sales Company, Inc. | Weatherking | W95TC1151524MSA | Federally-Regulated Consumer Product | Non-Weatherized, Condensing Ga | 2041 | 285 |  | 09/30/2020 | 111488 | 8934629 | 09/30/2020
Rheem Sales Company, Inc. | Weatherking | RGEA15048AJV10XAB | Federally-Regulated Consumer Product | Weatherized Non-Condensing Gas | 1720 | 275 |  | 09/30/2020 | 99897 | 203404600 | 09/30/2020
Rheem Sales Company, Inc. | Mainline | ML96TA0602317MSA | Federally-Regulated Consumer Product | Non-Weatherized, Condensing Ga | 1342 | 254 |  | 09/30/2020 | 39319 | 10378197 | 09/30/2020
Rheem Sales Company, Inc. | Mainline | ML801TA100521ZSB | Federally-Regulated Consumer Product | Non-Weatherized, Non-Condensin | 1895 | 265 |  | 09/30/2020 | 100302 | 10378095 | 09/30/2020
Rheem Sales Company, Inc. | Mainline | RGEA15024BJV08XAA | Federally-Regulated Consumer Product | Weatherized Non-Condensing Gas | 1395 | 260 |  | 09/30/2020 | 80305 | 205724691 | 09/30/2020
Rheem Sales Company, Inc. | Mainline | ML801TA125524ZXB | Federally-Regulated Consumer Product | Non-Weatherized, Non-Condensin | 1835 | 263 |  | 09/30/2020 | 124289 | 10378098 | 09/30/2020
Rheem Sales Company, Inc. | Mainline | ML801TA125524ZSB | Federally-Regulated Consumer Product | Non-Weatherized, Non-Condensin | 1835 | 263 |  | 09/30/2020 | 124289 | 10378097 | 09/30/2020
Rheem Sales Company, Inc. | Mainline | ML801TA050314MSA | Federally-Regulated Consumer Product | Non-Weatherized, Non-Condensin | 1388 | 243 |  | 09/30/2020 | 49660 | 10378019 | 09/30/2020
Rheem Sales Company, Inc. | Mainline | ML801CA125524ZSA | Federally-Regulated Consumer Product | Non-Weatherized, Non-Condensin | 1835 | 263 |  | 09/30/2020 | 124289 | 203327241 | 09/30/2020
Rheem Sales Company, Inc. | Mainline | MP801CA050314ZXA | Federally-Regulated Consumer Product | Non-Weatherized, Non-Condensin | 1223 | 236 |  | 09/30/2020 | 51119 | 205348176 | 09/30/2020
Rheem Sales Company, Inc. | Mainline | ML802TA150524MSA | Federally-Regulated Consumer Product | Non-Weatherized, Non-Condensin | 2092 | 274 |  | 09/30/2020 | 104565 | 204007893 | 09/30/2020
Rheem Sales Company, Inc. | Mainline | RGEA14036AJT101AB | Federally-Regulated Consumer Product | Weatherized Non-Condensing Gas | 1430 | 262 |  | 09/30/2020 | 99665 | 204117080 | 09/30/2020
Rheem Sales Company, Inc. | Mainline | RGEA14060AJT101AB | Federally-Regulated Consumer Product | Weatherized Non-Condensing Gas | 1911 | 283 |  | 09/30/2020 | 99261 | 204117090 | 09/30/2020
Rheem Sales Company, Inc. | Mainline | RGEA15042BJV10XAA | Federally-Regulated Consumer Product | Weatherized Non-Condensing Gas | 1375 | 260 |  | 09/30/2020 | 101119 | 205724701 | 09/30/2020
Rheem Sales Company, Inc. | Mainline | RGEA15024BJV061AA | Federally-Regulated Consumer Product | Weatherized Non-Condensing Gas | 1395 | 260 |  | 09/30/2020 | 80305 | 205724688 | 09/30/2020
Rheem Sales Company, Inc. | Mainline | ML802TA100417MSA | Federally-Regulated Consumer Product | Non-Weatherized, Non-Condensin | 1730 | 258 |  | 09/30/2020 | 70020 | 204007890 | 09/30/2020
Rheem Sales Company, Inc. | Mainline | RGEA15036BJV081AA | Federally-Regulated Consumer Product | Weatherized Non-Condensing Gas | 1355 | 259 |  | 09/30/2020 | 99675 | 205724694 | 09/30/2020
Rheem Sales Company, Inc. | Mainline | RGEA14060AJT10XAB | Federally-Regulated Consumer Product | Weatherized Non-Condensing Gas | 1911 | 283 |  | 09/30/2020 | 99261 | 204117091 | 09/30/2020
Rheem Sales Company, Inc. | Mainline | MP801CA050314ZSA | Federally-Regulated Consumer Product | Non-Weatherized, Non-Condensin | 1223 | 236 |  | 09/30/2020 | 51119 | 205348175 | 09/30/2020
Rheem Sales Company, Inc. | Mainline | ML801VA100521MUA | Federally-Regulated Consumer Product | Non-Weatherized, Non-Condensin | 2054 | 272 |  | 09/30/2020 | 98467 | 205354992 | 09/30/2020
Rheem Sales Company, Inc. | Mainline | RGEA15036AJV10XAB | Federally-Regulated Consumer Product | Weatherized Non-Condensing Gas | 1355 | 259 |  | 09/30/2020 | 99675 | 204117105 | 09/30/2020
Rheem Sales Company, Inc. | Mainline | RGEA15036AJV06XAB | Federally-Regulated Consumer Product | Weatherized Non-Condensing Gas | 1355 | 259 |  | 09/30/2020 | 99675 | 204117101 | 09/30/2020
Rheem Sales Company, Inc. | Mainline | ML97VA070M317KSA | Federally-Regulated Consumer Product | Non-Weatherized, Condensing Ga | 1282 | 251 |  | 09/30/2020 | 28494 | 10378211 | 09/30/2020
Rheem Sales Company, Inc. | Mainline | ML801TA100521ZXB | Federally-Regulated Consumer Product | Non-Weatherized, Non-Condensin | 1895 | 265 |  | 09/30/2020 | 100302 | 10378096 | 09/30/2020
Rheem Sales Company, Inc. | Mainline | MP802TA100521MXA | Federally-Regulated Consumer Product | Non-Weatherized, Non-Condensin | 1952 | 268 |  | 09/30/2020 | 70078 | 205348232 | 09/30/2020
Rheem Sales Company, Inc. | Mainline | ML802VA100521ZSB | Federally-Regulated Consumer Product | Non-Weatherized, Non-Condensin | 2291 | 283 |  | 09/30/2020 | 70210 | 10378101 | 09/30/2020
Rheem Sales Company, Inc. | Mainline | ML801CA100521ZSA | Federally-Regulated Consumer Product | Non-Weatherized, Non-Condensin | 1895 | 265 |  | 09/30/2020 | 100302 | 203327239 | 09/30/2020
Rheem Sales Company, Inc. | Mainline | RGEA14048AJT08XAB | Federally-Regulated Consumer Product | Weatherized Non-Condensing Gas | 1809 | 279 |  | 09/30/2020 | 99189 | 204117087 | 09/30/2020
Rheem Sales Company, Inc. | Mainline | RGEA14042AJT081AB | Federally-Regulated Consumer Product | Weatherized Non-Condensing Gas | 1494 | 265 |  | 09/30/2020 | 99609 | 204117082 | 09/30/2020
Rheem Sales Company, Inc. | Mainline | MP801CA125524ZSA | Federally-Regulated Consumer Product | Non-Weatherized, Non-Condensin | 1835 | 263 |  | 09/30/2020 | 124289 | 205348190 | 09/30/2020
Rheem Sales Company, Inc. | Mainline | ML801CA125524MXA | Federally-Regulated Consumer Product | Non-Weatherized, Non-Condensin | 1991 | 270 |  | 09/30/2020 | 123598 | 203327234 | 09/30/2020
Rheem Sales Company, Inc. | Mainline | RGEA15036BJV08XAA | Federally-Regulated Consumer Product | Weatherized Non-Condensing Gas | 1355 | 259 |  | 09/30/2020 | 99675 | 205724695 | 09/30/2020
Rheem Sales Company, Inc. | Mainline | ML802VA050317MSA | Federally-Regulated Consumer Product | Non-Weatherized, Non-Condensin | 1318 | 240 |  | 09/30/2020 | 35484 | 10378080 | 09/30/2020
Rheem Sales Company, Inc. | Mainline | RGEA16036AJV08TAB | Federally-Regulated Consumer Product | Weatherized Non-Condensing Gas | 1648 | 272 |  | 09/30/2020 | 76362 | 205785638 | 09/30/2020
Rheem Sales Company, Inc. | Mainline | ML801TB100521MUA | Federally-Regulated Consumer Product | Non-Weatherized, Non-Condensin | 2096 | 274 |  | 09/30/2020 | 100583 | 204515057 | 09/30/2020
Rheem Sales Company, Inc. | Mainline | ML801CA050314ZSA | Federally-Regulated Consumer Product | Non-Weatherized, Non-Condensin | 1223 | 236 |  | 09/30/2020 | 51119 | 205001024 | 09/30/2020
Rheem Sales Company, Inc. | Mainline | ML92TA0401317MSA | Federally-Regulated Consumer Product | Non-Weatherized, Condensing Ga | 1107 | 244 |  | 09/30/2020 | 41877 | 10378202 | 09/30/2020
Rheem Sales Company, Inc. | Mainline | RGEA14048AJT101AB | Federally-Regulated Consumer Product | Weatherized Non-Condensing Gas | 1809 | 279 |  | 09/30/2020 | 99189 | 204117088 | 09/30/2020
Rheem Sales Company, Inc. | Mainline | ML801TA050314ZXA | Federally-Regulated Consumer Product | Non-Weatherized, Non-Condensin | 1223 | 236 |  | 09/30/2020 | 51119 | 205001027 | 09/30/2020
Rheem Sales Company, Inc. | Mainline | ML802TA125524MXA | Federally-Regulated Consumer Product | Non-Weatherized, Non-Condensin | 1899 | 266 |  | 09/30/2020 | 87546 | 204100518 | 09/30/2020
Rheem Sales Company, Inc. | Mainline | ML801TA125524MXA | Federally-Regulated Consumer Product | Non-Weatherized, Non-Condensin | 1991 | 270 |  | 09/30/2020 | 123598 | 10378018 | 09/30/2020
Rheem Sales Company, Inc. | Mainline | RGEA14048AJT081AB | Federally-Regulated Consumer Product | Weatherized Non-Condensing Gas | 1809 | 279 |  | 09/30/2020 | 99189 | 204117086 | 09/30/2020
Rheem Sales Company, Inc. | Mainline | MP801CA100521ZXA | Federally-Regulated Consumer Product | Non-Weatherized, Non-Condensin | 1895 | 265 |  | 09/30/2020 | 100302 | 205348187 | 09/30/2020
Rheem Sales Company, Inc. | Mainline | MP801TA050417MUA | Federally-Regulated Consumer Product | Non-Weatherized, Non-Condensin | 1502 | 248 |  | 09/30/2020 | 50342 | 205348200 | 09/30/2020
Rheem Sales Company, Inc. | Mainline | MP801CA100521ZSA | Federally-Regulated Consumer Product | Non-Weatherized, Non-Condensin | 1895 | 265 |  | 09/30/2020 | 100302 | 205348186 | 09/30/2020
Rheem Sales Company, Inc. | Mainline | ML801VA070417MUA | Federally-Regulated Consumer Product | Non-Weatherized, Non-Condensin | 1550 | 250 |  | 09/30/2020 | 70502 | 205354991 | 09/30/2020
Rheem Sales Company, Inc. | Mainline | ML801TA070417MUA | Federally-Regulated Consumer Product | Non-Weatherized, Non-Condensin | 1823 | 262 |  | 09/30/2020 | 70109 | 204515056 | 09/30/2020
Rheem Sales Company, Inc. | Mainline | RGEA14036AJT10XAB | Federally-Regulated Consumer Product | Weatherized Non-Condensing Gas | 1430 | 262 |  | 09/30/2020 | 99665 | 204117081 | 09/30/2020
Rheem Sales Company, Inc. | Mainline | MP801CA125524ZXA | Federally-Regulated Consumer Product | Non-Weatherized, Non-Condensin | 1835 | 263 |  | 09/30/2020 | 124289 | 205348191 | 09/30/2020
Rheem Sales Company, Inc. | Mainline | ML95TC0401317MSA | Federally-Regulated Consumer Product | Non-Weatherized, Condensing Ga | 1107 | 244 |  | 09/30/2020 | 41877 | 10378165 | 09/30/2020
Rheem Sales Company, Inc. | Mainline | RGEA15036AJV061AB | Federally-Regulated Consumer Product | Weatherized Non-Condensing Gas | 1355 | 259 |  | 09/30/2020 | 99675 | 204117100 | 09/30/2020
Rheem Sales Company, Inc. | Mainline | ML97VA085M521KSA | Federally-Regulated Consumer Product | Non-Weatherized, Condensing Ga | 2138 | 289 |  | 09/30/2020 | 33549 | 10378208 | 09/30/2020
Rheem Sales Company, Inc. | Mainline | MP801CA125524MXA | Federally-Regulated Consumer Product | Non-Weatherized, Non-Condensin | 1991 | 270 |  | 09/30/2020 | 123598 | 205348189 | 09/30/2020
Rheem Sales Company, Inc. | Mainline | MP801TA050314ZXA | Federally-Regulated Consumer Product | Non-Weatherized, Non-Condensin | 1223 | 236 |  | 09/30/2020 | 51119 | 205348198 | 09/30/2020
Rheem Sales Company, Inc. | Mainline | MP801TA070417MUA | Federally-Regulated Consumer Product | Non-Weatherized, Non-Condensin | 1823 | 262 |  | 09/30/2020 | 70109 | 205348202 | 09/30/2020
Rheem Sales Company, Inc. | Mainline | ML801TA050314ZSA | Federally-Regulated Consumer Product | Non-Weatherized, Non-Condensin | 1223 | 236 |  | 09/30/2020 | 51119 | 205001023 | 09/30/2020
Rheem Sales Company, Inc. | Mainline | RGEA15042BJV081AA | Federally-Regulated Consumer Product | Weatherized Non-Condensing Gas | 1375 | 260 |  | 09/30/2020 | 101119 | 205724698 | 09/30/2020
Rheem Sales Company, Inc. | Mainline | RGEA16024AJV062AB | Federally-Regulated Consumer Product | Weatherized Non-Condensing Gas | 1358 | 259 |  | 09/30/2020 | 46205 | 205785633 | 09/30/2020
Rheem Sales Company, Inc. | Mainline | RGEA15042BJV08XAA | Federally-Regulated Consumer Product | Weatherized Non-Condensing Gas | 1375 | 260 |  | 09/30/2020 | 101119 | 205724699 | 09/30/2020
Rheem Sales Company, Inc. | Mainline | ML92TA0851521MSA | Federally-Regulated Consumer Product | Non-Weatherized, Condensing Ga | 1929 | 280 |  | 09/30/2020 | 84515 | 10378205 | 09/30/2020
Rheem Sales Company, Inc. | Mainline | ML801CA125524ZXA | Federally-Regulated Consumer Product | Non-Weatherized, Non-Condensin | 1835 | 263 |  | 09/30/2020 | 124289 | 203327242 | 09/30/2020
Rheem Sales Company, Inc. | Mainline | RGEA14048AJT10XAB | Federally-Regulated Consumer Product | Weatherized Non-Condensing Gas | 1809 | 279 |  | 09/30/2020 | 99189 | 204117089 | 09/30/2020
Rheem Sales Company, Inc. | Mainline | ML801TA125524MSA | Federally-Regulated Consumer Product | Non-Weatherized, Non-Condensin | 1991 | 270 |  | 09/30/2020 | 123598 | 10378017 | 09/30/2020
Rheem Sales Company, Inc. | Mainline | ML802TA075317MXA | Federally-Regulated Consumer Product | Non-Weatherized, Non-Condensin | 1539 | 250 |  | 09/30/2020 | 52505 | 204100514 | 09/30/2020
Rheem Sales Company, Inc. | Mainline | MP801TB100521MUA | Federally-Regulated Consumer Product | Non-Weatherized, Non-Condensin | 2096 | 274 |  | 09/30/2020 | 100583 | 205348223 | 09/30/2020
Rheem Sales Company, Inc. | Mainline | RGEA15036AJV101AB | Federally-Regulated Consumer Product | Weatherized Non-Condensing Gas | 1355 | 259 |  | 09/30/2020 | 99675 | 204117104 | 09/30/2020
Rheem Sales Company, Inc. | Mainline | MP801TA050314ZSA | Federally-Regulated Consumer Product | Non-Weatherized, Non-Condensin | 1223 | 236 |  | 09/30/2020 | 51119 | 205348197 | 09/30/2020
Rheem Sales Company, Inc. | Mainline | ML801CA125524MSA | Federally-Regulated Consumer Product | Non-Weatherized, Non-Condensin | 1991 | 270 |  | 09/30/2020 | 123598 | 203327233 | 09/30/2020
Rheem Sales Company, Inc. | Mainline | ML801TA075521ZXB | Federally-Regulated Consumer Product | Non-Weatherized, Non-Condensin | 1883 | 265 |  | 09/30/2020 | 75029 | 10378094 | 09/30/2020
Rheem Sales Company, Inc. | Mainline | ML96TA1152524MSA | Federally-Regulated Consumer Product | Non-Weatherized, Condensing Ga | 1935 | 280 |  | 09/30/2020 | 78711 | 10378201 | 09/30/2020
Rheem Sales Company, Inc. | Mainline | ML96TA1002521MSA | Federally-Regulated Consumer Product | Non-Weatherized, Condensing Ga | 1930 | 280 |  | 09/30/2020 | 69202 | 10378200 | 09/30/2020
Rheem Sales Company, Inc. | Mainline | ML801VA050417MUA | Federally-Regulated Consumer Product | Non-Weatherized, Non-Condensin | 1298 | 234 |  | 09/30/2020 | 50335 | 205354990 | 09/30/2020
Rheem Sales Company, Inc. | Mainline | MP801CA125524MSA | Federally-Regulated Consumer Product | Non-Weatherized, Non-Condensin | 1991 | 270 |  | 09/30/2020 | 123598 | 205348188 | 09/30/2020
Rheem Sales Company, Inc. | Mainline | RGEA15024BJV06XAA | Federally-Regulated Consumer Product | Weatherized Non-Condensing Gas | 1395 | 260 |  | 09/30/2020 | 80305 | 205724689 | 09/30/2020
Rheem Sales Company, Inc. | Mainline | ML802VA050317MXA | Federally-Regulated Consumer Product | Non-Weatherized, Non-Condensin | 1318 | 240 |  | 09/30/2020 | 35484 | 10378081 | 09/30/2020
Rheem Sales Company, Inc. | Mainline | ML802VA100521ZXB | Federally-Regulated Consumer Product | Non-Weatherized, Non-Condensin | 2291 | 283 |  | 09/30/2020 | 70210 | 10378102 | 09/30/2020
Rheem Sales Company, Inc. | Mainline | RGEA15042BJV101AA | Federally-Regulated Consumer Product | Weatherized Non-Condensing Gas | 1375 | 260 |  | 09/30/2020 | 101119 | 205724700 | 09/30/2020
Rheem Sales Company, Inc. | Mainline | MP802TA075417MXA | Federally-Regulated Consumer Product | Non-Weatherized, Non-Condensin | 1884 | 265 |  | 09/30/2020 | 52545 | 205348227 | 09/30/2020
Rheem Sales Company, Inc. | Mainline | ML802TA100521MXA | Federally-Regulated Consumer Product | Non-Weatherized, Non-Condensin | 1952 | 268 |  | 09/30/2020 | 70078 | 204100517 | 09/30/2020
Rheem Sales Company, Inc. | Mainline | ML801CA050314ZXA | Federally-Regulated Consumer Product | Non-Weatherized, Non-Condensin | 1223 | 236 |  | 09/30/2020 | 51119 | 205001028 | 09/30/2020
Rheem Sales Company, Inc. | Mainline | ML801TA050417MUA | Federally-Regulated Consumer Product | Non-Weatherized, Non-Condensin | 1502 | 248 |  | 09/30/2020 | 50342 | 204515055 | 09/30/2020
Rheem Sales Company, Inc. | Mainline | ML801TA050314MXA | Federally-Regulated Consumer Product | Non-Weatherized, Non-Condensin | 1388 | 243 |  | 09/30/2020 | 49660 | 10378020 | 09/30/2020
Rheem Sales Company, Inc. | Mainline | RGEA14036AJT06XAB | Federally-Regulated Consumer Product | Weatherized Non-Condensing Gas | 1430 | 262 |  | 09/30/2020 | 99665 | 204117077 | 09/30/2020
Rheem Sales Company, Inc. | Mainline | ML95TC0701317MSA | Federally-Regulated Consumer Product | Non-Weatherized, Condensing Ga | 1362 | 255 |  | 09/30/2020 | 69960 | 10378167 | 09/30/2020
Rheem Sales Company, Inc. | Mainline | RGEA14036AJT061AB | Federally-Regulated Consumer Product | Weatherized Non-Condensing Gas | 1430 | 262 |  | 09/30/2020 | 99665 | 204117076 | 09/30/2020
Rheem Sales Company, Inc. | Mainline | MP802TA125524MXA | Federally-Regulated Consumer Product | Non-Weatherized, Non-Condensin | 1899 | 266 |  | 09/30/2020 | 87546 | 205348234 | 09/30/2020
Rheem Sales Company, Inc. | Mainline | MP802TA075317MSA | Federally-Regulated Consumer Product | Non-Weatherized, Non-Condensin | 1539 | 250 |  | 09/30/2020 | 52505 | 205348224 | 09/30/2020
Rheem Sales Company, Inc. | Mainline | RGEA15024BJV081AA | Federally-Regulated Consumer Product | Weatherized Non-Condensing Gas | 1395 | 260 |  | 09/30/2020 | 80305 | 205724690 | 09/30/2020
Rheem Sales Company, Inc. | Weatherking | W801TB100521MUA | Federally-Regulated Consumer Product | Non-Weatherized, Non-Condensin | 2096 | 274 |  | 09/30/2020 | 100583 | 204501689 | 09/30/2020
Rheem Sales Company, Inc. | Weatherking | RGEA14036AJT10XAB | Federally-Regulated Consumer Product | Weatherized Non-Condensing Gas | 1430 | 262 |  | 09/30/2020 | 99665 | 203404472 | 09/30/2020
Rheem Sales Company, Inc. | Weatherking | W802TA100521MXA | Federally-Regulated Consumer Product | Non-Weatherized, Non-Condensin | 1952 | 268 |  | 09/30/2020 | 70078 | 204099276 | 09/30/2020
Rheem Sales Company, Inc. | Weatherking | RGEA15030AJV08XAB | Federally-Regulated Consumer Product | Weatherized Non-Condensing Gas | 1402 | 261 |  | 09/30/2020 | 80658 | 203404540 | 09/30/2020
Rheem Sales Company, Inc. | Weatherking | W802TA075317MSA | Federally-Regulated Consumer Product | Non-Weatherized, Non-Condensin | 1539 | 250 |  | 09/30/2020 | 52505 | 204007871 | 09/30/2020
Rheem Sales Company, Inc. | Weatherking | W801TA100521ZXB | Federally-Regulated Consumer Product | Non-Weatherized, Non-Condensin | 1895 | 265 |  | 09/30/2020 | 100302 | 8087179 | 09/30/2020
Rheem Sales Company, Inc. | Weatherking | W801TA050417MUA | Federally-Regulated Consumer Product | Non-Weatherized, Non-Condensin | 1502 | 248 |  | 09/30/2020 | 50342 | 204501683 | 09/30/2020
Rheem Sales Company, Inc. | Weatherking | RGEA15042AJV101AB | Federally-Regulated Consumer Product | Weatherized Non-Condensing Gas | 1375 | 260 |  | 09/30/2020 | 101119 | 203404580 | 09/30/2020
Rheem Sales Company, Inc. | Weatherking | W801CA075421MXA | Federally-Regulated Consumer Product | Non-Weatherized, Non-Condensin | 1634 | 254 |  | 09/30/2020 | 75736 | 203327150 | 09/30/2020
Rheem Sales Company, Inc. | Weatherking | RGEA14036AJT081AB | Federally-Regulated Consumer Product | Weatherized Non-Condensing Gas | 1430 | 262 |  | 09/30/2020 | 99665 | 203404460 | 09/30/2020
Rheem Sales Company, Inc. | Weatherking | W801TA075421MSA | Federally-Regulated Consumer Product | Non-Weatherized, Non-Condensin | 1634 | 254 |  | 09/30/2020 | 75736 | 8087159 | 09/30/2020
Rheem Sales Company, Inc. | Weatherking | W801CA125524ZXA | Federally-Regulated Consumer Product | Non-Weatherized, Non-Condensin | 1835 | 263 |  | 09/30/2020 | 124289 | 203327186 | 09/30/2020
Rheem Sales Company, Inc. | Weatherking | W801CA075421MSA | Federally-Regulated Consumer Product | Non-Weatherized, Non-Condensin | 1634 | 254 |  | 09/30/2020 | 75736 | 203327147 | 09/30/2020
Rheem Sales Company, Inc. | Weatherking | W801CA100521ZXA | Federally-Regulated Consumer Product | Non-Weatherized, Non-Condensin | 1895 | 265 |  | 09/30/2020 | 100302 | 203327180 | 09/30/2020
Rheem Sales Company, Inc. | Weatherking | RGEA14042AJT08XAB | Federally-Regulated Consumer Product | Weatherized Non-Condensing Gas | 1494 | 265 |  | 09/30/2020 | 99609 | 203404478 | 09/30/2020
Rheem Sales Company, Inc. | Weatherking | W92TA0851521MSA | Federally-Regulated Consumer Product | Non-Weatherized, Condensing Ga | 1929 | 280 |  | 09/30/2020 | 84515 | 9958613 | 09/30/2020
Rheem Sales Company, Inc. | Weatherking | RGEA14048AJT081AB | Federally-Regulated Consumer Product | Weatherized Non-Condensing Gas | 1809 | 279 |  | 09/30/2020 | 99189 | 203404488 | 09/30/2020
Rheem Sales Company, Inc. | Weatherking | W801CA075417MXA | Federally-Regulated Consumer Product | Non-Weatherized, Non-Condensin | 1496 | 248 |  | 09/30/2020 | 75177 | 203327144 | 09/30/2020
Rheem Sales Company, Inc. | Weatherking | RGEA14030AJT08XAB | Federally-Regulated Consumer Product | Weatherized Non-Condensing Gas | 1147 | 249 |  | 09/30/2020 | 79965 | 203404448 | 09/30/2020
Rheem Sales Company, Inc. | Weatherking | W801TA125524ZXB | Federally-Regulated Consumer Product | Non-Weatherized, Non-Condensin | 1835 | 263 |  | 09/30/2020 | 124289 | 8087187 | 09/30/2020
Rheem Sales Company, Inc. | Weatherking | W801TA100521MUA | Federally-Regulated Consumer Product | Non-Weatherized, Non-Condensin | 1861 | 264 |  | 09/30/2020 | 98348 | 202132854 | 09/30/2020
Rheem Sales Company, Inc. | Weatherking | W802TA125524MSA | Federally-Regulated Consumer Product | Non-Weatherized, Non-Condensin | 1899 | 266 |  | 09/30/2020 | 87546 | 204007883 | 09/30/2020
Rheem Sales Company, Inc. | Weatherking | W801CA075521ZSA | Federally-Regulated Consumer Product | Non-Weatherized, Non-Condensin | 1892 | 265 |  | 09/30/2020 | 99827 | 203327171 | 09/30/2020
Rheem Sales Company, Inc. | Weatherking | W801TA125524ZSB | Federally-Regulated Consumer Product | Non-Weatherized, Non-Condensin | 1835 | 263 |  | 09/30/2020 | 124289 | 8087183 | 09/30/2020
Rheem Sales Company, Inc. | Weatherking | W801TA050314MSA | Federally-Regulated Consumer Product | Non-Weatherized, Non-Condensin | 1388 | 243 |  | 09/30/2020 | 49660 | 7490352 | 09/30/2020
Rheem Sales Company, Inc. | Weatherking | RGEA14042AJT101AB | Federally-Regulated Consumer Product | Weatherized Non-Condensing Gas | 1494 | 265 |  | 09/30/2020 | 99609 | 203404481 | 09/30/2020
Rheem Sales Company, Inc. | Weatherking | RGEA14036AJT061AB | Federally-Regulated Consumer Product | Weatherized Non-Condensing Gas | 1430 | 262 |  | 09/30/2020 | 99665 | 203404452 | 09/30/2020
Rheem Sales Company, Inc. | Weatherking | W96TA1002521MSA | Federally-Regulated Consumer Product | Non-Weatherized, Condensing Ga | 1930 | 280 |  | 09/30/2020 | 69202 | 9950859 | 09/30/2020
Rheem Sales Company, Inc. | Weatherking | W92TA1001521MSA | Federally-Regulated Consumer Product | Non-Weatherized, Condensing Ga | 2066 | 286 |  | 09/30/2020 | 98023 | 9958617 | 09/30/2020
Rheem Sales Company, Inc. | Weatherking | W802TA050314MXA | Federally-Regulated Consumer Product | Non-Weatherized, Non-Condensin | 1260 | 237 |  | 09/30/2020 | 35654 | 204099261 | 09/30/2020
Rheem Sales Company, Inc. | Weatherking | RGEA15024AJV06XAB | Federally-Regulated Consumer Product | Weatherized Non-Condensing Gas | 1395 | 260 |  | 09/30/2020 | 80305 | 203404516 | 09/30/2020
Rheem Sales Company, Inc. | Weatherking | W801TA070317MUA | Federally-Regulated Consumer Product | Non-Weatherized, Non-Condensin | 1189 | 234 |  | 09/30/2020 | 70542 | 202132853 | 09/30/2020
Rheem Sales Company, Inc. | Weatherking | RGEA14024AJT08XAB | Federally-Regulated Consumer Product | Weatherized Non-Condensing Gas | 1127 | 249 |  | 09/30/2020 | 80320 | 203404432 | 09/30/2020
Rheem Sales Company, Inc. | Weatherking | RGEA15030AJV06XAB | Federally-Regulated Consumer Product | Weatherized Non-Condensing Gas | 1402 | 261 |  | 09/30/2020 | 80658 | 203404532 | 09/30/2020
Rheem Sales Company, Inc. | Weatherking | W92TA0401317MSA | Federally-Regulated Consumer Product | Non-Weatherized, Condensing Ga | 1107 | 244 |  | 09/30/2020 | 41877 | 9958601 | 09/30/2020
Rheem Sales Company, Inc. | Weatherking | W801TA125524MSA | Federally-Regulated Consumer Product | Non-Weatherized, Non-Condensin | 1991 | 270 |  | 09/30/2020 | 123598 | 7490414 | 09/30/2020
Rheem Sales Company, Inc. | Weatherking | RGEA14024AJT061AB | Federally-Regulated Consumer Product | Weatherized Non-Condensing Gas | 1127 | 249 |  | 09/30/2020 | 80320 | 203404420 | 09/30/2020
Rheem Sales Company, Inc. | Weatherking | W801TA075521ZSB | Federally-Regulated Consumer Product | Non-Weatherized, Non-Condensin | 1883 | 265 |  | 09/30/2020 | 75029 | 8087167 | 09/30/2020
Rheem Sales Company, Inc. | Weatherking | W801CA125524ZSA | Federally-Regulated Consumer Product | Non-Weatherized, Non-Condensin | 1835 | 263 |  | 09/30/2020 | 124289 | 203327183 | 09/30/2020
Rheem Sales Company, Inc. | Weatherking | RGEA15024AJV081AB | Federally-Regulated Consumer Product | Weatherized Non-Condensing Gas | 1395 | 260 |  | 09/30/2020 | 80305 | 203404520 | 09/30/2020
Rheem Sales Company, Inc. | Weatherking | RGEA15024AJV08XAB | Federally-Regulated Consumer Product | Weatherized Non-Condensing Gas | 1395 | 260 |  | 09/30/2020 | 80305 | 203404524 | 09/30/2020
Rheem Sales Company, Inc. | Weatherking | RGEA15042AJV08XAB | Federally-Regulated Consumer Product | Weatherized Non-Condensing Gas | 1375 | 260 |  | 09/30/2020 | 101119 | 203404576 | 09/30/2020
Rheem Sales Company, Inc. | Weatherking | RGEA14030AJT061AB | Federally-Regulated Consumer Product | Weatherized Non-Condensing Gas | 1147 | 249 |  | 09/30/2020 | 79965 | 203404436 | 09/30/2020
Rheem Sales Company, Inc. | Weatherking | W801TA050314MXA | Federally-Regulated Consumer Product | Non-Weatherized, Non-Condensin | 1388 | 243 |  | 09/30/2020 | 49660 | 7490361 | 09/30/2020
Rheem Sales Company, Inc. | Weatherking | W802TA125524MXA | Federally-Regulated Consumer Product | Non-Weatherized, Non-Condensin | 1899 | 266 |  | 09/30/2020 | 87546 | 204099279 | 09/30/2020
Rheem Sales Company, Inc. | Weatherking | W801CA050314MXA | Federally-Regulated Consumer Product | Non-Weatherized, Non-Condensin | 1388 | 184 |  | 09/30/2020 | 49660 | 203327138 | 09/30/2020
Rheem Sales Company, Inc. | Weatherking | RGEA15030AJV081AB | Federally-Regulated Consumer Product | Weatherized Non-Condensing Gas | 1402 | 261 |  | 09/30/2020 | 80658 | 203404536 | 09/30/2020
Rheem Sales Company, Inc. | Weatherking | RGEA15036AJV081AB | Federally-Regulated Consumer Product | Weatherized Non-Condensing Gas | 1355 | 259 |  | 09/30/2020 | 99675 | 203404552 | 09/30/2020
Rheem Sales Company, Inc. | Weatherking | W802TA075417MXA | Federally-Regulated Consumer Product | Non-Weatherized, Non-Condensin | 1884 | 265 |  | 09/30/2020 | 52545 | 204099268 | 09/30/2020
Rheem Sales Company, Inc. | Weatherking | RGEA15060AJV101AB | Federally-Regulated Consumer Product | Weatherized Non-Condensing Gas | 2166 | 294 |  | 09/30/2020 | 100081 | 203404604 | 09/30/2020
Rheem Sales Company, Inc. | Weatherking | W801TA100521ZSB | Federally-Regulated Consumer Product | Non-Weatherized, Non-Condensin | 1895 | 265 |  | 09/30/2020 | 100302 | 8087175 | 09/30/2020
Rheem Sales Company, Inc. | Weatherking | W802TA100521MSA | Federally-Regulated Consumer Product | Non-Weatherized, Non-Condensin | 1952 | 268 |  | 09/30/2020 | 70078 | 204007880 | 09/30/2020
Rheem Sales Company, Inc. | Weatherking | RGEA15036AJV08XAB | Federally-Regulated Consumer Product | Weatherized Non-Condensing Gas | 1355 | 259 |  | 09/30/2020 | 99675 | 203404556 | 09/30/2020
Rheem Sales Company, Inc. | Weatherking | RGEA15030AJV061AB | Federally-Regulated Consumer Product | Weatherized Non-Condensing Gas | 1402 | 261 |  | 09/30/2020 | 80658 | 203404528 | 09/30/2020
Rheem Sales Company, Inc. | Weatherking | RGEA14036AJT08XAB | Federally-Regulated Consumer Product | Weatherized Non-Condensing Gas | 1430 | 262 |  | 09/30/2020 | 99665 | 203404464 | 09/30/2020
Rheem Sales Company, Inc. | Weatherking | W801TA075521ZXB | Federally-Regulated Consumer Product | Non-Weatherized, Non-Condensin | 1883 | 265 |  | 09/30/2020 | 75029 | 8087171 | 09/30/2020
Rheem Sales Company, Inc. | Weatherking | W801CA075417MSA | Federally-Regulated Consumer Product | Non-Weatherized, Non-Condensin | 1496 | 248 |  | 09/30/2020 | 75177 | 203327141 | 09/30/2020
Rheem Sales Company, Inc. | Weatherking | W801CA125524MXA | Federally-Regulated Consumer Product | Non-Weatherized, Non-Condensin | 1991 | 270 |  | 09/30/2020 | 123598 | 203327162 | 09/30/2020
Rheem Sales Company, Inc. | Weatherking | RGEA15042AJV081AB | Federally-Regulated Consumer Product | Weatherized Non-Condensing Gas | 1375 | 260 |  | 09/30/2020 | 101119 | 203404572 | 09/30/2020
Rheem Sales Company, Inc. | Weatherking | RGEA15042AJV10XAB | Federally-Regulated Consumer Product | Weatherized Non-Condensing Gas | 1375 | 260 |  | 09/30/2020 | 101119 | 203404584 | 09/30/2020
Rheem Sales Company, Inc. | Weatherking | RGEA14048AJT101AB | Federally-Regulated Consumer Product | Weatherized Non-Condensing Gas | 1809 | 279 |  | 09/30/2020 | 99189 | 203404496 | 09/30/2020
Rheem Sales Company, Inc. | Weatherking | W801CA125524MSA | Federally-Regulated Consumer Product | Non-Weatherized, Non-Condensin | 1991 | 270 |  | 09/30/2020 | 123598 | 203327159 | 09/30/2020
Rheem Sales Company, Inc. | Weatherking | W801TA050317MUA | Federally-Regulated Consumer Product | Non-Weatherized, Non-Condensin | 1165 | 233 |  | 09/30/2020 | 49157 | 202132852 | 09/30/2020
Rheem Sales Company, Inc. | Weatherking | RGEA14042AJT10XAB | Federally-Regulated Consumer Product | Weatherized Non-Condensing Gas | 1494 | 265 |  | 09/30/2020 | 99609 | 203404484 | 09/30/2020
Rheem Sales Company, Inc. | Weatherking | W801CA050314MSA | Federally-Regulated Consumer Product | Non-Weatherized, Non-Condensin | 1388 | 184 |  | 09/30/2020 | 49660 | 203327135 | 09/30/2020
Rheem Sales Company, Inc. | Weatherking | W801CA100521MXA | Federally-Regulated Consumer Product | Non-Weatherized, Non-Condensin | 1812 | 262 |  | 09/30/2020 | 99863 | 203327156 | 09/30/2020
Rheem Sales Company, Inc. | Weatherking | RGEA14024AJT06XAB | Federally-Regulated Consumer Product | Weatherized Non-Condensing Gas | 1127 | 249 |  | 09/30/2020 | 80320 | 203404424 | 09/30/2020
Rheem Sales Company, Inc. | Weatherking | RGEA14024AJT081AB | Federally-Regulated Consumer Product | Weatherized Non-Condensing Gas | 1127 | 249 |  | 09/30/2020 | 80320 | 203404428 | 09/30/2020
Rheem Sales Company, Inc. | Weatherking | W802TA075317MXA | Federally-Regulated Consumer Product | Non-Weatherized, Non-Condensin | 1539 | 250 |  | 09/30/2020 | 52505 | 204099265 | 09/30/2020
Rheem Sales Company, Inc. | Weatherking | RGEA14030AJT081AB | Federally-Regulated Consumer Product | Weatherized Non-Condensing Gas | 1147 | 249 |  | 09/30/2020 | 79965 | 203404444 | 09/30/2020
Rheem Sales Company, Inc. | Weatherking | RGEA14042AJT081AB | Federally-Regulated Consumer Product | Weatherized Non-Condensing Gas | 1494 | 265 |  | 09/30/2020 | 99609 | 203404475 | 09/30/2020
Rheem Sales Company, Inc. | Weatherking | RGEA14036AJT101AB | Federally-Regulated Consumer Product | Weatherized Non-Condensing Gas | 1430 | 262 |  | 09/30/2020 | 99665 | 203404468 | 09/30/2020
Rheem Sales Company, Inc. | Weatherking | RGEA14036AJT06XAB | Federally-Regulated Consumer Product | Weatherized Non-Condensing Gas | 1430 | 262 |  | 09/30/2020 | 99665 | 203404456 | 09/30/2020
Rheem Sales Company, Inc. | Weatherking | W95TC0701521MSA | Federally-Regulated Consumer Product | Non-Weatherized, Condensing Ga | 1983 | 279 |  | 09/30/2020 | 70360 | 203261702 | 09/30/2020
Rheem Sales Company, Inc. | Weatherking | W801CA100521MSA | Federally-Regulated Consumer Product | Non-Weatherized, Non-Condensin | 1812 | 262 |  | 09/30/2020 | 99863 | 203327153 | 09/30/2020
Rheem Sales Company, Inc. | Weatherking | RGEA14048AJT10XAB | Federally-Regulated Consumer Product | Weatherized Non-Condensing Gas | 1809 | 279 |  | 09/30/2020 | 99189 | 203404500 | 09/30/2020
Rheem Sales Company, Inc. | Weatherking | W801TA070417MUA | Federally-Regulated Consumer Product | Non-Weatherized, Non-Condensin | 1823 | 262 |  | 09/30/2020 | 70109 | 204501686 | 09/30/2020
Rheem Sales Company, Inc. | Weatherking | RGEA15060AJV10XAB | Federally-Regulated Consumer Product | Weatherized Non-Condensing Gas | 2166 | 294 |  | 09/30/2020 | 100081 | 203404608 | 09/30/2020
Rheem Sales Company, Inc. | Weatherking | W96TA1152524MSA | Federally-Regulated Consumer Product | Non-Weatherized, Condensing Ga | 1935 | 280 |  | 09/30/2020 | 78711 | 9950863 | 09/30/2020
Rheem Sales Company, Inc. | Weatherking | RGEA15024AJV061AB | Federally-Regulated Consumer Product | Weatherized Non-Condensing Gas | 1395 | 260 |  | 09/30/2020 | 80305 | 203404512 | 09/30/2020
Rheem Sales Company, Inc. | Weatherking | W801CA075521ZXA | Federally-Regulated Consumer Product | Non-Weatherized, Non-Condensin | 1892 | 265 |  | 09/30/2020 | 99827 | 203327174 | 09/30/2020
Rheem Sales Company, Inc. | Weatherking | W801CA100521ZSA | Federally-Regulated Consumer Product | Non-Weatherized, Non-Condensin | 1895 | 265 |  | 09/30/2020 | 100302 | 203327177 | 09/30/2020
Rheem Sales Company, Inc. | Weatherking | RGEA14030AJT06XAB | Federally-Regulated Consumer Product | Weatherized Non-Condensing Gas | 1147 | 249 |  | 09/30/2020 | 79965 | 203404440 | 09/30/2020
Rheem Sales Company, Inc. | Weatherking | W802TA075417MSA | Federally-Regulated Consumer Product | Non-Weatherized, Non-Condensin | 1884 | 265 |  | 09/30/2020 | 52545 | 204007874 | 09/30/2020
Rheem Sales Company, Inc. | Weatherking | RGEA14048AJT08XAB | Federally-Regulated Consumer Product | Weatherized Non-Condensing Gas | 1809 | 279 |  | 09/30/2020 | 99189 | 203404492 | 09/30/2020
Rheem Sales Company, Inc. | Ruud | R801CA100521MSA | Federally-Regulated Consumer Product | Non-Weatherized, Non-Condensin | 1812 | 262 |  | 09/30/2020 | 99863 | 203327151 | 09/30/2020
Rheem Sales Company, Inc. | Ruud | RGEA14024AJT061AB | Federally-Regulated Consumer Product | Weatherized Non-Condensing Gas | 1127 | 249 |  | 09/30/2020 | 80320 | 203404418 | 09/30/2020
Rheem Sales Company, Inc. | Ruud | RGEA14042AJT081AB | Federally-Regulated Consumer Product | Weatherized Non-Condensing Gas | 1494 | 265 |  | 09/30/2020 | 99609 | 203404473 | 09/30/2020
Rheem Sales Company, Inc. | Ruud | R801CA075421MSA | Federally-Regulated Consumer Product | Non-Weatherized, Non-Condensin | 1634 | 254 |  | 09/30/2020 | 75736 | 203327145 | 09/30/2020
Rheem Sales Company, Inc. | Ruud | RGEA14042AJT101AB | Federally-Regulated Consumer Product | Weatherized Non-Condensing Gas | 1494 | 265 |  | 09/30/2020 | 99609 | 203404479 | 09/30/2020
Rheem Sales Company, Inc. | Ruud | RGEA14042AJT10XAB | Federally-Regulated Consumer Product | Weatherized Non-Condensing Gas | 1494 | 265 |  | 09/30/2020 | 99609 | 203404482 | 09/30/2020
Rheem Sales Company, Inc. | Ruud | RGEA14024AJT06XAB | Federally-Regulated Consumer Product | Weatherized Non-Condensing Gas | 1127 | 249 |  | 09/30/2020 | 80320 | 203404422 | 09/30/2020
Rheem Sales Company, Inc. | Ruud | U802VA075421MSA | Federally-Regulated Consumer Product | Non-Weatherized, Non-Condensin | 1718 | 258 |  | 09/30/2020 | 52500 | 7979966 | 09/30/2020
Rheem Sales Company, Inc. | Ruud | R96TA0702521MSA | Federally-Regulated Consumer Product | Non-Weatherized, Condensing Ga | 1854 | 277 |  | 09/30/2020 | 49250 | 203261705 | 09/30/2020
Rheem Sales Company, Inc. | Ruud | RGEA15042AJV101AB | Federally-Regulated Consumer Product | Weatherized Non-Condensing Gas | 1375 | 260 |  | 09/30/2020 | 101119 | 203404578 | 09/30/2020
Rheem Sales Company, Inc. | Ruud | RGEA15024AJV061AB | Federally-Regulated Consumer Product | Weatherized Non-Condensing Gas | 1395 | 260 |  | 09/30/2020 | 80305 | 203404510 | 09/30/2020
Rheem Sales Company, Inc. | Ruud | RGEA15042AJV081AB | Federally-Regulated Consumer Product | Weatherized Non-Condensing Gas | 1375 | 260 |  | 09/30/2020 | 101119 | 203404570 | 09/30/2020
Rheem Sales Company, Inc. | Ruud | R801TA075417MSA | Federally-Regulated Consumer Product | Non-Weatherized, Non-Condensin | 1496 | 248 |  | 09/30/2020 | 75177 | 201707684 | 09/30/2020
Rheem Sales Company, Inc. | Ruud | R801CA075521ZSA | Federally-Regulated Consumer Product | Non-Weatherized, Non-Condensin | 1892 | 265 |  | 09/30/2020 | 99827 | 203327169 | 09/30/2020
Rheem Sales Company, Inc. | Ruud | RGEA15030AJV061AB | Federally-Regulated Consumer Product | Weatherized Non-Condensing Gas | 1402 | 261 |  | 09/30/2020 | 80658 | 203404526 | 09/30/2020
Rheem Sales Company, Inc. | Ruud | U98VB085M521USA | Federally-Regulated Consumer Product | Non-Weatherized, Condensing Ga | 2209 | 292 |  | 09/30/2020 | 33631 | 10524993 | 09/30/2020
Rheem Sales Company, Inc. | Ruud | R801TA100521MUA | Federally-Regulated Consumer Product | Non-Weatherized, Non-Condensin | 1861 | 264 |  | 09/30/2020 | 98348 | 202132848 | 09/30/2020
Rheem Sales Company, Inc. | Ruud | RGEA14024AJT081AB | Federally-Regulated Consumer Product | Weatherized Non-Condensing Gas | 1127 | 249 |  | 09/30/2020 | 80320 | 203404426 | 09/30/2020
Rheem Sales Company, Inc. | Ruud | R801CA100521MXA | Federally-Regulated Consumer Product | Non-Weatherized, Non-Condensin | 1812 | 262 |  | 09/30/2020 | 99863 | 203327154 | 09/30/2020
Rheem Sales Company, Inc. | Ruud | RGEA16060AJV10TAB | Federally-Regulated Consumer Product | Weatherized Non-Condensing Gas | 1845 | 280 |  | 09/30/2020 | 76171 | 203404636 | 09/30/2020
Rheem Sales Company, Inc. | Ruud | RGEA15036AJV081AB | Federally-Regulated Consumer Product | Weatherized Non-Condensing Gas | 1355 | 259 |  | 09/30/2020 | 99675 | 203404550 | 09/30/2020
Rheem Sales Company, Inc. | Ruud | R802VA075421MXA | Federally-Regulated Consumer Product | Non-Weatherized, Non-Condensin | 1718 | 258 |  | 09/30/2020 | 52500 | 201709834 | 09/30/2020
Rheem Sales Company, Inc. | Ruud | R801CA075521ZXA | Federally-Regulated Consumer Product | Non-Weatherized, Non-Condensin | 1892 | 265 |  | 09/30/2020 | 99827 | 203327172 | 09/30/2020
Rheem Sales Company, Inc. | Ruud | RGEA14030AJT081AB | Federally-Regulated Consumer Product | Weatherized Non-Condensing Gas | 1147 | 249 |  | 09/30/2020 | 79965 | 203404442 | 09/30/2020
Rheem Sales Company, Inc. | Ruud | U98VB115M524USA | Federally-Regulated Consumer Product | Non-Weatherized, Condensing Ga | 1971 | 282 |  | 09/30/2020 | 44499 | 10524995 | 09/30/2020
Rheem Sales Company, Inc. | Ruud | R96TA0702317MSA | Federally-Regulated Consumer Product | Non-Weatherized, Condensing Ga | 1321 | 253 |  | 09/30/2020 | 49242 | 201712922 | 09/30/2020
Rheem Sales Company, Inc. | Ruud | R96TA0402317MSA | Federally-Regulated Consumer Product | Non-Weatherized, Condensing Ga | 1252 | 250 |  | 09/30/2020 | 29298 | 201712918 | 09/30/2020
Rheem Sales Company, Inc. | Ruud | RGEA15042AJV08XAB | Federally-Regulated Consumer Product | Weatherized Non-Condensing Gas | 1375 | 260 |  | 09/30/2020 | 101119 | 203404574 | 09/30/2020
Rheem Sales Company, Inc. | Ruud | R802VA075421MSA | Federally-Regulated Consumer Product | Non-Weatherized, Non-Condensin | 1718 | 258 |  | 09/30/2020 | 52500 | 201709832 | 09/30/2020
Rheem Sales Company, Inc. | Ruud | RGEA14030AJT08XAB | Federally-Regulated Consumer Product | Weatherized Non-Condensing Gas | 1147 | 249 |  | 09/30/2020 | 79965 | 203404446 | 09/30/2020
Rheem Sales Company, Inc. | Ruud | R802VA075317MSA | Federally-Regulated Consumer Product | Non-Weatherized, Non-Condensin | 1458 | 246 |  | 09/30/2020 | 52564 | 201709828 | 09/30/2020
Rheem Sales Company, Inc. | Ruud | RGEA14036AJT081AB | Federally-Regulated Consumer Product | Weatherized Non-Condensing Gas | 1430 | 262 |  | 09/30/2020 | 99665 | 203404458 | 09/30/2020
Rheem Sales Company, Inc. | Ruud | RGEA14030AJT061AB | Federally-Regulated Consumer Product | Weatherized Non-Condensing Gas | 1147 | 249 |  | 09/30/2020 | 79965 | 203404434 | 09/30/2020
Rheem Sales Company, Inc. | Ruud | RGEA14024AJT08XAB | Federally-Regulated Consumer Product | Weatherized Non-Condensing Gas | 1127 | 249 |  | 09/30/2020 | 80320 | 203404430 | 09/30/2020
Rheem Sales Company, Inc. | Ruud | RGEA16048AJV082AB | Federally-Regulated Consumer Product | Weatherized Non-Condensing Gas | 1648 | 272 |  | 09/30/2020 | 76362 | 203404626 | 09/30/2020
Rheem Sales Company, Inc. | Ruud | RGEA15030AJV08XAB | Federally-Regulated Consumer Product | Weatherized Non-Condensing Gas | 1402 | 261 |  | 09/30/2020 | 80658 | 203404538 | 09/30/2020
Rheem Sales Company, Inc. | Ruud | R802VA125524MXA | Federally-Regulated Consumer Product | Non-Weatherized, Non-Condensin | 2073 | 273 |  | 09/30/2020 | 87500 | 201709842 | 09/30/2020
Rheem Sales Company, Inc. | Ruud | RGEA15030AJV081AB | Federally-Regulated Consumer Product | Weatherized Non-Condensing Gas | 1402 | 261 |  | 09/30/2020 | 80658 | 203404534 | 09/30/2020
Rheem Sales Company, Inc. | Ruud | RGEA15036AJV08XAB | Federally-Regulated Consumer Product | Weatherized Non-Condensing Gas | 1355 | 259 |  | 09/30/2020 | 99675 | 203404554 | 09/30/2020
Rheem Sales Company, Inc. | Ruud | RGEA15030AJV06XAB | Federally-Regulated Consumer Product | Weatherized Non-Condensing Gas | 1402 | 261 |  | 09/30/2020 | 80658 | 203404530 | 09/30/2020
Rheem Sales Company, Inc. | Ruud | R95TC0851521MSA | Federally-Regulated Consumer Product | Non-Weatherized, Condensing Ga | 1929 | 280 |  | 09/30/2020 | 84515 | 201711683 | 09/30/2020
Rheem Sales Company, Inc. | Ruud | R95TC1001521MSA | Federally-Regulated Consumer Product | Non-Weatherized, Condensing Ga | 2066 | 286 |  | 09/30/2020 | 98023 | 201711685 | 09/30/2020
Rheem Sales Company, Inc. | Ruud | R802VA075317MXA | Federally-Regulated Consumer Product | Non-Weatherized, Non-Condensin | 1458 | 246 |  | 09/30/2020 | 52564 | 201709830 | 09/30/2020
Rheem Sales Company, Inc. | Ruud | R801CA075421MXA | Federally-Regulated Consumer Product | Non-Weatherized, Non-Condensin | 1634 | 254 |  | 09/30/2020 | 75736 | 203327148 | 09/30/2020
Rheem Sales Company, Inc. | Ruud | R92TA0701317MSA | Federally-Regulated Consumer Product | Non-Weatherized, Condensing Ga | 1362 | 255 |  | 09/30/2020 | 69960 | 201712982 | 09/30/2020
Rheem Sales Company, Inc. | Ruud | RGEA15024AJV081AB | Federally-Regulated Consumer Product | Weatherized Non-Condensing Gas | 1395 | 260 |  | 09/30/2020 | 80305 | 203404518 | 09/30/2020
Rheem Sales Company, Inc. | Ruud | R801TA050317MUA | Federally-Regulated Consumer Product | Non-Weatherized, Non-Condensin | 1165 | 233 |  | 09/30/2020 | 49157 | 202132846 | 09/30/2020
Rheem Sales Company, Inc. | Ruud | RGEA15024AJV06XAB | Federally-Regulated Consumer Product | Weatherized Non-Condensing Gas | 1395 | 260 |  | 09/30/2020 | 80305 | 203404514 | 09/30/2020
Rheem Sales Company, Inc. | Ruud | RGEA14036AJT08XAB | Federally-Regulated Consumer Product | Weatherized Non-Condensing Gas | 1430 | 262 |  | 09/30/2020 | 99665 | 203404462 | 09/30/2020
Rheem Sales Company, Inc. | Ruud | R801TA075421MXA | Federally-Regulated Consumer Product | Non-Weatherized, Non-Condensin | 1634 | 254 |  | 09/30/2020 | 75736 | 201710104 | 09/30/2020
Rheem Sales Company, Inc. | Ruud | R96TA0852521MSA | Federally-Regulated Consumer Product | Non-Weatherized, Condensing Ga | 2115 | 288 |  | 09/30/2020 | 58240 | 201712924 | 09/30/2020
Rheem Sales Company, Inc. | Ruud | R801CA075417MXA | Federally-Regulated Consumer Product | Non-Weatherized, Non-Condensin | 1496 | 248 |  | 09/30/2020 | 75177 | 203327142 | 09/30/2020
Rheem Sales Company, Inc. | Ruud | R801CA075417MSA | Federally-Regulated Consumer Product | Non-Weatherized, Non-Condensin | 1496 | 248 |  | 09/30/2020 | 75177 | 203327139 | 09/30/2020
Rheem Sales Company, Inc. | Ruud | R802TA050314MSA | Federally-Regulated Consumer Product | Non-Weatherized, Non-Condensin | 1260 | 237 |  | 09/30/2020 | 35654 | 204007866 | 09/30/2020
Rheem Sales Company, Inc. | Ruud | R801TA100521MXA | Federally-Regulated Consumer Product | Non-Weatherized, Non-Condensin | 1812 | 262 |  | 09/30/2020 | 99863 | 201707690 | 09/30/2020
Rheem Sales Company, Inc. | Ruud | R802TA050314MXA | Federally-Regulated Consumer Product | Non-Weatherized, Non-Condensin | 1260 | 237 |  | 09/30/2020 | 35654 | 204099259 | 09/30/2020
Rheem Sales Company, Inc. | Ruud | RGEA15024AJV08XAB | Federally-Regulated Consumer Product | Weatherized Non-Condensing Gas | 1395 | 260 |  | 09/30/2020 | 80305 | 203404522 | 09/30/2020
Rheem Sales Company, Inc. | Ruud | R92TA0701521MSA | Federally-Regulated Consumer Product | Non-Weatherized, Condensing Ga | 1983 | 282 |  | 09/30/2020 | 70360 | 203269465 | 09/30/2020
Rheem Sales Company, Inc. | Ruud | R802VA100521MSA | Federally-Regulated Consumer Product | Non-Weatherized, Non-Condensin | 1905 | 266 |  | 09/30/2020 | 70000 | 201709836 | 09/30/2020
Rheem Sales Company, Inc. | Ruud | RGEA16060AJV102AB | Federally-Regulated Consumer Product | Weatherized Non-Condensing Gas | 1845 | 280 |  | 09/30/2020 | 76171 | 203404634 | 09/30/2020
Rheem Sales Company, Inc. | Ruud | R95TC1151524MSA | Federally-Regulated Consumer Product | Non-Weatherized, Condensing Ga | 2041 | 285 |  | 09/30/2020 | 111488 | 201711687 | 09/30/2020
Rheem Sales Company, Inc. | Ruud | R801TA075417MXA | Federally-Regulated Consumer Product | Non-Weatherized, Non-Condensin | 1496 | 248 |  | 09/30/2020 | 75177 | 201707686 | 09/30/2020
Rheem Sales Company, Inc. | Ruud | RGEA16048AJV08TAB | Federally-Regulated Consumer Product | Weatherized Non-Condensing Gas | 1648 | 272 |  | 09/30/2020 | 76362 | 203404628 | 09/30/2020
Rheem Sales Company, Inc. | Ruud | U96VA0702521MSA | Federally-Regulated Consumer Product | Non-Weatherized, Condensing Ga | 1923 | 280 |  | 09/30/2020 | 49235 | 203261703 | 09/30/2020
Rheem Sales Company, Inc. | Ruud | RGEA14042AJT08XAB | Federally-Regulated Consumer Product | Weatherized Non-Condensing Gas | 1494 | 265 |  | 09/30/2020 | 99609 | 203404476 | 09/30/2020
Rheem Sales Company, Inc. | Ruud | RGEA15060AJV10XAB | Federally-Regulated Consumer Product | Weatherized Non-Condensing Gas | 2166 | 294 |  | 09/30/2020 | 100081 | 203404606 | 09/30/2020
Rheem Sales Company, Inc. | Ruud | R92TA0601317MSA | Federally-Regulated Consumer Product | Non-Weatherized, Condensing Ga | 1156 | 246 |  | 09/30/2020 | 55624 | 201712980 | 09/30/2020
Rheem Sales Company, Inc. | Ruud | R801TA075421MSA | Federally-Regulated Consumer Product | Non-Weatherized, Non-Condensin | 1634 | 254 |  | 09/30/2020 | 75736 | 201710102 | 09/30/2020
Rheem Sales Company, Inc. | Ruud | R801TA070317MUA | Federally-Regulated Consumer Product | Non-Weatherized, Non-Condensin | 1189 | 234 |  | 09/30/2020 | 70542 | 202132847 | 09/30/2020
Rheem Sales Company, Inc. | Ruud | R802VA125524MSA | Federally-Regulated Consumer Product | Non-Weatherized, Non-Condensin | 2073 | 273 |  | 09/30/2020 | 87500 | 201709840 | 09/30/2020
Rheem Sales Company, Inc. | Ruud | RGEA15060AJV101AB | Federally-Regulated Consumer Product | Weatherized Non-Condensing Gas | 2166 | 294 |  | 09/30/2020 | 100081 | 203404602 | 09/30/2020
Rheem Sales Company, Inc. | Ruud | R801CA050314MSA | Federally-Regulated Consumer Product | Non-Weatherized, Non-Condensin | 1388 | 184 |  | 09/30/2020 | 49660 | 203327133 | 09/30/2020
Rheem Sales Company, Inc. | Ruud | R92TA1151524MSA | Federally-Regulated Consumer Product | Non-Weatherized, Condensing Ga | 2041 | 285 |  | 09/30/2020 | 111488 | 201712988 | 09/30/2020
Rheem Sales Company, Inc. | Ruud | RGEA14030AJT06XAB | Federally-Regulated Consumer Product | Weatherized Non-Condensing Gas | 1147 | 249 |  | 09/30/2020 | 79965 | 203404438 | 09/30/2020
Rheem Sales Company, Inc. | Ruud | U802VA075421MXA | Federally-Regulated Consumer Product | Non-Weatherized, Non-Condensin | 1718 | 258 |  | 09/30/2020 | 52500 | 7979973 | 09/30/2020
Rheem Sales Company, Inc. | Ruud | R801TA100521MSA | Federally-Regulated Consumer Product | Non-Weatherized, Non-Condensin | 1812 | 262 |  | 09/30/2020 | 99863 | 201707688 | 09/30/2020
Rheem Sales Company, Inc. | Ruud | R95TC0601317MSA | Federally-Regulated Consumer Product | Non-Weatherized, Condensing Ga | 1156 | 246 |  | 09/30/2020 | 55624 | 201711679 | 09/30/2020
Rheem Sales Company, Inc. | Ruud | RGEA16048AJV102AB | Federally-Regulated Consumer Product | Weatherized Non-Condensing Gas | 1845 | 280 |  | 09/30/2020 | 76171 | 203404630 | 09/30/2020
Rheem Sales Company, Inc. | Ruud | R801CA050314MXA | Federally-Regulated Consumer Product | Non-Weatherized, Non-Condensin | 1388 | 184 |  | 09/30/2020 | 49660 | 203327136 | 09/30/2020
Rheem Sales Company, Inc. | Ruud | R802VA100521MXA | Federally-Regulated Consumer Product | Non-Weatherized, Non-Condensin | 1905 | 266 |  | 09/30/2020 | 70000 | 201709838 | 09/30/2020
Rheem Sales Company, Inc. | Rheem | R96TA0402317MSA | Federally-Regulated Consumer Product | Non-Weatherized, Condensing Ga | 1252 | 232 |  | 08/05/2020 | 29298 | 201712917 | 09/30/2020
Rheem Sales Company, Inc. | Rheem | RGEA16036AJV102AB | Federally-Regulated Consumer Product | Weatherized Non-Condensing Gas | 1648 | 262 | 271.512 | 10/03/2019 |  |  | 09/30/2020
Rheem Sales Company, Inc. | Rheem | RGEA15024AJV061AB | Federally-Regulated Consumer Product | Weatherized Non-Condensing Gas | 1395 | 252 | 260.38 | 10/03/2019 |  |  | 09/30/2020
Rheem Sales Company, Inc. | Rheem | RGEA16048AJV102AB | Federally-Regulated Consumer Product | Weatherized Non-Condensing Gas | 1845 | 273 | 280.18 | 10/03/2019 |  |  | 09/30/2020
Rheem Sales Company, Inc. | Rheem | RGEA14042AJT10XAB | Federally-Regulated Consumer Product | Weatherized Non-Condensing Gas | 1494 | 248 | 264.736 | 10/03/2019 |  |  | 09/30/2020
Rheem Sales Company, Inc. | Rheem | R801TA050317MUA | Federally-Regulated Consumer Product | Non-Weatherized, Non-Condensin | 1165 | 177 | 233.26 | 10/03/2019 |  |  | 09/30/2020
Rheem Sales Company, Inc. | Rheem | R801CA100521MSA | Federally-Regulated Consumer Product | Non-Weatherized, Non-Condensin | 1812 | 187 |  | 08/05/2020 | 99863 | 203325262 | 09/30/2020
Rheem Sales Company, Inc. | Rheem | R802VA125524MSA | Federally-Regulated Consumer Product | Non-Weatherized, Non-Condensin | 2073 | 216 |  | 08/05/2020 | 87500 | 201709839 | 09/30/2020
Rheem Sales Company, Inc. | Rheem | R801CA075521ZSA | Federally-Regulated Consumer Product | Non-Weatherized, Non-Condensin | 1892 | 234 | 265.248 | 10/03/2019 |  |  | 09/30/2020
Rheem Sales Company, Inc. | Rheem | RGEA14042AJT101AB | Federally-Regulated Consumer Product | Weatherized Non-Condensing Gas | 1494 | 248 | 264.736 | 10/03/2019 |  |  | 09/30/2020
Rheem Sales Company, Inc. | Rheem | RGEA16036AJV062AB | Federally-Regulated Consumer Product | Weatherized Non-Condensing Gas | 1648 | 262 | 271.512 | 10/03/2019 |  |  | 09/30/2020
Rheem Sales Company, Inc. | Rheem | R801CA050314MXA | Federally-Regulated Consumer Product | Non-Weatherized, Non-Condensin | 1388 | 183 | 243.072 | 10/03/2019 |  |  | 09/30/2020
Rheem Sales Company, Inc. | Rheem | RGEA14036AJT081AB | Federally-Regulated Consumer Product | Weatherized Non-Condensing Gas | 1430 | 245 | 261.92 | 10/03/2019 |  |  | 09/30/2020
Rheem Sales Company, Inc. | Rheem | R802TA050314MXA | Federally-Regulated Consumer Product | Non-Weatherized, Non-Condensin | 1260 | 183 | 237.44 | 10/03/2019 |  |  | 09/30/2020
Rheem Sales Company, Inc. | Rheem | RGEA15030AJV08XAB | Federally-Regulated Consumer Product | Weatherized Non-Condensing Gas | 1402 | 241 | 260.688 | 10/03/2019 |  |  | 09/30/2020
Rheem Sales Company, Inc. | Rheem | R801TA100521MXA | Federally-Regulated Consumer Product | Non-Weatherized, Non-Condensin | 1812 | 187 |  | 08/05/2020 | 99863 | 201707689 | 09/30/2020
Rheem Sales Company, Inc. | Rheem | RGEA15042AJV081AB | Federally-Regulated Consumer Product | Weatherized Non-Condensing Gas | 1375 | 246 | 259.5 | 10/03/2019 |  |  | 09/30/2020
Rheem Sales Company, Inc. | Rheem | R801CA100521MXA | Federally-Regulated Consumer Product | Non-Weatherized, Non-Condensin | 1812 | 187 |  | 08/05/2020 | 99863 | 203325263 | 09/30/2020
Rheem Sales Company, Inc. | Rheem | RGEA15030AJV061AB | Federally-Regulated Consumer Product | Weatherized Non-Condensing Gas | 1402 | 241 | 260.688 | 10/03/2019 |  |  | 09/30/2020
Rheem Sales Company, Inc. | Rheem | R801CA075521ZXA | Federally-Regulated Consumer Product | Non-Weatherized, Non-Condensin | 1892 | 234 | 265.248 | 10/03/2019 |  |  | 09/30/2020
Rheem Sales Company, Inc. | Rheem | W801TA050314MXA | Federally-Regulated Consumer Product | Non-Weatherized, Non-Condensin | 1388 | 183 |  | 07/22/2020 | 49660 | 205819494 | 09/30/2020
Rheem Sales Company, Inc. | Rheem | R802VA075317MXA | Federally-Regulated Consumer Product | Non-Weatherized, Non-Condensin | 1458 | 229 | 246.152 | 10/03/2019 |  |  | 09/30/2020
Rheem Sales Company, Inc. | Rheem | R802TA125524MSA | Federally-Regulated Consumer Product | Non-Weatherized, Non-Condensin | 1899 | 194 |  | 08/05/2020 | 87546 | 204005887 | 09/30/2020
Rheem Sales Company, Inc. | Rheem | R92TA0601317MSA | Federally-Regulated Consumer Product | Non-Weatherized, Condensing Ga | 1156 | 231 | 245.864 | 10/03/2019 |  |  | 09/30/2020
Rheem Sales Company, Inc. | Rheem | RGEA14024AJT06XAB | Federally-Regulated Consumer Product | Weatherized Non-Condensing Gas | 1127 | 241 | 248.588 | 10/03/2019 |  |  | 09/30/2020
Rheem Sales Company, Inc. | Rheem | RGEA14030AJT081AB | Federally-Regulated Consumer Product | Weatherized Non-Condensing Gas | 1147 | 234 | 249.468 | 10/03/2019 |  |  | 09/30/2020
Rheem Sales Company, Inc. | Rheem | R802TA050314MSA | Federally-Regulated Consumer Product | Non-Weatherized, Non-Condensin | 1260 | 183 | 237.44 | 10/03/2019 |  |  | 09/30/2020
Rheem Sales Company, Inc. | Rheem | R92TA0701521MSA | Federally-Regulated Consumer Product | Non-Weatherized, Condensing Ga | 1983 | 227 | 282.252 | 10/03/2019 |  |  | 09/30/2020
Rheem Sales Company, Inc. | Rheem | RGEA15060AJV10XAB | Federally-Regulated Consumer Product | Weatherized Non-Condensing Gas | 2166 | 235 | 294.304 | 10/03/2019 |  |  | 09/30/2020
Rheem Sales Company, Inc. | Rheem | R802VA075421MSA | Federally-Regulated Consumer Product | Non-Weatherized, Non-Condensin | 1718 | 186 | 257.592 | 10/03/2019 |  |  | 09/30/2020
Rheem Sales Company, Inc. | Rheem | RGEA14030AJT08XAB | Federally-Regulated Consumer Product | Weatherized Non-Condensing Gas | 1147 | 234 | 249.468 | 10/03/2019 |  |  | 09/30/2020
Rheem Sales Company, Inc. | Rheem | RGEA14036AJT08XAB | Federally-Regulated Consumer Product | Weatherized Non-Condensing Gas | 1430 | 245 | 261.92 | 10/03/2019 |  |  | 09/30/2020
Rheem Sales Company, Inc. | Rheem | R96TA0702317MSA | Federally-Regulated Consumer Product | Non-Weatherized, Condensing Ga | 1321 | 215 | 253.124 | 10/03/2019 |  |  | 09/30/2020
Rheem Sales Company, Inc. | Rheem | RGEA14024AJT08XAB | Federally-Regulated Consumer Product | Weatherized Non-Condensing Gas | 1127 | 241 | 248.588 | 10/03/2019 |  |  | 09/30/2020
Rheem Sales Company, Inc. | Rheem | RGEA14042AJT08XAB | Federally-Regulated Consumer Product | Weatherized Non-Condensing Gas | 1494 | 248 | 264.736 | 10/03/2019 |  |  | 09/30/2020
Rheem Sales Company, Inc. | Rheem | R801TA075417MXA | Federally-Regulated Consumer Product | Non-Weatherized, Non-Condensin | 1496 | 207 | 247.824 | 10/03/2019 |  |  | 09/30/2020
Rheem Sales Company, Inc. | Rheem | R802TA125524MXA | Federally-Regulated Consumer Product | Non-Weatherized, Non-Condensin | 1899 | 194 |  | 08/05/2020 | 87546 | 204099256 | 09/30/2020
Rheem Sales Company, Inc. | Rheem | R96TA0852521MSA | Federally-Regulated Consumer Product | Non-Weatherized, Condensing Ga | 2115 | 259 |  | 08/05/2020 | 58240 | 201712923 | 09/30/2020
Rheem Sales Company, Inc. | Rheem | R96TA0702521MSA | Federally-Regulated Consumer Product | Non-Weatherized, Condensing Ga | 1854 | 227 | 276.576 | 10/03/2019 |  |  | 09/30/2020
Rheem Sales Company, Inc. | Rheem | R801TA075417MSA | Federally-Regulated Consumer Product | Non-Weatherized, Non-Condensin | 1496 | 207 | 247.824 | 10/03/2019 |  |  | 09/30/2020
Rheem Sales Company, Inc. | Rheem | RGEA15060AJV101AB | Federally-Regulated Consumer Product | Weatherized Non-Condensing Gas | 2166 | 235 | 294.304 | 10/03/2019 |  |  | 09/30/2020
Rheem Sales Company, Inc. | Rheem | R95TC1001521MSA | Federally-Regulated Consumer Product | Non-Weatherized, Condensing Ga | 2066 | 262 |  | 08/05/2020 | 98023 | 201711684 | 09/30/2020
Rheem Sales Company, Inc. | Rheem | RGEA14030AJT061AB | Federally-Regulated Consumer Product | Weatherized Non-Condensing Gas | 1147 | 234 | 249.468 | 10/03/2019 |  |  | 09/30/2020
Rheem Sales Company, Inc. | Rheem | RGEA14030AJT06XAB | Federally-Regulated Consumer Product | Weatherized Non-Condensing Gas | 1147 | 234 | 249.468 | 10/03/2019 |  |  | 09/30/2020
Rheem Sales Company, Inc. | Rheem | R801CA050314MSA | Federally-Regulated Consumer Product | Non-Weatherized, Non-Condensin | 1388 | 183 | 243.072 | 10/03/2019 |  |  | 09/30/2020
Rheem Sales Company, Inc. | Rheem | R801CA075421MXA | Federally-Regulated Consumer Product | Non-Weatherized, Non-Condensin | 1634 | 200 | 253.896 | 10/03/2019 |  |  | 09/30/2020
Rheem Sales Company, Inc. | Rheem | R801CA075421MSA | Federally-Regulated Consumer Product | Non-Weatherized, Non-Condensin | 1634 | 200 | 253.896 | 10/03/2019 |  |  | 09/30/2020
Rheem Sales Company, Inc. | Rheem | RGEA14024AJT081AB | Federally-Regulated Consumer Product | Weatherized Non-Condensing Gas | 1127 | 241 | 248.588 | 10/03/2019 |  |  | 09/30/2020
Rheem Sales Company, Inc. | Rheem | R801TA070317MUA | Federally-Regulated Consumer Product | Non-Weatherized, Non-Condensin | 1189 | 200 | 234.316 | 10/03/2019 |  |  | 09/30/2020
Rheem Sales Company, Inc. | Rheem | R802VA075317MSA | Federally-Regulated Consumer Product | Non-Weatherized, Non-Condensin | 1458 | 229 | 246.152 | 10/03/2019 |  |  | 09/30/2020
Rheem Sales Company, Inc. | Rheem | RGEA15030AJV06XAB | Federally-Regulated Consumer Product | Weatherized Non-Condensing Gas | 1402 | 241 | 260.688 | 10/03/2019 |  |  | 09/30/2020
Rheem Sales Company, Inc. | Rheem | RGEA16036AJV06TAB | Federally-Regulated Consumer Product | Weatherized Non-Condensing Gas | 1648 | 262 | 271.512 | 10/03/2019 |  |  | 09/30/2020
Rheem Sales Company, Inc. | Rheem | RGEA16048AJV10TAB | Federally-Regulated Consumer Product | Weatherized Non-Condensing Gas | 1845 | 273 | 280.18 | 10/03/2019 |  |  | 09/30/2020
Rheem Sales Company, Inc. | Rheem | RGEA15024AJV08XAB | Federally-Regulated Consumer Product | Weatherized Non-Condensing Gas | 1395 | 252 | 260.38 | 10/03/2019 |  |  | 09/30/2020
Rheem Sales Company, Inc. | Rheem | R802VA125524MXA | Federally-Regulated Consumer Product | Non-Weatherized, Non-Condensin | 2073 | 216 |  | 08/05/2020 | 87500 | 201709841 | 09/30/2020
Rheem Sales Company, Inc. | Rheem | RGEA15042AJV10XAB | Federally-Regulated Consumer Product | Weatherized Non-Condensing Gas | 1375 | 246 | 259.5 | 10/03/2019 |  |  | 09/30/2020
Rheem Sales Company, Inc. | Rheem | R801TA100521MSA | Federally-Regulated Consumer Product | Non-Weatherized, Non-Condensin | 1812 | 187 |  | 08/05/2020 | 99863 | 201707687 | 09/30/2020
Rheem Sales Company, Inc. | Rheem | R95TC0601317MSA | Federally-Regulated Consumer Product | Non-Weatherized, Condensing Ga | 1156 | 231 |  | 08/05/2020 | 55624 | 201711678 | 09/30/2020
Rheem Sales Company, Inc. | Rheem | RGEA15030AJV081AB | Federally-Regulated Consumer Product | Weatherized Non-Condensing Gas | 1402 | 241 | 260.688 | 10/03/2019 |  |  | 09/30/2020
Rheem Sales Company, Inc. | Rheem | R802TA075317MXA | Federally-Regulated Consumer Product | Non-Weatherized, Non-Condensin | 1539 | 165 | 249.716 | 10/03/2019 |  |  | 09/30/2020
Rheem Sales Company, Inc. | Rheem | R802VA100521MXA | Federally-Regulated Consumer Product | Non-Weatherized, Non-Condensin | 1905 | 209 |  | 08/05/2020 | 70000 | 201709837 | 09/30/2020
Rheem Sales Company, Inc. | Rheem | RGEA15024AJV06XAB | Federally-Regulated Consumer Product | Weatherized Non-Condensing Gas | 1395 | 252 | 260.38 | 10/03/2019 |  |  | 09/30/2020
Rheem Sales Company, Inc. | Rheem | R801CA075417MXA | Federally-Regulated Consumer Product | Non-Weatherized, Non-Condensin | 1496 | 207 | 247.824 | 10/03/2019 |  |  | 09/30/2020
Rheem Sales Company, Inc. | Rheem | RGEA15036AJV081AB | Federally-Regulated Consumer Product | Weatherized Non-Condensing Gas | 1355 | 232 | 258.62 | 10/03/2019 |  |  | 09/30/2020
Rheem Sales Company, Inc. | Rheem | R801TA100521MUA | Federally-Regulated Consumer Product | Non-Weatherized, Non-Condensin | 1861 | 248 | 263.884 | 10/03/2019 |  |  | 09/30/2020
Rheem Sales Company, Inc. | Rheem | RGEA15036AJV08XAB | Federally-Regulated Consumer Product | Weatherized Non-Condensing Gas | 1355 | 232 | 258.62 | 10/03/2019 |  |  | 09/30/2020
Rheem Sales Company, Inc. | Rheem | RGEA15024AJV081AB | Federally-Regulated Consumer Product | Weatherized Non-Condensing Gas | 1395 | 252 | 260.38 | 10/03/2019 |  |  | 09/30/2020
Rheem Sales Company, Inc. | Rheem | R802VA075421MXA | Federally-Regulated Consumer Product | Non-Weatherized, Non-Condensin | 1718 | 186 | 257.592 | 10/03/2019 |  |  | 09/30/2020
Rheem Sales Company, Inc. | Rheem | R802TA075417MSA | Federally-Regulated Consumer Product | Non-Weatherized, Non-Condensin | 1884 | 201 | 264.896 | 10/03/2019 |  |  | 09/30/2020
Rheem Sales Company, Inc. | Rheem | R92TA1151524MSA | Federally-Regulated Consumer Product | Non-Weatherized, Condensing Ga | 2041 | 238 | 284.804 | 10/03/2019 |  |  | 09/30/2020
Rheem Sales Company, Inc. | Rheem | RGEA15042AJV101AB | Federally-Regulated Consumer Product | Weatherized Non-Condensing Gas | 1375 | 246 | 259.5 | 10/03/2019 |  |  | 09/30/2020
Rheem Sales Company, Inc. | Rheem | R801TA075421MSA | Federally-Regulated Consumer Product | Non-Weatherized, Non-Condensin | 1634 | 200 | 253.896 | 10/03/2019 |  |  | 09/30/2020
Rheem Sales Company, Inc. | Rheem | R96VA0702521MSA | Federally-Regulated Consumer Product | Non-Weatherized, Condensing Ga | 1923 | 247 | 279.612 | 10/03/2019 |  |  | 09/30/2020
Rheem Sales Company, Inc. | Rheem | R95TC0851521MSA | Federally-Regulated Consumer Product | Non-Weatherized, Condensing Ga | 1929 | 270 | 279.876 | 10/03/2019 |  |  | 09/30/2020
Rheem Sales Company, Inc. | Rheem | RGEA14024AJT061AB | Federally-Regulated Consumer Product | Weatherized Non-Condensing Gas | 1127 | 241 | 248.588 | 10/03/2019 |  |  | 09/30/2020
Rheem Sales Company, Inc. | Rheem | R801CA075417MSA | Federally-Regulated Consumer Product | Non-Weatherized, Non-Condensin | 1496 | 207 | 247.824 | 10/03/2019 |  |  | 09/30/2020
Rheem Sales Company, Inc. | Rheem | R802VA100521MSA | Federally-Regulated Consumer Product | Non-Weatherized, Non-Condensin | 1905 | 209 |  | 08/05/2020 | 70000 | 201709835 | 09/30/2020
Rheem Sales Company, Inc. | Rheem | R95TC1151524MSA | Federally-Regulated Consumer Product | Non-Weatherized, Condensing Ga | 2041 | 238 | 284.804 | 10/03/2019 |  |  | 09/30/2020
Rheem Sales Company, Inc. | Rheem | W801TA050314MSA | Federally-Regulated Consumer Product | Non-Weatherized, Non-Condensin | 1388 | 183 |  | 07/22/2020 | 49660 | 205819493 | 09/30/2020
Rheem Sales Company, Inc. | Rheem | RGEA16036AJV10TAB | Federally-Regulated Consumer Product | Weatherized Non-Condensing Gas | 1648 | 262 | 271.512 | 10/03/2019 |  |  | 09/30/2020
Rheem Sales Company, Inc. | Rheem | RGEA15042AJV08XAB | Federally-Regulated Consumer Product | Weatherized Non-Condensing Gas | 1375 | 246 | 259.5 | 10/03/2019 |  |  | 09/30/2020
Rheem Sales Company, Inc. | Rheem | R801TA075421MXA | Federally-Regulated Consumer Product | Non-Weatherized, Non-Condensin | 1634 | 200 | 253.896 | 10/03/2019 |  |  | 09/30/2020
Rheem Sales Company, Inc. | Rheem | R802TA100521MSA | Federally-Regulated Consumer Product | Non-Weatherized, Non-Condensin | 1952 | 183 |  | 08/05/2020 | 70078 | 204005886 | 09/30/2020
Rheem Sales Company, Inc. | Rheem | R802TA075317MSA | Federally-Regulated Consumer Product | Non-Weatherized, Non-Condensin | 1539 | 165 | 249.716 | 10/03/2019 |  |  | 09/30/2020
Rheem Sales Company, Inc. | Rheem | RGEA14042AJT081AB | Federally-Regulated Consumer Product | Weatherized Non-Condensing Gas | 1494 | 248 | 264.736 | 10/03/2019 |  |  | 09/30/2020
Rheem Sales Company, Inc. | Rheem | R92TA0701317MSA | Federally-Regulated Consumer Product | Non-Weatherized, Condensing Ga | 1362 | 247 | 254.928 | 10/03/2019 |  |  | 09/30/2020
Rheem Sales Company, Inc. | Rheem | R802TA100521MXA | Federally-Regulated Consumer Product | Non-Weatherized, Non-Condensin | 1952 | 183 |  | 08/05/2020 | 70078 | 204099255 | 09/30/2020
Rheem Sales Company, Inc. | Rheem | R802TA075417MXA | Federally-Regulated Consumer Product | Non-Weatherized, Non-Condensin | 1884 | 201 | 264.896 | 10/03/2019 |  |  | 09/30/2020
Rheem Sales Company, Inc. | Rheem | W801CA075421MXA | Federally-Regulated Consumer Product | Non-Weatherized, Non-Condensin | 1634 | 200 |  | 07/22/2020 | 75736 | 205819482 | 09/30/2020
Rheem Sales Company, Inc. | Rheem | R801CA125524MSA | Federally-Regulated Consumer Product | Non-Weatherized, Non-Condensin | 1991 | 219 | 269.604 | 10/03/2019 |  |  | 09/30/2020
Rheem Sales Company, Inc. | Rheem | RGEA15036AJV06XAB | Federally-Regulated Consumer Product | Weatherized Non-Condensing Gas | 1355 | 232 | 258.62 | 10/03/2019 |  |  | 09/30/2020
Rheem Sales Company, Inc. | Rheem | RGEA14048AJT081AB | Federally-Regulated Consumer Product | Weatherized Non-Condensing Gas | 1809 | 243 | 278.596 | 10/03/2019 |  |  | 09/30/2020
Rheem Sales Company, Inc. | Rheem | W801CA100521MSA | Federally-Regulated Consumer Product | Non-Weatherized, Non-Condensin | 1812 | 187 |  | 07/22/2020 | 99863 | 205819485 | 09/30/2020
Rheem Sales Company, Inc. | Rheem | RGEA14036AJT101AB | Federally-Regulated Consumer Product | Weatherized Non-Condensing Gas | 1430 | 245 | 261.92 | 10/03/2019 |  |  | 09/30/2020
Rheem Sales Company, Inc. | Rheem | W801CA050314MXA | Federally-Regulated Consumer Product | Non-Weatherized, Non-Condensin | 1388 | 183 |  | 07/22/2020 | 49660 | 205819478 | 09/30/2020
Rheem Sales Company, Inc. | Rheem | RGEA15036AJV101AB | Federally-Regulated Consumer Product | Weatherized Non-Condensing Gas | 1355 | 232 | 258.62 | 10/03/2019 |  |  | 09/30/2020
Rheem Sales Company, Inc. | Rheem | R801TA100521ZSB | Federally-Regulated Consumer Product | Non-Weatherized, Non-Condensin | 1895 | 234 | 265.38 | 10/03/2019 |  |  | 09/30/2020
Rheem Sales Company, Inc. | Rheem | RGEA15036AJV061AB | Federally-Regulated Consumer Product | Weatherized Non-Condensing Gas | 1355 | 232 | 258.62 | 10/03/2019 |  |  | 09/30/2020
Rheem Sales Company, Inc. | Rheem | W801CA075521ZXA | Federally-Regulated Consumer Product | Non-Weatherized, Non-Condensin | 1892 | 234 |  | 07/22/2020 | 99827 | 205819484 | 09/30/2020
Rheem Sales Company, Inc. | Rheem | R802VA100521ZXB | Federally-Regulated Consumer Product | Non-Weatherized, Non-Condensin | 2291 | 258 | 282.804 | 10/03/2019 |  |  | 09/30/2020
Rheem Sales Company, Inc. | Rheem | R801CA125524ZXA | Federally-Regulated Consumer Product | Non-Weatherized, Non-Condensin | 1835 | 240 | 262.74 | 10/03/2019 |  |  | 09/30/2020
Rheem Sales Company, Inc. | Rheem | RGEA14036AJT061AB | Federally-Regulated Consumer Product | Weatherized Non-Condensing Gas | 1430 | 245 | 261.92 | 10/03/2019 |  |  | 09/30/2020
Rheem Sales Company, Inc. | Rheem | W801CA075417MXA | Federally-Regulated Consumer Product | Non-Weatherized, Non-Condensin | 1496 | 207 |  | 07/22/2020 | 75177 | 205819480 | 09/30/2020
Rheem Sales Company, Inc. | Rheem | R801TA125524ZXB | Federally-Regulated Consumer Product | Non-Weatherized, Non-Condensin | 1835 | 240 | 262.74 | 10/03/2019 |  |  | 09/30/2020
Rheem Sales Company, Inc. | Rheem | R801CA125524MXA | Federally-Regulated Consumer Product | Non-Weatherized, Non-Condensin | 1991 | 219 | 269.604 | 10/03/2019 |  |  | 09/30/2020
Rheem Sales Company, Inc. | Rheem | R95TC0401317MSA | Federally-Regulated Consumer Product | Non-Weatherized, Condensing Ga | 1107 | 218 | 243.708 | 10/03/2019 |  |  | 09/30/2020
Rheem Sales Company, Inc. | Rheem | R96TA1152524MSA | Federally-Regulated Consumer Product | Non-Weatherized, Condensing Ga | 1935 | 241 | 280.14 | 10/03/2019 |  |  | 09/30/2020
Rheem Sales Company, Inc. | Rheem | R801TA125524MSA | Federally-Regulated Consumer Product | Non-Weatherized, Non-Condensin | 1991 | 219 | 269.604 | 10/03/2019 |  |  | 09/30/2020
Rheem Sales Company, Inc. | Rheem | R801CA100521ZSA | Federally-Regulated Consumer Product | Non-Weatherized, Non-Condensin | 1895 | 234 | 265.38 | 10/03/2019 |  |  | 09/30/2020
Rheem Sales Company, Inc. | Rheem | RGEA16048AJV082AB | Federally-Regulated Consumer Product | Weatherized Non-Condensing Gas | 1845 | 273 | 280.18 | 10/03/2019 |  |  | 09/30/2020
Rheem Sales Company, Inc. | Rheem | R92TA0401317MSA | Federally-Regulated Consumer Product | Non-Weatherized, Condensing Ga | 1107 | 218 | 243.708 | 10/03/2019 |  |  | 09/30/2020
Rheem Sales Company, Inc. | Rheem | RGEA14060AJT10XAB | Federally-Regulated Consumer Product | Weatherized Non-Condensing Gas | 1911 | 265 | 283.084 | 10/03/2019 |  |  | 09/30/2020
Rheem Sales Company, Inc. | Rheem | R801TA125524MXA | Federally-Regulated Consumer Product | Non-Weatherized, Non-Condensin | 1991 | 219 | 269.604 | 10/03/2019 |  |  | 09/30/2020
Rheem Sales Company, Inc. | Rheem | W801TA050317MUA | Federally-Regulated Consumer Product | Non-Weatherized, Non-Condensin | 1165 | 177 |  | 07/22/2020 | 49157 | 205819495 | 09/30/2020
Rheem Sales Company, Inc. | Rheem | R801TA050417MUA | Federally-Regulated Consumer Product | Non-Weatherized, Non-Condensin | 1502 | 229 | 248.088 | 10/03/2019 |  |  | 09/30/2020
Rheem Sales Company, Inc. | Rheem | RGEA16060AJV102AB | Federally-Regulated Consumer Product | Weatherized Non-Condensing Gas | 2330 | 260 | 301.52 | 10/03/2019 |  |  | 09/30/2020
Rheem Sales Company, Inc. | Rheem | W801CA075421MSA | Federally-Regulated Consumer Product | Non-Weatherized, Non-Condensin | 1634 | 200 |  | 07/22/2020 | 75736 | 205819481 | 09/30/2020
Rheem Sales Company, Inc. | Rheem | R92TA0851521MSA | Federally-Regulated Consumer Product | Non-Weatherized, Condensing Ga | 1929 | 270 | 279.876 | 10/03/2019 |  |  | 09/30/2020
Rheem Sales Company, Inc. | Rheem | R802VA050317MXA | Federally-Regulated Consumer Product | Non-Weatherized, Non-Condensin | 1318 | 164 | 239.992 | 10/03/2019 |  |  | 09/30/2020
Rheem Sales Company, Inc. | Rheem | RGEA16048AJV08TAB | Federally-Regulated Consumer Product | Weatherized Non-Condensing Gas | 1845 | 273 | 280.18 | 10/03/2019 |  |  | 09/30/2020
Rheem Sales Company, Inc. | Rheem | RGEA15048AJV08XAB | Federally-Regulated Consumer Product | Weatherized Non-Condensing Gas | 1720 | 241 | 274.68 | 10/03/2019 |  |  | 09/30/2020
Rheem Sales Company, Inc. | Rheem | RGEA14036AJT06XAB | Federally-Regulated Consumer Product | Weatherized Non-Condensing Gas | 1430 | 245 | 261.92 | 10/03/2019 |  |  | 09/30/2020
Rheem Sales Company, Inc. | Rheem | W801CA075417MSA | Federally-Regulated Consumer Product | Non-Weatherized, Non-Condensin | 1496 | 207 |  | 07/22/2020 | 75177 | 205819479 | 09/30/2020
Rheem Sales Company, Inc. | Rheem | W801CA075521ZSA | Federally-Regulated Consumer Product | Non-Weatherized, Non-Condensin | 1892 | 234 |  | 07/22/2020 | 99827 | 205819483 | 09/30/2020
Rheem Sales Company, Inc. | Rheem | RGEA14048AJT10XAB | Federally-Regulated Consumer Product | Weatherized Non-Condensing Gas | 1809 | 243 | 278.596 | 10/03/2019 |  |  | 09/30/2020
Rheem Sales Company, Inc. | Rheem | R95TC0701317MSA | Federally-Regulated Consumer Product | Non-Weatherized, Condensing Ga | 1362 | 247 | 254.928 | 10/03/2019 |  |  | 09/30/2020
Rheem Sales Company, Inc. | Rheem | R96TA1002521MSA | Federally-Regulated Consumer Product | Non-Weatherized, Condensing Ga | 1930 | 251 | 279.92 | 10/03/2019 |  |  | 09/30/2020
Rheem Sales Company, Inc. | Rheem | R802VA100521ZSB | Federally-Regulated Consumer Product | Non-Weatherized, Non-Condensin | 2291 | 258 | 282.804 | 10/03/2019 |  |  | 09/30/2020
Rheem Sales Company, Inc. | Rheem | R801TB100521MUA | Federally-Regulated Consumer Product | Non-Weatherized, Non-Condensin | 2096 | 253 | 274.224 | 10/03/2019 |  |  | 09/30/2020
Rheem Sales Company, Inc. | Rheem | R97VA085M521KSA | Federally-Regulated Consumer Product | Non-Weatherized, Condensing Ga | 2138 | 184 | 289.072 | 10/03/2019 |  |  | 09/30/2020
Rheem Sales Company, Inc. | Rheem | R96TA0602317MSA | Federally-Regulated Consumer Product | Non-Weatherized, Condensing Ga | 1342 | 241 | 254.048 | 10/03/2019 |  |  | 09/30/2020
Rheem Sales Company, Inc. | Rheem | RGEA14060AJT101AB | Federally-Regulated Consumer Product | Weatherized Non-Condensing Gas | 1911 | 265 | 283.084 | 10/03/2019 |  |  | 09/30/2020
Rheem Sales Company, Inc. | Rheem | R801TA075521ZXB | Federally-Regulated Consumer Product | Non-Weatherized, Non-Condensin | 1883 | 258 | 264.852 | 10/03/2019 |  |  | 09/30/2020
Rheem Sales Company, Inc. | Rheem | R801TA070417MUA | Federally-Regulated Consumer Product | Non-Weatherized, Non-Condensin | 1823 | 192 | 262.212 | 10/03/2019 |  |  | 09/30/2020
Rheem Sales Company, Inc. | Rheem | R801TA100521ZXB | Federally-Regulated Consumer Product | Non-Weatherized, Non-Condensin | 1895 | 234 | 265.38 | 10/03/2019 |  |  | 09/30/2020
Rheem Sales Company, Inc. | Rheem | R802TA100417MSA | Federally-Regulated Consumer Product | Non-Weatherized, Non-Condensin | 1730 | 225 | 258.12 | 10/03/2019 |  |  | 09/30/2020
Rheem Sales Company, Inc. | Rheem | W801CA100521MXA | Federally-Regulated Consumer Product | Non-Weatherized, Non-Condensin | 1812 | 187 |  | 07/22/2020 | 99863 | 205819486 | 09/30/2020
Rheem Sales Company, Inc. | Rheem | R801TA125524ZSB | Federally-Regulated Consumer Product | Non-Weatherized, Non-Condensin | 1835 | 240 | 262.74 | 10/03/2019 |  |  | 09/30/2020
Rheem Sales Company, Inc. | Rheem | R801TA050314MSA | Federally-Regulated Consumer Product | Non-Weatherized, Non-Condensin | 1388 | 183 | 243.072 | 10/03/2019 |  |  | 09/30/2020
Rheem Sales Company, Inc. | Rheem | R97VA070M317KSA | Federally-Regulated Consumer Product | Non-Weatherized, Condensing Ga | 1282 | 205 | 251.408 | 10/03/2019 |  |  | 09/30/2020
Rheem Sales Company, Inc. | Rheem | RGEA14048AJT101AB | Federally-Regulated Consumer Product | Weatherized Non-Condensing Gas | 1809 | 243 | 278.596 | 10/03/2019 |  |  | 09/30/2020
Rheem Sales Company, Inc. | Rheem | R802VA050317MSA | Federally-Regulated Consumer Product | Non-Weatherized, Non-Condensin | 1318 | 164 | 239.992 | 10/03/2019 |  |  | 09/30/2020
Rheem Sales Company, Inc. | Rheem | RGEA14048AJT08XAB | Federally-Regulated Consumer Product | Weatherized Non-Condensing Gas | 1809 | 243 | 278.596 | 10/03/2019 |  |  | 09/30/2020
Rheem Sales Company, Inc. | Rheem | RGEA14036AJT10XAB | Federally-Regulated Consumer Product | Weatherized Non-Condensing Gas | 1430 | 245 | 261.92 | 10/03/2019 |  |  | 09/30/2020
Rheem Sales Company, Inc. | Rheem | R802TA150524MSA | Federally-Regulated Consumer Product | Non-Weatherized, Non-Condensin | 2092 | 201 |  | 08/05/2020 | 104565 | 204005888 | 09/30/2020
Rheem Sales Company, Inc. | Rheem | W801CA050314MSA | Federally-Regulated Consumer Product | Non-Weatherized, Non-Condensin | 1388 | 183 |  | 07/22/2020 | 49660 | 205819477 | 09/30/2020
Rheem Sales Company, Inc. | Rheem | RGEA15048AJV081AB | Federally-Regulated Consumer Product | Weatherized Non-Condensing Gas | 1720 | 241 | 274.68 | 10/03/2019 |  |  | 09/30/2020
Rheem Sales Company, Inc. | Rheem | R801TA050314MXA | Federally-Regulated Consumer Product | Non-Weatherized, Non-Condensin | 1388 | 183 | 243.072 | 10/03/2019 |  |  | 09/30/2020
Rheem Sales Company, Inc. | Rheem | RGEA15036AJV10XAB | Federally-Regulated Consumer Product | Weatherized Non-Condensing Gas | 1355 | 232 | 258.62 | 10/03/2019 |  |  | 09/30/2020
Rheem Sales Company, Inc. | Rheem | R801CA125524ZSA | Federally-Regulated Consumer Product | Non-Weatherized, Non-Condensin | 1835 | 240 | 262.74 | 10/03/2019 |  |  | 09/30/2020
Johnson Controls, Inc. | LUXAIRE BY JOHNSON CONTROLS | PCG4B481252X4 | Federally-Regulated Consumer Product | Weatherized Non-Condensing Gas | 1941 | 279 |  | 09/02/2020 | 122996 | 206077561 | 09/30/2020
Johnson Controls, Inc. | LUXAIRE BY JOHNSON CONTROLS | PCG4A240502X4 | Federally-Regulated Consumer Product | Weatherized Non-Condensing Gas | 1118 | 243 |  | 09/02/2020 | 50782 | 206077362 | 09/30/2020
Johnson Controls, Inc. | LUXAIRE BY JOHNSON CONTROLS | PCG4B601002X4 | Federally-Regulated Consumer Product | Weatherized Non-Condensing Gas | 2123 | 287 |  | 09/02/2020 | 99980 | 206077575 | 09/30/2020
Johnson Controls, Inc. | LUXAIRE BY JOHNSON CONTROLS | PCG4A421002X4 | Federally-Regulated Consumer Product | Weatherized Non-Condensing Gas | 1782 | 272 |  | 09/02/2020 | 99514 | 206077441 | 09/30/2020
Johnson Controls, Inc. | LUXAIRE BY JOHNSON CONTROLS | PCG4A420752X4 | Federally-Regulated Consumer Product | Weatherized Non-Condensing Gas | 2042 | 283 |  | 09/02/2020 | 75754 | 206077431 | 09/30/2020
Johnson Controls, Inc. | LUXAIRE BY JOHNSON CONTROLS | PCG6B480652X4 | Federally-Regulated Consumer Product | Weatherized Non-Condensing Gas | 1709 | 269 |  | 09/02/2020 | 42780 | 206136958 | 09/30/2020
Johnson Controls, Inc. | LUXAIRE BY JOHNSON CONTROLS | PCG4A240502L1 | Federally-Regulated Consumer Product | Weatherized Non-Condensing Gas | 1020 | 220 |  | 08/05/2020 | 50097 | 205963006 | 09/30/2020
Johnson Controls, Inc. | LUXAIRE BY JOHNSON CONTROLS | PCG4A300502X4 | Federally-Regulated Consumer Product | Weatherized Non-Condensing Gas | 1130 | 244 |  | 09/02/2020 | 49570 | 206077383 | 09/30/2020
Johnson Controls, Inc. | LUXAIRE BY JOHNSON CONTROLS | PCG6A360752X4 | Federally-Regulated Consumer Product | Weatherized Non-Condensing Gas | 1170 | 245 |  | 09/09/2020 | 43310 | 206168416 | 09/30/2020
Johnson Controls, Inc. | LUXAIRE BY JOHNSON CONTROLS | PCG6B600652X4 | Federally-Regulated Consumer Product | Weatherized Non-Condensing Gas | 1791 | 272 |  | 09/02/2020 | 43624 | 206136979 | 09/30/2020
Johnson Controls, Inc. | LUXAIRE BY JOHNSON CONTROLS | PCG6A240752X4 | Federally-Regulated Consumer Product | Weatherized Non-Condensing Gas | 921 | 235 |  | 09/02/2020 | 49267 | 206136944 | 09/30/2020
Johnson Controls, Inc. | LUXAIRE BY JOHNSON CONTROLS | PCG4A361002X4 | Federally-Regulated Consumer Product | Weatherized Non-Condensing Gas | 1907 | 277 |  | 09/02/2020 | 100985 | 206077422 | 09/30/2020
Johnson Controls, Inc. | LUXAIRE BY JOHNSON CONTROLS | PCG6A240502X4 | Federally-Regulated Consumer Product | Weatherized Non-Condensing Gas | 705 | 225 |  | 09/02/2020 | 33081 | 206136937 | 09/30/2020
Johnson Controls, Inc. | LUXAIRE BY JOHNSON CONTROLS | PCG4A360752X4 | Federally-Regulated Consumer Product | Weatherized Non-Condensing Gas | 1396 | 255 |  | 09/02/2020 | 74384 | 206077412 | 09/30/2020
Johnson Controls, Inc. | LUXAIRE BY JOHNSON CONTROLS | PCG4A240752X4 | Federally-Regulated Consumer Product | Weatherized Non-Condensing Gas | 1394 | 255 |  | 09/02/2020 | 75189 | 206077371 | 09/30/2020
Johnson Controls, Inc. | LUXAIRE BY JOHNSON CONTROLS | PCG4A300752X4 | Federally-Regulated Consumer Product | Weatherized Non-Condensing Gas | 1414 | 256 |  | 09/02/2020 | 75125 | 206077393 | 09/30/2020
Johnson Controls, Inc. | LUXAIRE BY JOHNSON CONTROLS | PCG4B600652X4 | Federally-Regulated Consumer Product | Weatherized Non-Condensing Gas | 2344 | 296 |  | 09/02/2020 | 65095 | 206077568 | 09/30/2020
Johnson Controls, Inc. | LUXAIRE BY JOHNSON CONTROLS | PCG4B600652L1 | Federally-Regulated Consumer Product | Weatherized Non-Condensing Gas | 2035 | 260 |  | 08/05/2020 | 65489 | 205963021 | 09/30/2020
Johnson Controls, Inc. | LUXAIRE BY JOHNSON CONTROLS | PCG4B481002X4 | Federally-Regulated Consumer Product | Weatherized Non-Condensing Gas | 2010 | 282 |  | 09/02/2020 | 100104 | 206077554 | 09/30/2020
Johnson Controls, Inc. | LUXAIRE BY JOHNSON CONTROLS | PCG4B601252X4 | Federally-Regulated Consumer Product | Weatherized Non-Condensing Gas | 2207 | 290 |  | 09/02/2020 | 124280 | 206077582 | 09/30/2020
Johnson Controls, Inc. | LUXAIRE BY JOHNSON CONTROLS | PCG6A361002X4 | Federally-Regulated Consumer Product | Weatherized Non-Condensing Gas | 1159 | 245 |  | 09/09/2020 | 64979 | 206168430 | 09/30/2020
Johnson Controls, Inc. | LUXAIRE BY JOHNSON CONTROLS | PCG4A360502L1 | Federally-Regulated Consumer Product | Weatherized Non-Condensing Gas | 1487 | 238 |  | 08/05/2020 | 50000 | 205963011 | 09/30/2020
Johnson Controls, Inc. | LUXAIRE BY JOHNSON CONTROLS | PCG4B480652L1 | Federally-Regulated Consumer Product | Weatherized Non-Condensing Gas | 1958 | 257 |  | 08/05/2020 | 65551 | 205963016 | 09/30/2020
Johnson Controls, Inc. | LUXAIRE BY JOHNSON CONTROLS | PCG6B481002X4 | Federally-Regulated Consumer Product | Weatherized Non-Condensing Gas | 1569 | 263 |  | 09/02/2020 | 65481 | 206136965 | 09/30/2020
Johnson Controls, Inc. | LUXAIRE BY JOHNSON CONTROLS | PCG6B481252X4 | Federally-Regulated Consumer Product | Weatherized Non-Condensing Gas | 1747 | 270 |  | 09/02/2020 | 82081 | 206136972 | 09/30/2020
Johnson Controls, Inc. | LUXAIRE BY JOHNSON CONTROLS | PCG6B601252X4 | Federally-Regulated Consumer Product | Weatherized Non-Condensing Gas | 1967 | 280 |  | 09/02/2020 | 81767 | 206136993 | 09/30/2020
Johnson Controls, Inc. | LUXAIRE BY JOHNSON CONTROLS | PCG4B480652X4 | Federally-Regulated Consumer Product | Weatherized Non-Condensing Gas | 1977 | 280 |  | 09/02/2020 | 65054 | 206077547 | 09/30/2020
Johnson Controls, Inc. | LUXAIRE BY JOHNSON CONTROLS | PCG6B601002X4 | Federally-Regulated Consumer Product | Weatherized Non-Condensing Gas | 1773 | 271 |  | 09/02/2020 | 65461 | 206136986 | 09/30/2020
Johnson Controls, Inc. | LUXAIRE BY JOHNSON CONTROLS | PCG4A360502X4 | Federally-Regulated Consumer Product | Weatherized Non-Condensing Gas | 1263 | 249 |  | 09/02/2020 | 49892 | 206077402 | 09/30/2020
Rheem Sales Company, Inc. | Mainline | RGEA14036AJT081AB | Federally-Regulated Consumer Product | Weatherized Non-Condensing Gas | 1430 | 262 |  | 09/30/2020 | 99665 | 204117078 | 09/30/2020
Rheem Sales Company, Inc. | Mainline | MP801CA100521MSA | Federally-Regulated Consumer Product | Non-Weatherized, Non-Condensin | 1812 | 262 |  | 09/30/2020 | 99863 | 205348183 | 09/30/2020
Rheem Sales Company, Inc. | Mainline | MP801CA100521MXA | Federally-Regulated Consumer Product | Non-Weatherized, Non-Condensin | 1812 | 262 |  | 09/30/2020 | 99863 | 205348185 | 09/30/2020
Rheem Sales Company, Inc. | Mainline | ML802TA075317MSA | Federally-Regulated Consumer Product | Non-Weatherized, Non-Condensin | 1539 | 250 |  | 09/30/2020 | 52505 | 204007888 | 09/30/2020
Rheem Sales Company, Inc. | Mainline | ML801TA075421MXA | Federally-Regulated Consumer Product | Non-Weatherized, Non-Condensin | 1634 | 254 |  | 09/30/2020 | 75736 | 10378092 | 09/30/2020
Rheem Sales Company, Inc. | Mainline | ML802VA075317MXA | Federally-Regulated Consumer Product | Non-Weatherized, Non-Condensin | 1458 | 246 |  | 09/30/2020 | 52564 | 10378083 | 09/30/2020
Rheem Sales Company, Inc. | Mainline | RGEA15060AJV10XAB | Federally-Regulated Consumer Product | Weatherized Non-Condensing Gas | 2166 | 294 |  | 09/30/2020 | 100081 | 204117115 | 09/30/2020
Rheem Sales Company, Inc. | Mainline | MP801TA070317MUA | Federally-Regulated Consumer Product | Non-Weatherized, Non-Condensin | 1189 | 234 |  | 09/30/2020 | 70542 | 205348201 | 09/30/2020
Rheem Sales Company, Inc. | Mainline | ML96TA0402317MSA | Federally-Regulated Consumer Product | Non-Weatherized, Condensing Ga | 1252 | 250 |  | 09/30/2020 | 29298 | 10378196 | 09/30/2020
Rheem Sales Company, Inc. | Mainline | ML801CA075421MXA | Federally-Regulated Consumer Product | Non-Weatherized, Non-Condensin | 1634 | 254 |  | 09/30/2020 | 75736 | 203327230 | 09/30/2020
Rheem Sales Company, Inc. | Mainline | ML801TA100521MSA | Federally-Regulated Consumer Product | Non-Weatherized, Non-Condensin | 1812 | 262 |  | 09/30/2020 | 99863 | 10378023 | 09/30/2020
Rheem Sales Company, Inc. | Mainline | ML802VA125524MSA | Federally-Regulated Consumer Product | Non-Weatherized, Non-Condensin | 2073 | 273 |  | 09/30/2020 | 87500 | 10378088 | 09/30/2020
Rheem Sales Company, Inc. | Mainline | RGEA16036AJV06TAB | Federally-Regulated Consumer Product | Weatherized Non-Condensing Gas | 1648 | 259 |  | 09/30/2020 | 76362 | 205785636 | 09/30/2020
Rheem Sales Company, Inc. | Mainline | RGEA15024AJV06XAB | Federally-Regulated Consumer Product | Weatherized Non-Condensing Gas | 1395 | 260 |  | 09/30/2020 | 80305 | 204117093 | 09/30/2020
Rheem Sales Company, Inc. | Mainline | RGEA15042AJV10XAB | Federally-Regulated Consumer Product | Weatherized Non-Condensing Gas | 1375 | 260 |  | 09/30/2020 | 101119 | 204117109 | 09/30/2020
Rheem Sales Company, Inc. | Mainline | MP802TA075417MSA | Federally-Regulated Consumer Product | Non-Weatherized, Non-Condensin | 1884 | 265 |  | 09/30/2020 | 52545 | 205348226 | 09/30/2020
Rheem Sales Company, Inc. | Mainline | ML801TA075417MXA | Federally-Regulated Consumer Product | Non-Weatherized, Non-Condensin | 1496 | 248 |  | 09/30/2020 | 75177 | 10378022 | 09/30/2020
Rheem Sales Company, Inc. | Mainline | ML95TC1001521MSA | Federally-Regulated Consumer Product | Non-Weatherized, Condensing Ga | 2066 | 286 |  | 09/30/2020 | 98023 | 10378169 | 09/30/2020
Rheem Sales Company, Inc. | Mainline | ML801TA100521MUA | Federally-Regulated Consumer Product | Non-Weatherized, Non-Condensin | 1861 | 264 |  | 09/30/2020 | 98348 | 202132863 | 09/30/2020
Rheem Sales Company, Inc. | Mainline | MP802TA100521MSA | Federally-Regulated Consumer Product | Non-Weatherized, Non-Condensin | 1952 | 268 |  | 09/30/2020 | 70078 | 205348231 | 09/30/2020
Rheem Sales Company, Inc. | Mainline | RGEA14030AJT08XAB | Federally-Regulated Consumer Product | Weatherized Non-Condensing Gas | 1147 | 249 |  | 09/30/2020 | 79965 | 204117075 | 09/30/2020
Rheem Sales Company, Inc. | Mainline | ML801TA100521MXA | Federally-Regulated Consumer Product | Non-Weatherized, Non-Condensin | 1812 | 262 |  | 09/30/2020 | 99863 | 10378024 | 09/30/2020
Rheem Sales Company, Inc. | Mainline | RGEA14024AJT08XAB | Federally-Regulated Consumer Product | Weatherized Non-Condensing Gas | 1127 | 249 |  | 09/30/2020 | 80320 | 204117071 | 09/30/2020
Rheem Sales Company, Inc. | Mainline | RGEA15060AJV101AB | Federally-Regulated Consumer Product | Weatherized Non-Condensing Gas | 2166 | 294 |  | 09/30/2020 | 100081 | 204117114 | 09/30/2020
Rheem Sales Company, Inc. | Mainline | ML802VA075421MXA | Federally-Regulated Consumer Product | Non-Weatherized, Non-Condensin | 1718 | 258 |  | 09/30/2020 | 52500 | 10378085 | 09/30/2020
Rheem Sales Company, Inc. | Mainline | ML92TA0601317MSA | Federally-Regulated Consumer Product | Non-Weatherized, Condensing Ga | 1156 | 246 |  | 09/30/2020 | 55624 | 10378203 | 09/30/2020
Rheem Sales Company, Inc. | Mainline | ML802TA100521MSA | Federally-Regulated Consumer Product | Non-Weatherized, Non-Condensin | 1952 | 268 |  | 09/30/2020 | 70078 | 204007891 | 09/30/2020
Rheem Sales Company, Inc. | Mainline | RGEA15042AJV101AB | Federally-Regulated Consumer Product | Weatherized Non-Condensing Gas | 1375 | 260 |  | 09/30/2020 | 101119 | 204117108 | 09/30/2020
Rheem Sales Company, Inc. | Mainline | MP801CA075417MSA | Federally-Regulated Consumer Product | Non-Weatherized, Non-Condensin | 1496 | 248 |  | 09/30/2020 | 75177 | 205348177 | 09/30/2020
Rheem Sales Company, Inc. | Mainline | RGEA15036AJV08XAB | Federally-Regulated Consumer Product | Weatherized Non-Condensing Gas | 1355 | 259 |  | 09/30/2020 | 99675 | 204117103 | 09/30/2020
Rheem Sales Company, Inc. | Mainline | ML802TA050314MXA | Federally-Regulated Consumer Product | Non-Weatherized, Non-Condensin | 1260 | 237 |  | 09/30/2020 | 35654 | 204100513 | 09/30/2020
Rheem Sales Company, Inc. | Mainline | ML801CA075521ZSA | Federally-Regulated Consumer Product | Non-Weatherized, Non-Condensin | 1892 | 265 |  | 09/30/2020 | 99827 | 203327237 | 09/30/2020
Rheem Sales Company, Inc. | Mainline | RGEA15024AJV08XAB | Federally-Regulated Consumer Product | Weatherized Non-Condensing Gas | 1395 | 260 |  | 09/30/2020 | 80305 | 204117095 | 09/30/2020
Rheem Sales Company, Inc. | Mainline | ML96VA0702521MSA | Federally-Regulated Consumer Product | Non-Weatherized, Condensing Ga | 1923 | 280 |  | 09/30/2020 | 49235 | 203261714 | 09/30/2020
Rheem Sales Company, Inc. | Mainline | RGEA14036AJT08XAB | Federally-Regulated Consumer Product | Weatherized Non-Condensing Gas | 1430 | 262 |  | 09/30/2020 | 99665 | 204117079 | 09/30/2020
Rheem Sales Company, Inc. | Mainline | RGEA15030AJV06XAB | Federally-Regulated Consumer Product | Weatherized Non-Condensing Gas | 1402 | 261 |  | 09/30/2020 | 80658 | 204117097 | 09/30/2020
Rheem Sales Company, Inc. | Mainline | ML92TA1151524MSA | Federally-Regulated Consumer Product | Non-Weatherized, Condensing Ga | 2041 | 285 |  | 09/30/2020 | 111488 | 10378207 | 09/30/2020
Rheem Sales Company, Inc. | Mainline | RGEA15036AJV081AB | Federally-Regulated Consumer Product | Weatherized Non-Condensing Gas | 1355 | 259 |  | 09/30/2020 | 99675 | 204117102 | 09/30/2020
Rheem Sales Company, Inc. | Mainline | ML802VA075317MSA | Federally-Regulated Consumer Product | Non-Weatherized, Non-Condensin | 1458 | 246 |  | 09/30/2020 | 52564 | 10378082 | 09/30/2020
Rheem Sales Company, Inc. | Mainline | ML802TA075417MSA | Federally-Regulated Consumer Product | Non-Weatherized, Non-Condensin | 1884 | 265 |  | 09/30/2020 | 52545 | 204007889 | 09/30/2020
Rheem Sales Company, Inc. | Mainline | MP801CA075521ZSA | Federally-Regulated Consumer Product | Non-Weatherized, Non-Condensin | 1892 | 265 |  | 09/30/2020 | 99827 | 205348181 | 09/30/2020
Rheem Sales Company, Inc. | Mainline | RGEA14030AJT081AB | Federally-Regulated Consumer Product | Weatherized Non-Condensing Gas | 1147 | 249 |  | 09/30/2020 | 79965 | 204117074 | 09/30/2020
Rheem Sales Company, Inc. | Mainline | RGEA16048AJV10TAB | Federally-Regulated Consumer Product | Weatherized Non-Condensing Gas | 1845 | 280 |  | 09/30/2020 | 76171 | 205785644 | 09/30/2020
Rheem Sales Company, Inc. | Mainline | RGEA14030AJT061AB | Federally-Regulated Consumer Product | Weatherized Non-Condensing Gas | 1147 | 249 |  | 09/30/2020 | 79965 | 204117072 | 09/30/2020
Rheem Sales Company, Inc. | Mainline | RGEA15030AJV061AB | Federally-Regulated Consumer Product | Weatherized Non-Condensing Gas | 1402 | 261 |  | 09/30/2020 | 80658 | 204117096 | 09/30/2020
Rheem Sales Company, Inc. | Mainline | ML95TC0851521MSA | Federally-Regulated Consumer Product | Non-Weatherized, Condensing Ga | 1929 | 280 |  | 09/30/2020 | 84515 | 10378168 | 09/30/2020
Rheem Sales Company, Inc. | Mainline | ML95TC1151524MSA | Federally-Regulated Consumer Product | Non-Weatherized, Condensing Ga | 2041 | 285 |  | 09/30/2020 | 111488 | 10378170 | 09/30/2020
Rheem Sales Company, Inc. | Mainline | ML96TA0702317MSA | Federally-Regulated Consumer Product | Non-Weatherized, Condensing Ga | 1321 | 253 |  | 09/30/2020 | 49242 | 10378198 | 09/30/2020
Rheem Sales Company, Inc. | Mainline | RGEA15024AJV061AB | Federally-Regulated Consumer Product | Weatherized Non-Condensing Gas | 1395 | 260 |  | 09/30/2020 | 80305 | 204117092 | 09/30/2020
Rheem Sales Company, Inc. | Mainline | RGEA14024AJT061AB | Federally-Regulated Consumer Product | Weatherized Non-Condensing Gas | 1127 | 249 |  | 09/30/2020 | 80320 | 204117068 | 09/30/2020
Rheem Sales Company, Inc. | Mainline | RGEA14024AJT06XAB | Federally-Regulated Consumer Product | Weatherized Non-Condensing Gas | 1127 | 249 |  | 09/30/2020 | 80320 | 204117069 | 09/30/2020
Rheem Sales Company, Inc. | Mainline | ML802VA100521MXA | Federally-Regulated Consumer Product | Non-Weatherized, Non-Condensin | 1905 | 266 |  | 09/30/2020 | 70000 | 10378087 | 09/30/2020
Rheem Sales Company, Inc. | Mainline | MP801CA075421MXA | Federally-Regulated Consumer Product | Non-Weatherized, Non-Condensin | 1634 | 254 |  | 09/30/2020 | 75736 | 205348180 | 09/30/2020
Rheem Sales Company, Inc. | Mainline | RGEA16036AJV062AB | Federally-Regulated Consumer Product | Weatherized Non-Condensing Gas | 1648 | 259 |  | 09/30/2020 | 76362 | 205785635 | 09/30/2020
Rheem Sales Company, Inc. | Mainline | RGEA16048AJV102AB | Federally-Regulated Consumer Product | Weatherized Non-Condensing Gas | 1845 | 280 |  | 09/30/2020 | 76171 | 205785643 | 09/30/2020
Rheem Sales Company, Inc. | Mainline | RGEA14042AJT101AB | Federally-Regulated Consumer Product | Weatherized Non-Condensing Gas | 1494 | 265 |  | 09/30/2020 | 99609 | 204117084 | 09/30/2020
Rheem Sales Company, Inc. | Mainline | RGEA16036AJV102AB | Federally-Regulated Consumer Product | Weatherized Non-Condensing Gas | 1648 | 272 |  | 09/30/2020 | 76362 | 205785639 | 09/30/2020
Rheem Sales Company, Inc. | Mainline | ML801TA070317MUA | Federally-Regulated Consumer Product | Non-Weatherized, Non-Condensin | 1189 | 234 |  | 09/30/2020 | 70542 | 202132862 | 09/30/2020
Rheem Sales Company, Inc. | Mainline | ML96TA0852521MSA | Federally-Regulated Consumer Product | Non-Weatherized, Condensing Ga | 2115 | 288 |  | 09/30/2020 | 58240 | 10378199 | 09/30/2020
Rheem Sales Company, Inc. | Mainline | ML96TA0702521MSA | Federally-Regulated Consumer Product | Non-Weatherized, Condensing Ga | 1854 | 277 |  | 09/30/2020 | 49250 | 203261715 | 09/30/2020
Rheem Sales Company, Inc. | Mainline | MP801TA100521MUA | Federally-Regulated Consumer Product | Non-Weatherized, Non-Condensin | 1861 | 264 |  | 09/30/2020 | 98348 | 205348211 | 09/30/2020
Rheem Sales Company, Inc. | Mainline | MP801CA075521ZXA | Federally-Regulated Consumer Product | Non-Weatherized, Non-Condensin | 1892 | 265 |  | 09/30/2020 | 99827 | 205348182 | 09/30/2020
Rheem Sales Company, Inc. | Mainline | RGEA15030AJV08XAB | Federally-Regulated Consumer Product | Weatherized Non-Condensing Gas | 1402 | 261 |  | 09/30/2020 | 80658 | 204117099 | 09/30/2020
Rheem Sales Company, Inc. | Mainline | ML801TA050317MUA | Federally-Regulated Consumer Product | Non-Weatherized, Non-Condensin | 1165 | 233 |  | 09/30/2020 | 49157 | 202132861 | 09/30/2020
Rheem Sales Company, Inc. | Mainline | ML801CA100521MXA | Federally-Regulated Consumer Product | Non-Weatherized, Non-Condensin | 1812 | 262 |  | 09/30/2020 | 99863 | 203327232 | 09/30/2020
Rheem Sales Company, Inc. | Mainline | ML802VA100521MSA | Federally-Regulated Consumer Product | Non-Weatherized, Non-Condensin | 1905 | 266 |  | 09/30/2020 | 70000 | 10378086 | 09/30/2020
Rheem Sales Company, Inc. | Mainline | ML802TA075417MXA | Federally-Regulated Consumer Product | Non-Weatherized, Non-Condensin | 1884 | 265 |  | 09/30/2020 | 52545 | 204100515 | 09/30/2020
Rheem Sales Company, Inc. | Mainline | RGEA16036AJV10TAB | Federally-Regulated Consumer Product | Weatherized Non-Condensing Gas | 1648 | 272 |  | 09/30/2020 | 76362 | 205785640 | 09/30/2020
Rheem Sales Company, Inc. | Mainline | RGEA14042AJT10XAB | Federally-Regulated Consumer Product | Weatherized Non-Condensing Gas | 1494 | 265 |  | 09/30/2020 | 99609 | 204117085 | 09/30/2020
Rheem Sales Company, Inc. | Mainline | MP801TA050317MUA | Federally-Regulated Consumer Product | Non-Weatherized, Non-Condensin | 1165 | 233 |  | 09/30/2020 | 49157 | 205348199 | 09/30/2020
Rheem Sales Company, Inc. | Mainline | ML92TA0701317MSA | Federally-Regulated Consumer Product | Non-Weatherized, Condensing Ga | 1362 | 255 |  | 09/30/2020 | 69960 | 10378204 | 09/30/2020
Rheem Sales Company, Inc. | Mainline | ML801TA075421MSA | Federally-Regulated Consumer Product | Non-Weatherized, Non-Condensin | 1634 | 254 |  | 09/30/2020 | 75736 | 10378091 | 09/30/2020
Rheem Sales Company, Inc. | Mainline | ML801TA075417MSA | Federally-Regulated Consumer Product | Non-Weatherized, Non-Condensin | 1496 | 248 |  | 09/30/2020 | 75177 | 10378021 | 09/30/2020
Rheem Sales Company, Inc. | Mainline | MP802TA075317MXA | Federally-Regulated Consumer Product | Non-Weatherized, Non-Condensin | 1539 | 250 |  | 09/30/2020 | 52505 | 205348225 | 09/30/2020
Rheem Sales Company, Inc. | Mainline | RGEA14024AJT081AB | Federally-Regulated Consumer Product | Weatherized Non-Condensing Gas | 1127 | 249 |  | 09/30/2020 | 80320 | 204117070 | 09/30/2020
Rheem Sales Company, Inc. | Mainline | RGEA15042AJV08XAB | Federally-Regulated Consumer Product | Weatherized Non-Condensing Gas | 1375 | 260 |  | 09/30/2020 | 101119 | 204117107 | 09/30/2020
Rheem Sales Company, Inc. | Mainline | RGEA14042AJT08XAB | Federally-Regulated Consumer Product | Weatherized Non-Condensing Gas | 1494 | 265 |  | 09/30/2020 | 99609 | 204117083 | 09/30/2020
Rheem Sales Company, Inc. | Mainline | MP801CA075417MXA | Federally-Regulated Consumer Product | Non-Weatherized, Non-Condensin | 1496 | 248 |  | 09/30/2020 | 75177 | 205348178 | 09/30/2020
Rheem Sales Company, Inc. | Mainline | RGEA15024AJV081AB | Federally-Regulated Consumer Product | Weatherized Non-Condensing Gas | 1395 | 260 |  | 09/30/2020 | 80305 | 204117094 | 09/30/2020
Rheem Sales Company, Inc. | Mainline | MP802TA125524MSA | Federally-Regulated Consumer Product | Non-Weatherized, Non-Condensin | 1899 | 266 |  | 09/30/2020 | 87546 | 205348233 | 09/30/2020
Rheem Sales Company, Inc. | Mainline | ML802TA050314MSA | Federally-Regulated Consumer Product | Non-Weatherized, Non-Condensin | 1260 | 237 |  | 09/30/2020 | 35654 | 204007887 | 09/30/2020
Rheem Sales Company, Inc. | Mainline | ML801CA075421MSA | Federally-Regulated Consumer Product | Non-Weatherized, Non-Condensin | 1634 | 254 |  | 09/30/2020 | 75736 | 203327229 | 09/30/2020
Rheem Sales Company, Inc. | Mainline | ML802VA075421MSA | Federally-Regulated Consumer Product | Non-Weatherized, Non-Condensin | 1718 | 258 |  | 09/30/2020 | 52500 | 10378084 | 09/30/2020
Rheem Sales Company, Inc. | Mainline | ML801CA075521ZXA | Federally-Regulated Consumer Product | Non-Weatherized, Non-Condensin | 1892 | 265 |  | 09/30/2020 | 99827 | 203327238 | 09/30/2020
Rheem Sales Company, Inc. | Mainline | RGEA15030AJV081AB | Federally-Regulated Consumer Product | Weatherized Non-Condensing Gas | 1402 | 261 |  | 09/30/2020 | 80658 | 204117098 | 09/30/2020
Rheem Sales Company, Inc. | Mainline | RGEA15042AJV081AB | Federally-Regulated Consumer Product | Weatherized Non-Condensing Gas | 1375 | 260 |  | 09/30/2020 | 101119 | 204117106 | 09/30/2020
Rheem Sales Company, Inc. | Mainline | ML92TA0701521MSA | Federally-Regulated Consumer Product | Non-Weatherized, Condensing Ga | 1983 | 282 |  | 09/30/2020 | 70360 | 203269568 | 09/30/2020
Rheem Sales Company, Inc. | Mainline | MP801CA075421MSA | Federally-Regulated Consumer Product | Non-Weatherized, Non-Condensin | 1634 | 254 |  | 09/30/2020 | 75736 | 205348179 | 09/30/2020
Rheem Sales Company, Inc. | Mainline | RGEA14030AJT06XAB | Federally-Regulated Consumer Product | Weatherized Non-Condensing Gas | 1147 | 249 |  | 09/30/2020 | 79965 | 204117073 | 09/30/2020
Rheem Sales Company, Inc. | Mainline | ML95TC0601317MSA | Federally-Regulated Consumer Product | Non-Weatherized, Condensing Ga | 1156 | 246 |  | 09/30/2020 | 55624 | 10378166 | 09/30/2020
Rheem Sales Company, Inc. | Mainline | ML801CA075417MSA | Federally-Regulated Consumer Product | Non-Weatherized, Non-Condensin | 1496 | 248 |  | 09/30/2020 | 75177 | 203327227 | 09/30/2020
Rheem Sales Company, Inc. | Mainline | ML802VA125524MXA | Federally-Regulated Consumer Product | Non-Weatherized, Non-Condensin | 2073 | 273 |  | 09/30/2020 | 87500 | 10378089 | 09/30/2020
Rheem Sales Company, Inc. | Mainline | ML801CA100521MSA | Federally-Regulated Consumer Product | Non-Weatherized, Non-Condensin | 1812 | 262 |  | 09/30/2020 | 99863 | 203327231 | 09/30/2020
Rheem Sales Company, Inc. | Mainline | MP801CA050314MXA | Federally-Regulated Consumer Product | Non-Weatherized, Non-Condensin | 1388 | 184 |  | 09/30/2020 | 49660 | 205348173 | 09/30/2020
Rheem Sales Company, Inc. | Mainline | MP801CA050314MSA | Federally-Regulated Consumer Product | Non-Weatherized, Non-Condensin | 1388 | 184 |  | 09/30/2020 | 49660 | 205348172 | 09/30/2020
Rheem Sales Company, Inc. | Mainline | ML801CA075417MXA | Federally-Regulated Consumer Product | Non-Weatherized, Non-Condensin | 1496 | 248 |  | 09/30/2020 | 75177 | 203327228 | 09/30/2020
Rheem Sales Company, Inc. | Mainline | ML802TA125524MSA | Federally-Regulated Consumer Product | Non-Weatherized, Non-Condensin | 1899 | 266 |  | 09/30/2020 | 87546 | 204007892 | 09/30/2020
Rheem Sales Company, Inc. | Mainline | ML801CA050314MSA | Federally-Regulated Consumer Product | Non-Weatherized, Non-Condensin | 1388 | 184 |  | 09/30/2020 | 49660 | 203327225 | 09/30/2020
Rheem Sales Company, Inc. | Mainline | ML801CA050314MXA | Federally-Regulated Consumer Product | Non-Weatherized, Non-Condensin | 1388 | 184 |  | 09/30/2020 | 49660 | 203327226 | 09/30/2020
Rheem Sales Company, Inc. | Thermal Zone | TZ80MSX070B30UA | Federally-Regulated Consumer Product | Non-Weatherized, Non-Condensin | 1189 | 234 |  | 09/30/2020 | 70542 | 202132859 | 09/30/2020
Rheem Sales Company, Inc. | Thermal Zone | TZ96MDX085C50A | Federally-Regulated Consumer Product | Non-Weatherized, Condensing Ga | 2115 | 288 |  | 09/30/2020 | 58240 | 9950854 | 09/30/2020
Rheem Sales Company, Inc. | Thermal Zone | TZ92MSX070B30A | Federally-Regulated Consumer Product | Non-Weatherized, Condensing Ga | 1362 | 255 |  | 09/30/2020 | 69960 | 9958608 | 09/30/2020
Rheem Sales Company, Inc. | Thermal Zone | TZGE-442JT080DX | Federally-Regulated Consumer Product | Weatherized Non-Condensing Gas | 1494 | 265 |  | 09/30/2020 | 99609 | 204117131 | 09/30/2020
Rheem Sales Company, Inc. | Thermal Zone | TZGE-530JL060E | Federally-Regulated Consumer Product | Weatherized Non-Condensing Gas | 1402 | 261 |  | 09/30/2020 | 80658 | 204117144 | 09/30/2020
Rheem Sales Company, Inc. | Thermal Zone | TZ80MSV050B40UA | Federally-Regulated Consumer Product | Non-Weatherized, Non-Condensin | 1298 | 234 |  | 09/30/2020 | 50335 | 205354993 | 09/30/2020
Rheem Sales Company, Inc. | Thermal Zone | TZ80MDV075C40SA | Federally-Regulated Consumer Product | Non-Weatherized, Non-Condensin | 1718 | 258 |  | 09/30/2020 | 52500 | 7979968 | 09/30/2020
Rheem Sales Company, Inc. | Thermal Zone | TZGE-542JL100FX | Federally-Regulated Consumer Product | Weatherized Non-Condensing Gas | 1375 | 260 |  | 09/30/2020 | 101119 | 205785495 | 09/30/2020
Rheem Sales Company, Inc. | Thermal Zone | TZ80MDV100C50XA | Federally-Regulated Consumer Product | Non-Weatherized, Non-Condensin | 1905 | 266 |  | 09/30/2020 | 70000 | 7979986 | 09/30/2020
Rheem Sales Company, Inc. | Thermal Zone | TZ80MSC050A30SA | Federally-Regulated Consumer Product | Non-Weatherized, Non-Condensin | 1388 | 184 |  | 09/30/2020 | 49660 | 203327207 | 09/30/2020
Rheem Sales Company, Inc. | Thermal Zone | TZ80MSX075C40SA | Federally-Regulated Consumer Product | Non-Weatherized, Non-Condensin | 1634 | 254 |  | 09/30/2020 | 75736 | 8087158 | 09/30/2020
Rheem Sales Company, Inc. | Thermal Zone | TZ92MSX060B30A | Federally-Regulated Consumer Product | Non-Weatherized, Condensing Ga | 1156 | 246 |  | 09/30/2020 | 55624 | 9958604 | 09/30/2020
Rheem Sales Company, Inc. | Thermal Zone | TZ80MSX050B40UA | Federally-Regulated Consumer Product | Non-Weatherized, Non-Condensin | 1502 | 248 |  | 09/30/2020 | 50342 | 204515052 | 09/30/2020
Rheem Sales Company, Inc. | Thermal Zone | TZGE-430JT060D | Federally-Regulated Consumer Product | Weatherized Non-Condensing Gas | 1147 | 249 |  | 09/30/2020 | 79965 | 204117120 | 09/30/2020
Rheem Sales Company, Inc. | Thermal Zone | TZ80MDV125D50SA | Federally-Regulated Consumer Product | Non-Weatherized, Non-Condensin | 2073 | 273 |  | 09/30/2020 | 87500 | 7979992 | 09/30/2020
Rheem Sales Company, Inc. | Thermal Zone | TZ96MDX040B30A | Federally-Regulated Consumer Product | Non-Weatherized, Condensing Ga | 1252 | 250 |  | 09/30/2020 | 29298 | 9950842 | 09/30/2020
Rheem Sales Company, Inc. | Thermal Zone | TZ80MSX075C40XA | Federally-Regulated Consumer Product | Non-Weatherized, Non-Condensin | 1634 | 254 |  | 09/30/2020 | 75736 | 8087162 | 09/30/2020
Rheem Sales Company, Inc. | Thermal Zone | TZ80MSX075B40XA | Federally-Regulated Consumer Product | Non-Weatherized, Non-Condensin | 1496 | 248 |  | 09/30/2020 | 75177 | 7490378 | 09/30/2020
Rheem Sales Company, Inc. | Thermal Zone | TZ80MSX050A30SA | Federally-Regulated Consumer Product | Non-Weatherized, Non-Condensin | 1388 | 243 |  | 09/30/2020 | 49660 | 7490350 | 09/30/2020
Rheem Sales Company, Inc. | Thermal Zone | TZGE-424JT060D | Federally-Regulated Consumer Product | Weatherized Non-Condensing Gas | 1127 | 249 |  | 09/30/2020 | 80320 | 204117116 | 09/30/2020
Rheem Sales Company, Inc. | Thermal Zone | TZ80MDX100C50XA | Federally-Regulated Consumer Product | Non-Weatherized, Non-Condensin | 1952 | 268 |  | 09/30/2020 | 70078 | 204100510 | 09/30/2020
Rheem Sales Company, Inc. | Thermal Zone | TZ80MSC100C50SA | Federally-Regulated Consumer Product | Non-Weatherized, Non-Condensin | 1812 | 262 |  | 09/30/2020 | 99863 | 203327213 | 09/30/2020
Rheem Sales Company, Inc. | Thermal Zone | TZGE-436JT080D | Federally-Regulated Consumer Product | Weatherized Non-Condensing Gas | 1430 | 262 |  | 09/30/2020 | 99665 | 204117126 | 09/30/2020
Rheem Sales Company, Inc. | Thermal Zone | TZGE-430JT060DX | Federally-Regulated Consumer Product | Weatherized Non-Condensing Gas | 1147 | 249 |  | 09/30/2020 | 79965 | 204117121 | 09/30/2020
Rheem Sales Company, Inc. | Thermal Zone | TZ80MSC050A30XA | Federally-Regulated Consumer Product | Non-Weatherized, Non-Condensin | 1388 | 184 |  | 09/30/2020 | 49660 | 203327208 | 09/30/2020
Rheem Sales Company, Inc. | Thermal Zone | TZ80DSC050A30SA | Federally-Regulated Consumer Product | Non-Weatherized, Non-Condensin | 1223 | 236 |  | 09/30/2020 | 51119 | 205001032 | 09/30/2020
Rheem Sales Company, Inc. | Thermal Zone | TZGE-542JL080EX | Federally-Regulated Consumer Product | Weatherized Non-Condensing Gas | 1375 | 260 |  | 09/30/2020 | 101119 | 204117155 | 09/30/2020
Rheem Sales Company, Inc. | Thermal Zone | TZGE-536JL080F | Federally-Regulated Consumer Product | Weatherized Non-Condensing Gas | 1355 | 259 |  | 09/30/2020 | 99675 | 205785488 | 09/30/2020
Rheem Sales Company, Inc. | Thermal Zone | TZ80MDX075B40XA | Federally-Regulated Consumer Product | Non-Weatherized, Non-Condensin | 1884 | 265 |  | 09/30/2020 | 52545 | 204100508 | 09/30/2020
Rheem Sales Company, Inc. | Thermal Zone | TZ92MSX115D50A | Federally-Regulated Consumer Product | Non-Weatherized, Condensing Ga | 2041 | 285 |  | 09/30/2020 | 111488 | 9958620 | 09/30/2020
Rheem Sales Company, Inc. | Thermal Zone | TZ80MSX050B30UA | Federally-Regulated Consumer Product | Non-Weatherized, Non-Condensin | 1165 | 233 |  | 09/30/2020 | 49157 | 202132858 | 09/30/2020
Rheem Sales Company, Inc. | Thermal Zone | TZ80MDX075B30SA | Federally-Regulated Consumer Product | Non-Weatherized, Non-Condensin | 1539 | 250 |  | 09/30/2020 | 52505 | 204007896 | 09/30/2020
Rheem Sales Company, Inc. | Thermal Zone | TZ80MSC075C40SA | Federally-Regulated Consumer Product | Non-Weatherized, Non-Condensin | 1634 | 254 |  | 09/30/2020 | 75736 | 203327211 | 09/30/2020
Rheem Sales Company, Inc. | Thermal Zone | TZ96MDV070C50A | Federally-Regulated Consumer Product | Non-Weatherized, Condensing Ga | 1923 | 280 |  | 09/30/2020 | 49235 | 203261730 | 09/30/2020
Rheem Sales Company, Inc. | Thermal Zone | TZGE-442JT100DX | Federally-Regulated Consumer Product | Weatherized Non-Condensing Gas | 1494 | 265 |  | 09/30/2020 | 99609 | 204117133 | 09/30/2020
Rheem Sales Company, Inc. | Thermal Zone | TZ80DSX050A30XA | Federally-Regulated Consumer Product | Non-Weatherized, Non-Condensin | 1223 | 236 |  | 09/30/2020 | 51119 | 205001035 | 09/30/2020
Rheem Sales Company, Inc. | Thermal Zone | TZ80DDV100C50SB | Federally-Regulated Consumer Product | Non-Weatherized, Non-Condensin | 2291 | 283 |  | 09/30/2020 | 70210 | 8087221 | 09/30/2020
Rheem Sales Company, Inc. | Thermal Zone | TZGE-536JL080FX | Federally-Regulated Consumer Product | Weatherized Non-Condensing Gas | 1355 | 259 |  | 09/30/2020 | 99675 | 205785489 | 09/30/2020
Rheem Sales Company, Inc. | Thermal Zone | TZGE-524JL060E | Federally-Regulated Consumer Product | Weatherized Non-Condensing Gas | 1395 | 260 |  | 09/30/2020 | 80305 | 204117140 | 09/30/2020
Rheem Sales Company, Inc. | Thermal Zone | TZ80MSX070B40UA | Federally-Regulated Consumer Product | Non-Weatherized, Non-Condensin | 1823 | 262 |  | 09/30/2020 | 70109 | 204515053 | 09/30/2020
Rheem Sales Company, Inc. | Thermal Zone | TZ80MDX125D50SA | Federally-Regulated Consumer Product | Non-Weatherized, Non-Condensin | 1899 | 266 |  | 09/30/2020 | 87546 | 204007900 | 09/30/2020
Rheem Sales Company, Inc. | Thermal Zone | TZ80MSV100C50UA | Federally-Regulated Consumer Product | Non-Weatherized, Non-Condensin | 2054 | 272 |  | 09/30/2020 | 98467 | 205354995 | 09/30/2020
Rheem Sales Company, Inc. | Thermal Zone | TZGE-560JL100EX | Federally-Regulated Consumer Product | Weatherized Non-Condensing Gas | 2166 | 294 |  | 09/30/2020 | 100081 | 204117163 | 09/30/2020
Rheem Sales Company, Inc. | Thermal Zone | TZ80MSC075C40XA | Federally-Regulated Consumer Product | Non-Weatherized, Non-Condensin | 1634 | 254 |  | 09/30/2020 | 75736 | 203327212 | 09/30/2020
Rheem Sales Company, Inc. | Thermal Zone | TZ80MSC075B40XA | Federally-Regulated Consumer Product | Non-Weatherized, Non-Condensin | 1496 | 248 |  | 09/30/2020 | 75177 | 203327210 | 09/30/2020
Rheem Sales Company, Inc. | Thermal Zone | TZ80MSX100C50UA | Federally-Regulated Consumer Product | Non-Weatherized, Non-Condensin | 1861 | 264 |  | 09/30/2020 | 98348 | 202132860 | 09/30/2020
Rheem Sales Company, Inc. | Thermal Zone | TZ80DSC075C50XA | Federally-Regulated Consumer Product | Non-Weatherized, Non-Condensin | 1892 | 265 |  | 09/30/2020 | 99827 | 203327220 | 09/30/2020
Rheem Sales Company, Inc. | Thermal Zone | TZGE-536JL080EX | Federally-Regulated Consumer Product | Weatherized Non-Condensing Gas | 1355 | 259 |  | 09/30/2020 | 99675 | 204117151 | 09/30/2020
Rheem Sales Company, Inc. | Thermal Zone | TZ80MDV125D50XA | Federally-Regulated Consumer Product | Non-Weatherized, Non-Condensin | 2073 | 273 |  | 09/30/2020 | 87500 | 7979997 | 09/30/2020
Rheem Sales Company, Inc. | Thermal Zone | TZ96MDX070B30A | Federally-Regulated Consumer Product | Non-Weatherized, Condensing Ga | 1321 | 253 |  | 09/30/2020 | 49242 | 9950850 | 09/30/2020
Rheem Sales Company, Inc. | Thermal Zone | TZGE-424JT060DX | Federally-Regulated Consumer Product | Weatherized Non-Condensing Gas | 1127 | 249 |  | 09/30/2020 | 80320 | 204117117 | 09/30/2020
Rheem Sales Company, Inc. | Thermal Zone | TZGE-542JL080F | Federally-Regulated Consumer Product | Weatherized Non-Condensing Gas | 1375 | 260 |  | 09/30/2020 | 101119 | 205785492 | 09/30/2020
Rheem Sales Company, Inc. | Thermal Zone | TZGE-530JL080E | Federally-Regulated Consumer Product | Weatherized Non-Condensing Gas | 1402 | 261 |  | 09/30/2020 | 80658 | 204117146 | 09/30/2020
Rheem Sales Company, Inc. | Thermal Zone | TZGE-560JL100E | Federally-Regulated Consumer Product | Weatherized Non-Condensing Gas | 2166 | 294 |  | 09/30/2020 | 100081 | 204117162 | 09/30/2020
Rheem Sales Company, Inc. | Thermal Zone | TZGE-430JT080D | Federally-Regulated Consumer Product | Weatherized Non-Condensing Gas | 1147 | 249 |  | 09/30/2020 | 79965 | 204117122 | 09/30/2020
Rheem Sales Company, Inc. | Thermal Zone | TZGE-436JT080DX | Federally-Regulated Consumer Product | Weatherized Non-Condensing Gas | 1430 | 262 |  | 09/30/2020 | 99665 | 204117127 | 09/30/2020
Rheem Sales Company, Inc. | Thermal Zone | TZ80DSC050A30XA | Federally-Regulated Consumer Product | Non-Weatherized, Non-Condensin | 1223 | 236 |  | 09/30/2020 | 51119 | 205001036 | 09/30/2020
Rheem Sales Company, Inc. | Thermal Zone | TZGE-524JL080EX | Federally-Regulated Consumer Product | Weatherized Non-Condensing Gas | 1395 | 260 |  | 09/30/2020 | 80305 | 204117143 | 09/30/2020
Rheem Sales Company, Inc. | Thermal Zone | TZ80DSC075C50SA | Federally-Regulated Consumer Product | Non-Weatherized, Non-Condensin | 1892 | 265 |  | 09/30/2020 | 99827 | 203327219 | 09/30/2020
Rheem Sales Company, Inc. | Thermal Zone | TZGE-524JL080E | Federally-Regulated Consumer Product | Weatherized Non-Condensing Gas | 1395 | 260 |  | 09/30/2020 | 80305 | 204117142 | 09/30/2020
Rheem Sales Company, Inc. | Thermal Zone | TZGE-542JL100E | Federally-Regulated Consumer Product | Weatherized Non-Condensing Gas | 1375 | 260 |  | 09/30/2020 | 101119 | 204117156 | 09/30/2020
Rheem Sales Company, Inc. | Thermal Zone | TZ80DDV100C50XB | Federally-Regulated Consumer Product | Non-Weatherized, Non-Condensin | 2291 | 283 |  | 09/30/2020 | 70210 | 8087226 | 09/30/2020
Rheem Sales Company, Inc. | Thermal Zone | TZGE-542JL080FX | Federally-Regulated Consumer Product | Weatherized Non-Condensing Gas | 1375 | 260 |  | 09/30/2020 | 101119 | 205785493 | 09/30/2020
Rheem Sales Company, Inc. | Thermal Zone | TZ80MSX100C50UB | Federally-Regulated Consumer Product | Non-Weatherized, Non-Condensin | 2096 | 274 |  | 09/30/2020 | 100583 | 204515054 | 09/30/2020
Rheem Sales Company, Inc. | Thermal Zone | TZ95MSX115D50C | Federally-Regulated Consumer Product | Non-Weatherized, Condensing Ga | 2041 | 285 |  | 09/30/2020 | 111488 | 8934628 | 09/30/2020
Rheem Sales Company, Inc. | Thermal Zone | TZGE-542JL100F | Federally-Regulated Consumer Product | Weatherized Non-Condensing Gas | 1375 | 260 |  | 09/30/2020 | 101119 | 205785494 | 09/30/2020
Rheem Sales Company, Inc. | Thermal Zone | TZ80MDV075B30XA | Federally-Regulated Consumer Product | Non-Weatherized, Non-Condensin | 1458 | 246 |  | 09/30/2020 | 52564 | 7979961 | 09/30/2020
Rheem Sales Company, Inc. | Thermal Zone | TZ80MSC100C50XA | Federally-Regulated Consumer Product | Non-Weatherized, Non-Condensin | 1812 | 262 |  | 09/30/2020 | 99863 | 203327214 | 09/30/2020
Rheem Sales Company, Inc. | Thermal Zone | TZ80MSV070B40UA | Federally-Regulated Consumer Product | Non-Weatherized, Non-Condensin | 1550 | 250 |  | 09/30/2020 | 70502 | 205354994 | 09/30/2020
Rheem Sales Company, Inc. | Thermal Zone | TZ80MDX100C50SA | Federally-Regulated Consumer Product | Non-Weatherized, Non-Condensin | 1952 | 268 |  | 09/30/2020 | 70078 | 204007899 | 09/30/2020
Rheem Sales Company, Inc. | Thermal Zone | TZ80MDX075B30XA | Federally-Regulated Consumer Product | Non-Weatherized, Non-Condensin | 1539 | 250 |  | 09/30/2020 | 52505 | 204100507 | 09/30/2020
Rheem Sales Company, Inc. | Thermal Zone | TZGE-430JT080DX | Federally-Regulated Consumer Product | Weatherized Non-Condensing Gas | 1147 | 249 |  | 09/30/2020 | 79965 | 204117123 | 09/30/2020
Rheem Sales Company, Inc. | Thermal Zone | TZGE-536JL080E | Federally-Regulated Consumer Product | Weatherized Non-Condensing Gas | 1355 | 259 |  | 09/30/2020 | 99675 | 204117150 | 09/30/2020
Rheem Sales Company, Inc. | Thermal Zone | TZ80DSX050A30SA | Federally-Regulated Consumer Product | Non-Weatherized, Non-Condensin | 1223 | 236 |  | 09/30/2020 | 51119 | 205001031 | 09/30/2020
Rheem Sales Company, Inc. | Thermal Zone | TZ95MSX100C50C | Federally-Regulated Consumer Product | Non-Weatherized, Condensing Ga | 2066 | 286 |  | 09/30/2020 | 98023 | 8934624 | 09/30/2020
Rheem Sales Company, Inc. | Thermal Zone | TZ80MDX050A30XA | Federally-Regulated Consumer Product | Non-Weatherized, Non-Condensin | 1260 | 237 |  | 09/30/2020 | 35654 | 204100506 | 09/30/2020
Rheem Sales Company, Inc. | Thermal Zone | TZ92MSX070C50A | Federally-Regulated Consumer Product | Non-Weatherized, Condensing Ga | 1983 | 282 |  | 09/30/2020 | 70360 | 203269643 | 09/30/2020
Rheem Sales Company, Inc. | Thermal Zone | TZGE-542JL100EX | Federally-Regulated Consumer Product | Weatherized Non-Condensing Gas | 1375 | 260 |  | 09/30/2020 | 101119 | 204117157 | 09/30/2020
Rheem Sales Company, Inc. | Thermal Zone | TZ80MDV100C50SA | Federally-Regulated Consumer Product | Non-Weatherized, Non-Condensin | 1905 | 266 |  | 09/30/2020 | 70000 | 7979980 | 09/30/2020
Rheem Sales Company, Inc. | Thermal Zone | TZ80MSX075B40SA | Federally-Regulated Consumer Product | Non-Weatherized, Non-Condensin | 1496 | 248 |  | 09/30/2020 | 75177 | 7490368 | 09/30/2020
Rheem Sales Company, Inc. | Thermal Zone | TZ80MDX075B40SA | Federally-Regulated Consumer Product | Non-Weatherized, Non-Condensin | 1884 | 265 |  | 09/30/2020 | 52545 | 204007897 | 09/30/2020
Rheem Sales Company, Inc. | Thermal Zone | TZ80MDV075C40XA | Federally-Regulated Consumer Product | Non-Weatherized, Non-Condensin | 1718 | 258 |  | 09/30/2020 | 52500 | 7979975 | 09/30/2020
Rheem Sales Company, Inc. | Thermal Zone | TZ80MSX050A30XA | Federally-Regulated Consumer Product | Non-Weatherized, Non-Condensin | 1388 | 243 |  | 09/30/2020 | 49660 | 7490359 | 09/30/2020
Rheem Sales Company, Inc. | Thermal Zone | TZGE-424JT080D | Federally-Regulated Consumer Product | Weatherized Non-Condensing Gas | 1127 | 249 |  | 09/30/2020 | 80320 | 204117118 | 09/30/2020
Rheem Sales Company, Inc. | Thermal Zone | TZGE-542JL080E | Federally-Regulated Consumer Product | Weatherized Non-Condensing Gas | 1375 | 260 |  | 09/30/2020 | 101119 | 204117154 | 09/30/2020
Rheem Sales Company, Inc. | Thermal Zone | TZ80MDX125D50XA | Federally-Regulated Consumer Product | Non-Weatherized, Non-Condensin | 1899 | 266 |  | 09/30/2020 | 87546 | 204100511 | 09/30/2020
Rheem Sales Company, Inc. | Thermal Zone | TZ95MSX060B30C | Federally-Regulated Consumer Product | Non-Weatherized, Condensing Ga | 1156 | 246 |  | 09/30/2020 | 55624 | 8934612 | 09/30/2020
Rheem Sales Company, Inc. | Thermal Zone | TZ96MDX070C50A | Federally-Regulated Consumer Product | Non-Weatherized, Condensing Ga | 1854 | 277 |  | 09/30/2020 | 49250 | 203261731 | 09/30/2020
Rheem Sales Company, Inc. | Thermal Zone | TZGE-530JL080EX | Federally-Regulated Consumer Product | Weatherized Non-Condensing Gas | 1402 | 261 |  | 09/30/2020 | 80658 | 204117147 | 09/30/2020
Rheem Sales Company, Inc. | Thermal Zone | TZ95MSX085C50C | Federally-Regulated Consumer Product | Non-Weatherized, Condensing Ga | 1929 | 280 |  | 09/30/2020 | 84515 | 8934620 | 09/30/2020
Rheem Sales Company, Inc. | Thermal Zone | TZGE-424JT080DX | Federally-Regulated Consumer Product | Weatherized Non-Condensing Gas | 1127 | 249 |  | 09/30/2020 | 80320 | 204117119 | 09/30/2020
Rheem Sales Company, Inc. | Thermal Zone | TZGE-524JL060EX | Federally-Regulated Consumer Product | Weatherized Non-Condensing Gas | 1395 | 260 |  | 09/30/2020 | 80305 | 204117141 | 09/30/2020
Rheem Sales Company, Inc. | Thermal Zone | TZ80MDX050A30SA | Federally-Regulated Consumer Product | Non-Weatherized, Non-Condensin | 1260 | 237 |  | 09/30/2020 | 35654 | 204007895 | 09/30/2020
Rheem Sales Company, Inc. | Thermal Zone | TZ80MSX100C50XA | Federally-Regulated Consumer Product | Non-Weatherized, Non-Condensin | 1812 | 262 |  | 09/30/2020 | 99863 | 7490401 | 09/30/2020
Rheem Sales Company, Inc. | Thermal Zone | TZGE-530JL060EX | Federally-Regulated Consumer Product | Weatherized Non-Condensing Gas | 1402 | 261 |  | 09/30/2020 | 80658 | 204117145 | 09/30/2020
Rheem Sales Company, Inc. | Thermal Zone | TZGE-442JT100D | Federally-Regulated Consumer Product | Weatherized Non-Condensing Gas | 1494 | 265 |  | 09/30/2020 | 99609 | 204117132 | 09/30/2020
Rheem Sales Company, Inc. | Thermal Zone | TZ80MSX100C50SA | Federally-Regulated Consumer Product | Non-Weatherized, Non-Condensin | 1812 | 262 |  | 09/30/2020 | 99863 | 7490389 | 09/30/2020
Rheem Sales Company, Inc. | Thermal Zone | TZGE-442JT080D | Federally-Regulated Consumer Product | Weatherized Non-Condensing Gas | 1494 | 265 |  | 09/30/2020 | 99609 | 204117130 | 09/30/2020
Rheem Sales Company, Inc. | Thermal Zone | TZ80MSC075B40SA | Federally-Regulated Consumer Product | Non-Weatherized, Non-Condensin | 1496 | 248 |  | 09/30/2020 | 75177 | 203327209 | 09/30/2020
Rheem Sales Company, Inc. | Thermal Zone | TZ80MDV075B30SA | Federally-Regulated Consumer Product | Non-Weatherized, Non-Condensin | 1458 | 246 |  | 09/30/2020 | 52564 | 7979952 | 09/30/2020
Johnson Controls, Inc. | EVCON BY JOHNSON CONTROLS | PCG4A421002X4 | Federally-Regulated Consumer Product | Weatherized Non-Condensing Gas | 1782 | 272 |  | 09/02/2020 | 99514 | 206077446 | 09/30/2020
Johnson Controls, Inc. | EVCON BY JOHNSON CONTROLS | PCG4B601002X4 | Federally-Regulated Consumer Product | Weatherized Non-Condensing Gas | 2123 | 287 |  | 09/02/2020 | 99980 | 206077578 | 09/30/2020
Johnson Controls, Inc. | EVCON BY JOHNSON CONTROLS | PCG4B600652L1 | Federally-Regulated Consumer Product | Weatherized Non-Condensing Gas | 2035 | 260 |  | 08/05/2020 | 65489 | 205963024 | 09/30/2020
Johnson Controls, Inc. | EVCON BY JOHNSON CONTROLS | PCG6B481002X4 | Federally-Regulated Consumer Product | Weatherized Non-Condensing Gas | 1569 | 263 |  | 09/02/2020 | 65481 | 206136968 | 09/30/2020
Johnson Controls, Inc. | EVCON BY JOHNSON CONTROLS | PCG4A240502X4 | Federally-Regulated Consumer Product | Weatherized Non-Condensing Gas | 1118 | 243 |  | 09/02/2020 | 50782 | 206077366 | 09/30/2020
Johnson Controls, Inc. | EVCON BY JOHNSON CONTROLS | PCG4B480652L1 | Federally-Regulated Consumer Product | Weatherized Non-Condensing Gas | 1958 | 257 |  | 08/05/2020 | 65551 | 205963019 | 09/30/2020
Johnson Controls, Inc. | EVCON BY JOHNSON CONTROLS | PCG6A240752X4 | Federally-Regulated Consumer Product | Weatherized Non-Condensing Gas | 921 | 235 |  | 09/02/2020 | 49267 | 206136947 | 09/30/2020
Johnson Controls, Inc. | EVCON BY JOHNSON CONTROLS | PCG4A420752X4 | Federally-Regulated Consumer Product | Weatherized Non-Condensing Gas | 2042 | 283 |  | 09/02/2020 | 75754 | 206077436 | 09/30/2020
Johnson Controls, Inc. | EVCON BY JOHNSON CONTROLS | PCG4B601252X4 | Federally-Regulated Consumer Product | Weatherized Non-Condensing Gas | 2207 | 290 |  | 09/02/2020 | 124280 | 206077585 | 09/30/2020
Johnson Controls, Inc. | EVCON BY JOHNSON CONTROLS | PCG6B481252X4 | Federally-Regulated Consumer Product | Weatherized Non-Condensing Gas | 1747 | 270 |  | 09/02/2020 | 82081 | 206136975 | 09/30/2020
Johnson Controls, Inc. | EVCON BY JOHNSON CONTROLS | PCG4A240502L1 | Federally-Regulated Consumer Product | Weatherized Non-Condensing Gas | 1020 | 220 |  | 08/05/2020 | 50097 | 205963009 | 09/30/2020
Johnson Controls, Inc. | EVCON BY JOHNSON CONTROLS | PCG4A361002X4 | Federally-Regulated Consumer Product | Weatherized Non-Condensing Gas | 1907 | 277 |  | 09/02/2020 | 100985 | 206077426 | 09/30/2020
Johnson Controls, Inc. | EVCON BY JOHNSON CONTROLS | PCG4B481002X4 | Federally-Regulated Consumer Product | Weatherized Non-Condensing Gas | 2010 | 282 |  | 09/02/2020 | 100104 | 206077557 | 09/30/2020
Johnson Controls, Inc. | EVCON BY JOHNSON CONTROLS | PCG4B600652X4 | Federally-Regulated Consumer Product | Weatherized Non-Condensing Gas | 2344 | 296 |  | 09/02/2020 | 65095 | 206077571 | 09/30/2020
Johnson Controls, Inc. | EVCON BY JOHNSON CONTROLS | PCG6B601002X4 | Federally-Regulated Consumer Product | Weatherized Non-Condensing Gas | 1773 | 271 |  | 09/02/2020 | 65461 | 206136989 | 09/30/2020
Johnson Controls, Inc. | EVCON BY JOHNSON CONTROLS | PCG6A240502X4 | Federally-Regulated Consumer Product | Weatherized Non-Condensing Gas | 705 | 225 |  | 09/02/2020 | 33081 | 206136940 | 09/30/2020
Johnson Controls, Inc. | EVCON BY JOHNSON CONTROLS | PCG6B480652X4 | Federally-Regulated Consumer Product | Weatherized Non-Condensing Gas | 1709 | 269 |  | 09/02/2020 | 42780 | 206136961 | 09/30/2020
Johnson Controls, Inc. | EVCON BY JOHNSON CONTROLS | PCG4B480652X4 | Federally-Regulated Consumer Product | Weatherized Non-Condensing Gas | 1977 | 280 |  | 09/02/2020 | 65054 | 206077550 | 09/30/2020
Johnson Controls, Inc. | EVCON BY JOHNSON CONTROLS | PCG4A240752X4 | Federally-Regulated Consumer Product | Weatherized Non-Condensing Gas | 1394 | 255 |  | 09/02/2020 | 75189 | 206077376 | 09/30/2020
Johnson Controls, Inc. | EVCON BY JOHNSON CONTROLS | PCG6A361002X4 | Federally-Regulated Consumer Product | Weatherized Non-Condensing Gas | 1159 | 245 |  | 09/09/2020 | 64979 | 206168436 | 09/30/2020
Johnson Controls, Inc. | EVCON BY JOHNSON CONTROLS | PCG6A360752X4 | Federally-Regulated Consumer Product | Weatherized Non-Condensing Gas | 1170 | 245 |  | 09/09/2020 | 43310 | 206168422 | 09/30/2020
Johnson Controls, Inc. | EVCON BY JOHNSON CONTROLS | PCG4B481252X4 | Federally-Regulated Consumer Product | Weatherized Non-Condensing Gas | 1941 | 279 |  | 09/02/2020 | 122996 | 206077564 | 09/30/2020
Johnson Controls, Inc. | EVCON BY JOHNSON CONTROLS | PCG4A360752X4 | Federally-Regulated Consumer Product | Weatherized Non-Condensing Gas | 1396 | 255 |  | 09/02/2020 | 74384 | 206077417 | 09/30/2020
Johnson Controls, Inc. | EVCON BY JOHNSON CONTROLS | PCG6B601252X4 | Federally-Regulated Consumer Product | Weatherized Non-Condensing Gas | 1967 | 280 |  | 09/02/2020 | 81767 | 206136996 | 09/30/2020
Johnson Controls, Inc. | EVCON BY JOHNSON CONTROLS | PCG4A300752X4 | Federally-Regulated Consumer Product | Weatherized Non-Condensing Gas | 1414 | 256 |  | 09/02/2020 | 75125 | 206077397 | 09/30/2020
Johnson Controls, Inc. | EVCON BY JOHNSON CONTROLS | PCG4A360502L1 | Federally-Regulated Consumer Product | Weatherized Non-Condensing Gas | 1487 | 238 |  | 08/05/2020 | 50000 | 205963014 | 09/30/2020
Johnson Controls, Inc. | EVCON BY JOHNSON CONTROLS | PCG4A300502X4 | Federally-Regulated Consumer Product | Weatherized Non-Condensing Gas | 1130 | 244 |  | 09/02/2020 | 49570 | 206077387 | 09/30/2020
Johnson Controls, Inc. | EVCON BY JOHNSON CONTROLS | PCG4A360502X4 | Federally-Regulated Consumer Product | Weatherized Non-Condensing Gas | 1263 | 249 |  | 09/02/2020 | 49892 | 206077406 | 09/30/2020
Johnson Controls, Inc. | EVCON BY JOHNSON CONTROLS | PCG6B600652X4 | Federally-Regulated Consumer Product | Weatherized Non-Condensing Gas | 1791 | 272 |  | 09/02/2020 | 43624 | 206136982 | 09/30/2020
Johnson Controls, Inc. | GUARDIAN BY JOHNSON CONTROLS | PCG4A361002X4 | Federally-Regulated Consumer Product | Weatherized Non-Condensing Gas | 1907 | 277 |  | 09/02/2020 | 100985 | 206077425 | 09/30/2020
Johnson Controls, Inc. | GUARDIAN BY JOHNSON CONTROLS | PCG6B480652X4 | Federally-Regulated Consumer Product | Weatherized Non-Condensing Gas | 1709 | 269 |  | 09/02/2020 | 42780 | 206136960 | 09/30/2020
Johnson Controls, Inc. | GUARDIAN BY JOHNSON CONTROLS | PCG6B481252X4 | Federally-Regulated Consumer Product | Weatherized Non-Condensing Gas | 1747 | 270 |  | 09/02/2020 | 82081 | 206136974 | 09/30/2020
Johnson Controls, Inc. | GUARDIAN BY JOHNSON CONTROLS | PCG4B481002X4 | Federally-Regulated Consumer Product | Weatherized Non-Condensing Gas | 2010 | 282 |  | 09/02/2020 | 100104 | 206077556 | 09/30/2020
Johnson Controls, Inc. | GUARDIAN BY JOHNSON CONTROLS | PCG6A240752X4 | Federally-Regulated Consumer Product | Weatherized Non-Condensing Gas | 921 | 235 |  | 09/02/2020 | 49267 | 206136946 | 09/30/2020
Johnson Controls, Inc. | GUARDIAN BY JOHNSON CONTROLS | PCG4A420752X4 | Federally-Regulated Consumer Product | Weatherized Non-Condensing Gas | 2042 | 283 |  | 09/02/2020 | 75754 | 206077434 | 09/30/2020
Johnson Controls, Inc. | GUARDIAN BY JOHNSON CONTROLS | PCG6A360752X4 | Federally-Regulated Consumer Product | Weatherized Non-Condensing Gas | 1170 | 245 |  | 09/09/2020 | 43310 | 206168419 | 09/30/2020
Johnson Controls, Inc. | GUARDIAN BY JOHNSON CONTROLS | PCG4B480652X4 | Federally-Regulated Consumer Product | Weatherized Non-Condensing Gas | 1977 | 280 |  | 09/02/2020 | 65054 | 206077549 | 09/30/2020
Johnson Controls, Inc. | GUARDIAN BY JOHNSON CONTROLS | PCG6B601252X4 | Federally-Regulated Consumer Product | Weatherized Non-Condensing Gas | 1967 | 280 |  | 09/02/2020 | 81767 | 206136995 | 09/30/2020
Johnson Controls, Inc. | GUARDIAN BY JOHNSON CONTROLS | PCG4B481252X4 | Federally-Regulated Consumer Product | Weatherized Non-Condensing Gas | 1941 | 279 |  | 09/02/2020 | 122996 | 206077563 | 09/30/2020
Johnson Controls, Inc. | GUARDIAN BY JOHNSON CONTROLS | PCG4B601002X4 | Federally-Regulated Consumer Product | Weatherized Non-Condensing Gas | 2123 | 287 |  | 09/02/2020 | 99980 | 206077577 | 09/30/2020
Johnson Controls, Inc. | GUARDIAN BY JOHNSON CONTROLS | PCG4A300752X4 | Federally-Regulated Consumer Product | Weatherized Non-Condensing Gas | 1414 | 256 |  | 09/02/2020 | 75125 | 206077395 | 09/30/2020
Johnson Controls, Inc. | GUARDIAN BY JOHNSON CONTROLS | PCG4A240502L1 | Federally-Regulated Consumer Product | Weatherized Non-Condensing Gas | 1020 | 220 |  | 08/05/2020 | 50097 | 205963008 | 09/30/2020
Johnson Controls, Inc. | GUARDIAN BY JOHNSON CONTROLS | PCG6B600652X4 | Federally-Regulated Consumer Product | Weatherized Non-Condensing Gas | 1791 | 272 |  | 09/02/2020 | 43624 | 206136981 | 09/30/2020
Johnson Controls, Inc. | GUARDIAN BY JOHNSON CONTROLS | PCG4A421002X4 | Federally-Regulated Consumer Product | Weatherized Non-Condensing Gas | 1782 | 272 |  | 09/02/2020 | 99514 | 206077444 | 09/30/2020
Johnson Controls, Inc. | GUARDIAN BY JOHNSON CONTROLS | PCG4A360502X4 | Federally-Regulated Consumer Product | Weatherized Non-Condensing Gas | 1263 | 249 |  | 09/02/2020 | 49892 | 206077405 | 09/30/2020
Johnson Controls, Inc. | GUARDIAN BY JOHNSON CONTROLS | PCG6A240502X4 | Federally-Regulated Consumer Product | Weatherized Non-Condensing Gas | 705 | 225 |  | 09/02/2020 | 33081 | 206136939 | 09/30/2020
Johnson Controls, Inc. | GUARDIAN BY JOHNSON CONTROLS | PCG4A240502X4 | Federally-Regulated Consumer Product | Weatherized Non-Condensing Gas | 1118 | 243 |  | 09/02/2020 | 50782 | 206077364 | 09/30/2020
Johnson Controls, Inc. | GUARDIAN BY JOHNSON CONTROLS | PCG6B481002X4 | Federally-Regulated Consumer Product | Weatherized Non-Condensing Gas | 1569 | 263 |  | 09/02/2020 | 65481 | 206136967 | 09/30/2020
Johnson Controls, Inc. | GUARDIAN BY JOHNSON CONTROLS | PCG4B600652L1 | Federally-Regulated Consumer Product | Weatherized Non-Condensing Gas | 2035 | 260 |  | 08/05/2020 | 65489 | 205963023 | 09/30/2020
Johnson Controls, Inc. | GUARDIAN BY JOHNSON CONTROLS | PCG4B601252X4 | Federally-Regulated Consumer Product | Weatherized Non-Condensing Gas | 2207 | 290 |  | 09/02/2020 | 124280 | 206077584 | 09/30/2020
Johnson Controls, Inc. | GUARDIAN BY JOHNSON CONTROLS | PCG4B600652X4 | Federally-Regulated Consumer Product | Weatherized Non-Condensing Gas | 2344 | 296 |  | 09/02/2020 | 65095 | 206077570 | 09/30/2020
Johnson Controls, Inc. | GUARDIAN BY JOHNSON CONTROLS | PCG4A300502X4 | Federally-Regulated Consumer Product | Weatherized Non-Condensing Gas | 1130 | 244 |  | 09/02/2020 | 49570 | 206077386 | 09/30/2020
Johnson Controls, Inc. | GUARDIAN BY JOHNSON CONTROLS | PCG4A360752X4 | Federally-Regulated Consumer Product | Weatherized Non-Condensing Gas | 1396 | 255 |  | 09/02/2020 | 74384 | 206077416 | 09/30/2020
Johnson Controls, Inc. | GUARDIAN BY JOHNSON CONTROLS | PCG4A360502L1 | Federally-Regulated Consumer Product | Weatherized Non-Condensing Gas | 1487 | 238 |  | 08/05/2020 | 50000 | 205963013 | 09/30/2020
Johnson Controls, Inc. | GUARDIAN BY JOHNSON CONTROLS | PCG4A240752X4 | Federally-Regulated Consumer Product | Weatherized Non-Condensing Gas | 1394 | 255 |  | 09/02/2020 | 75189 | 206077374 | 09/30/2020
Johnson Controls, Inc. | GUARDIAN BY JOHNSON CONTROLS | PCG6B601002X4 | Federally-Regulated Consumer Product | Weatherized Non-Condensing Gas | 1773 | 271 |  | 09/02/2020 | 65461 | 206136988 | 09/30/2020
Johnson Controls, Inc. | GUARDIAN BY JOHNSON CONTROLS | PCG4B480652L1 | Federally-Regulated Consumer Product | Weatherized Non-Condensing Gas | 1958 | 257 |  | 08/05/2020 | 65551 | 205963018 | 09/30/2020
Johnson Controls, Inc. | GUARDIAN BY JOHNSON CONTROLS | PCG6A361002X4 | Federally-Regulated Consumer Product | Weatherized Non-Condensing Gas | 1159 | 245 |  | 09/09/2020 | 64979 | 206168434 | 09/30/2020
Johnson Controls, Inc. | FRASER-JOHNSTON BY JOHNSON CONTROLS | PCG4A240502L1 | Federally-Regulated Consumer Product | Weatherized Non-Condensing Gas | 1020 | 220 |  | 08/05/2020 | 50097 | 205963007 | 09/30/2020
Johnson Controls, Inc. | FRASER-JOHNSTON BY JOHNSON CONTROLS | PCG4A300752X4 | Federally-Regulated Consumer Product | Weatherized Non-Condensing Gas | 1414 | 256 |  | 09/02/2020 | 75125 | 206077394 | 09/30/2020
Johnson Controls, Inc. | FRASER-JOHNSTON BY JOHNSON CONTROLS | PCG6B600652X4 | Federally-Regulated Consumer Product | Weatherized Non-Condensing Gas | 1791 | 272 |  | 09/02/2020 | 43624 | 206136980 | 09/30/2020
Johnson Controls, Inc. | FRASER-JOHNSTON BY JOHNSON CONTROLS | PCG6A240752X4 | Federally-Regulated Consumer Product | Weatherized Non-Condensing Gas | 921 | 235 |  | 09/02/2020 | 49267 | 206136945 | 09/30/2020
Johnson Controls, Inc. | FRASER-JOHNSTON BY JOHNSON CONTROLS | PCG4A421002X4 | Federally-Regulated Consumer Product | Weatherized Non-Condensing Gas | 1782 | 272 |  | 09/02/2020 | 99514 | 206077443 | 09/30/2020
Johnson Controls, Inc. | FRASER-JOHNSTON BY JOHNSON CONTROLS | PCG6B601252X4 | Federally-Regulated Consumer Product | Weatherized Non-Condensing Gas | 1967 | 280 |  | 09/02/2020 | 81767 | 206136994 | 09/30/2020
Johnson Controls, Inc. | FRASER-JOHNSTON BY JOHNSON CONTROLS | PCG4A240752X4 | Federally-Regulated Consumer Product | Weatherized Non-Condensing Gas | 1394 | 255 |  | 09/02/2020 | 75189 | 206077373 | 09/30/2020
Johnson Controls, Inc. | FRASER-JOHNSTON BY JOHNSON CONTROLS | PCG6B481252X4 | Federally-Regulated Consumer Product | Weatherized Non-Condensing Gas | 1747 | 270 |  | 09/02/2020 | 82081 | 206136973 | 09/30/2020
Johnson Controls, Inc. | FRASER-JOHNSTON BY JOHNSON CONTROLS | PCG4B481002X4 | Federally-Regulated Consumer Product | Weatherized Non-Condensing Gas | 2010 | 282 |  | 09/02/2020 | 100104 | 206077555 | 09/30/2020
Johnson Controls, Inc. | FRASER-JOHNSTON BY JOHNSON CONTROLS | PCG6B481002X4 | Federally-Regulated Consumer Product | Weatherized Non-Condensing Gas | 1569 | 263 |  | 09/02/2020 | 65481 | 206136966 | 09/30/2020
Johnson Controls, Inc. | FRASER-JOHNSTON BY JOHNSON CONTROLS | PCG6B601002X4 | Federally-Regulated Consumer Product | Weatherized Non-Condensing Gas | 1773 | 271 |  | 09/02/2020 | 65461 | 206136987 | 09/30/2020
Johnson Controls, Inc. | FRASER-JOHNSTON BY JOHNSON CONTROLS | PCG6B480652X4 | Federally-Regulated Consumer Product | Weatherized Non-Condensing Gas | 1709 | 269 |  | 09/02/2020 | 42780 | 206136959 | 09/30/2020
Johnson Controls, Inc. | FRASER-JOHNSTON BY JOHNSON CONTROLS | PCG4A360502X4 | Federally-Regulated Consumer Product | Weatherized Non-Condensing Gas | 1263 | 249 |  | 09/02/2020 | 49892 | 206077403 | 09/30/2020
Johnson Controls, Inc. | FRASER-JOHNSTON BY JOHNSON CONTROLS | PCG4B600652X4 | Federally-Regulated Consumer Product | Weatherized Non-Condensing Gas | 2344 | 296 |  | 09/02/2020 | 65095 | 206077569 | 09/30/2020
Johnson Controls, Inc. | FRASER-JOHNSTON BY JOHNSON CONTROLS | PCG4A300502X4 | Federally-Regulated Consumer Product | Weatherized Non-Condensing Gas | 1130 | 244 |  | 09/02/2020 | 49570 | 206077385 | 09/30/2020
Johnson Controls, Inc. | FRASER-JOHNSTON BY JOHNSON CONTROLS | PCG4B600652L1 | Federally-Regulated Consumer Product | Weatherized Non-Condensing Gas | 2035 | 260 |  | 08/05/2020 | 65489 | 205963022 | 09/30/2020
Johnson Controls, Inc. | FRASER-JOHNSTON BY JOHNSON CONTROLS | PCG4A360752X4 | Federally-Regulated Consumer Product | Weatherized Non-Condensing Gas | 1396 | 255 |  | 09/02/2020 | 74384 | 206077414 | 09/30/2020
Johnson Controls, Inc. | FRASER-JOHNSTON BY JOHNSON CONTROLS | PCG4B480652X4 | Federally-Regulated Consumer Product | Weatherized Non-Condensing Gas | 1977 | 280 |  | 09/02/2020 | 65054 | 206077548 | 09/30/2020
Johnson Controls, Inc. | FRASER-JOHNSTON BY JOHNSON CONTROLS | PCG4B601002X4 | Federally-Regulated Consumer Product | Weatherized Non-Condensing Gas | 2123 | 287 |  | 09/02/2020 | 99980 | 206077576 | 09/30/2020
Johnson Controls, Inc. | FRASER-JOHNSTON BY JOHNSON CONTROLS | PCG4B480652L1 | Federally-Regulated Consumer Product | Weatherized Non-Condensing Gas | 1958 | 257 |  | 08/05/2020 | 65551 | 205963017 | 09/30/2020
Johnson Controls, Inc. | FRASER-JOHNSTON BY JOHNSON CONTROLS | PCG4A240502X4 | Federally-Regulated Consumer Product | Weatherized Non-Condensing Gas | 1118 | 243 |  | 09/02/2020 | 50782 | 206077363 | 09/30/2020
Johnson Controls, Inc. | FRASER-JOHNSTON BY JOHNSON CONTROLS | PCG4A420752X4 | Federally-Regulated Consumer Product | Weatherized Non-Condensing Gas | 2042 | 283 |  | 09/02/2020 | 75754 | 206077433 | 09/30/2020
Johnson Controls, Inc. | FRASER-JOHNSTON BY JOHNSON CONTROLS | PCG4A360502L1 | Federally-Regulated Consumer Product | Weatherized Non-Condensing Gas | 1487 | 238 |  | 08/05/2020 | 50000 | 205963012 | 09/30/2020
Johnson Controls, Inc. | FRASER-JOHNSTON BY JOHNSON CONTROLS | PCG6A360752X4 | Federally-Regulated Consumer Product | Weatherized Non-Condensing Gas | 1170 | 245 |  | 09/09/2020 | 43310 | 206168417 | 09/30/2020
Johnson Controls, Inc. | FRASER-JOHNSTON BY JOHNSON CONTROLS | PCG6A240502X4 | Federally-Regulated Consumer Product | Weatherized Non-Condensing Gas | 705 | 225 |  | 09/02/2020 | 33081 | 206136938 | 09/30/2020
Johnson Controls, Inc. | FRASER-JOHNSTON BY JOHNSON CONTROLS | PCG4B481252X4 | Federally-Regulated Consumer Product | Weatherized Non-Condensing Gas | 1941 | 279 |  | 09/02/2020 | 122996 | 206077562 | 09/30/2020
Johnson Controls, Inc. | FRASER-JOHNSTON BY JOHNSON CONTROLS | PCG6A361002X4 | Federally-Regulated Consumer Product | Weatherized Non-Condensing Gas | 1159 | 245 |  | 09/09/2020 | 64979 | 206168431 | 09/30/2020
Johnson Controls, Inc. | FRASER-JOHNSTON BY JOHNSON CONTROLS | PCG4A361002X4 | Federally-Regulated Consumer Product | Weatherized Non-Condensing Gas | 1907 | 277 |  | 09/02/2020 | 100985 | 206077424 | 09/30/2020
Johnson Controls, Inc. | FRASER-JOHNSTON BY JOHNSON CONTROLS | PCG4B601252X4 | Federally-Regulated Consumer Product | Weatherized Non-Condensing Gas | 2207 | 290 |  | 09/02/2020 | 124280 | 206077583 | 09/30/2020
Johnson Controls, Inc. | YORK BY JOHNSON CONTROLS | PCG4A240502L1 | Federally-Regulated Consumer Product | Weatherized Non-Condensing Gas | 1020 | 220 |  | 08/05/2020 | 50097 | 205962803 | 09/30/2020
Johnson Controls, Inc. | YORK BY JOHNSON CONTROLS | PCG6B601002X4 | Federally-Regulated Consumer Product | Weatherized Non-Condensing Gas | 1773 | 271 |  | 09/02/2020 | 65461 | 206136984 | 09/30/2020
Johnson Controls, Inc. | YORK BY JOHNSON CONTROLS | PCG4A300502X4 | Federally-Regulated Consumer Product | Weatherized Non-Condensing Gas | 1130 | 244 |  | 09/02/2020 | 49570 | 206077379 | 09/30/2020
Johnson Controls, Inc. | YORK BY JOHNSON CONTROLS | PCG4A240502X4 | Federally-Regulated Consumer Product | Weatherized Non-Condensing Gas | 1118 | 243 |  | 09/02/2020 | 50782 | 206077358 | 09/30/2020
Johnson Controls, Inc. | YORK BY JOHNSON CONTROLS | PCG6B481002X4 | Federally-Regulated Consumer Product | Weatherized Non-Condensing Gas | 1569 | 263 |  | 09/02/2020 | 65481 | 206136963 | 09/30/2020
Johnson Controls, Inc. | YORK BY JOHNSON CONTROLS | PCG4B600652L1 | Federally-Regulated Consumer Product | Weatherized Non-Condensing Gas | 2035 | 260 |  | 08/05/2020 | 65489 | 205962806 | 09/30/2020
Johnson Controls, Inc. | YORK BY JOHNSON CONTROLS | PCG4B600652X4 | Federally-Regulated Consumer Product | Weatherized Non-Condensing Gas | 2344 | 296 |  | 09/02/2020 | 65095 | 206077566 | 09/30/2020
Johnson Controls, Inc. | YORK BY JOHNSON CONTROLS | PCG4A240752X4 | Federally-Regulated Consumer Product | Weatherized Non-Condensing Gas | 1394 | 255 |  | 09/02/2020 | 75189 | 206077368 | 09/30/2020
Johnson Controls, Inc. | YORK BY JOHNSON CONTROLS | PCG4A300752X4 | Federally-Regulated Consumer Product | Weatherized Non-Condensing Gas | 1414 | 256 |  | 09/02/2020 | 75125 | 206077390 | 09/30/2020
Johnson Controls, Inc. | YORK BY JOHNSON CONTROLS | PCG6B480652X4 | Federally-Regulated Consumer Product | Weatherized Non-Condensing Gas | 1709 | 269 |  | 09/02/2020 | 42780 | 206136956 | 09/30/2020
Johnson Controls, Inc. | YORK BY JOHNSON CONTROLS | PCG6B600652X4 | Federally-Regulated Consumer Product | Weatherized Non-Condensing Gas | 1791 | 272 |  | 09/02/2020 | 43624 | 206136977 | 09/30/2020
Johnson Controls, Inc. | YORK BY JOHNSON CONTROLS | PCG4B601002X4 | Federally-Regulated Consumer Product | Weatherized Non-Condensing Gas | 2123 | 287 |  | 09/02/2020 | 99980 | 206077573 | 09/30/2020
Johnson Controls, Inc. | YORK BY JOHNSON CONTROLS | PCG6A360752X4 | Federally-Regulated Consumer Product | Weatherized Non-Condensing Gas | 1170 | 245 |  | 09/09/2020 | 43310 | 206168411 | 09/30/2020
Johnson Controls, Inc. | YORK BY JOHNSON CONTROLS | PCG6B601252X4 | Federally-Regulated Consumer Product | Weatherized Non-Condensing Gas | 1967 | 280 |  | 09/02/2020 | 81767 | 206136991 | 09/30/2020
Johnson Controls, Inc. | YORK BY JOHNSON CONTROLS | PCG4B601252X4 | Federally-Regulated Consumer Product | Weatherized Non-Condensing Gas | 2207 | 290 |  | 09/02/2020 | 124280 | 206077580 | 09/30/2020
Johnson Controls, Inc. | YORK BY JOHNSON CONTROLS | PCG4A420752X4 | Federally-Regulated Consumer Product | Weatherized Non-Condensing Gas | 2042 | 283 |  | 09/02/2020 | 75754 | 206077429 | 09/30/2020
Johnson Controls, Inc. | YORK BY JOHNSON CONTROLS | PCG6A240752X4 | Federally-Regulated Consumer Product | Weatherized Non-Condensing Gas | 921 | 235 |  | 09/02/2020 | 49267 | 206136942 | 09/30/2020
Johnson Controls, Inc. | YORK BY JOHNSON CONTROLS | PCG6A240502X4 | Federally-Regulated Consumer Product | Weatherized Non-Condensing Gas | 705 | 225 |  | 09/02/2020 | 33081 | 206136935 | 09/30/2020
Johnson Controls, Inc. | YORK BY JOHNSON CONTROLS | PCG4B480652L1 | Federally-Regulated Consumer Product | Weatherized Non-Condensing Gas | 1958 | 257 |  | 08/05/2020 | 65551 | 205962805 | 09/30/2020
Johnson Controls, Inc. | YORK BY JOHNSON CONTROLS | PCG6B481252X4 | Federally-Regulated Consumer Product | Weatherized Non-Condensing Gas | 1747 | 270 |  | 09/02/2020 | 82081 | 206136970 | 09/30/2020
Johnson Controls, Inc. | YORK BY JOHNSON CONTROLS | PCG4A360502L1 | Federally-Regulated Consumer Product | Weatherized Non-Condensing Gas | 1487 | 238 |  | 08/05/2020 | 50000 | 205962804 | 09/30/2020
Johnson Controls, Inc. | YORK BY JOHNSON CONTROLS | PCG4B480652X4 | Federally-Regulated Consumer Product | Weatherized Non-Condensing Gas | 1977 | 280 |  | 09/02/2020 | 65054 | 206077545 | 09/30/2020
Johnson Controls, Inc. | YORK BY JOHNSON CONTROLS | PCG4A360752X4 | Federally-Regulated Consumer Product | Weatherized Non-Condensing Gas | 1396 | 255 |  | 09/02/2020 | 74384 | 206077410 | 09/30/2020
Johnson Controls, Inc. | YORK BY JOHNSON CONTROLS | PCG4A421002X4 | Federally-Regulated Consumer Product | Weatherized Non-Condensing Gas | 1782 | 272 |  | 09/02/2020 | 99514 | 206077439 | 09/30/2020
Johnson Controls, Inc. | YORK BY JOHNSON CONTROLS | PCG4A361002X4 | Federally-Regulated Consumer Product | Weatherized Non-Condensing Gas | 1907 | 277 |  | 09/02/2020 | 100985 | 206077420 | 09/30/2020
Johnson Controls, Inc. | YORK BY JOHNSON CONTROLS | PCG6A361002X4 | Federally-Regulated Consumer Product | Weatherized Non-Condensing Gas | 1159 | 245 |  | 09/09/2020 | 64979 | 206168425 | 09/30/2020
Johnson Controls, Inc. | YORK BY JOHNSON CONTROLS | PCG4B481002X4 | Federally-Regulated Consumer Product | Weatherized Non-Condensing Gas | 2010 | 282 |  | 09/02/2020 | 100104 | 206077552 | 09/30/2020
Johnson Controls, Inc. | YORK BY JOHNSON CONTROLS | PCG4B481252X4 | Federally-Regulated Consumer Product | Weatherized Non-Condensing Gas | 1941 | 279 |  | 09/02/2020 | 122996 | 206077559 | 09/30/2020
Johnson Controls, Inc. | YORK BY JOHNSON CONTROLS | PCG4A360502X4 | Federally-Regulated Consumer Product | Weatherized Non-Condensing Gas | 1263 | 249 |  | 09/02/2020 | 49892 | 206077399 | 09/30/2020
Rheem Sales Company, Inc. | CLIMATEMASTER | RGEA14036AJT061AB | Federally-Regulated Consumer Product | Weatherized Non-Condensing Gas | 1430 | 245 |  | 07/22/2020 | 99665 | 205785504 | 09/30/2020
Rheem Sales Company, Inc. | CLIMATEMASTER | RGEA15036BJV06XAA | Federally-Regulated Consumer Product | Weatherized Non-Condensing Gas | 1355 | 232 |  | 07/22/2020 | 99675 | 205785529 | 09/30/2020
Rheem Sales Company, Inc. | CLIMATEMASTER | RGEA15036BJV081AA | Federally-Regulated Consumer Product | Weatherized Non-Condensing Gas | 1355 | 232 |  | 07/22/2020 | 99675 | 205785530 | 09/30/2020
Rheem Sales Company, Inc. | CLIMATEMASTER | RGEA14030AJT06XAB | Federally-Regulated Consumer Product | Weatherized Non-Condensing Gas | 1147 | 234 |  | 07/22/2020 | 79965 | 205785501 | 09/30/2020
Rheem Sales Company, Inc. | CLIMATEMASTER | RGEA15024BJV081AA | Federally-Regulated Consumer Product | Weatherized Non-Condensing Gas | 1395 | 252 |  | 07/22/2020 | 80305 | 205785522 | 09/30/2020
Rheem Sales Company, Inc. | CLIMATEMASTER | RGEA14048AJT08XAB | Federally-Regulated Consumer Product | Weatherized Non-Condensing Gas | 1809 | 243 |  | 07/22/2020 | 99189 | 205785515 | 09/30/2020
Rheem Sales Company, Inc. | CLIMATEMASTER | RGEA16036AJV08TAB | Federally-Regulated Consumer Product | Weatherized Non-Condensing Gas | 1648 | 262 |  | 07/22/2020 | 76362 | 205785549 | 09/30/2020
Rheem Sales Company, Inc. | CLIMATEMASTER | RGEA15036BJV101AA | Federally-Regulated Consumer Product | Weatherized Non-Condensing Gas | 1355 | 232 |  | 07/22/2020 | 99675 | 205785532 | 09/30/2020
Rheem Sales Company, Inc. | CLIMATEMASTER | RGEA14048AJT101AB | Federally-Regulated Consumer Product | Weatherized Non-Condensing Gas | 1809 | 243 |  | 07/22/2020 | 99189 | 205785516 | 09/30/2020
Rheem Sales Company, Inc. | CLIMATEMASTER | RGEA16036AJV102AB | Federally-Regulated Consumer Product | Weatherized Non-Condensing Gas | 1648 | 262 |  | 07/22/2020 | 76362 | 205785550 | 09/30/2020
Rheem Sales Company, Inc. | CLIMATEMASTER | RGEA14030AJT061AB | Federally-Regulated Consumer Product | Weatherized Non-Condensing Gas | 1147 | 234 |  | 07/22/2020 | 79965 | 205785500 | 09/30/2020
Rheem Sales Company, Inc. | CLIMATEMASTER | RGEA15042BJV10XAA | Federally-Regulated Consumer Product | Weatherized Non-Condensing Gas | 1375 | 246 |  | 07/22/2020 | 101119 | 205785537 | 09/30/2020
Rheem Sales Company, Inc. | CLIMATEMASTER | RGEA15048AJV081AB | Federally-Regulated Consumer Product | Weatherized Non-Condensing Gas | 1720 | 241 |  | 07/22/2020 | 99897 | 205785538 | 09/30/2020
Rheem Sales Company, Inc. | CLIMATEMASTER | RGEA14024AJT061AB | Federally-Regulated Consumer Product | Weatherized Non-Condensing Gas | 1127 | 241 |  | 07/22/2020 | 80320 | 205785496 | 09/30/2020
Rheem Sales Company, Inc. | CLIMATEMASTER | RGEA16048AJV08TAB | Federally-Regulated Consumer Product | Weatherized Non-Condensing Gas | 1845 | 273 |  | 07/22/2020 | 76171 | 205785553 | 09/30/2020
Rheem Sales Company, Inc. | CLIMATEMASTER | RGEA16048AJV102AB | Federally-Regulated Consumer Product | Weatherized Non-Condensing Gas | 1845 | 273 |  | 07/22/2020 | 76171 | 205785554 | 09/30/2020
Rheem Sales Company, Inc. | CLIMATEMASTER | RGEA14048AJT081AB | Federally-Regulated Consumer Product | Weatherized Non-Condensing Gas | 1809 | 243 |  | 07/22/2020 | 99189 | 205785514 | 09/30/2020
Rheem Sales Company, Inc. | CLIMATEMASTER | RGEA15042BJV101AA | Federally-Regulated Consumer Product | Weatherized Non-Condensing Gas | 1375 | 246 |  | 07/22/2020 | 101119 | 205785536 | 09/30/2020
Rheem Sales Company, Inc. | CLIMATEMASTER | RGEA15030AJV08XAB | Federally-Regulated Consumer Product | Weatherized Non-Condensing Gas | 1402 | 241 |  | 07/22/2020 | 80658 | 205785527 | 09/30/2020
Rheem Sales Company, Inc. | CLIMATEMASTER | RGEA14024AJT081AB | Federally-Regulated Consumer Product | Weatherized Non-Condensing Gas | 1127 | 241 |  | 07/22/2020 | 80320 | 205785498 | 09/30/2020
Rheem Sales Company, Inc. | CLIMATEMASTER | RGEA14042AJT08XAB | Federally-Regulated Consumer Product | Weatherized Non-Condensing Gas | 1494 | 248 |  | 07/22/2020 | 99609 | 205785511 | 09/30/2020
Rheem Sales Company, Inc. | CLIMATEMASTER | RGEA16060AJV102AB | Federally-Regulated Consumer Product | Weatherized Non-Condensing Gas | 2330 | 260 |  | 07/22/2020 | 75239 | 205785556 | 09/30/2020
Rheem Sales Company, Inc. | CLIMATEMASTER | RGEA14030AJT08XAB | Federally-Regulated Consumer Product | Weatherized Non-Condensing Gas | 1147 | 234 |  | 07/22/2020 | 79965 | 205785503 | 09/30/2020
Rheem Sales Company, Inc. | CLIMATEMASTER | RGEA15042BJV08XAA | Federally-Regulated Consumer Product | Weatherized Non-Condensing Gas | 1375 | 246 |  | 07/22/2020 | 101119 | 205785535 | 09/30/2020
Rheem Sales Company, Inc. | CLIMATEMASTER | RGEA16048AJV10TAB | Federally-Regulated Consumer Product | Weatherized Non-Condensing Gas | 1845 | 273 |  | 07/22/2020 | 76171 | 205785555 | 09/30/2020
Rheem Sales Company, Inc. | CLIMATEMASTER | RGEA15048AJV10XAB | Federally-Regulated Consumer Product | Weatherized Non-Condensing Gas | 1720 | 241 |  | 07/22/2020 | 99897 | 205785541 | 09/30/2020
Rheem Sales Company, Inc. | CLIMATEMASTER | RGEA16036AJV06TAB | Federally-Regulated Consumer Product | Weatherized Non-Condensing Gas | 1648 | 262 |  | 07/22/2020 | 76362 | 205785547 | 09/30/2020
Rheem Sales Company, Inc. | CLIMATEMASTER | RGEA14036AJT101AB | Federally-Regulated Consumer Product | Weatherized Non-Condensing Gas | 1430 | 245 |  | 07/22/2020 | 99665 | 205785508 | 09/30/2020
Rheem Sales Company, Inc. | CLIMATEMASTER | RGEA14042AJT101AB | Federally-Regulated Consumer Product | Weatherized Non-Condensing Gas | 1494 | 248 |  | 07/22/2020 | 99609 | 205785512 | 09/30/2020
Rheem Sales Company, Inc. | CLIMATEMASTER | RGEA15036BJV10XAA | Federally-Regulated Consumer Product | Weatherized Non-Condensing Gas | 1355 | 232 |  | 07/22/2020 | 99675 | 205785533 | 09/30/2020
Rheem Sales Company, Inc. | CLIMATEMASTER | RGEA15036BJV08XAA | Federally-Regulated Consumer Product | Weatherized Non-Condensing Gas | 1355 | 232 |  | 07/22/2020 | 99675 | 205785531 | 09/30/2020
Rheem Sales Company, Inc. | CLIMATEMASTER | RGEA14024AJT08XAB | Federally-Regulated Consumer Product | Weatherized Non-Condensing Gas | 1127 | 241 |  | 07/22/2020 | 80320 | 205785499 | 09/30/2020
Rheem Sales Company, Inc. | CLIMATEMASTER | RGEA15042BJV081AA | Federally-Regulated Consumer Product | Weatherized Non-Condensing Gas | 1375 | 246 |  | 07/22/2020 | 101119 | 205785534 | 09/30/2020
Rheem Sales Company, Inc. | CLIMATEMASTER | RGEA14036AJT10XAB | Federally-Regulated Consumer Product | Weatherized Non-Condensing Gas | 1430 | 245 |  | 07/22/2020 | 99665 | 205785509 | 09/30/2020
Rheem Sales Company, Inc. | CLIMATEMASTER | RGEA14042AJT081AB | Federally-Regulated Consumer Product | Weatherized Non-Condensing Gas | 1494 | 248 |  | 07/22/2020 | 99609 | 205785510 | 09/30/2020
Rheem Sales Company, Inc. | CLIMATEMASTER | RGEA14048AJT10XAB | Federally-Regulated Consumer Product | Weatherized Non-Condensing Gas | 1809 | 243 |  | 07/22/2020 | 99189 | 205785517 | 09/30/2020
Rheem Sales Company, Inc. | CLIMATEMASTER | RGEA14036AJT06XAB | Federally-Regulated Consumer Product | Weatherized Non-Condensing Gas | 1430 | 245 |  | 07/22/2020 | 99665 | 205785505 | 09/30/2020
Rheem Sales Company, Inc. | CLIMATEMASTER | RGEA15030AJV061AB | Federally-Regulated Consumer Product | Weatherized Non-Condensing Gas | 1402 | 241 |  | 07/22/2020 | 80658 | 205785524 | 09/30/2020
Rheem Sales Company, Inc. | CLIMATEMASTER | RGEA15048AJV08XAB | Federally-Regulated Consumer Product | Weatherized Non-Condensing Gas | 1720 | 241 |  | 07/22/2020 | 99897 | 205785539 | 09/30/2020
Rheem Sales Company, Inc. | CLIMATEMASTER | RGEA16036AJV10TAB | Federally-Regulated Consumer Product | Weatherized Non-Condensing Gas | 1648 | 262 |  | 07/22/2020 | 76362 | 205785551 | 09/30/2020
Rheem Sales Company, Inc. | CLIMATEMASTER | RGEA14036AJT08XAB | Federally-Regulated Consumer Product | Weatherized Non-Condensing Gas | 1430 | 245 |  | 07/22/2020 | 99665 | 205785507 | 09/30/2020
Rheem Sales Company, Inc. | CLIMATEMASTER | RGEA14024AJT06XAB | Federally-Regulated Consumer Product | Weatherized Non-Condensing Gas | 1127 | 241 |  | 07/22/2020 | 80320 | 205785497 | 09/30/2020
Rheem Sales Company, Inc. | CLIMATEMASTER | RGEA16024AJV062AB | Federally-Regulated Consumer Product | Weatherized Non-Condensing Gas | 1358 | 241 |  | 07/22/2020 | 46205 | 205785544 | 09/30/2020
Rheem Sales Company, Inc. | CLIMATEMASTER | RGEA16048AJV082AB | Federally-Regulated Consumer Product | Weatherized Non-Condensing Gas | 1845 | 273 |  | 07/22/2020 | 76171 | 205785552 | 09/30/2020
Rheem Sales Company, Inc. | CLIMATEMASTER | RGEA16036AJV082AB | Federally-Regulated Consumer Product | Weatherized Non-Condensing Gas | 1648 | 262 |  | 07/22/2020 | 76362 | 205785548 | 09/30/2020
Rheem Sales Company, Inc. | CLIMATEMASTER | RGEA15060AJV10XAB | Federally-Regulated Consumer Product | Weatherized Non-Condensing Gas | 2166 | 235 |  | 07/22/2020 | 100081 | 205785543 | 09/30/2020
Rheem Sales Company, Inc. | CLIMATEMASTER | RGEA15024BJV061AA | Federally-Regulated Consumer Product | Weatherized Non-Condensing Gas | 1395 | 252 |  | 07/22/2020 | 80305 | 205785520 | 09/30/2020
Rheem Sales Company, Inc. | CLIMATEMASTER | RGEA14036AJT081AB | Federally-Regulated Consumer Product | Weatherized Non-Condensing Gas | 1430 | 245 |  | 07/22/2020 | 99665 | 205785506 | 09/30/2020
Rheem Sales Company, Inc. | CLIMATEMASTER | RGEA14060CJT10XAA | Federally-Regulated Consumer Product | Weatherized Non-Condensing Gas | 1911 | 265 |  | 07/22/2020 | 99261 | 205785519 | 09/30/2020
Rheem Sales Company, Inc. | CLIMATEMASTER | RGEA14060CJT101AA | Federally-Regulated Consumer Product | Weatherized Non-Condensing Gas | 1911 | 265 |  | 07/22/2020 | 99261 | 205785518 | 09/30/2020
Rheem Sales Company, Inc. | CLIMATEMASTER | RGEA15024BJV08XAA | Federally-Regulated Consumer Product | Weatherized Non-Condensing Gas | 1395 | 252 |  | 07/22/2020 | 80305 | 205785523 | 09/30/2020
Rheem Sales Company, Inc. | CLIMATEMASTER | RGEA15030AJV06XAB | Federally-Regulated Consumer Product | Weatherized Non-Condensing Gas | 1402 | 241 |  | 07/22/2020 | 80658 | 205785525 | 09/30/2020
Rheem Sales Company, Inc. | CLIMATEMASTER | RGEA16024AJV06TAB | Federally-Regulated Consumer Product | Weatherized Non-Condensing Gas | 1358 | 241 |  | 07/22/2020 | 46205 | 205785545 | 09/30/2020
Rheem Sales Company, Inc. | CLIMATEMASTER | RGEA15060AJV101AB | Federally-Regulated Consumer Product | Weatherized Non-Condensing Gas | 2166 | 235 |  | 07/22/2020 | 100081 | 205785542 | 09/30/2020
Rheem Sales Company, Inc. | CLIMATEMASTER | RGEA14030AJT081AB | Federally-Regulated Consumer Product | Weatherized Non-Condensing Gas | 1147 | 234 |  | 07/22/2020 | 79965 | 205785502 | 09/30/2020
Rheem Sales Company, Inc. | CLIMATEMASTER | RGEA14042AJT10XAB | Federally-Regulated Consumer Product | Weatherized Non-Condensing Gas | 1494 | 248 |  | 07/22/2020 | 99609 | 205785513 | 09/30/2020
Rheem Sales Company, Inc. | CLIMATEMASTER | RGEA15030AJV081AB | Federally-Regulated Consumer Product | Weatherized Non-Condensing Gas | 1402 | 241 |  | 07/22/2020 | 80658 | 205785526 | 09/30/2020
Rheem Sales Company, Inc. | CLIMATEMASTER | RGEA15024BJV06XAA | Federally-Regulated Consumer Product | Weatherized Non-Condensing Gas | 1395 | 252 |  | 07/22/2020 | 80305 | 205785521 | 09/30/2020
Rheem Sales Company, Inc. | CLIMATEMASTER | RGEA16036AJV062AB | Federally-Regulated Consumer Product | Weatherized Non-Condensing Gas | 1648 | 262 |  | 07/22/2020 | 76362 | 205785546 | 09/30/2020
Rheem Sales Company, Inc. | CLIMATEMASTER | RGEA15036BJV061AA | Federally-Regulated Consumer Product | Weatherized Non-Condensing Gas | 1355 | 232 |  | 07/22/2020 | 99675 | 205785528 | 09/30/2020
Rheem Sales Company, Inc. | CLIMATEMASTER | RGEA15048AJV101AB | Federally-Regulated Consumer Product | Weatherized Non-Condensing Gas | 1720 | 241 |  | 07/22/2020 | 99897 | 205785540 | 09/30/2020
Johnson Controls, Inc. | CHAMPION HEATING AND COOLING | PCG4B480652X4 | Federally-Regulated Consumer Product | Weatherized Non-Condensing Gas | 1977 | 280 |  | 09/02/2020 | 65054 | 206077551 | 09/30/2020
Johnson Controls, Inc. | CHAMPION HEATING AND COOLING | PCG6B481002X4 | Federally-Regulated Consumer Product | Weatherized Non-Condensing Gas | 1569 | 263 |  | 09/02/2020 | 65481 | 206136969 | 09/30/2020
Johnson Controls, Inc. | CHAMPION HEATING AND COOLING | PCG4A360502X4 | Federally-Regulated Consumer Product | Weatherized Non-Condensing Gas | 1263 | 249 |  | 09/02/2020 | 49892 | 206077408 | 09/30/2020
Johnson Controls, Inc. | CHAMPION HEATING AND COOLING | PCG4B481002X4 | Federally-Regulated Consumer Product | Weatherized Non-Condensing Gas | 2010 | 282 |  | 09/02/2020 | 100104 | 206077558 | 09/30/2020
Johnson Controls, Inc. | CHAMPION HEATING AND COOLING | PCG6A240502X4 | Federally-Regulated Consumer Product | Weatherized Non-Condensing Gas | 705 | 225 |  | 09/02/2020 | 33081 | 206136941 | 09/30/2020
Johnson Controls, Inc. | CHAMPION HEATING AND COOLING | PCG6A360752X4 | Federally-Regulated Consumer Product | Weatherized Non-Condensing Gas | 1170 | 245 |  | 09/09/2020 | 43310 | 206168423 | 09/30/2020
Johnson Controls, Inc. | CHAMPION HEATING AND COOLING | PCG4B600652X4 | Federally-Regulated Consumer Product | Weatherized Non-Condensing Gas | 2344 | 296 |  | 09/02/2020 | 65095 | 206077572 | 09/30/2020
Johnson Controls, Inc. | CHAMPION HEATING AND COOLING | PCG4A240502L1 | Federally-Regulated Consumer Product | Weatherized Non-Condensing Gas | 1020 | 220 |  | 08/05/2020 | 50097 | 205965523 | 09/30/2020
Johnson Controls, Inc. | CHAMPION HEATING AND COOLING | PCG4A240752X4 | Federally-Regulated Consumer Product | Weatherized Non-Condensing Gas | 1394 | 255 |  | 09/02/2020 | 75189 | 206077378 | 09/30/2020
Johnson Controls, Inc. | CHAMPION HEATING AND COOLING | PCG4A300752X4 | Federally-Regulated Consumer Product | Weatherized Non-Condensing Gas | 1414 | 256 |  | 09/02/2020 | 75125 | 206077398 | 09/30/2020
Johnson Controls, Inc. | CHAMPION HEATING AND COOLING | PCG4A361002X4 | Federally-Regulated Consumer Product | Weatherized Non-Condensing Gas | 1907 | 277 |  | 09/02/2020 | 100985 | 206077427 | 09/30/2020
Johnson Controls, Inc. | CHAMPION HEATING AND COOLING | PCG4B600652L1 | Federally-Regulated Consumer Product | Weatherized Non-Condensing Gas | 2035 | 260 |  | 08/05/2020 | 65489 | 205965526 | 09/30/2020
Johnson Controls, Inc. | CHAMPION HEATING AND COOLING | PCG4B481252X4 | Federally-Regulated Consumer Product | Weatherized Non-Condensing Gas | 1941 | 279 |  | 09/02/2020 | 122996 | 206077565 | 09/30/2020
Johnson Controls, Inc. | CHAMPION HEATING AND COOLING | PCG4A421002X4 | Federally-Regulated Consumer Product | Weatherized Non-Condensing Gas | 1782 | 272 |  | 09/02/2020 | 99514 | 206077448 | 09/30/2020
Johnson Controls, Inc. | CHAMPION HEATING AND COOLING | PCG6A361002X4 | Federally-Regulated Consumer Product | Weatherized Non-Condensing Gas | 1159 | 245 |  | 09/09/2020 | 64979 | 206168438 | 09/30/2020
Johnson Controls, Inc. | CHAMPION HEATING AND COOLING | PCG4B601002X4 | Federally-Regulated Consumer Product | Weatherized Non-Condensing Gas | 2123 | 287 |  | 09/02/2020 | 99980 | 206077579 | 09/30/2020
Johnson Controls, Inc. | CHAMPION HEATING AND COOLING | PCG4A360752X4 | Federally-Regulated Consumer Product | Weatherized Non-Condensing Gas | 1396 | 255 |  | 09/02/2020 | 74384 | 206077419 | 09/30/2020
Johnson Controls, Inc. | CHAMPION HEATING AND COOLING | PCG4A240502X4 | Federally-Regulated Consumer Product | Weatherized Non-Condensing Gas | 1118 | 243 |  | 09/02/2020 | 50782 | 206077367 | 09/30/2020
Johnson Controls, Inc. | CHAMPION HEATING AND COOLING | PCG4A420752X4 | Federally-Regulated Consumer Product | Weatherized Non-Condensing Gas | 2042 | 283 |  | 09/02/2020 | 75754 | 206077437 | 09/30/2020
Johnson Controls, Inc. | CHAMPION HEATING AND COOLING | PCG4B601252X4 | Federally-Regulated Consumer Product | Weatherized Non-Condensing Gas | 2207 | 290 |  | 09/02/2020 | 124280 | 206077586 | 09/30/2020
Johnson Controls, Inc. | CHAMPION HEATING AND COOLING | PCG6A240752X4 | Federally-Regulated Consumer Product | Weatherized Non-Condensing Gas | 921 | 235 |  | 09/02/2020 | 49267 | 206136948 | 09/30/2020
Johnson Controls, Inc. | CHAMPION HEATING AND COOLING | PCG6B600652X4 | Federally-Regulated Consumer Product | Weatherized Non-Condensing Gas | 1791 | 272 |  | 09/02/2020 | 43624 | 206136983 | 09/30/2020
Johnson Controls, Inc. | CHAMPION HEATING AND COOLING | PCG6B480652X4 | Federally-Regulated Consumer Product | Weatherized Non-Condensing Gas | 1709 | 269 |  | 09/02/2020 | 42780 | 206136962 | 09/30/2020
Johnson Controls, Inc. | CHAMPION HEATING AND COOLING | PCG4A360502L1 | Federally-Regulated Consumer Product | Weatherized Non-Condensing Gas | 1487 | 238 |  | 08/05/2020 | 50000 | 205965524 | 09/30/2020
Johnson Controls, Inc. | CHAMPION HEATING AND COOLING | PCG4B480652L1 | Federally-Regulated Consumer Product | Weatherized Non-Condensing Gas | 1958 | 257 |  | 08/05/2020 | 65551 | 205965525 | 09/30/2020
Johnson Controls, Inc. | CHAMPION HEATING AND COOLING | PCG6B601252X4 | Federally-Regulated Consumer Product | Weatherized Non-Condensing Gas | 1967 | 280 |  | 09/02/2020 | 81767 | 206136997 | 09/30/2020
Johnson Controls, Inc. | CHAMPION HEATING AND COOLING | PCG6B601002X4 | Federally-Regulated Consumer Product | Weatherized Non-Condensing Gas | 1773 | 271 |  | 09/02/2020 | 65461 | 206136990 | 09/30/2020
Johnson Controls, Inc. | CHAMPION HEATING AND COOLING | PCG4A300502X4 | Federally-Regulated Consumer Product | Weatherized Non-Condensing Gas | 1130 | 244 |  | 09/02/2020 | 49570 | 206077389 | 09/30/2020
Johnson Controls, Inc. | CHAMPION HEATING AND COOLING | PCG6B481252X4 | Federally-Regulated Consumer Product | Weatherized Non-Condensing Gas | 1747 | 270 |  | 09/02/2020 | 82081 | 206136976 | 09/30/2020
Nordyne, LLC | NORTEK GLOBAL HVAC LLC | MG3P-090U1AAC* | Federally-Regulated Consumer Product | Mobile Home Non-Weatherized, C | 2021 | 383 | 383.491 | 07/22/2020 | 91333 | 205126688 | 09/30/2020
Nordyne, LLC | NORTEK GLOBAL HVAC LLC | MG3P-072U1AAC* | Federally-Regulated Consumer Product | Mobile Home Non-Weatherized, C | 2099 | 287 | 389.029 | 07/22/2020 | 72868 | 205234638 | 09/30/2020
Nordyne, LLC | NORTEK GLOBAL HVAC LLC | MG3P-090U1*AC* | Federally-Regulated Consumer Product | Mobile Home Non-Weatherized, C | 2021 | 383 | 383.491 | 07/22/2020 | 91333 | 205126689 | 09/30/2020
Rheem Sales Company, Inc. | Sure | RGEA14042AJT101AB | Federally-Regulated Consumer Product | Weatherized Non-Condensing Gas | 1494 | 265 |  | 09/30/2020 | 99609 | 203404480 | 09/30/2020
Rheem Sales Company, Inc. | Sure | RGEA14036AJT081AB | Federally-Regulated Consumer Product | Weatherized Non-Condensing Gas | 1430 | 262 |  | 09/30/2020 | 99665 | 203404459 | 09/30/2020
Rheem Sales Company, Inc. | Sure | S801TA075421MSA | Federally-Regulated Consumer Product | Non-Weatherized, Non-Condensin | 1634 | 254 |  | 09/30/2020 | 75736 | 8087157 | 09/30/2020
Rheem Sales Company, Inc. | Sure | RGEA14042AJT081AB | Federally-Regulated Consumer Product | Weatherized Non-Condensing Gas | 1494 | 265 |  | 09/30/2020 | 99609 | 203404474 | 09/30/2020
Rheem Sales Company, Inc. | Sure | RGEA14024AJT08XAB | Federally-Regulated Consumer Product | Weatherized Non-Condensing Gas | 1127 | 249 |  | 09/30/2020 | 80320 | 203404431 | 09/30/2020
Rheem Sales Company, Inc. | Sure | RGEA15036AJV08XAB | Federally-Regulated Consumer Product | Weatherized Non-Condensing Gas | 1355 | 259 |  | 09/30/2020 | 99675 | 203404555 | 09/30/2020
Rheem Sales Company, Inc. | Sure | RGEA14030AJT061AB | Federally-Regulated Consumer Product | Weatherized Non-Condensing Gas | 1147 | 249 |  | 09/30/2020 | 79965 | 203404435 | 09/30/2020
Rheem Sales Company, Inc. | Sure | RGEA15024AJV08XAB | Federally-Regulated Consumer Product | Weatherized Non-Condensing Gas | 1395 | 260 |  | 09/30/2020 | 80305 | 203404523 | 09/30/2020
Rheem Sales Company, Inc. | Sure | RGEA14030AJT081AB | Federally-Regulated Consumer Product | Weatherized Non-Condensing Gas | 1147 | 249 |  | 09/30/2020 | 79965 | 203404443 | 09/30/2020
Rheem Sales Company, Inc. | Sure | S801TA125524MSA | Federally-Regulated Consumer Product | Non-Weatherized, Non-Condensin | 1991 | 270 |  | 09/30/2020 | 123598 | 7490409 | 09/30/2020
Rheem Sales Company, Inc. | Sure | S801CA075421MSA | Federally-Regulated Consumer Product | Non-Weatherized, Non-Condensin | 1634 | 254 |  | 09/30/2020 | 75736 | 203327146 | 09/30/2020
Rheem Sales Company, Inc. | Sure | RGEA14030AJT06XAB | Federally-Regulated Consumer Product | Weatherized Non-Condensing Gas | 1147 | 249 |  | 09/30/2020 | 79965 | 203404439 | 09/30/2020
Rheem Sales Company, Inc. | Sure | RGEA14036AJT08XAB | Federally-Regulated Consumer Product | Weatherized Non-Condensing Gas | 1430 | 262 |  | 09/30/2020 | 99665 | 203404463 | 09/30/2020
Rheem Sales Company, Inc. | Sure | S801TB100521MUA | Federally-Regulated Consumer Product | Non-Weatherized, Non-Condensin | 2096 | 274 |  | 09/30/2020 | 100583 | 204501688 | 09/30/2020
Rheem Sales Company, Inc. | Sure | S801CA050314MSA | Federally-Regulated Consumer Product | Non-Weatherized, Non-Condensin | 1388 | 184 |  | 09/30/2020 | 49660 | 203327134 | 09/30/2020
Rheem Sales Company, Inc. | Sure | RGEA14030AJT08XAB | Federally-Regulated Consumer Product | Weatherized Non-Condensing Gas | 1147 | 249 |  | 09/30/2020 | 79965 | 203404447 | 09/30/2020
Rheem Sales Company, Inc. | Sure | RGEA15060AJV101AB | Federally-Regulated Consumer Product | Weatherized Non-Condensing Gas | 2166 | 294 |  | 09/30/2020 | 100081 | 203404603 | 09/30/2020
Rheem Sales Company, Inc. | Sure | RGEA15042AJV081AB | Federally-Regulated Consumer Product | Weatherized Non-Condensing Gas | 1375 | 260 |  | 09/30/2020 | 101119 | 203404571 | 09/30/2020
Rheem Sales Company, Inc. | Sure | S802VA075421MSA | Federally-Regulated Consumer Product | Non-Weatherized, Non-Condensin | 1718 | 258 |  | 09/30/2020 | 52500 | 7979967 | 09/30/2020
Rheem Sales Company, Inc. | Sure | S97VA070M317KSA | Federally-Regulated Consumer Product | Non-Weatherized, Condensing Ga | 1282 | 251 |  | 09/30/2020 | 28494 | 202356691 | 09/30/2020
Rheem Sales Company, Inc. | Sure | S801CA075521ZXA | Federally-Regulated Consumer Product | Non-Weatherized, Non-Condensin | 1892 | 265 |  | 09/30/2020 | 99827 | 203327173 | 09/30/2020
Rheem Sales Company, Inc. | Sure | RGEA15030AJV061AB | Federally-Regulated Consumer Product | Weatherized Non-Condensing Gas | 1402 | 261 |  | 09/30/2020 | 80658 | 203404527 | 09/30/2020
Rheem Sales Company, Inc. | Sure | S92TA0701521MSA | Federally-Regulated Consumer Product | Non-Weatherized, Condensing Ga | 1983 | 282 |  | 09/30/2020 | 70360 | 203269466 | 09/30/2020
Rheem Sales Company, Inc. | Sure | S802TA075417MSA | Federally-Regulated Consumer Product | Non-Weatherized, Non-Condensin | 1884 | 265 |  | 09/30/2020 | 52545 | 204007873 | 09/30/2020
Rheem Sales Company, Inc. | Sure | RGEA15042AJV08XAB | Federally-Regulated Consumer Product | Weatherized Non-Condensing Gas | 1375 | 260 |  | 09/30/2020 | 101119 | 203404575 | 09/30/2020
Rheem Sales Company, Inc. | Sure | S92TA1001521MSA | Federally-Regulated Consumer Product | Non-Weatherized, Condensing Ga | 2066 | 286 |  | 09/30/2020 | 98023 | 9958615 | 09/30/2020
Rheem Sales Company, Inc. | Sure | S96VA0702521MSA | Federally-Regulated Consumer Product | Non-Weatherized, Condensing Ga | 1923 | 280 |  | 09/30/2020 | 49235 | 203261704 | 09/30/2020
Rheem Sales Company, Inc. | Sure | RGEA14024AJT061AB | Federally-Regulated Consumer Product | Weatherized Non-Condensing Gas | 1127 | 249 |  | 09/30/2020 | 80320 | 203404419 | 09/30/2020
Rheem Sales Company, Inc. | Sure | S802TA075317MSA | Federally-Regulated Consumer Product | Non-Weatherized, Non-Condensin | 1539 | 250 |  | 09/30/2020 | 52505 | 204007870 | 09/30/2020
Rheem Sales Company, Inc. | Sure | S801CA075417MSA | Federally-Regulated Consumer Product | Non-Weatherized, Non-Condensin | 1496 | 248 |  | 09/30/2020 | 75177 | 203327140 | 09/30/2020
Rheem Sales Company, Inc. | Sure | S92TA0401317MSA | Federally-Regulated Consumer Product | Non-Weatherized, Condensing Ga | 1107 | 244 |  | 09/30/2020 | 41877 | 9958599 | 09/30/2020
Rheem Sales Company, Inc. | Sure | S98VB060M317USA | Federally-Regulated Consumer Product | Non-Weatherized, Condensing Ga | 1110 | 244 |  | 09/30/2020 | 22600 | 202356693 | 09/30/2020
Rheem Sales Company, Inc. | Sure | RGEA14042AJT10XAB | Federally-Regulated Consumer Product | Weatherized Non-Condensing Gas | 1494 | 265 |  | 09/30/2020 | 99609 | 203404483 | 09/30/2020
Rheem Sales Company, Inc. | Sure | S801TA050417MUA | Federally-Regulated Consumer Product | Non-Weatherized, Non-Condensin | 1502 | 248 |  | 09/30/2020 | 50342 | 204501682 | 09/30/2020
Rheem Sales Company, Inc. | Sure | S802TA050314MXA | Federally-Regulated Consumer Product | Non-Weatherized, Non-Condensin | 1260 | 237 |  | 09/30/2020 | 35654 | 204099260 | 09/30/2020
Rheem Sales Company, Inc. | Sure | S802TA075417MXA | Federally-Regulated Consumer Product | Non-Weatherized, Non-Condensin | 1884 | 265 |  | 09/30/2020 | 52545 | 204099267 | 09/30/2020
Rheem Sales Company, Inc. | Sure | RGEA15030AJV081AB | Federally-Regulated Consumer Product | Weatherized Non-Condensing Gas | 1402 | 261 |  | 09/30/2020 | 80658 | 203404535 | 09/30/2020
Rheem Sales Company, Inc. | Sure | RGEA14042AJT08XAB | Federally-Regulated Consumer Product | Weatherized Non-Condensing Gas | 1494 | 265 |  | 09/30/2020 | 99609 | 203404477 | 09/30/2020
Rheem Sales Company, Inc. | Sure | S97VA115M524KSA | Federally-Regulated Consumer Product | Non-Weatherized, Condensing Ga | 1959 | 281 |  | 09/30/2020 | 44459 | 202356692 | 09/30/2020
Rheem Sales Company, Inc. | Sure | S801TA075421MXA | Federally-Regulated Consumer Product | Non-Weatherized, Non-Condensin | 1634 | 254 |  | 09/30/2020 | 75736 | 8087161 | 09/30/2020
Rheem Sales Company, Inc. | Sure | S802TA125524MSA | Federally-Regulated Consumer Product | Non-Weatherized, Non-Condensin | 1899 | 266 |  | 09/30/2020 | 87546 | 204007882 | 09/30/2020
Rheem Sales Company, Inc. | Sure | S801CA075417MXA | Federally-Regulated Consumer Product | Non-Weatherized, Non-Condensin | 1496 | 248 |  | 09/30/2020 | 75177 | 203327143 | 09/30/2020
Rheem Sales Company, Inc. | Sure | RGEA15030AJV06XAB | Federally-Regulated Consumer Product | Weatherized Non-Condensing Gas | 1402 | 261 |  | 09/30/2020 | 80658 | 203404531 | 09/30/2020
Rheem Sales Company, Inc. | Sure | S801CA100521MXA | Federally-Regulated Consumer Product | Non-Weatherized, Non-Condensin | 1812 | 262 |  | 09/30/2020 | 99863 | 203327155 | 09/30/2020
Rheem Sales Company, Inc. | Sure | S802TA125524MXA | Federally-Regulated Consumer Product | Non-Weatherized, Non-Condensin | 1899 | 266 |  | 09/30/2020 | 87546 | 204099278 | 09/30/2020
Rheem Sales Company, Inc. | Sure | RGEA15036AJV081AB | Federally-Regulated Consumer Product | Weatherized Non-Condensing Gas | 1355 | 259 |  | 09/30/2020 | 99675 | 203404551 | 09/30/2020
Rheem Sales Company, Inc. | Sure | S802VA050317MXA | Federally-Regulated Consumer Product | Non-Weatherized, Non-Condensin | 1318 | 240 |  | 09/30/2020 | 35484 | 7979944 | 09/30/2020
Rheem Sales Company, Inc. | Sure | S801CA075521ZSA | Federally-Regulated Consumer Product | Non-Weatherized, Non-Condensin | 1892 | 265 |  | 09/30/2020 | 99827 | 203327170 | 09/30/2020
Rheem Sales Company, Inc. | Sure | S98VB085M521USA | Federally-Regulated Consumer Product | Non-Weatherized, Condensing Ga | 2209 | 292 |  | 09/30/2020 | 33631 | 202356694 | 09/30/2020
Rheem Sales Company, Inc. | Sure | RGEA15030AJV08XAB | Federally-Regulated Consumer Product | Weatherized Non-Condensing Gas | 1402 | 261 |  | 09/30/2020 | 80658 | 203404539 | 09/30/2020
Rheem Sales Company, Inc. | Sure | S98VB100M521USA | Federally-Regulated Consumer Product | Non-Weatherized, Condensing Ga | 2084 | 287 |  | 09/30/2020 | 39023 | 202356696 | 09/30/2020
Rheem Sales Company, Inc. | Sure | S801TA050314MXA | Federally-Regulated Consumer Product | Non-Weatherized, Non-Condensin | 1388 | 243 |  | 09/30/2020 | 49660 | 7490357 | 09/30/2020
Rheem Sales Company, Inc. | Sure | RGEA15024AJV081AB | Federally-Regulated Consumer Product | Weatherized Non-Condensing Gas | 1395 | 260 |  | 09/30/2020 | 80305 | 203404519 | 09/30/2020
Rheem Sales Company, Inc. | Sure | S801CA075421MXA | Federally-Regulated Consumer Product | Non-Weatherized, Non-Condensin | 1634 | 254 |  | 09/30/2020 | 75736 | 203327149 | 09/30/2020
Rheem Sales Company, Inc. | Sure | S802VA075421MXA | Federally-Regulated Consumer Product | Non-Weatherized, Non-Condensin | 1718 | 258 |  | 09/30/2020 | 52500 | 7979974 | 09/30/2020
Rheem Sales Company, Inc. | Sure | S801TA070417MUA | Federally-Regulated Consumer Product | Non-Weatherized, Non-Condensin | 1823 | 262 |  | 09/30/2020 | 70109 | 204501685 | 09/30/2020
Rheem Sales Company, Inc. | Sure | S801CA100521MSA | Federally-Regulated Consumer Product | Non-Weatherized, Non-Condensin | 1812 | 262 |  | 09/30/2020 | 99863 | 203327152 | 09/30/2020
Rheem Sales Company, Inc. | Sure | S801TA100521MUA | Federally-Regulated Consumer Product | Non-Weatherized, Non-Condensin | 1861 | 264 |  | 09/30/2020 | 98348 | 202132851 | 09/30/2020
Rheem Sales Company, Inc. | Sure | S98VB115M524USA | Federally-Regulated Consumer Product | Non-Weatherized, Condensing Ga | 1971 | 282 |  | 09/30/2020 | 44499 | 202356697 | 09/30/2020
Rheem Sales Company, Inc. | Sure | S97VA060M317KSA | Federally-Regulated Consumer Product | Non-Weatherized, Condensing Ga | 1327 | 253 |  | 09/30/2020 | 22218 | 202356690 | 09/30/2020
Rheem Sales Company, Inc. | Sure | RGEA15042AJV101AB | Federally-Regulated Consumer Product | Weatherized Non-Condensing Gas | 1375 | 260 |  | 09/30/2020 | 101119 | 203404579 | 09/30/2020
Rheem Sales Company, Inc. | Sure | S802TA100521MXA | Federally-Regulated Consumer Product | Non-Weatherized, Non-Condensin | 1952 | 268 |  | 09/30/2020 | 70078 | 204099274 | 09/30/2020
Rheem Sales Company, Inc. | Sure | S98VB070M317USA | Federally-Regulated Consumer Product | Non-Weatherized, Condensing Ga | 1162 | 246 |  | 09/30/2020 | 28246 | 202356695 | 09/30/2020
Rheem Sales Company, Inc. | Sure | RGEA15042AJV10XAB | Federally-Regulated Consumer Product | Weatherized Non-Condensing Gas | 1375 | 260 |  | 09/30/2020 | 101119 | 203404583 | 09/30/2020
Rheem Sales Company, Inc. | Sure | RGEA15060AJV10XAB | Federally-Regulated Consumer Product | Weatherized Non-Condensing Gas | 2166 | 294 |  | 09/30/2020 | 100081 | 203404607 | 09/30/2020
Rheem Sales Company, Inc. | Sure | S801TA070317MUA | Federally-Regulated Consumer Product | Non-Weatherized, Non-Condensin | 1189 | 234 |  | 09/30/2020 | 70542 | 202132850 | 09/30/2020
Rheem Sales Company, Inc. | Sure | S801TA075521ZSB | Federally-Regulated Consumer Product | Non-Weatherized, Non-Condensin | 1883 | 265 |  | 09/30/2020 | 75029 | 8087165 | 09/30/2020
Rheem Sales Company, Inc. | Sure | S802TA075317MXA | Federally-Regulated Consumer Product | Non-Weatherized, Non-Condensin | 1539 | 250 |  | 09/30/2020 | 52505 | 204099263 | 09/30/2020
Rheem Sales Company, Inc. | Sure | S801TA075521ZXB | Federally-Regulated Consumer Product | Non-Weatherized, Non-Condensin | 1883 | 265 |  | 09/30/2020 | 75029 | 8087169 | 09/30/2020
Rheem Sales Company, Inc. | Sure | S801TA100521ZSB | Federally-Regulated Consumer Product | Non-Weatherized, Non-Condensin | 1895 | 265 |  | 09/30/2020 | 100302 | 8087173 | 09/30/2020
Rheem Sales Company, Inc. | Sure | RGEA15024AJV061AB | Federally-Regulated Consumer Product | Weatherized Non-Condensing Gas | 1395 | 260 |  | 09/30/2020 | 80305 | 203404511 | 09/30/2020
Rheem Sales Company, Inc. | Sure | S97VA100M521KSA | Federally-Regulated Consumer Product | Non-Weatherized, Condensing Ga | 1990 | 282 |  | 09/30/2020 | 39222 | 202356689 | 09/30/2020
Rheem Sales Company, Inc. | Sure | S802TA100521MSA | Federally-Regulated Consumer Product | Non-Weatherized, Non-Condensin | 1952 | 268 |  | 09/30/2020 | 70078 | 204007879 | 09/30/2020
Rheem Sales Company, Inc. | Sure | S801CA050314MXA | Federally-Regulated Consumer Product | Non-Weatherized, Non-Condensin | 1388 | 184 |  | 09/30/2020 | 49660 | 203327137 | 09/30/2020
Rheem Sales Company, Inc. | Sure | S801TA050317MUA | Federally-Regulated Consumer Product | Non-Weatherized, Non-Condensin | 1165 | 233 |  | 09/30/2020 | 49157 | 202132849 | 09/30/2020
Rheem Sales Company, Inc. | Sure | RGEA14024AJT06XAB | Federally-Regulated Consumer Product | Weatherized Non-Condensing Gas | 1127 | 249 |  | 09/30/2020 | 80320 | 203404423 | 09/30/2020
Rheem Sales Company, Inc. | Sure | RGEA14024AJT081AB | Federally-Regulated Consumer Product | Weatherized Non-Condensing Gas | 1127 | 249 |  | 09/30/2020 | 80320 | 203404427 | 09/30/2020
Rheem Sales Company, Inc. | Sure | S802VA050317MSA | Federally-Regulated Consumer Product | Non-Weatherized, Non-Condensin | 1318 | 240 |  | 09/30/2020 | 35484 | 7979939 | 09/30/2020
Rheem Sales Company, Inc. | Sure | S801TA125524MXA | Federally-Regulated Consumer Product | Non-Weatherized, Non-Condensin | 1991 | 270 |  | 09/30/2020 | 123598 | 7490418 | 09/30/2020
Rheem Sales Company, Inc. | Sure | RGEA15024AJV06XAB | Federally-Regulated Consumer Product | Weatherized Non-Condensing Gas | 1395 | 260 |  | 09/30/2020 | 80305 | 203404515 | 09/30/2020
Rheem Sales Company, Inc. | Sure | S801TA050314MSA | Federally-Regulated Consumer Product | Non-Weatherized, Non-Condensin | 1388 | 243 |  | 09/30/2020 | 49660 | 7490348 | 09/30/2020
Rheem Sales Company, Inc. | Sure | S97VA085M521KSA | Federally-Regulated Consumer Product | Non-Weatherized, Condensing Ga | 2138 | 289 |  | 09/30/2020 | 33549 | 202356688 | 09/30/2020
Johnson Controls, Inc. | COLEMAN BY JOHNSON CONTROLS | PCG6B600652X4 | Federally-Regulated Consumer Product | Weatherized Non-Condensing Gas | 1791 | 272 |  | 09/02/2020 | 43624 | 206136978 | 09/30/2020
Johnson Controls, Inc. | COLEMAN BY JOHNSON CONTROLS | PCG6B481002X4 | Federally-Regulated Consumer Product | Weatherized Non-Condensing Gas | 1569 | 263 |  | 09/02/2020 | 65481 | 206136964 | 09/30/2020
Johnson Controls, Inc. | COLEMAN BY JOHNSON CONTROLS | PCG4A240502X4 | Federally-Regulated Consumer Product | Weatherized Non-Condensing Gas | 1118 | 243 |  | 09/02/2020 | 50782 | 206077360 | 09/30/2020
Johnson Controls, Inc. | COLEMAN BY JOHNSON CONTROLS | PCG4B600652X4 | Federally-Regulated Consumer Product | Weatherized Non-Condensing Gas | 2344 | 296 |  | 09/02/2020 | 65095 | 206077567 | 09/30/2020
Johnson Controls, Inc. | COLEMAN BY JOHNSON CONTROLS | PCG4B480652X4 | Federally-Regulated Consumer Product | Weatherized Non-Condensing Gas | 1977 | 280 |  | 09/02/2020 | 65054 | 206077546 | 09/30/2020
Johnson Controls, Inc. | COLEMAN BY JOHNSON CONTROLS | PCG6B481252X4 | Federally-Regulated Consumer Product | Weatherized Non-Condensing Gas | 1747 | 270 |  | 09/02/2020 | 82081 | 206136971 | 09/30/2020
Johnson Controls, Inc. | COLEMAN BY JOHNSON CONTROLS | PCG4A361002X4 | Federally-Regulated Consumer Product | Weatherized Non-Condensing Gas | 1907 | 277 |  | 09/02/2020 | 100985 | 206077421 | 09/30/2020
Johnson Controls, Inc. | COLEMAN BY JOHNSON CONTROLS | PCG6A240752X4 | Federally-Regulated Consumer Product | Weatherized Non-Condensing Gas | 921 | 235 |  | 09/02/2020 | 49267 | 206136943 | 09/30/2020
Johnson Controls, Inc. | COLEMAN BY JOHNSON CONTROLS | PCG4B480652L1 | Federally-Regulated Consumer Product | Weatherized Non-Condensing Gas | 1958 | 257 |  | 08/05/2020 | 65551 | 205963015 | 09/30/2020
Johnson Controls, Inc. | COLEMAN BY JOHNSON CONTROLS | PCG4A240752X4 | Federally-Regulated Consumer Product | Weatherized Non-Condensing Gas | 1394 | 255 |  | 09/02/2020 | 75189 | 206077370 | 09/30/2020
Johnson Controls, Inc. | COLEMAN BY JOHNSON CONTROLS | PCG4A300502X4 | Federally-Regulated Consumer Product | Weatherized Non-Condensing Gas | 1130 | 244 |  | 09/02/2020 | 49570 | 206077381 | 09/30/2020
Johnson Controls, Inc. | COLEMAN BY JOHNSON CONTROLS | PCG6A240502X4 | Federally-Regulated Consumer Product | Weatherized Non-Condensing Gas | 705 | 225 |  | 09/02/2020 | 33081 | 206136936 | 09/30/2020
Johnson Controls, Inc. | COLEMAN BY JOHNSON CONTROLS | PCG6B601002X4 | Federally-Regulated Consumer Product | Weatherized Non-Condensing Gas | 1773 | 271 |  | 09/02/2020 | 65461 | 206136985 | 09/30/2020
Johnson Controls, Inc. | COLEMAN BY JOHNSON CONTROLS | PCG4A420752X4 | Federally-Regulated Consumer Product | Weatherized Non-Condensing Gas | 2042 | 283 |  | 09/02/2020 | 75754 | 206077430 | 09/30/2020
Johnson Controls, Inc. | COLEMAN BY JOHNSON CONTROLS | PCG4A360502L1 | Federally-Regulated Consumer Product | Weatherized Non-Condensing Gas | 1487 | 238 |  | 08/05/2020 | 50000 | 205963010 | 09/30/2020
Johnson Controls, Inc. | COLEMAN BY JOHNSON CONTROLS | PCG4A300752X4 | Federally-Regulated Consumer Product | Weatherized Non-Condensing Gas | 1414 | 256 |  | 09/02/2020 | 75125 | 206077392 | 09/30/2020
Johnson Controls, Inc. | COLEMAN BY JOHNSON CONTROLS | PCG4A240502L1 | Federally-Regulated Consumer Product | Weatherized Non-Condensing Gas | 1020 | 220 |  | 08/05/2020 | 50097 | 205963005 | 09/30/2020
Johnson Controls, Inc. | COLEMAN BY JOHNSON CONTROLS | PCG4A421002X4 | Federally-Regulated Consumer Product | Weatherized Non-Condensing Gas | 1782 | 272 |  | 09/02/2020 | 99514 | 206077440 | 09/30/2020
Johnson Controls, Inc. | COLEMAN BY JOHNSON CONTROLS | PCG4B600652L1 | Federally-Regulated Consumer Product | Weatherized Non-Condensing Gas | 2035 | 260 |  | 08/05/2020 | 65489 | 205963020 | 09/30/2020
Johnson Controls, Inc. | COLEMAN BY JOHNSON CONTROLS | PCG4B601252X4 | Federally-Regulated Consumer Product | Weatherized Non-Condensing Gas | 2207 | 290 |  | 09/02/2020 | 124280 | 206077581 | 09/30/2020
Johnson Controls, Inc. | COLEMAN BY JOHNSON CONTROLS | PCG4B481002X4 | Federally-Regulated Consumer Product | Weatherized Non-Condensing Gas | 2010 | 282 |  | 09/02/2020 | 100104 | 206077553 | 09/30/2020
Johnson Controls, Inc. | COLEMAN BY JOHNSON CONTROLS | PCG6A361002X4 | Federally-Regulated Consumer Product | Weatherized Non-Condensing Gas | 1159 | 245 |  | 09/09/2020 | 64979 | 206168427 | 09/30/2020
Johnson Controls, Inc. | COLEMAN BY JOHNSON CONTROLS | PCG4A360752X4 | Federally-Regulated Consumer Product | Weatherized Non-Condensing Gas | 1396 | 255 |  | 09/02/2020 | 74384 | 206077411 | 09/30/2020
Johnson Controls, Inc. | COLEMAN BY JOHNSON CONTROLS | PCG4B481252X4 | Federally-Regulated Consumer Product | Weatherized Non-Condensing Gas | 1941 | 279 |  | 09/02/2020 | 122996 | 206077560 | 09/30/2020
Johnson Controls, Inc. | COLEMAN BY JOHNSON CONTROLS | PCG6A360752X4 | Federally-Regulated Consumer Product | Weatherized Non-Condensing Gas | 1170 | 245 |  | 09/09/2020 | 43310 | 206168415 | 09/30/2020
Johnson Controls, Inc. | COLEMAN BY JOHNSON CONTROLS | PCG6B601252X4 | Federally-Regulated Consumer Product | Weatherized Non-Condensing Gas | 1967 | 280 |  | 09/02/2020 | 81767 | 206136992 | 09/30/2020
Johnson Controls, Inc. | COLEMAN BY JOHNSON CONTROLS | PCG4B601002X4 | Federally-Regulated Consumer Product | Weatherized Non-Condensing Gas | 2123 | 287 |  | 09/02/2020 | 99980 | 206077574 | 09/30/2020
Johnson Controls, Inc. | COLEMAN BY JOHNSON CONTROLS | PCG4A360502X4 | Federally-Regulated Consumer Product | Weatherized Non-Condensing Gas | 1263 | 249 |  | 09/02/2020 | 49892 | 206077401 | 09/30/2020
Rheem Sales Company, Inc. | DUROGUARD | D95TC0701317MSA | Federally-Regulated Consumer Product | Non-Weatherized, Condensing Ga | 1362 | 247 | 254.928 | 10/03/2019 |  |  | 09/30/2020
Rheem Sales Company, Inc. | DUROGUARD | D92TA0701317MSA | Federally-Regulated Consumer Product | Non-Weatherized, Condensing Ga | 1362 | 247 | 254.928 | 10/03/2019 |  |  | 09/30/2020
Rheem Sales Company, Inc. | DUROGUARD | D95TC0851521MSA | Federally-Regulated Consumer Product | Non-Weatherized, Condensing Ga | 1929 | 270 | 279.876 | 10/03/2019 |  |  | 09/30/2020
Rheem Sales Company, Inc. | DUROGUARD | D96TA0702317MSA | Federally-Regulated Consumer Product | Non-Weatherized, Condensing Ga | 1321 | 215 | 253.124 | 10/03/2019 |  |  | 09/30/2020
Rheem Sales Company, Inc. | DUROGUARD | D95TC0401317MSA | Federally-Regulated Consumer Product | Non-Weatherized, Condensing Ga | 1107 | 218 | 243.708 | 10/03/2019 |  |  | 09/30/2020
Rheem Sales Company, Inc. | DUROGUARD | D92TA1001521MSA | Federally-Regulated Consumer Product | Non-Weatherized, Condensing Ga | 2066 | 262 | 285.904 | 10/03/2019 |  |  | 09/30/2020
Rheem Sales Company, Inc. | DUROGUARD | D95TC1151524MSA | Federally-Regulated Consumer Product | Non-Weatherized, Condensing Ga | 2041 | 238 | 284.804 | 10/03/2019 |  |  | 09/30/2020
Rheem Sales Company, Inc. | DUROGUARD | D92TA0401317MSA | Federally-Regulated Consumer Product | Non-Weatherized, Condensing Ga | 1107 | 218 | 243.708 | 10/03/2019 |  |  | 09/30/2020
Rheem Sales Company, Inc. | DUROGUARD | D92TA0601317MSA | Federally-Regulated Consumer Product | Non-Weatherized, Condensing Ga | 1156 | 231 | 245.864 | 10/03/2019 |  |  | 09/30/2020
Rheem Sales Company, Inc. | DUROGUARD | D92TA0851521MSA | Federally-Regulated Consumer Product | Non-Weatherized, Condensing Ga | 1929 | 270 | 279.876 | 10/03/2019 |  |  | 09/30/2020
Rheem Sales Company, Inc. | DUROGUARD | D92TA1151524MSA | Federally-Regulated Consumer Product | Non-Weatherized, Condensing Ga | 2041 | 238 | 284.804 | 10/03/2019 |  |  | 09/30/2020
Rheem Sales Company, Inc. | DUROGUARD | D96VA0852521MSB | Federally-Regulated Consumer Product | Non-Weatherized, Condensing Ga | 1947 | 253 |  | 08/05/2020 | 58053 | 7086387 | 09/30/2020
Rheem Sales Company, Inc. | DUROGUARD | D96TA0602317MSA | Federally-Regulated Consumer Product | Non-Weatherized, Condensing Ga | 1342 | 241 | 254.048 | 10/03/2019 |  |  | 09/30/2020
Rheem Sales Company, Inc. | DUROGUARD | D96VA1002521MSA | Federally-Regulated Consumer Product | Non-Weatherized, Condensing Ga | 1858 | 225 |  | 08/05/2020 | 68679 | 6715448 | 09/30/2020
Rheem Sales Company, Inc. | DUROGUARD | D96VA0602317MSA | Federally-Regulated Consumer Product | Non-Weatherized, Condensing Ga | 1372 | 238 |  | 08/05/2020 | 37932 | 6715442 | 09/30/2020
Rheem Sales Company, Inc. | DUROGUARD | D96TA1152524MSA | Federally-Regulated Consumer Product | Non-Weatherized, Condensing Ga | 1935 | 241 | 280.14 | 10/03/2019 |  |  | 09/30/2020
Rheem Sales Company, Inc. | DUROGUARD | D96VA0402317MSA | Federally-Regulated Consumer Product | Non-Weatherized, Condensing Ga | 1248 | 211 |  | 08/05/2020 | 29623 | 7502131 | 09/30/2020
Rheem Sales Company, Inc. | Thermal Zone | TZGE-436JT060DX | Federally-Regulated Consumer Product | Weatherized Non-Condensing Gas | 1430 | 245 | 261.92 | 10/03/2019 |  |  | 09/30/2020
Rheem Sales Company, Inc. | Thermal Zone | TZ80DDV075B30SB | Federally-Regulated Consumer Product | Non-Weatherized, Non-Condensin | 1324 | 210 |  | 08/05/2020 | 52495 | 8087199 | 09/30/2020
Rheem Sales Company, Inc. | Thermal Zone | TZGE-448JT100DX | Federally-Regulated Consumer Product | Weatherized Non-Condensing Gas | 1809 | 243 | 278.596 | 10/03/2019 |  |  | 09/30/2020
Rheem Sales Company, Inc. | Thermal Zone | TZ96MDV085C50B | Federally-Regulated Consumer Product | Non-Weatherized, Condensing Ga | 1947 | 253 | 280.668 | 10/03/2019 |  |  | 09/30/2020
Rheem Sales Company, Inc. | Thermal Zone | TZ92MSX085C50A | Federally-Regulated Consumer Product | Non-Weatherized, Condensing Ga | 1929 | 270 | 279.876 | 10/03/2019 |  |  | 09/30/2020
Rheem Sales Company, Inc. | Thermal Zone | TZ80DDV125D50XB | Federally-Regulated Consumer Product | Non-Weatherized, Non-Condensin | 2322 | 250 |  | 08/05/2020 | 87684 | 8087236 | 09/30/2020
Rheem Sales Company, Inc. | Thermal Zone | TZ96MDV070B30A | Federally-Regulated Consumer Product | Non-Weatherized, Condensing Ga | 1290 | 231 | 251.76 | 10/03/2019 |  |  | 09/30/2020
Rheem Sales Company, Inc. | Thermal Zone | TZGE-448JT080DX | Federally-Regulated Consumer Product | Weatherized Non-Condensing Gas | 1809 | 243 | 278.596 | 10/03/2019 |  |  | 09/30/2020
Rheem Sales Company, Inc. | Thermal Zone | TZ95MSX070B30C | Federally-Regulated Consumer Product | Non-Weatherized, Condensing Ga | 1362 | 247 | 254.928 | 10/03/2019 |  |  | 09/30/2020
Rheem Sales Company, Inc. | Thermal Zone | TZGE-436JT100D | Federally-Regulated Consumer Product | Weatherized Non-Condensing Gas | 1430 | 245 | 261.92 | 10/03/2019 |  |  | 09/30/2020
Rheem Sales Company, Inc. | Thermal Zone | TZ80DSX100C50XB | Federally-Regulated Consumer Product | Non-Weatherized, Non-Condensin | 1895 | 234 | 265.38 | 10/03/2019 |  |  | 09/30/2020
Rheem Sales Company, Inc. | Thermal Zone | TZGE-448JT100D | Federally-Regulated Consumer Product | Weatherized Non-Condensing Gas | 1809 | 243 | 278.596 | 10/03/2019 |  |  | 09/30/2020
Rheem Sales Company, Inc. | Thermal Zone | TZ80DSX100C50SB | Federally-Regulated Consumer Product | Non-Weatherized, Non-Condensin | 1895 | 234 | 265.38 | 10/03/2019 |  |  | 09/30/2020
Rheem Sales Company, Inc. | Thermal Zone | TZ80MSC125D50XA | Federally-Regulated Consumer Product | Non-Weatherized, Non-Condensin | 1991 | 219 | 269.604 | 10/03/2019 |  |  | 09/30/2020
Rheem Sales Company, Inc. | Thermal Zone | TZGE-536JL060E | Federally-Regulated Consumer Product | Weatherized Non-Condensing Gas | 1355 | 232 | 258.62 | 10/03/2019 |  |  | 09/30/2020
Rheem Sales Company, Inc. | Thermal Zone | TZ96MDV060B30A | Federally-Regulated Consumer Product | Non-Weatherized, Condensing Ga | 1372 | 238 |  | 08/05/2020 | 37932 | 7502136 | 09/30/2020
Rheem Sales Company, Inc. | Thermal Zone | TZ80MDV050B30SA | Federally-Regulated Consumer Product | Non-Weatherized, Non-Condensin | 1318 | 164 | 239.992 | 10/03/2019 |  |  | 09/30/2020
Rheem Sales Company, Inc. | Thermal Zone | TZ95MSX040B30C | Federally-Regulated Consumer Product | Non-Weatherized, Condensing Ga | 1107 | 218 | 243.708 | 10/03/2019 |  |  | 09/30/2020
Rheem Sales Company, Inc. | Thermal Zone | TZ80DSC075B30XB | Federally-Regulated Consumer Product | Non-Weatherized, Non-Condensin | 1253 | 217 |  | 07/22/2020 | 74903 | 205001034 | 09/30/2020
Rheem Sales Company, Inc. | Thermal Zone | TZGE-548JL080E | Federally-Regulated Consumer Product | Weatherized Non-Condensing Gas | 1720 | 241 | 274.68 | 10/03/2019 |  |  | 09/30/2020
Rheem Sales Company, Inc. | Thermal Zone | TZ80DSC100C50SA | Federally-Regulated Consumer Product | Non-Weatherized, Non-Condensin | 1895 | 234 | 265.38 | 10/03/2019 |  |  | 09/30/2020
Rheem Sales Company, Inc. | Thermal Zone | TZ80MDX150D50XA | Federally-Regulated Consumer Product | Non-Weatherized, Non-Condensin | 2092 | 201 |  | 08/05/2020 | 104565 | 204100512 | 09/30/2020
Rheem Sales Company, Inc. | Thermal Zone | TZ96MDX115D50A | Federally-Regulated Consumer Product | Non-Weatherized, Condensing Ga | 1935 | 241 | 280.14 | 10/03/2019 |  |  | 09/30/2020
Rheem Sales Company, Inc. | Thermal Zone | TZ80DSC125D50SA | Federally-Regulated Consumer Product | Non-Weatherized, Non-Condensin | 1835 | 240 | 262.74 | 10/03/2019 |  |  | 09/30/2020
Rheem Sales Company, Inc. | Thermal Zone | TZ96MDX060B30A | Federally-Regulated Consumer Product | Non-Weatherized, Condensing Ga | 1342 | 241 | 254.048 | 10/03/2019 |  |  | 09/30/2020
Rheem Sales Company, Inc. | Thermal Zone | TZGE-536JL100FX | Federally-Regulated Consumer Product | Weatherized Non-Condensing Gas | 1355 | 232 |  | 07/22/2020 | 99675 | 205785491 | 09/30/2020
Rheem Sales Company, Inc. | Thermal Zone | TZ80MDV050B30XA | Federally-Regulated Consumer Product | Non-Weatherized, Non-Condensin | 1318 | 164 | 239.992 | 10/03/2019 |  |  | 09/30/2020
Rheem Sales Company, Inc. | Thermal Zone | TZ96MDX100C50A | Federally-Regulated Consumer Product | Non-Weatherized, Condensing Ga | 1930 | 251 | 279.92 | 10/03/2019 |  |  | 09/30/2020
Rheem Sales Company, Inc. | Thermal Zone | TZ96MDV040B30A | Federally-Regulated Consumer Product | Non-Weatherized, Condensing Ga | 1248 | 211 |  | 08/05/2020 | 29623 | 7502134 | 09/30/2020
Rheem Sales Company, Inc. | Thermal Zone | TZ80MDX100B40SA | Federally-Regulated Consumer Product | Non-Weatherized, Non-Condensin | 1730 | 225 | 258.12 | 10/03/2019 |  |  | 09/30/2020
Rheem Sales Company, Inc. | Thermal Zone | TZ80DDV075C40XB | Federally-Regulated Consumer Product | Non-Weatherized, Non-Condensin | 2017 | 196 |  | 08/05/2020 | 52471 | 8087216 | 09/30/2020
Rheem Sales Company, Inc. | Thermal Zone | TZGE-548JL080EX | Federally-Regulated Consumer Product | Weatherized Non-Condensing Gas | 1720 | 241 | 274.68 | 10/03/2019 |  |  | 09/30/2020
Rheem Sales Company, Inc. | Thermal Zone | TZ80DSX125D50SB | Federally-Regulated Consumer Product | Non-Weatherized, Non-Condensin | 1835 | 240 | 262.74 | 10/03/2019 |  |  | 09/30/2020
Rheem Sales Company, Inc. | Thermal Zone | TZGE-460JT100DX | Federally-Regulated Consumer Product | Weatherized Non-Condensing Gas | 1911 | 265 | 283.084 | 10/03/2019 |  |  | 09/30/2020
Rheem Sales Company, Inc. | Thermal Zone | TZGE-460JT100E | Federally-Regulated Consumer Product | Weatherized Non-Condensing Gas | 1911 | 265 |  | 07/22/2020 | 99261 | 205785485 | 09/30/2020
Rheem Sales Company, Inc. | Thermal Zone | TZGE-536JL100F | Federally-Regulated Consumer Product | Weatherized Non-Condensing Gas | 1355 | 232 |  | 07/22/2020 | 99675 | 205785490 | 09/30/2020
Rheem Sales Company, Inc. | Thermal Zone | TZ80MSC125D50SA | Federally-Regulated Consumer Product | Non-Weatherized, Non-Condensin | 1991 | 219 | 269.604 | 10/03/2019 |  |  | 09/30/2020
Rheem Sales Company, Inc. | Thermal Zone | TZ80DDV125D50SB | Federally-Regulated Consumer Product | Non-Weatherized, Non-Condensin | 2322 | 250 |  | 08/05/2020 | 87684 | 8087231 | 09/30/2020
Rheem Sales Company, Inc. | Thermal Zone | TZ80DSX125D50XB | Federally-Regulated Consumer Product | Non-Weatherized, Non-Condensin | 1835 | 240 | 262.74 | 10/03/2019 |  |  | 09/30/2020
Rheem Sales Company, Inc. | Thermal Zone | TZGE-448JT080D | Federally-Regulated Consumer Product | Weatherized Non-Condensing Gas | 1809 | 243 | 278.596 | 10/03/2019 |  |  | 09/30/2020
Rheem Sales Company, Inc. | Thermal Zone | TZ80DSX075B30SC | Federally-Regulated Consumer Product | Non-Weatherized, Non-Condensin | 1253 | 217 |  | 07/22/2020 | 74903 | 205001029 | 09/30/2020
Rheem Sales Company, Inc. | Thermal Zone | TZGE-436JT060D | Federally-Regulated Consumer Product | Weatherized Non-Condensing Gas | 1430 | 245 | 261.92 | 10/03/2019 |  |  | 09/30/2020
Rheem Sales Company, Inc. | Thermal Zone | TZ80DDV075C40SB | Federally-Regulated Consumer Product | Non-Weatherized, Non-Condensin | 2017 | 196 |  | 08/05/2020 | 52471 | 8087211 | 09/30/2020
Rheem Sales Company, Inc. | Thermal Zone | TZ80DDV075B30XB | Federally-Regulated Consumer Product | Non-Weatherized, Non-Condensin | 1324 | 210 |  | 08/05/2020 | 52495 | 8087204 | 09/30/2020
Rheem Sales Company, Inc. | Thermal Zone | TZGE-536JL060FX | Federally-Regulated Consumer Product | Weatherized Non-Condensing Gas | 1355 | 232 |  | 07/22/2020 | 99675 | 205785487 | 09/30/2020
Rheem Sales Company, Inc. | Thermal Zone | TZ80DSC075B30SB | Federally-Regulated Consumer Product | Non-Weatherized, Non-Condensin | 1253 | 217 |  | 07/22/2020 | 74903 | 205001030 | 09/30/2020
Rheem Sales Company, Inc. | Thermal Zone | TZGE-536JL060F | Federally-Regulated Consumer Product | Weatherized Non-Condensing Gas | 1355 | 232 |  | 07/22/2020 | 99675 | 205785486 | 09/30/2020
Rheem Sales Company, Inc. | Thermal Zone | TZGE-548JL100EX | Federally-Regulated Consumer Product | Weatherized Non-Condensing Gas | 1720 | 241 | 274.68 | 10/03/2019 |  |  | 09/30/2020
Rheem Sales Company, Inc. | Thermal Zone | TZ80DSC125D50XA | Federally-Regulated Consumer Product | Non-Weatherized, Non-Condensin | 1835 | 240 | 262.74 | 10/03/2019 |  |  | 09/30/2020
Rheem Sales Company, Inc. | Thermal Zone | TZGE-548JL100E | Federally-Regulated Consumer Product | Weatherized Non-Condensing Gas | 1720 | 241 | 274.68 | 10/03/2019 |  |  | 09/30/2020
Rheem Sales Company, Inc. | Thermal Zone | TZGE-536JL100EX | Federally-Regulated Consumer Product | Weatherized Non-Condensing Gas | 1355 | 232 | 258.62 | 10/03/2019 |  |  | 09/30/2020
Rheem Sales Company, Inc. | Thermal Zone | TZGE-536JL100E | Federally-Regulated Consumer Product | Weatherized Non-Condensing Gas | 1355 | 232 | 258.62 | 10/03/2019 |  |  | 09/30/2020
Rheem Sales Company, Inc. | Thermal Zone | TZ80DSX075B30XC | Federally-Regulated Consumer Product | Non-Weatherized, Non-Condensin | 1253 | 217 |  | 07/22/2020 | 74903 | 205001033 | 09/30/2020
Rheem Sales Company, Inc. | Thermal Zone | TZGE-436JT100DX | Federally-Regulated Consumer Product | Weatherized Non-Condensing Gas | 1430 | 245 | 261.92 | 10/03/2019 |  |  | 09/30/2020
Rheem Sales Company, Inc. | Thermal Zone | TZ80MDX150D50SA | Federally-Regulated Consumer Product | Non-Weatherized, Non-Condensin | 2092 | 201 |  | 08/05/2020 | 104565 | 204007901 | 09/30/2020
Rheem Sales Company, Inc. | Thermal Zone | TZ96MDV100C50A | Federally-Regulated Consumer Product | Non-Weatherized, Condensing Ga | 1858 | 225 |  | 08/05/2020 | 68679 | 7502139 | 09/30/2020
Rheem Sales Company, Inc. | Thermal Zone | TZGE-536JL060EX | Federally-Regulated Consumer Product | Weatherized Non-Condensing Gas | 1355 | 232 | 258.62 | 10/03/2019 |  |  | 09/30/2020
Rheem Sales Company, Inc. | Thermal Zone | TZGE-460JT100D | Federally-Regulated Consumer Product | Weatherized Non-Condensing Gas | 1911 | 265 | 283.084 | 10/03/2019 |  |  | 09/30/2020
Rheem Sales Company, Inc. | Thermal Zone | TZ92MSX040B30A | Federally-Regulated Consumer Product | Non-Weatherized, Condensing Ga | 1107 | 218 | 243.708 | 10/03/2019 |  |  | 09/30/2020
Johnson Controls, Inc. | CHAMPION HEATING AND COOLING | PCG4B480652X4 | Federally-Regulated Consumer Product | Weatherized Non-Condensing Gas | 1823 | 278 |  | 09/30/2020 | 65339 | 206077551 | 09/30/2020
Johnson Controls, Inc. | CHAMPION HEATING AND COOLING | PCG6B481002X4 | Federally-Regulated Consumer Product | Weatherized Non-Condensing Gas | 1641 | 270 |  | 09/30/2020 | 64812 | 206136969 | 09/30/2020
Johnson Controls, Inc. | CHAMPION HEATING AND COOLING | PCG4A360502X4 | Federally-Regulated Consumer Product | Weatherized Non-Condensing Gas | 1346 | 257 |  | 09/30/2020 | 50288 | 206077408 | 09/30/2020
Johnson Controls, Inc. | CHAMPION HEATING AND COOLING | PCG4B481002X4 | Federally-Regulated Consumer Product | Weatherized Non-Condensing Gas | 1684 | 272 |  | 09/30/2020 | 101771 | 206077558 | 09/30/2020
Johnson Controls, Inc. | CHAMPION HEATING AND COOLING | PCG6A240502X4 | Federally-Regulated Consumer Product | Weatherized Non-Condensing Gas | 1057 | 244 |  | 09/30/2020 | 33224 | 206136941 | 09/30/2020
Johnson Controls, Inc. | CHAMPION HEATING AND COOLING | PCG6A360752X4 | Federally-Regulated Consumer Product | Weatherized Non-Condensing Gas | 1241 | 252 |  | 09/30/2020 | 49109 | 206168423 | 09/30/2020
Johnson Controls, Inc. | CHAMPION HEATING AND COOLING | PCG4B600652X4 | Federally-Regulated Consumer Product | Weatherized Non-Condensing Gas | 2015 | 286 |  | 09/30/2020 | 64842 | 206077572 | 09/30/2020
Johnson Controls, Inc. | CHAMPION HEATING AND COOLING | PCG4A240502L1 | Federally-Regulated Consumer Product | Weatherized Non-Condensing Gas | 1181 | 250 |  | 09/30/2020 | 49661 | 205965523 | 09/30/2020
Johnson Controls, Inc. | CHAMPION HEATING AND COOLING | PCG4A240752X4 | Federally-Regulated Consumer Product | Weatherized Non-Condensing Gas | 1221 | 251 |  | 09/30/2020 | 75481 | 206077378 | 09/30/2020
Johnson Controls, Inc. | CHAMPION HEATING AND COOLING | PCG4A300752X4 | Federally-Regulated Consumer Product | Weatherized Non-Condensing Gas | 1191 | 250 |  | 09/30/2020 | 75681 | 206077398 | 09/30/2020
Johnson Controls, Inc. | CHAMPION HEATING AND COOLING | PCG4A361002X4 | Federally-Regulated Consumer Product | Weatherized Non-Condensing Gas | 1538 | 265 |  | 09/30/2020 | 100492 | 206077427 | 09/30/2020
Johnson Controls, Inc. | CHAMPION HEATING AND COOLING | PCG4B600652L1 | Federally-Regulated Consumer Product | Weatherized Non-Condensing Gas | 2381 | 302 |  | 09/30/2020 | 64992 | 205965526 | 09/30/2020
Johnson Controls, Inc. | CHAMPION HEATING AND COOLING | PCG4B481252X4 | Federally-Regulated Consumer Product | Weatherized Non-Condensing Gas | 1962 | 284 |  | 09/30/2020 | 126252 | 206077565 | 09/30/2020
Johnson Controls, Inc. | CHAMPION HEATING AND COOLING | PCG4A421002X4 | Federally-Regulated Consumer Product | Weatherized Non-Condensing Gas | 1571 | 267 |  | 09/30/2020 | 100288 | 206077448 | 09/30/2020
Johnson Controls, Inc. | CHAMPION HEATING AND COOLING | PCG6A361002X4 | Federally-Regulated Consumer Product | Weatherized Non-Condensing Gas | 1371 | 258 |  | 09/30/2020 | 64540 | 206168438 | 09/30/2020
Johnson Controls, Inc. | CHAMPION HEATING AND COOLING | PCG4B601002X4 | Federally-Regulated Consumer Product | Weatherized Non-Condensing Gas | 2113 | 291 |  | 09/30/2020 | 100990 | 206077579 | 09/30/2020
Johnson Controls, Inc. | CHAMPION HEATING AND COOLING | PCG4A360752X4 | Federally-Regulated Consumer Product | Weatherized Non-Condensing Gas | 1384 | 259 |  | 09/30/2020 | 75187 | 206077419 | 09/30/2020
Johnson Controls, Inc. | CHAMPION HEATING AND COOLING | PCG4A240502X4 | Federally-Regulated Consumer Product | Weatherized Non-Condensing Gas | 968 | 240 |  | 09/30/2020 | 50146 | 206077367 | 09/30/2020
Johnson Controls, Inc. | CHAMPION HEATING AND COOLING | PCG4A420752X4 | Federally-Regulated Consumer Product | Weatherized Non-Condensing Gas | 1566 | 267 |  | 09/30/2020 | 74995 | 206077437 | 09/30/2020
Johnson Controls, Inc. | CHAMPION HEATING AND COOLING | PCG4B601252X4 | Federally-Regulated Consumer Product | Weatherized Non-Condensing Gas | 2166 | 293 |  | 09/30/2020 | 125911 | 206077586 | 09/30/2020
Johnson Controls, Inc. | CHAMPION HEATING AND COOLING | PCG6A240752X4 | Federally-Regulated Consumer Product | Weatherized Non-Condensing Gas | 1080 | 245 |  | 09/30/2020 | 49310 | 206136948 | 09/30/2020
Johnson Controls, Inc. | CHAMPION HEATING AND COOLING | PCG6B600652X4 | Federally-Regulated Consumer Product | Weatherized Non-Condensing Gas | 1811 | 277 |  | 09/30/2020 | 42898 | 206136983 | 09/30/2020
Johnson Controls, Inc. | CHAMPION HEATING AND COOLING | PCG6B480652X4 | Federally-Regulated Consumer Product | Weatherized Non-Condensing Gas | 1708 | 273 |  | 09/30/2020 | 43352 | 206136962 | 09/30/2020
Johnson Controls, Inc. | CHAMPION HEATING AND COOLING | PCG4A360502L1 | Federally-Regulated Consumer Product | Weatherized Non-Condensing Gas | 1087 | 246 |  | 09/30/2020 | 50515 | 205965524 | 09/30/2020
Johnson Controls, Inc. | CHAMPION HEATING AND COOLING | PCG4B480652L1 | Federally-Regulated Consumer Product | Weatherized Non-Condensing Gas | 1494 | 263 |  | 09/30/2020 | 64746 | 205965525 | 09/30/2020
Johnson Controls, Inc. | CHAMPION HEATING AND COOLING | PCG6B601252X4 | Federally-Regulated Consumer Product | Weatherized Non-Condensing Gas | 2389 | 303 |  | 09/30/2020 | 82069 | 206136997 | 09/30/2020
Johnson Controls, Inc. | CHAMPION HEATING AND COOLING | PCG6B601002X4 | Federally-Regulated Consumer Product | Weatherized Non-Condensing Gas | 1803 | 277 |  | 09/30/2020 | 65888 | 206136990 | 09/30/2020
Johnson Controls, Inc. | CHAMPION HEATING AND COOLING | PCG4A300502X4 | Federally-Regulated Consumer Product | Weatherized Non-Condensing Gas | 1205 | 251 |  | 09/30/2020 | 50202 | 206077389 | 09/30/2020
Johnson Controls, Inc. | CHAMPION HEATING AND COOLING | PCG6B481252X4 | Federally-Regulated Consumer Product | Weatherized Non-Condensing Gas | 2245 | 296 |  | 09/30/2020 | 81788 | 206136976 | 09/30/2020
Rheem Sales Company, Inc. | CLIMATEMASTER | RGEA14036AJT061AB | Federally-Regulated Consumer Product | Weatherized Non-Condensing Gas | 1430 | 262 |  | 09/30/2020 | 99665 | 205785504 | 09/30/2020
Rheem Sales Company, Inc. | CLIMATEMASTER | RGEA15036BJV06XAA | Federally-Regulated Consumer Product | Weatherized Non-Condensing Gas | 1355 | 258 |  | 09/30/2020 | 99675 | 205785529 | 09/30/2020
Rheem Sales Company, Inc. | CLIMATEMASTER | RGEA15036BJV081AA | Federally-Regulated Consumer Product | Weatherized Non-Condensing Gas | 1355 | 259 |  | 09/30/2020 | 99675 | 205785530 | 09/30/2020
Rheem Sales Company, Inc. | CLIMATEMASTER | RGEA14030AJT06XAB | Federally-Regulated Consumer Product | Weatherized Non-Condensing Gas | 1147 | 249 |  | 09/30/2020 | 79965 | 205785501 | 09/30/2020
Rheem Sales Company, Inc. | CLIMATEMASTER | RGEA15024BJV081AA | Federally-Regulated Consumer Product | Weatherized Non-Condensing Gas | 1395 | 260 |  | 09/30/2020 | 80305 | 205785522 | 09/30/2020
Rheem Sales Company, Inc. | CLIMATEMASTER | RGEA14048AJT08XAB | Federally-Regulated Consumer Product | Weatherized Non-Condensing Gas | 1809 | 279 |  | 09/30/2020 | 99189 | 205785515 | 09/30/2020
Rheem Sales Company, Inc. | CLIMATEMASTER | RGEA16036AJV08TAB | Federally-Regulated Consumer Product | Weatherized Non-Condensing Gas | 1648 | 272 |  | 09/30/2020 | 76362 | 205785549 | 09/30/2020
Rheem Sales Company, Inc. | CLIMATEMASTER | RGEA15036BJV101AA | Federally-Regulated Consumer Product | Weatherized Non-Condensing Gas | 1355 | 259 |  | 09/30/2020 | 99675 | 205785532 | 09/30/2020
Rheem Sales Company, Inc. | CLIMATEMASTER | RGEA14048AJT101AB | Federally-Regulated Consumer Product | Weatherized Non-Condensing Gas | 1809 | 279 |  | 09/30/2020 | 99189 | 205785516 | 09/30/2020
Rheem Sales Company, Inc. | CLIMATEMASTER | RGEA16036AJV102AB | Federally-Regulated Consumer Product | Weatherized Non-Condensing Gas | 1648 | 272 |  | 09/30/2020 | 76362 | 205785550 | 09/30/2020
Rheem Sales Company, Inc. | CLIMATEMASTER | RGEA14030AJT061AB | Federally-Regulated Consumer Product | Weatherized Non-Condensing Gas | 1147 | 249 |  | 09/30/2020 | 79965 | 205785500 | 09/30/2020
Rheem Sales Company, Inc. | CLIMATEMASTER | RGEA15042BJV10XAA | Federally-Regulated Consumer Product | Weatherized Non-Condensing Gas | 1375 | 260 |  | 09/30/2020 | 101119 | 205785537 | 09/30/2020
Rheem Sales Company, Inc. | CLIMATEMASTER | RGEA15048AJV081AB | Federally-Regulated Consumer Product | Weatherized Non-Condensing Gas | 1720 | 275 |  | 09/30/2020 | 99897 | 205785538 | 09/30/2020
Rheem Sales Company, Inc. | CLIMATEMASTER | RGEA14024AJT061AB | Federally-Regulated Consumer Product | Weatherized Non-Condensing Gas | 1127 | 249 |  | 09/30/2020 | 80320 | 205785496 | 09/30/2020
Rheem Sales Company, Inc. | CLIMATEMASTER | RGEA16048AJV08TAB | Federally-Regulated Consumer Product | Weatherized Non-Condensing Gas | 1845 | 280 |  | 09/30/2020 | 76171 | 205785553 | 09/30/2020
Rheem Sales Company, Inc. | CLIMATEMASTER | RGEA16048AJV102AB | Federally-Regulated Consumer Product | Weatherized Non-Condensing Gas | 1845 | 280 |  | 09/30/2020 | 76171 | 205785554 | 09/30/2020
Rheem Sales Company, Inc. | CLIMATEMASTER | RGEA14048AJT081AB | Federally-Regulated Consumer Product | Weatherized Non-Condensing Gas | 1809 | 279 |  | 09/30/2020 | 99189 | 205785514 | 09/30/2020
Rheem Sales Company, Inc. | CLIMATEMASTER | RGEA15042BJV101AA | Federally-Regulated Consumer Product | Weatherized Non-Condensing Gas | 1375 | 260 |  | 09/30/2020 | 101119 | 205785536 | 09/30/2020
Rheem Sales Company, Inc. | CLIMATEMASTER | RGEA15030AJV08XAB | Federally-Regulated Consumer Product | Weatherized Non-Condensing Gas | 1402 | 261 |  | 09/30/2020 | 80658 | 205785527 | 09/30/2020
Rheem Sales Company, Inc. | CLIMATEMASTER | RGEA14024AJT081AB | Federally-Regulated Consumer Product | Weatherized Non-Condensing Gas | 1127 | 249 |  | 09/30/2020 | 80320 | 205785498 | 09/30/2020
Rheem Sales Company, Inc. | CLIMATEMASTER | RGEA14042AJT08XAB | Federally-Regulated Consumer Product | Weatherized Non-Condensing Gas | 1494 | 265 |  | 09/30/2020 | 99609 | 205785511 | 09/30/2020
Rheem Sales Company, Inc. | CLIMATEMASTER | RGEA16060AJV102AB | Federally-Regulated Consumer Product | Weatherized Non-Condensing Gas | 2330 | 302 |  | 09/30/2020 | 75239 | 205785556 | 09/30/2020
Rheem Sales Company, Inc. | CLIMATEMASTER | RGEA14030AJT08XAB | Federally-Regulated Consumer Product | Weatherized Non-Condensing Gas | 1147 | 249 |  | 09/30/2020 | 79965 | 205785503 | 09/30/2020
Rheem Sales Company, Inc. | CLIMATEMASTER | RGEA15042BJV08XAA | Federally-Regulated Consumer Product | Weatherized Non-Condensing Gas | 1375 | 260 |  | 09/30/2020 | 101119 | 205785535 | 09/30/2020
Rheem Sales Company, Inc. | CLIMATEMASTER | RGEA16048AJV10TAB | Federally-Regulated Consumer Product | Weatherized Non-Condensing Gas | 1845 | 280 |  | 09/30/2020 | 76171 | 205785555 | 09/30/2020
Rheem Sales Company, Inc. | CLIMATEMASTER | RGEA15048AJV10XAB | Federally-Regulated Consumer Product | Weatherized Non-Condensing Gas | 1720 | 275 |  | 09/30/2020 | 99897 | 205785541 | 09/30/2020
Rheem Sales Company, Inc. | CLIMATEMASTER | RGEA16036AJV06TAB | Federally-Regulated Consumer Product | Weatherized Non-Condensing Gas | 1648 | 259 |  | 09/30/2020 | 76362 | 205785547 | 09/30/2020
Rheem Sales Company, Inc. | CLIMATEMASTER | RGEA14036AJT101AB | Federally-Regulated Consumer Product | Weatherized Non-Condensing Gas | 1430 | 262 |  | 09/30/2020 | 99665 | 205785508 | 09/30/2020
Rheem Sales Company, Inc. | CLIMATEMASTER | RGEA14042AJT101AB | Federally-Regulated Consumer Product | Weatherized Non-Condensing Gas | 1494 | 265 |  | 09/30/2020 | 99609 | 205785512 | 09/30/2020
Rheem Sales Company, Inc. | CLIMATEMASTER | RGEA15036BJV10XAA | Federally-Regulated Consumer Product | Weatherized Non-Condensing Gas | 1355 | 259 |  | 09/30/2020 | 99675 | 205785533 | 09/30/2020
Rheem Sales Company, Inc. | CLIMATEMASTER | RGEA15036BJV08XAA | Federally-Regulated Consumer Product | Weatherized Non-Condensing Gas | 1355 | 259 |  | 09/30/2020 | 99675 | 205785531 | 09/30/2020
Rheem Sales Company, Inc. | CLIMATEMASTER | RGEA14024AJT08XAB | Federally-Regulated Consumer Product | Weatherized Non-Condensing Gas | 1127 | 249 |  | 09/30/2020 | 80320 | 205785499 | 09/30/2020
Rheem Sales Company, Inc. | CLIMATEMASTER | RGEA15042BJV081AA | Federally-Regulated Consumer Product | Weatherized Non-Condensing Gas | 1375 | 260 |  | 09/30/2020 | 101119 | 205785534 | 09/30/2020
Rheem Sales Company, Inc. | CLIMATEMASTER | RGEA14036AJT10XAB | Federally-Regulated Consumer Product | Weatherized Non-Condensing Gas | 1430 | 262 |  | 09/30/2020 | 99665 | 205785509 | 09/30/2020
Rheem Sales Company, Inc. | CLIMATEMASTER | RGEA14042AJT081AB | Federally-Regulated Consumer Product | Weatherized Non-Condensing Gas | 1494 | 265 |  | 09/30/2020 | 99609 | 205785510 | 09/30/2020
Rheem Sales Company, Inc. | CLIMATEMASTER | RGEA14048AJT10XAB | Federally-Regulated Consumer Product | Weatherized Non-Condensing Gas | 1809 | 279 |  | 09/30/2020 | 99189 | 205785517 | 09/30/2020
Rheem Sales Company, Inc. | CLIMATEMASTER | RGEA14036AJT06XAB | Federally-Regulated Consumer Product | Weatherized Non-Condensing Gas | 1430 | 262 |  | 09/30/2020 | 99665 | 205785505 | 09/30/2020
Rheem Sales Company, Inc. | CLIMATEMASTER | RGEA15030AJV061AB | Federally-Regulated Consumer Product | Weatherized Non-Condensing Gas | 1402 | 261 |  | 09/30/2020 | 80658 | 205785524 | 09/30/2020
Rheem Sales Company, Inc. | CLIMATEMASTER | RGEA15048AJV08XAB | Federally-Regulated Consumer Product | Weatherized Non-Condensing Gas | 1720 | 275 |  | 09/30/2020 | 99897 | 205785539 | 09/30/2020
Rheem Sales Company, Inc. | CLIMATEMASTER | RGEA16036AJV10TAB | Federally-Regulated Consumer Product | Weatherized Non-Condensing Gas | 1648 | 272 |  | 09/30/2020 | 76362 | 205785551 | 09/30/2020
Rheem Sales Company, Inc. | CLIMATEMASTER | RGEA14036AJT08XAB | Federally-Regulated Consumer Product | Weatherized Non-Condensing Gas | 1430 | 262 |  | 09/30/2020 | 99665 | 205785507 | 09/30/2020
Rheem Sales Company, Inc. | CLIMATEMASTER | RGEA14024AJT06XAB | Federally-Regulated Consumer Product | Weatherized Non-Condensing Gas | 1127 | 249 |  | 09/30/2020 | 80320 | 205785497 | 09/30/2020
Rheem Sales Company, Inc. | CLIMATEMASTER | RGEA16024AJV062AB | Federally-Regulated Consumer Product | Weatherized Non-Condensing Gas | 1358 | 259 |  | 09/30/2020 | 46205 | 205785544 | 09/30/2020
Rheem Sales Company, Inc. | CLIMATEMASTER | RGEA16048AJV082AB | Federally-Regulated Consumer Product | Weatherized Non-Condensing Gas | 1845 | 280 |  | 09/30/2020 | 76171 | 205785552 | 09/30/2020
Rheem Sales Company, Inc. | CLIMATEMASTER | RGEA16036AJV082AB | Federally-Regulated Consumer Product | Weatherized Non-Condensing Gas | 1648 | 272 |  | 09/30/2020 | 76362 | 205785548 | 09/30/2020
Rheem Sales Company, Inc. | CLIMATEMASTER | RGEA15060AJV10XAB | Federally-Regulated Consumer Product | Weatherized Non-Condensing Gas | 2166 | 294 |  | 09/30/2020 | 100081 | 205785543 | 09/30/2020
Rheem Sales Company, Inc. | CLIMATEMASTER | RGEA15024BJV061AA | Federally-Regulated Consumer Product | Weatherized Non-Condensing Gas | 1395 | 260 |  | 09/30/2020 | 80305 | 205785520 | 09/30/2020
Rheem Sales Company, Inc. | CLIMATEMASTER | RGEA14036AJT081AB | Federally-Regulated Consumer Product | Weatherized Non-Condensing Gas | 1430 | 262 |  | 09/30/2020 | 99665 | 205785506 | 09/30/2020
Rheem Sales Company, Inc. | CLIMATEMASTER | RGEA14060CJT10XAA | Federally-Regulated Consumer Product | Weatherized Non-Condensing Gas | 1911 | 283 |  | 09/30/2020 | 99261 | 205785519 | 09/30/2020
Rheem Sales Company, Inc. | CLIMATEMASTER | RGEA14060CJT101AA | Federally-Regulated Consumer Product | Weatherized Non-Condensing Gas | 1911 | 283 |  | 09/30/2020 | 99261 | 205785518 | 09/30/2020
Rheem Sales Company, Inc. | CLIMATEMASTER | RGEA15024BJV08XAA | Federally-Regulated Consumer Product | Weatherized Non-Condensing Gas | 1395 | 260 |  | 09/30/2020 | 80305 | 205785523 | 09/30/2020
Rheem Sales Company, Inc. | CLIMATEMASTER | RGEA15030AJV06XAB | Federally-Regulated Consumer Product | Weatherized Non-Condensing Gas | 1402 | 261 |  | 09/30/2020 | 80658 | 205785525 | 09/30/2020
Rheem Sales Company, Inc. | CLIMATEMASTER | RGEA16024AJV06TAB | Federally-Regulated Consumer Product | Weatherized Non-Condensing Gas | 1358 | 259 |  | 09/30/2020 | 46205 | 205785545 | 09/30/2020
Rheem Sales Company, Inc. | CLIMATEMASTER | RGEA15060AJV101AB | Federally-Regulated Consumer Product | Weatherized Non-Condensing Gas | 2166 | 294 |  | 09/30/2020 | 100081 | 205785542 | 09/30/2020
Rheem Sales Company, Inc. | CLIMATEMASTER | RGEA14030AJT081AB | Federally-Regulated Consumer Product | Weatherized Non-Condensing Gas | 1147 | 249 |  | 09/30/2020 | 79965 | 205785502 | 09/30/2020
Rheem Sales Company, Inc. | CLIMATEMASTER | RGEA14042AJT10XAB | Federally-Regulated Consumer Product | Weatherized Non-Condensing Gas | 1494 | 265 |  | 09/30/2020 | 99609 | 205785513 | 09/30/2020
Rheem Sales Company, Inc. | CLIMATEMASTER | RGEA15030AJV081AB | Federally-Regulated Consumer Product | Weatherized Non-Condensing Gas | 1402 | 261 |  | 09/30/2020 | 80658 | 205785526 | 09/30/2020
Rheem Sales Company, Inc. | CLIMATEMASTER | RGEA15024BJV06XAA | Federally-Regulated Consumer Product | Weatherized Non-Condensing Gas | 1395 | 260 |  | 09/30/2020 | 80305 | 205785521 | 09/30/2020
Rheem Sales Company, Inc. | CLIMATEMASTER | RGEA16036AJV062AB | Federally-Regulated Consumer Product | Weatherized Non-Condensing Gas | 1648 | 259 |  | 09/30/2020 | 76362 | 205785546 | 09/30/2020
Rheem Sales Company, Inc. | CLIMATEMASTER | RGEA15036BJV061AA | Federally-Regulated Consumer Product | Weatherized Non-Condensing Gas | 1355 | 258 |  | 09/30/2020 | 99675 | 205785528 | 09/30/2020
Rheem Sales Company, Inc. | CLIMATEMASTER | RGEA15048AJV101AB | Federally-Regulated Consumer Product | Weatherized Non-Condensing Gas | 1720 | 275 |  | 09/30/2020 | 99897 | 205785540 | 09/30/2020
Johnson Controls, Inc. | YORK BY JOHNSON CONTROLS | PCG4A240502L1 | Federally-Regulated Consumer Product | Weatherized Non-Condensing Gas | 1181 | 250 |  | 09/30/2020 | 49661 | 205962803 | 09/30/2020
Johnson Controls, Inc. | YORK BY JOHNSON CONTROLS | PCG6B601002X4 | Federally-Regulated Consumer Product | Weatherized Non-Condensing Gas | 1803 | 277 |  | 09/30/2020 | 65888 | 206136984 | 09/30/2020
Johnson Controls, Inc. | YORK BY JOHNSON CONTROLS | PCG4A300502X4 | Federally-Regulated Consumer Product | Weatherized Non-Condensing Gas | 1205 | 251 |  | 09/30/2020 | 50202 | 206077379 | 09/30/2020
Johnson Controls, Inc. | YORK BY JOHNSON CONTROLS | PCG4A240502X4 | Federally-Regulated Consumer Product | Weatherized Non-Condensing Gas | 968 | 240 |  | 09/30/2020 | 50146 | 206077358 | 09/30/2020
Johnson Controls, Inc. | YORK BY JOHNSON CONTROLS | PCG6B481002X4 | Federally-Regulated Consumer Product | Weatherized Non-Condensing Gas | 1641 | 270 |  | 09/30/2020 | 64812 | 206136963 | 09/30/2020
Johnson Controls, Inc. | YORK BY JOHNSON CONTROLS | PCG4B600652L1 | Federally-Regulated Consumer Product | Weatherized Non-Condensing Gas | 2381 | 302 |  | 09/30/2020 | 64992 | 205962806 | 09/30/2020
Johnson Controls, Inc. | YORK BY JOHNSON CONTROLS | PCG4B600652X4 | Federally-Regulated Consumer Product | Weatherized Non-Condensing Gas | 2015 | 286 |  | 09/30/2020 | 64842 | 206077566 | 09/30/2020
Johnson Controls, Inc. | YORK BY JOHNSON CONTROLS | PCG4A240752X4 | Federally-Regulated Consumer Product | Weatherized Non-Condensing Gas | 1221 | 251 |  | 09/30/2020 | 75481 | 206077368 | 09/30/2020
Johnson Controls, Inc. | YORK BY JOHNSON CONTROLS | PCG4A300752X4 | Federally-Regulated Consumer Product | Weatherized Non-Condensing Gas | 1191 | 250 |  | 09/30/2020 | 75681 | 206077390 | 09/30/2020
Johnson Controls, Inc. | YORK BY JOHNSON CONTROLS | PCG6B480652X4 | Federally-Regulated Consumer Product | Weatherized Non-Condensing Gas | 1708 | 273 |  | 09/30/2020 | 43352 | 206136956 | 09/30/2020
Johnson Controls, Inc. | YORK BY JOHNSON CONTROLS | PCG6B600652X4 | Federally-Regulated Consumer Product | Weatherized Non-Condensing Gas | 1811 | 277 |  | 09/30/2020 | 42898 | 206136977 | 09/30/2020
Johnson Controls, Inc. | YORK BY JOHNSON CONTROLS | PCG4B601002X4 | Federally-Regulated Consumer Product | Weatherized Non-Condensing Gas | 2113 | 291 |  | 09/30/2020 | 100990 | 206077573 | 09/30/2020
Johnson Controls, Inc. | YORK BY JOHNSON CONTROLS | PCG6A360752X4 | Federally-Regulated Consumer Product | Weatherized Non-Condensing Gas | 1241 | 252 |  | 09/30/2020 | 49109 | 206168411 | 09/30/2020
Johnson Controls, Inc. | YORK BY JOHNSON CONTROLS | PCG6B601252X4 | Federally-Regulated Consumer Product | Weatherized Non-Condensing Gas | 2389 | 303 |  | 09/30/2020 | 82069 | 206136991 | 09/30/2020
Johnson Controls, Inc. | YORK BY JOHNSON CONTROLS | PCG4B601252X4 | Federally-Regulated Consumer Product | Weatherized Non-Condensing Gas | 2166 | 293 |  | 09/30/2020 | 125911 | 206077580 | 09/30/2020
Johnson Controls, Inc. | YORK BY JOHNSON CONTROLS | PCG4A420752X4 | Federally-Regulated Consumer Product | Weatherized Non-Condensing Gas | 1566 | 267 |  | 09/30/2020 | 74995 | 206077429 | 09/30/2020
Johnson Controls, Inc. | YORK BY JOHNSON CONTROLS | PCG6A240752X4 | Federally-Regulated Consumer Product | Weatherized Non-Condensing Gas | 1080 | 245 |  | 09/30/2020 | 49310 | 206136942 | 09/30/2020
Johnson Controls, Inc. | YORK BY JOHNSON CONTROLS | PCG6A240502X4 | Federally-Regulated Consumer Product | Weatherized Non-Condensing Gas | 1057 | 244 |  | 09/30/2020 | 33224 | 206136935 | 09/30/2020
Johnson Controls, Inc. | YORK BY JOHNSON CONTROLS | PCG4B480652L1 | Federally-Regulated Consumer Product | Weatherized Non-Condensing Gas | 1494 | 263 |  | 09/30/2020 | 64746 | 205962805 | 09/30/2020
Johnson Controls, Inc. | YORK BY JOHNSON CONTROLS | PCG6B481252X4 | Federally-Regulated Consumer Product | Weatherized Non-Condensing Gas | 2245 | 296 |  | 09/30/2020 | 81788 | 206136970 | 09/30/2020
Johnson Controls, Inc. | YORK BY JOHNSON CONTROLS | PCG4A360502L1 | Federally-Regulated Consumer Product | Weatherized Non-Condensing Gas | 1087 | 246 |  | 09/30/2020 | 50515 | 205962804 | 09/30/2020
Johnson Controls, Inc. | YORK BY JOHNSON CONTROLS | PCG4B480652X4 | Federally-Regulated Consumer Product | Weatherized Non-Condensing Gas | 1823 | 278 |  | 09/30/2020 | 65339 | 206077545 | 09/30/2020
Johnson Controls, Inc. | YORK BY JOHNSON CONTROLS | PCG4A360752X4 | Federally-Regulated Consumer Product | Weatherized Non-Condensing Gas | 1384 | 259 |  | 09/30/2020 | 75187 | 206077410 | 09/30/2020
Johnson Controls, Inc. | YORK BY JOHNSON CONTROLS | PCG4A421002X4 | Federally-Regulated Consumer Product | Weatherized Non-Condensing Gas | 1571 | 267 |  | 09/30/2020 | 100288 | 206077439 | 09/30/2020
Johnson Controls, Inc. | YORK BY JOHNSON CONTROLS | PCG4A361002X4 | Federally-Regulated Consumer Product | Weatherized Non-Condensing Gas | 1538 | 265 |  | 09/30/2020 | 100492 | 206077420 | 09/30/2020
Johnson Controls, Inc. | YORK BY JOHNSON CONTROLS | PCG6A361002X4 | Federally-Regulated Consumer Product | Weatherized Non-Condensing Gas | 1371 | 258 |  | 09/30/2020 | 64540 | 206168425 | 09/30/2020
Johnson Controls, Inc. | YORK BY JOHNSON CONTROLS | PCG4B481002X4 | Federally-Regulated Consumer Product | Weatherized Non-Condensing Gas | 1684 | 272 |  | 09/30/2020 | 101771 | 206077552 | 09/30/2020
Johnson Controls, Inc. | YORK BY JOHNSON CONTROLS | PCG4B481252X4 | Federally-Regulated Consumer Product | Weatherized Non-Condensing Gas | 1962 | 284 |  | 09/30/2020 | 126252 | 206077559 | 09/30/2020
Johnson Controls, Inc. | YORK BY JOHNSON CONTROLS | PCG4A360502X4 | Federally-Regulated Consumer Product | Weatherized Non-Condensing Gas | 1346 | 257 |  | 09/30/2020 | 50288 | 206077399 | 09/30/2020
Rheem Sales Company, Inc. | Ruud | U802VA075317MSA | Federally-Regulated Consumer Product | Non-Weatherized, Non-Condensin | 1458 | 229 | 246.152 | 10/03/2019 |  |  | 09/30/2020
Rheem Sales Company, Inc. | Ruud | RGEA14036AJT101AB | Federally-Regulated Consumer Product | Weatherized Non-Condensing Gas | 1430 | 245 | 261.92 | 10/03/2019 |  |  | 09/30/2020
Rheem Sales Company, Inc. | Ruud | U802VA100521MXA | Federally-Regulated Consumer Product | Non-Weatherized, Non-Condensin | 1905 | 209 |  | 08/05/2020 | 70000 | 7979984 | 09/30/2020
Rheem Sales Company, Inc. | Ruud | R802TA150524MSA | Federally-Regulated Consumer Product | Non-Weatherized, Non-Condensin | 2092 | 201 |  | 08/05/2020 | 104565 | 204007884 | 09/30/2020
Rheem Sales Company, Inc. | Ruud | RGEA14036AJT10XAB | Federally-Regulated Consumer Product | Weatherized Non-Condensing Gas | 1430 | 245 | 261.92 | 10/03/2019 |  |  | 09/30/2020
Rheem Sales Company, Inc. | Ruud | RGEA16036AJV082AB | Federally-Regulated Consumer Product | Weatherized Non-Condensing Gas | 1648 | 262 | 271.512 | 10/03/2019 |  |  | 09/30/2020
Rheem Sales Company, Inc. | Ruud | RGEA14048AJT08XAB | Federally-Regulated Consumer Product | Weatherized Non-Condensing Gas | 1809 | 243 | 278.596 | 10/03/2019 |  |  | 09/30/2020
Rheem Sales Company, Inc. | Ruud | U96VA0602317MSA | Federally-Regulated Consumer Product | Non-Weatherized, Condensing Ga | 1372 | 238 |  | 08/05/2020 | 37932 | 6715443 | 09/30/2020
Rheem Sales Company, Inc. | Ruud | U96VA0402317MSA | Federally-Regulated Consumer Product | Non-Weatherized, Condensing Ga | 1248 | 211 |  | 08/05/2020 | 29623 | 7502132 | 09/30/2020
Rheem Sales Company, Inc. | Ruud | RGEA16024AJV06TAB | Federally-Regulated Consumer Product | Weatherized Non-Condensing Gas | 1358 | 241 | 258.752 | 10/03/2019 |  |  | 09/30/2020
Rheem Sales Company, Inc. | Ruud | U97VA060M317KSA | Federally-Regulated Consumer Product | Non-Weatherized, Condensing Ga | 1327 | 160 | 253.388 | 10/03/2019 |  |  | 09/30/2020
Rheem Sales Company, Inc. | Ruud | RGEA14048AJT101AB | Federally-Regulated Consumer Product | Weatherized Non-Condensing Gas | 1809 | 243 | 278.596 | 10/03/2019 |  |  | 09/30/2020
Rheem Sales Company, Inc. | Ruud | U97VA115M524KSA | Federally-Regulated Consumer Product | Non-Weatherized, Condensing Ga | 1959 | 233 |  | 08/05/2020 | 44459 | 9990395 | 09/30/2020
Rheem Sales Company, Inc. | Ruud | U802VA125524ZSB | Federally-Regulated Consumer Product | Non-Weatherized, Non-Condensin | 2322 | 250 |  | 08/05/2020 | 87684 | 8087229 | 09/30/2020
Rheem Sales Company, Inc. | Ruud | RGEA14060AJT10XAB | Federally-Regulated Consumer Product | Weatherized Non-Condensing Gas | 1911 | 265 | 283.084 | 10/03/2019 |  |  | 09/30/2020
Rheem Sales Company, Inc. | Ruud | U98VB070M317USA | Federally-Regulated Consumer Product | Non-Weatherized, Condensing Ga | 1162 | 213 | 246.128 | 10/03/2019 |  |  | 09/30/2020
Rheem Sales Company, Inc. | Ruud | U802VA125524MSA | Federally-Regulated Consumer Product | Non-Weatherized, Non-Condensin | 2073 | 216 |  | 08/05/2020 | 87500 | 7979990 | 09/30/2020
Rheem Sales Company, Inc. | Ruud | RGEA14036AJT061AB | Federally-Regulated Consumer Product | Weatherized Non-Condensing Gas | 1430 | 245 | 261.92 | 10/03/2019 |  |  | 09/30/2020
Rheem Sales Company, Inc. | Ruud | U802VA075421ZSB | Federally-Regulated Consumer Product | Non-Weatherized, Non-Condensin | 2017 | 196 |  | 08/05/2020 | 52471 | 8087209 | 09/30/2020
Rheem Sales Company, Inc. | Ruud | U96VA0702317MSA | Federally-Regulated Consumer Product | Non-Weatherized, Condensing Ga | 1290 | 231 |  | 08/05/2020 | 48940 | 6715445 | 09/30/2020
Rheem Sales Company, Inc. | Ruud | RGEA16036AJV08TAB | Federally-Regulated Consumer Product | Weatherized Non-Condensing Gas | 1648 | 262 | 271.512 | 10/03/2019 |  |  | 09/30/2020
Rheem Sales Company, Inc. | Ruud | U98VB060M317USA | Federally-Regulated Consumer Product | Non-Weatherized, Condensing Ga | 1110 | 171 | 243.84 | 10/03/2019 |  |  | 09/30/2020
Rheem Sales Company, Inc. | Ruud | U96VA1002521MSA | Federally-Regulated Consumer Product | Non-Weatherized, Condensing Ga | 1858 | 225 |  | 08/05/2020 | 68679 | 6715449 | 09/30/2020
Rheem Sales Company, Inc. | Ruud | RGEA15048AJV10XAB | Federally-Regulated Consumer Product | Weatherized Non-Condensing Gas | 1720 | 241 | 274.68 | 10/03/2019 |  |  | 09/30/2020
Rheem Sales Company, Inc. | Ruud | U802VA125524MXA | Federally-Regulated Consumer Product | Non-Weatherized, Non-Condensin | 2073 | 216 |  | 08/05/2020 | 87500 | 7979995 | 09/30/2020
Rheem Sales Company, Inc. | Ruud | RGEA16024AJV062AB | Federally-Regulated Consumer Product | Weatherized Non-Condensing Gas | 1358 | 241 | 258.752 | 10/03/2019 |  |  | 09/30/2020
Rheem Sales Company, Inc. | Ruud | RGEA15036AJV10XAB | Federally-Regulated Consumer Product | Weatherized Non-Condensing Gas | 1355 | 232 | 258.62 | 10/03/2019 |  |  | 09/30/2020
Rheem Sales Company, Inc. | Ruud | RGEA15048AJV08XAB | Federally-Regulated Consumer Product | Weatherized Non-Condensing Gas | 1720 | 241 | 274.68 | 10/03/2019 |  |  | 09/30/2020
Rheem Sales Company, Inc. | Ruud | RGEA15036AJV061AB | Federally-Regulated Consumer Product | Weatherized Non-Condensing Gas | 1355 | 232 | 258.62 | 10/03/2019 |  |  | 09/30/2020
Rheem Sales Company, Inc. | Ruud | U802VA075421ZXB | Federally-Regulated Consumer Product | Non-Weatherized, Non-Condensin | 2017 | 196 |  | 08/05/2020 | 52471 | 8087214 | 09/30/2020
Rheem Sales Company, Inc. | Ruud | U802VA075317MXA | Federally-Regulated Consumer Product | Non-Weatherized, Non-Condensin | 1458 | 229 | 246.152 | 10/03/2019 |  |  | 09/30/2020
Rheem Sales Company, Inc. | Ruud | RGEA15036AJV101AB | Federally-Regulated Consumer Product | Weatherized Non-Condensing Gas | 1355 | 232 | 258.62 | 10/03/2019 |  |  | 09/30/2020
Rheem Sales Company, Inc. | Ruud | RGEA14048AJT081AB | Federally-Regulated Consumer Product | Weatherized Non-Condensing Gas | 1809 | 243 | 278.596 | 10/03/2019 |  |  | 09/30/2020
Rheem Sales Company, Inc. | Ruud | U96VA0852521MSB | Federally-Regulated Consumer Product | Non-Weatherized, Condensing Ga | 1947 | 253 |  | 08/05/2020 | 58053 | 7086388 | 09/30/2020
Rheem Sales Company, Inc. | Ruud | RGEA15036AJV06XAB | Federally-Regulated Consumer Product | Weatherized Non-Condensing Gas | 1355 | 232 | 258.62 | 10/03/2019 |  |  | 09/30/2020
Rheem Sales Company, Inc. | Ruud | U802VA075317ZSB | Federally-Regulated Consumer Product | Non-Weatherized, Non-Condensin | 1324 | 210 |  | 08/05/2020 | 52495 | 8087197 | 09/30/2020
Rheem Sales Company, Inc. | Ruud | U802VA125524ZXB | Federally-Regulated Consumer Product | Non-Weatherized, Non-Condensin | 2322 | 250 |  | 08/05/2020 | 87684 | 8087234 | 09/30/2020
Rheem Sales Company, Inc. | Ruud | R802TA100417MSA | Federally-Regulated Consumer Product | Non-Weatherized, Non-Condensin | 1730 | 225 | 258.12 | 10/03/2019 |  |  | 09/30/2020
Rheem Sales Company, Inc. | Ruud | U802VA100521MSA | Federally-Regulated Consumer Product | Non-Weatherized, Non-Condensin | 1905 | 209 |  | 08/05/2020 | 70000 | 7979978 | 09/30/2020
Rheem Sales Company, Inc. | Ruud | RGEA14048AJT10XAB | Federally-Regulated Consumer Product | Weatherized Non-Condensing Gas | 1809 | 243 | 278.596 | 10/03/2019 |  |  | 09/30/2020
Rheem Sales Company, Inc. | Ruud | R802TA100417MXA | Federally-Regulated Consumer Product | Non-Weatherized, Non-Condensin | 1730 | 225 | 258.12 | 10/03/2019 |  |  | 09/30/2020
Rheem Sales Company, Inc. | Ruud | R802TA150524MXA | Federally-Regulated Consumer Product | Non-Weatherized, Non-Condensin | 2092 | 201 |  | 08/05/2020 | 104565 | 204099280 | 09/30/2020
Rheem Sales Company, Inc. | Ruud | RGEA15048AJV081AB | Federally-Regulated Consumer Product | Weatherized Non-Condensing Gas | 1720 | 241 | 274.68 | 10/03/2019 |  |  | 09/30/2020
Rheem Sales Company, Inc. | Ruud | RGEA15048AJV101AB | Federally-Regulated Consumer Product | Weatherized Non-Condensing Gas | 1720 | 241 | 274.68 | 10/03/2019 |  |  | 09/30/2020
Rheem Sales Company, Inc. | Ruud | U97VA100M521KSA | Federally-Regulated Consumer Product | Non-Weatherized, Condensing Ga | 1990 | 252 |  | 08/05/2020 | 39222 | 9989448 | 09/30/2020
Rheem Sales Company, Inc. | Ruud | U802VA075317ZXB | Federally-Regulated Consumer Product | Non-Weatherized, Non-Condensin | 1324 | 210 |  | 08/05/2020 | 52495 | 8087202 | 09/30/2020
Rheem Sales Company, Inc. | Ruud | U98VB100M521USA | Federally-Regulated Consumer Product | Non-Weatherized, Condensing Ga | 2084 | 180 | 286.696 | 10/03/2019 |  |  | 09/30/2020
Rheem Sales Company, Inc. | Ruud | RGEA14036AJT06XAB | Federally-Regulated Consumer Product | Weatherized Non-Condensing Gas | 1430 | 245 | 261.92 | 10/03/2019 |  |  | 09/30/2020
Johnson Controls, Inc. | GUARDIAN BY JOHNSON CONTROLS | PCG4A361002X4 | Federally-Regulated Consumer Product | Weatherized Non-Condensing Gas | 1538 | 265 |  | 09/30/2020 | 100492 | 206077425 | 09/30/2020
Johnson Controls, Inc. | GUARDIAN BY JOHNSON CONTROLS | PCG6B480652X4 | Federally-Regulated Consumer Product | Weatherized Non-Condensing Gas | 1708 | 273 |  | 09/30/2020 | 43352 | 206136960 | 09/30/2020
Johnson Controls, Inc. | GUARDIAN BY JOHNSON CONTROLS | PCG6B481252X4 | Federally-Regulated Consumer Product | Weatherized Non-Condensing Gas | 2245 | 296 |  | 09/30/2020 | 81788 | 206136974 | 09/30/2020
Johnson Controls, Inc. | GUARDIAN BY JOHNSON CONTROLS | PCG4B481002X4 | Federally-Regulated Consumer Product | Weatherized Non-Condensing Gas | 1684 | 272 |  | 09/30/2020 | 101771 | 206077556 | 09/30/2020
Johnson Controls, Inc. | GUARDIAN BY JOHNSON CONTROLS | PCG6A240752X4 | Federally-Regulated Consumer Product | Weatherized Non-Condensing Gas | 1080 | 245 |  | 09/30/2020 | 49310 | 206136946 | 09/30/2020
Johnson Controls, Inc. | GUARDIAN BY JOHNSON CONTROLS | PCG4A420752X4 | Federally-Regulated Consumer Product | Weatherized Non-Condensing Gas | 1566 | 267 |  | 09/30/2020 | 74995 | 206077434 | 09/30/2020
Johnson Controls, Inc. | GUARDIAN BY JOHNSON CONTROLS | PCG6A360752X4 | Federally-Regulated Consumer Product | Weatherized Non-Condensing Gas | 1241 | 252 |  | 09/30/2020 | 49109 | 206168419 | 09/30/2020
Johnson Controls, Inc. | GUARDIAN BY JOHNSON CONTROLS | PCG4B480652X4 | Federally-Regulated Consumer Product | Weatherized Non-Condensing Gas | 1823 | 278 |  | 09/30/2020 | 65339 | 206077549 | 09/30/2020
Johnson Controls, Inc. | GUARDIAN BY JOHNSON CONTROLS | PCG6B601252X4 | Federally-Regulated Consumer Product | Weatherized Non-Condensing Gas | 2389 | 303 |  | 09/30/2020 | 82069 | 206136995 | 09/30/2020
Johnson Controls, Inc. | GUARDIAN BY JOHNSON CONTROLS | PCG4B481252X4 | Federally-Regulated Consumer Product | Weatherized Non-Condensing Gas | 1962 | 284 |  | 09/30/2020 | 126252 | 206077563 | 09/30/2020
Johnson Controls, Inc. | GUARDIAN BY JOHNSON CONTROLS | PCG4B601002X4 | Federally-Regulated Consumer Product | Weatherized Non-Condensing Gas | 2113 | 291 |  | 09/30/2020 | 100990 | 206077577 | 09/30/2020
Johnson Controls, Inc. | GUARDIAN BY JOHNSON CONTROLS | PCG4A300752X4 | Federally-Regulated Consumer Product | Weatherized Non-Condensing Gas | 1191 | 250 |  | 09/30/2020 | 75681 | 206077395 | 09/30/2020
Johnson Controls, Inc. | GUARDIAN BY JOHNSON CONTROLS | PCG4A240502L1 | Federally-Regulated Consumer Product | Weatherized Non-Condensing Gas | 1181 | 250 |  | 09/30/2020 | 49661 | 205963008 | 09/30/2020
Johnson Controls, Inc. | GUARDIAN BY JOHNSON CONTROLS | PCG6B600652X4 | Federally-Regulated Consumer Product | Weatherized Non-Condensing Gas | 1811 | 277 |  | 09/30/2020 | 42898 | 206136981 | 09/30/2020
Johnson Controls, Inc. | GUARDIAN BY JOHNSON CONTROLS | PCG4A421002X4 | Federally-Regulated Consumer Product | Weatherized Non-Condensing Gas | 1571 | 267 |  | 09/30/2020 | 100288 | 206077444 | 09/30/2020
Johnson Controls, Inc. | GUARDIAN BY JOHNSON CONTROLS | PCG4A360502X4 | Federally-Regulated Consumer Product | Weatherized Non-Condensing Gas | 1346 | 257 |  | 09/30/2020 | 50288 | 206077405 | 09/30/2020
Johnson Controls, Inc. | GUARDIAN BY JOHNSON CONTROLS | PCG6A240502X4 | Federally-Regulated Consumer Product | Weatherized Non-Condensing Gas | 1057 | 244 |  | 09/30/2020 | 33224 | 206136939 | 09/30/2020
Johnson Controls, Inc. | GUARDIAN BY JOHNSON CONTROLS | PCG4A240502X4 | Federally-Regulated Consumer Product | Weatherized Non-Condensing Gas | 968 | 240 |  | 09/30/2020 | 50146 | 206077364 | 09/30/2020
Johnson Controls, Inc. | GUARDIAN BY JOHNSON CONTROLS | PCG6B481002X4 | Federally-Regulated Consumer Product | Weatherized Non-Condensing Gas | 1641 | 270 |  | 09/30/2020 | 64812 | 206136967 | 09/30/2020
Johnson Controls, Inc. | GUARDIAN BY JOHNSON CONTROLS | PCG4B600652L1 | Federally-Regulated Consumer Product | Weatherized Non-Condensing Gas | 2381 | 302 |  | 09/30/2020 | 64992 | 205963023 | 09/30/2020
Johnson Controls, Inc. | GUARDIAN BY JOHNSON CONTROLS | PCG4B601252X4 | Federally-Regulated Consumer Product | Weatherized Non-Condensing Gas | 2166 | 293 |  | 09/30/2020 | 125911 | 206077584 | 09/30/2020
Johnson Controls, Inc. | GUARDIAN BY JOHNSON CONTROLS | PCG4B600652X4 | Federally-Regulated Consumer Product | Weatherized Non-Condensing Gas | 2015 | 286 |  | 09/30/2020 | 64842 | 206077570 | 09/30/2020
Johnson Controls, Inc. | GUARDIAN BY JOHNSON CONTROLS | PCG4A300502X4 | Federally-Regulated Consumer Product | Weatherized Non-Condensing Gas | 1205 | 251 |  | 09/30/2020 | 50202 | 206077386 | 09/30/2020
Johnson Controls, Inc. | GUARDIAN BY JOHNSON CONTROLS | PCG4A360752X4 | Federally-Regulated Consumer Product | Weatherized Non-Condensing Gas | 1384 | 259 |  | 09/30/2020 | 75187 | 206077416 | 09/30/2020
Johnson Controls, Inc. | GUARDIAN BY JOHNSON CONTROLS | PCG4A360502L1 | Federally-Regulated Consumer Product | Weatherized Non-Condensing Gas | 1087 | 246 |  | 09/30/2020 | 50515 | 205963013 | 09/30/2020
Johnson Controls, Inc. | GUARDIAN BY JOHNSON CONTROLS | PCG4A240752X4 | Federally-Regulated Consumer Product | Weatherized Non-Condensing Gas | 1221 | 251 |  | 09/30/2020 | 75481 | 206077374 | 09/30/2020
Johnson Controls, Inc. | GUARDIAN BY JOHNSON CONTROLS | PCG6B601002X4 | Federally-Regulated Consumer Product | Weatherized Non-Condensing Gas | 1803 | 277 |  | 09/30/2020 | 65888 | 206136988 | 09/30/2020
Johnson Controls, Inc. | GUARDIAN BY JOHNSON CONTROLS | PCG4B480652L1 | Federally-Regulated Consumer Product | Weatherized Non-Condensing Gas | 1494 | 263 |  | 09/30/2020 | 64746 | 205963018 | 09/30/2020
Johnson Controls, Inc. | GUARDIAN BY JOHNSON CONTROLS | PCG6A361002X4 | Federally-Regulated Consumer Product | Weatherized Non-Condensing Gas | 1371 | 258 |  | 09/30/2020 | 64540 | 206168434 | 09/30/2020
Rheem Sales Company, Inc. | Fujitsu | FF85215TS92M | Federally-Regulated Consumer Product | Non-Weatherized, Condensing Ga | 1929 | 270 | 279.876 | 10/03/2019 |  |  | 09/30/2020
Rheem Sales Company, Inc. | Fujitsu | FF125245TS80M | Federally-Regulated Consumer Product | Non-Weatherized, Non-Condensin | 1991 | 219 | 269.604 | 10/03/2019 |  |  | 09/30/2020
Rheem Sales Company, Inc. | Fujitsu | FF100215TT96M | Federally-Regulated Consumer Product | Non-Weatherized, Condensing Ga | 1930 | 251 | 279.92 | 10/03/2019 |  |  | 09/30/2020
Rheem Sales Company, Inc. | Fujitsu | FF60173LM98U | Federally-Regulated Consumer Product | Non-Weatherized, Condensing Ga | 1110 | 171 | 243.84 | 10/03/2019 |  |  | 09/30/2020
Rheem Sales Company, Inc. | Fujitsu | RGEA14048AJT10XAB | Federally-Regulated Consumer Product | Weatherized Non-Condensing Gas | 1809 | 243 | 278.596 | 10/03/2019 |  |  | 09/30/2020
Rheem Sales Company, Inc. | Fujitsu | FF115245LM98U | Federally-Regulated Consumer Product | Non-Weatherized, Condensing Ga | 1971 | 219 | 281.724 | 10/03/2019 |  |  | 09/30/2020
Rheem Sales Company, Inc. | Fujitsu | FF125245TS80D | Federally-Regulated Consumer Product | Non-Weatherized, Non-Condensin | 1835 | 240 | 262.74 | 10/03/2019 |  |  | 09/30/2020
Rheem Sales Company, Inc. | Fujitsu | RGEA16036AJV08TAB | Federally-Regulated Consumer Product | Weatherized Non-Condensing Gas | 1648 | 262 |  | 07/22/2020 | 76362 | 205785658 | 09/30/2020
Rheem Sales Company, Inc. | Fujitsu | FF40173TS95M | Federally-Regulated Consumer Product | Non-Weatherized, Condensing Ga | 1107 | 218 | 243.708 | 10/03/2019 |  |  | 09/30/2020
Rheem Sales Company, Inc. | Fujitsu | FF85215LM97K | Federally-Regulated Consumer Product | Non-Weatherized, Condensing Ga | 2138 | 184 | 289.072 | 10/03/2019 |  |  | 09/30/2020
Rheem Sales Company, Inc. | Fujitsu | RGEA16036AJV082AB | Federally-Regulated Consumer Product | Weatherized Non-Condensing Gas | 1648 | 262 |  | 07/22/2020 | 76362 | 205785657 | 09/30/2020
Rheem Sales Company, Inc. | Fujitsu | FF50143TS80X | Federally-Regulated Consumer Product | Non-Weatherized, Non-Condensin | 1388 | 183 | 243.072 | 10/03/2019 |  |  | 09/30/2020
Rheem Sales Company, Inc. | Fujitsu | FF100215CS80D | Federally-Regulated Consumer Product | Non-Weatherized, Non-Condensin | 1895 | 234 | 265.38 | 10/03/2019 |  |  | 09/30/2020
Rheem Sales Company, Inc. | Fujitsu | FF40173TS92M | Federally-Regulated Consumer Product | Non-Weatherized, Condensing Ga | 1107 | 218 | 243.708 | 10/03/2019 |  |  | 09/30/2020
Rheem Sales Company, Inc. | Fujitsu | FF100215LT80Y | Federally-Regulated Consumer Product | Non-Weatherized, Non-Condensin | 2291 | 258 | 282.804 | 10/03/2019 |  |  | 09/30/2020
Rheem Sales Company, Inc. | Fujitsu | FF60173LM97K | Federally-Regulated Consumer Product | Non-Weatherized, Condensing Ga | 1327 | 160 | 253.388 | 10/03/2019 |  |  | 09/30/2020
Rheem Sales Company, Inc. | Fujitsu | RGEA14048AJT081AB | Federally-Regulated Consumer Product | Weatherized Non-Condensing Gas | 1809 | 243 | 278.596 | 10/03/2019 |  |  | 09/30/2020
Rheem Sales Company, Inc. | Fujitsu | FF100174TT80M | Federally-Regulated Consumer Product | Non-Weatherized, Non-Condensin | 1730 | 225 | 258.12 | 10/03/2019 |  |  | 09/30/2020
Rheem Sales Company, Inc. | Fujitsu | FF150245TT80X | Federally-Regulated Consumer Product | Non-Weatherized, Non-Condensin | 2092 | 201 |  | 08/05/2020 | 104565 | 204100505 | 09/30/2020
Rheem Sales Company, Inc. | Fujitsu | RGEA14036AJT10XAB | Federally-Regulated Consumer Product | Weatherized Non-Condensing Gas | 1430 | 245 | 261.92 | 10/03/2019 |  |  | 09/30/2020
Rheem Sales Company, Inc. | Fujitsu | RGEA15048AJV101AB | Federally-Regulated Consumer Product | Weatherized Non-Condensing Gas | 1720 | 241 | 274.68 | 10/03/2019 |  |  | 09/30/2020
Rheem Sales Company, Inc. | Fujitsu | FF75215TS80Y | Federally-Regulated Consumer Product | Non-Weatherized, Non-Condensin | 1883 | 258 | 264.852 | 10/03/2019 |  |  | 09/30/2020
Rheem Sales Company, Inc. | Fujitsu | RGEA14036AJT061AB | Federally-Regulated Consumer Product | Weatherized Non-Condensing Gas | 1430 | 245 | 261.92 | 10/03/2019 |  |  | 09/30/2020
Rheem Sales Company, Inc. | Fujitsu | FF85215LT96M | Federally-Regulated Consumer Product | Non-Weatherized, Condensing Ga | 1947 | 253 | 280.668 | 10/03/2019 |  |  | 09/30/2020
Rheem Sales Company, Inc. | Fujitsu | RGEA15036AJV06XAB | Federally-Regulated Consumer Product | Weatherized Non-Condensing Gas | 1355 | 232 | 258.62 | 10/03/2019 |  |  | 09/30/2020
Rheem Sales Company, Inc. | Fujitsu | FF100215LM97K | Federally-Regulated Consumer Product | Non-Weatherized, Condensing Ga | 1990 | 252 | 282.56 | 10/03/2019 |  |  | 09/30/2020
Rheem Sales Company, Inc. | Fujitsu | RGEA15048AJV081AB | Federally-Regulated Consumer Product | Weatherized Non-Condensing Gas | 1720 | 241 | 274.68 | 10/03/2019 |  |  | 09/30/2020
Rheem Sales Company, Inc. | Fujitsu | RGEA15036AJV10XAB | Federally-Regulated Consumer Product | Weatherized Non-Condensing Gas | 1355 | 232 | 258.62 | 10/03/2019 |  |  | 09/30/2020
Rheem Sales Company, Inc. | Fujitsu | FF125245TS80Y | Federally-Regulated Consumer Product | Non-Weatherized, Non-Condensin | 1835 | 240 | 262.74 | 10/03/2019 |  |  | 09/30/2020
Rheem Sales Company, Inc. | Fujitsu | FF50143TS80M | Federally-Regulated Consumer Product | Non-Weatherized, Non-Condensin | 1388 | 183 | 243.072 | 10/03/2019 |  |  | 09/30/2020
Rheem Sales Company, Inc. | Fujitsu | FF70173LM98U | Federally-Regulated Consumer Product | Non-Weatherized, Condensing Ga | 1162 | 213 | 246.128 | 10/03/2019 |  |  | 09/30/2020
Rheem Sales Company, Inc. | Fujitsu | FF100215TS80Y | Federally-Regulated Consumer Product | Non-Weatherized, Non-Condensin | 1895 | 234 | 265.38 | 10/03/2019 |  |  | 09/30/2020
Rheem Sales Company, Inc. | Fujitsu | RGEA15048AJV08XAB | Federally-Regulated Consumer Product | Weatherized Non-Condensing Gas | 1720 | 241 | 274.68 | 10/03/2019 |  |  | 09/30/2020
Rheem Sales Company, Inc. | Fujitsu | RGEA16024AJV062AB | Federally-Regulated Consumer Product | Weatherized Non-Condensing Gas | 1358 | 241 |  | 07/22/2020 | 46205 | 205785653 | 09/30/2020
Rheem Sales Company, Inc. | Fujitsu | RGEA15036AJV061AB | Federally-Regulated Consumer Product | Weatherized Non-Condensing Gas | 1355 | 232 | 258.62 | 10/03/2019 |  |  | 09/30/2020
Rheem Sales Company, Inc. | Fujitsu | FF70173LT96M | Federally-Regulated Consumer Product | Non-Weatherized, Condensing Ga | 1290 | 231 | 251.76 | 10/03/2019 |  |  | 09/30/2020
Rheem Sales Company, Inc. | Fujitsu | FF100215TS80D | Federally-Regulated Consumer Product | Non-Weatherized, Non-Condensin | 1895 | 234 | 265.38 | 10/03/2019 |  |  | 09/30/2020
Rheem Sales Company, Inc. | Fujitsu | FF125245CS80X | Federally-Regulated Consumer Product | Non-Weatherized, Non-Condensin | 1991 | 219 | 269.604 | 10/03/2019 |  |  | 09/30/2020
Rheem Sales Company, Inc. | Fujitsu | RGEA15036AJV101AB | Federally-Regulated Consumer Product | Weatherized Non-Condensing Gas | 1355 | 232 | 258.62 | 10/03/2019 |  |  | 09/30/2020
Rheem Sales Company, Inc. | Fujitsu | FF125245LT80Y | Federally-Regulated Consumer Product | Non-Weatherized, Non-Condensin | 2322 | 250 |  | 08/05/2020 | 87684 | 10515093 | 09/30/2020
Rheem Sales Company, Inc. | Fujitsu | FF125245CS80D | Federally-Regulated Consumer Product | Non-Weatherized, Non-Condensin | 1835 | 240 | 262.74 | 10/03/2019 |  |  | 09/30/2020
Rheem Sales Company, Inc. | Fujitsu | FF70173LM97K | Federally-Regulated Consumer Product | Non-Weatherized, Condensing Ga | 1282 | 205 | 251.408 | 10/03/2019 |  |  | 09/30/2020
Rheem Sales Company, Inc. | Fujitsu | RGEA14036AJT06XAB | Federally-Regulated Consumer Product | Weatherized Non-Condensing Gas | 1430 | 245 | 261.92 | 10/03/2019 |  |  | 09/30/2020
Rheem Sales Company, Inc. | Fujitsu | FF75173LT80D | Federally-Regulated Consumer Product | Non-Weatherized, Non-Condensin | 1324 | 210 |  | 08/05/2020 | 52495 | 10515042 | 09/30/2020
Rheem Sales Company, Inc. | Fujitsu | RGEA14048AJT101AB | Federally-Regulated Consumer Product | Weatherized Non-Condensing Gas | 1809 | 243 | 278.596 | 10/03/2019 |  |  | 09/30/2020
Rheem Sales Company, Inc. | Fujitsu | FF60173TT96M | Federally-Regulated Consumer Product | Non-Weatherized, Condensing Ga | 1342 | 241 | 254.048 | 10/03/2019 |  |  | 09/30/2020
Rheem Sales Company, Inc. | Fujitsu | FF75173LT80Y | Federally-Regulated Consumer Product | Non-Weatherized, Non-Condensin | 1324 | 210 |  | 08/05/2020 | 52495 | 10515087 | 09/30/2020
Rheem Sales Company, Inc. | Fujitsu | FF85215LM98U | Federally-Regulated Consumer Product | Non-Weatherized, Condensing Ga | 2209 | 183 |  | 08/05/2020 | 33631 | 202070554 | 09/30/2020
Rheem Sales Company, Inc. | Fujitsu | RGEA15048AJV10XAB | Federally-Regulated Consumer Product | Weatherized Non-Condensing Gas | 1720 | 241 | 274.68 | 10/03/2019 |  |  | 09/30/2020
Rheem Sales Company, Inc. | Fujitsu | FF115245TT96M | Federally-Regulated Consumer Product | Non-Weatherized, Condensing Ga | 1935 | 241 | 280.14 | 10/03/2019 |  |  | 09/30/2020
Rheem Sales Company, Inc. | Fujitsu | FF60173LT96M | Federally-Regulated Consumer Product | Non-Weatherized, Condensing Ga | 1372 | 238 |  | 08/05/2020 | 37932 | 10515134 | 09/30/2020
Rheem Sales Company, Inc. | Fujitsu | FF50173LT80M | Federally-Regulated Consumer Product | Non-Weatherized, Non-Condensin | 1318 | 164 | 239.992 | 10/03/2019 |  |  | 09/30/2020
Rheem Sales Company, Inc. | Fujitsu | FF125245TS80X | Federally-Regulated Consumer Product | Non-Weatherized, Non-Condensin | 1991 | 219 | 269.604 | 10/03/2019 |  |  | 09/30/2020
Rheem Sales Company, Inc. | Fujitsu | RGEA16024AJV06TAB | Federally-Regulated Consumer Product | Weatherized Non-Condensing Gas | 1358 | 241 |  | 07/22/2020 | 46205 | 205785654 | 09/30/2020
Rheem Sales Company, Inc. | Fujitsu | FF75214LT80D | Federally-Regulated Consumer Product | Non-Weatherized, Non-Condensin | 2017 | 196 |  | 08/05/2020 | 52471 | 10515088 | 09/30/2020
Rheem Sales Company, Inc. | Fujitsu | RGEA14060AJT10XAB | Federally-Regulated Consumer Product | Weatherized Non-Condensing Gas | 1911 | 265 | 283.084 | 10/03/2019 |  |  | 09/30/2020
Rheem Sales Company, Inc. | Fujitsu | RGEA14036AJT101AB | Federally-Regulated Consumer Product | Weatherized Non-Condensing Gas | 1430 | 245 | 261.92 | 10/03/2019 |  |  | 09/30/2020
Rheem Sales Company, Inc. | Fujitsu | FF150245TT80M | Federally-Regulated Consumer Product | Non-Weatherized, Non-Condensin | 2092 | 201 |  | 08/05/2020 | 104565 | 204007908 | 09/30/2020
Rheem Sales Company, Inc. | Fujitsu | FF100215LT96M | Federally-Regulated Consumer Product | Non-Weatherized, Condensing Ga | 1858 | 225 |  | 08/05/2020 | 68679 | 10515136 | 09/30/2020
Rheem Sales Company, Inc. | Fujitsu | FF100215LT80D | Federally-Regulated Consumer Product | Non-Weatherized, Non-Condensin | 2291 | 258 | 282.804 | 10/03/2019 |  |  | 09/30/2020
Rheem Sales Company, Inc. | Fujitsu | RGEA14060AJT101AB | Federally-Regulated Consumer Product | Weatherized Non-Condensing Gas | 1911 | 265 | 283.084 | 10/03/2019 |  |  | 09/30/2020
Rheem Sales Company, Inc. | Fujitsu | FF100215LM98U | Federally-Regulated Consumer Product | Non-Weatherized, Condensing Ga | 2084 | 180 | 286.696 | 10/03/2019 |  |  | 09/30/2020
Rheem Sales Company, Inc. | Fujitsu | FF70173TS95M | Federally-Regulated Consumer Product | Non-Weatherized, Condensing Ga | 1362 | 247 | 254.928 | 10/03/2019 |  |  | 09/30/2020
Rheem Sales Company, Inc. | Fujitsu | RGEA14048AJT08XAB | Federally-Regulated Consumer Product | Weatherized Non-Condensing Gas | 1809 | 243 | 278.596 | 10/03/2019 |  |  | 09/30/2020
Rheem Sales Company, Inc. | Fujitsu | FF125245LT80D | Federally-Regulated Consumer Product | Non-Weatherized, Non-Condensin | 2322 | 250 |  | 08/05/2020 | 87684 | 10515092 | 09/30/2020
Rheem Sales Company, Inc. | Fujitsu | FF125245CS80Y | Federally-Regulated Consumer Product | Non-Weatherized, Non-Condensin | 1835 | 240 | 262.74 | 10/03/2019 |  |  | 09/30/2020
Rheem Sales Company, Inc. | Fujitsu | FF125245CS80M | Federally-Regulated Consumer Product | Non-Weatherized, Non-Condensin | 1991 | 219 | 269.604 | 10/03/2019 |  |  | 09/30/2020
Rheem Sales Company, Inc. | Fujitsu | FF75214LT80Y | Federally-Regulated Consumer Product | Non-Weatherized, Non-Condensin | 2017 | 196 |  | 08/05/2020 | 52471 | 10515089 | 09/30/2020
Rheem Sales Company, Inc. | Fujitsu | FF50173LT80X | Federally-Regulated Consumer Product | Non-Weatherized, Non-Condensin | 1318 | 164 | 239.992 | 10/03/2019 |  |  | 09/30/2020
Rheem Sales Company, Inc. | Fujitsu | FF115245LM97K | Federally-Regulated Consumer Product | Non-Weatherized, Condensing Ga | 1959 | 233 | 281.196 | 10/03/2019 |  |  | 09/30/2020
Rheem Sales Company, Inc. | Rheem | W801CA075421MXA | Federally-Regulated Consumer Product | Non-Weatherized, Non-Condensin | 1634 | 254 |  | 09/30/2020 | 75736 | 205819482 | 09/30/2020
Rheem Sales Company, Inc. | Rheem | R801CA125524MSA | Federally-Regulated Consumer Product | Non-Weatherized, Non-Condensin | 1991 | 270 |  | 09/30/2020 | 123598 | 203325264 | 09/30/2020
Rheem Sales Company, Inc. | Rheem | RGEA15036AJV06XAB | Federally-Regulated Consumer Product | Weatherized Non-Condensing Gas | 1355 | 259 |  | 09/30/2020 | 99675 | 203404545 | 09/30/2020
Rheem Sales Company, Inc. | Rheem | RGEA14048AJT081AB | Federally-Regulated Consumer Product | Weatherized Non-Condensing Gas | 1809 | 279 |  | 09/30/2020 | 99189 | 203404485 | 09/30/2020
Rheem Sales Company, Inc. | Rheem | W801CA100521MSA | Federally-Regulated Consumer Product | Non-Weatherized, Non-Condensin | 1812 | 262 |  | 09/30/2020 | 99863 | 205819485 | 09/30/2020
Rheem Sales Company, Inc. | Rheem | RGEA14036AJT101AB | Federally-Regulated Consumer Product | Weatherized Non-Condensing Gas | 1430 | 262 |  | 09/30/2020 | 99665 | 203404465 | 09/30/2020
Rheem Sales Company, Inc. | Rheem | W801CA050314MXA | Federally-Regulated Consumer Product | Non-Weatherized, Non-Condensin | 1388 | 184 |  | 09/30/2020 | 49660 | 205819478 | 09/30/2020
Rheem Sales Company, Inc. | Rheem | RGEA15036AJV101AB | Federally-Regulated Consumer Product | Weatherized Non-Condensing Gas | 1355 | 259 |  | 09/30/2020 | 99675 | 203404557 | 09/30/2020
Rheem Sales Company, Inc. | Rheem | R801TA100521ZSB | Federally-Regulated Consumer Product | Non-Weatherized, Non-Condensin | 1895 | 265 |  | 09/30/2020 | 100302 | 201710109 | 09/30/2020
Rheem Sales Company, Inc. | Rheem | RGEA15036AJV061AB | Federally-Regulated Consumer Product | Weatherized Non-Condensing Gas | 1355 | 259 |  | 09/30/2020 | 99675 | 203404541 | 09/30/2020
Rheem Sales Company, Inc. | Rheem | W801CA075521ZXA | Federally-Regulated Consumer Product | Non-Weatherized, Non-Condensin | 1892 | 265 |  | 09/30/2020 | 99827 | 205819484 | 09/30/2020
Rheem Sales Company, Inc. | Rheem | R802VA100521ZXB | Federally-Regulated Consumer Product | Non-Weatherized, Non-Condensin | 2291 | 283 |  | 09/30/2020 | 70210 | 8087193 | 09/30/2020
Rheem Sales Company, Inc. | Rheem | R801CA125524ZXA | Federally-Regulated Consumer Product | Non-Weatherized, Non-Condensin | 1835 | 263 |  | 09/30/2020 | 124289 | 203325273 | 09/30/2020
Rheem Sales Company, Inc. | Rheem | RGEA14036AJT061AB | Federally-Regulated Consumer Product | Weatherized Non-Condensing Gas | 1430 | 262 |  | 09/30/2020 | 99665 | 203404449 | 09/30/2020
Rheem Sales Company, Inc. | Rheem | W801CA075417MXA | Federally-Regulated Consumer Product | Non-Weatherized, Non-Condensin | 1496 | 248 |  | 09/30/2020 | 75177 | 205819480 | 09/30/2020
Rheem Sales Company, Inc. | Rheem | R801TA125524ZXB | Federally-Regulated Consumer Product | Non-Weatherized, Non-Condensin | 1835 | 263 |  | 09/30/2020 | 124289 | 201710115 | 09/30/2020
Rheem Sales Company, Inc. | Rheem | R801CA125524MXA | Federally-Regulated Consumer Product | Non-Weatherized, Non-Condensin | 1991 | 270 |  | 09/30/2020 | 123598 | 203325265 | 09/30/2020
Rheem Sales Company, Inc. | Rheem | R95TC0401317MSA | Federally-Regulated Consumer Product | Non-Weatherized, Condensing Ga | 1107 | 244 |  | 09/30/2020 | 41877 | 201711676 | 09/30/2020
Rheem Sales Company, Inc. | Rheem | R96TA1152524MSA | Federally-Regulated Consumer Product | Non-Weatherized, Condensing Ga | 1935 | 280 |  | 09/30/2020 | 78711 | 201712927 | 09/30/2020
Rheem Sales Company, Inc. | Rheem | R801TA125524MSA | Federally-Regulated Consumer Product | Non-Weatherized, Non-Condensin | 1991 | 270 |  | 09/30/2020 | 123598 | 201707691 | 09/30/2020
Rheem Sales Company, Inc. | Rheem | R801CA100521ZSA | Federally-Regulated Consumer Product | Non-Weatherized, Non-Condensin | 1895 | 265 |  | 09/30/2020 | 100302 | 203326561 | 09/30/2020
Rheem Sales Company, Inc. | Rheem | RGEA16048AJV082AB | Federally-Regulated Consumer Product | Weatherized Non-Condensing Gas | 1845 | 280 |  | 09/30/2020 | 76171 | 203404625 | 09/30/2020
Rheem Sales Company, Inc. | Rheem | R92TA0401317MSA | Federally-Regulated Consumer Product | Non-Weatherized, Condensing Ga | 1107 | 244 |  | 09/30/2020 | 41877 | 201712977 | 09/30/2020
Rheem Sales Company, Inc. | Rheem | RGEA14060AJT10XAB | Federally-Regulated Consumer Product | Weatherized Non-Condensing Gas | 1911 | 283 |  | 09/30/2020 | 99261 | 203404505 | 09/30/2020
Rheem Sales Company, Inc. | Rheem | R801TA125524MXA | Federally-Regulated Consumer Product | Non-Weatherized, Non-Condensin | 1991 | 270 |  | 09/30/2020 | 123598 | 201707693 | 09/30/2020
Rheem Sales Company, Inc. | Rheem | W801TA050317MUA | Federally-Regulated Consumer Product | Non-Weatherized, Non-Condensin | 1165 | 233 |  | 09/30/2020 | 49157 | 205819495 | 09/30/2020
Rheem Sales Company, Inc. | Rheem | R801TA050417MUA | Federally-Regulated Consumer Product | Non-Weatherized, Non-Condensin | 1502 | 248 |  | 09/30/2020 | 50342 | 204501607 | 09/30/2020
Rheem Sales Company, Inc. | Rheem | RGEA16060AJV102AB | Federally-Regulated Consumer Product | Weatherized Non-Condensing Gas | 2330 | 302 |  | 09/30/2020 | 75239 | 203404633 | 09/30/2020
Rheem Sales Company, Inc. | Rheem | W801CA075421MSA | Federally-Regulated Consumer Product | Non-Weatherized, Non-Condensin | 1634 | 254 |  | 09/30/2020 | 75736 | 205819481 | 09/30/2020
Rheem Sales Company, Inc. | Rheem | R92TA0851521MSA | Federally-Regulated Consumer Product | Non-Weatherized, Condensing Ga | 1929 | 280 |  | 09/30/2020 | 84515 | 201712983 | 09/30/2020
Rheem Sales Company, Inc. | Rheem | R802VA050317MXA | Federally-Regulated Consumer Product | Non-Weatherized, Non-Condensin | 1318 | 240 |  | 09/30/2020 | 35484 | 201709825 | 09/30/2020
Rheem Sales Company, Inc. | Rheem | RGEA16048AJV08TAB | Federally-Regulated Consumer Product | Weatherized Non-Condensing Gas | 1845 | 280 |  | 09/30/2020 | 76171 | 203404627 | 09/30/2020
Rheem Sales Company, Inc. | Rheem | RGEA15048AJV08XAB | Federally-Regulated Consumer Product | Weatherized Non-Condensing Gas | 1720 | 275 |  | 09/30/2020 | 99897 | 203404589 | 09/30/2020
Rheem Sales Company, Inc. | Rheem | RGEA14036AJT06XAB | Federally-Regulated Consumer Product | Weatherized Non-Condensing Gas | 1430 | 262 |  | 09/30/2020 | 99665 | 203404453 | 09/30/2020
Rheem Sales Company, Inc. | Rheem | W801CA075417MSA | Federally-Regulated Consumer Product | Non-Weatherized, Non-Condensin | 1496 | 248 |  | 09/30/2020 | 75177 | 205819479 | 09/30/2020
Rheem Sales Company, Inc. | Rheem | W801CA075521ZSA | Federally-Regulated Consumer Product | Non-Weatherized, Non-Condensin | 1892 | 265 |  | 09/30/2020 | 99827 | 205819483 | 09/30/2020
Rheem Sales Company, Inc. | Rheem | RGEA14048AJT10XAB | Federally-Regulated Consumer Product | Weatherized Non-Condensing Gas | 1809 | 279 |  | 09/30/2020 | 99189 | 203404497 | 09/30/2020
Rheem Sales Company, Inc. | Rheem | R95TC0701317MSA | Federally-Regulated Consumer Product | Non-Weatherized, Condensing Ga | 1362 | 255 |  | 09/30/2020 | 69960 | 201711680 | 09/30/2020
Rheem Sales Company, Inc. | Rheem | R96TA1002521MSA | Federally-Regulated Consumer Product | Non-Weatherized, Condensing Ga | 1930 | 280 |  | 09/30/2020 | 69202 | 201712925 | 09/30/2020
Rheem Sales Company, Inc. | Rheem | R802VA100521ZSB | Federally-Regulated Consumer Product | Non-Weatherized, Non-Condensin | 2291 | 283 |  | 09/30/2020 | 70210 | 8087192 | 09/30/2020
Rheem Sales Company, Inc. | Rheem | R801TB100521MUA | Federally-Regulated Consumer Product | Non-Weatherized, Non-Condensin | 2096 | 274 |  | 09/30/2020 | 100583 | 204501609 | 09/30/2020
Rheem Sales Company, Inc. | Rheem | R97VA085M521KSA | Federally-Regulated Consumer Product | Non-Weatherized, Condensing Ga | 2138 | 289 |  | 09/30/2020 | 33549 | 9989445 | 09/30/2020
Rheem Sales Company, Inc. | Rheem | R96TA0602317MSA | Federally-Regulated Consumer Product | Non-Weatherized, Condensing Ga | 1342 | 254 |  | 09/30/2020 | 39319 | 201712919 | 09/30/2020
Rheem Sales Company, Inc. | Rheem | RGEA14060AJT101AB | Federally-Regulated Consumer Product | Weatherized Non-Condensing Gas | 1911 | 283 |  | 09/30/2020 | 99261 | 203404501 | 09/30/2020
Rheem Sales Company, Inc. | Rheem | R801TA075521ZXB | Federally-Regulated Consumer Product | Non-Weatherized, Non-Condensin | 1883 | 265 |  | 09/30/2020 | 75029 | 201710107 | 09/30/2020
Rheem Sales Company, Inc. | Rheem | R801TA070417MUA | Federally-Regulated Consumer Product | Non-Weatherized, Non-Condensin | 1823 | 262 |  | 09/30/2020 | 70109 | 204501608 | 09/30/2020
Rheem Sales Company, Inc. | Rheem | R801TA100521ZXB | Federally-Regulated Consumer Product | Non-Weatherized, Non-Condensin | 1895 | 265 |  | 09/30/2020 | 100302 | 201710111 | 09/30/2020
Rheem Sales Company, Inc. | Rheem | R802TA100417MSA | Federally-Regulated Consumer Product | Non-Weatherized, Non-Condensin | 1730 | 258 |  | 09/30/2020 | 70020 | 204005885 | 09/30/2020
Rheem Sales Company, Inc. | Rheem | W801CA100521MXA | Federally-Regulated Consumer Product | Non-Weatherized, Non-Condensin | 1812 | 262 |  | 09/30/2020 | 99863 | 205819486 | 09/30/2020
Rheem Sales Company, Inc. | Rheem | R801TA125524ZSB | Federally-Regulated Consumer Product | Non-Weatherized, Non-Condensin | 1835 | 263 |  | 09/30/2020 | 124289 | 201710113 | 09/30/2020
Rheem Sales Company, Inc. | Rheem | R801TA050314MSA | Federally-Regulated Consumer Product | Non-Weatherized, Non-Condensin | 1388 | 243 |  | 09/30/2020 | 49660 | 201707679 | 09/30/2020
Rheem Sales Company, Inc. | Rheem | R97VA070M317KSA | Federally-Regulated Consumer Product | Non-Weatherized, Condensing Ga | 1282 | 251 |  | 09/30/2020 | 28494 | 9990328 | 09/30/2020
Rheem Sales Company, Inc. | Rheem | RGEA14048AJT101AB | Federally-Regulated Consumer Product | Weatherized Non-Condensing Gas | 1809 | 279 |  | 09/30/2020 | 99189 | 203404493 | 09/30/2020
Rheem Sales Company, Inc. | Rheem | R802VA050317MSA | Federally-Regulated Consumer Product | Non-Weatherized, Non-Condensin | 1318 | 240 |  | 09/30/2020 | 35484 | 201709823 | 09/30/2020
Rheem Sales Company, Inc. | Rheem | RGEA14048AJT08XAB | Federally-Regulated Consumer Product | Weatherized Non-Condensing Gas | 1809 | 279 |  | 09/30/2020 | 99189 | 203404489 | 09/30/2020
Rheem Sales Company, Inc. | Rheem | RGEA14036AJT10XAB | Federally-Regulated Consumer Product | Weatherized Non-Condensing Gas | 1430 | 262 |  | 09/30/2020 | 99665 | 203404469 | 09/30/2020
Rheem Sales Company, Inc. | Rheem | R802TA150524MSA | Federally-Regulated Consumer Product | Non-Weatherized, Non-Condensin | 2092 | 274 |  | 09/30/2020 | 104565 | 204005888 | 09/30/2020
Rheem Sales Company, Inc. | Rheem | W801CA050314MSA | Federally-Regulated Consumer Product | Non-Weatherized, Non-Condensin | 1388 | 184 |  | 09/30/2020 | 49660 | 205819477 | 09/30/2020
Rheem Sales Company, Inc. | Rheem | RGEA15048AJV081AB | Federally-Regulated Consumer Product | Weatherized Non-Condensing Gas | 1720 | 275 |  | 09/30/2020 | 99897 | 203404585 | 09/30/2020
Rheem Sales Company, Inc. | Rheem | R801TA050314MXA | Federally-Regulated Consumer Product | Non-Weatherized, Non-Condensin | 1388 | 243 |  | 09/30/2020 | 49660 | 201707681 | 09/30/2020
Rheem Sales Company, Inc. | Rheem | RGEA15036AJV10XAB | Federally-Regulated Consumer Product | Weatherized Non-Condensing Gas | 1355 | 259 |  | 09/30/2020 | 99675 | 203404561 | 09/30/2020
Rheem Sales Company, Inc. | Rheem | R801CA125524ZSA | Federally-Regulated Consumer Product | Non-Weatherized, Non-Condensin | 1835 | 263 |  | 09/30/2020 | 124289 | 203325272 | 09/30/2020
Rheem Sales Company, Inc. | Fujitsu | FF100215TT80M | Federally-Regulated Consumer Product | Non-Weatherized, Non-Condensin | 1952 | 268 |  | 09/30/2020 | 70078 | 204007906 | 09/30/2020
Rheem Sales Company, Inc. | Fujitsu | FF50143TT80X | Federally-Regulated Consumer Product | Non-Weatherized, Non-Condensin | 1260 | 237 |  | 09/30/2020 | 35654 | 204100499 | 09/30/2020
Rheem Sales Company, Inc. | Fujitsu | FF75174CS80X | Federally-Regulated Consumer Product | Non-Weatherized, Non-Condensin | 1496 | 248 |  | 09/30/2020 | 75177 | 203327192 | 09/30/2020
Rheem Sales Company, Inc. | Fujitsu | FF75174TT80M | Federally-Regulated Consumer Product | Non-Weatherized, Non-Condensin | 1884 | 265 |  | 09/30/2020 | 52545 | 204007904 | 09/30/2020
Rheem Sales Company, Inc. | Fujitsu | FF100215TS80M | Federally-Regulated Consumer Product | Non-Weatherized, Non-Condensin | 1812 | 262 |  | 09/30/2020 | 99863 | 10515030 | 09/30/2020
Rheem Sales Company, Inc. | Fujitsu | RGEA14024AJT08XAB | Federally-Regulated Consumer Product | Weatherized Non-Condensing Gas | 1127 | 249 |  | 09/30/2020 | 80320 | 204117023 | 09/30/2020
Rheem Sales Company, Inc. | Fujitsu | RGEA15042AJV08XAB | Federally-Regulated Consumer Product | Weatherized Non-Condensing Gas | 1375 | 260 |  | 09/30/2020 | 101119 | 204117059 | 09/30/2020
Rheem Sales Company, Inc. | Fujitsu | FF100215CS80M | Federally-Regulated Consumer Product | Non-Weatherized, Non-Condensin | 1812 | 262 |  | 09/30/2020 | 99863 | 203327195 | 09/30/2020
Rheem Sales Company, Inc. | Fujitsu | FF125245LT80M | Federally-Regulated Consumer Product | Non-Weatherized, Non-Condensin | 2073 | 273 |  | 09/30/2020 | 87500 | 10515040 | 09/30/2020
Rheem Sales Company, Inc. | Fujitsu | RGEA14036AJT08XAB | Federally-Regulated Consumer Product | Weatherized Non-Condensing Gas | 1430 | 262 |  | 09/30/2020 | 99665 | 204117031 | 09/30/2020
Rheem Sales Company, Inc. | Fujitsu | RGEA14024AJT06XAB | Federally-Regulated Consumer Product | Weatherized Non-Condensing Gas | 1127 | 249 |  | 09/30/2020 | 80320 | 204117021 | 09/30/2020
Rheem Sales Company, Inc. | Fujitsu | RGEA15024AJV06XAB | Federally-Regulated Consumer Product | Weatherized Non-Condensing Gas | 1395 | 260 |  | 09/30/2020 | 80305 | 204117045 | 09/30/2020
Rheem Sales Company, Inc. | Fujitsu | FF70215TT96M | Federally-Regulated Consumer Product | Non-Weatherized, Condensing Ga | 1854 | 277 |  | 09/30/2020 | 49250 | 203261712 | 09/30/2020
Rheem Sales Company, Inc. | Fujitsu | FF100215TT80X | Federally-Regulated Consumer Product | Non-Weatherized, Non-Condensin | 1952 | 268 |  | 09/30/2020 | 70078 | 204100503 | 09/30/2020
Rheem Sales Company, Inc. | Fujitsu | FF100215CS80X | Federally-Regulated Consumer Product | Non-Weatherized, Non-Condensin | 1812 | 262 |  | 09/30/2020 | 99863 | 203327196 | 09/30/2020
Rheem Sales Company, Inc. | Fujitsu | FF75215CS80D | Federally-Regulated Consumer Product | Non-Weatherized, Non-Condensin | 1892 | 265 |  | 09/30/2020 | 99827 | 203327201 | 09/30/2020
Rheem Sales Company, Inc. | Fujitsu | RGEA16036AJV06TAB | Federally-Regulated Consumer Product | Weatherized Non-Condensing Gas | 1648 | 259 |  | 09/30/2020 | 76362 | 205785656 | 09/30/2020
Rheem Sales Company, Inc. | Fujitsu | FF75173LT80X | Federally-Regulated Consumer Product | Non-Weatherized, Non-Condensin | 1458 | 246 |  | 09/30/2020 | 52564 | 10515035 | 09/30/2020
Rheem Sales Company, Inc. | Fujitsu | RGEA15042AJV10XAB | Federally-Regulated Consumer Product | Weatherized Non-Condensing Gas | 1375 | 260 |  | 09/30/2020 | 101119 | 204117061 | 09/30/2020
Rheem Sales Company, Inc. | Fujitsu | FF75214TS80X | Federally-Regulated Consumer Product | Non-Weatherized, Non-Condensin | 1634 | 254 |  | 09/30/2020 | 75736 | 10515119 | 09/30/2020
Rheem Sales Company, Inc. | Fujitsu | FF100215LT80X | Federally-Regulated Consumer Product | Non-Weatherized, Non-Condensin | 1905 | 266 |  | 09/30/2020 | 70000 | 10515039 | 09/30/2020
Rheem Sales Company, Inc. | Fujitsu | FF70215LT96M | Federally-Regulated Consumer Product | Non-Weatherized, Condensing Ga | 1923 | 280 |  | 09/30/2020 | 49235 | 203261711 | 09/30/2020
Rheem Sales Company, Inc. | Fujitsu | FF70173TS80Z | Federally-Regulated Consumer Product | Non-Weatherized, Non-Condensin | 1189 | 234 |  | 09/30/2020 | 70542 | 202132857 | 09/30/2020
Rheem Sales Company, Inc. | Fujitsu | FF75214TS80M | Federally-Regulated Consumer Product | Non-Weatherized, Non-Condensin | 1634 | 254 |  | 09/30/2020 | 75736 | 10515118 | 09/30/2020
Rheem Sales Company, Inc. | Fujitsu | FF75215CS80Y | Federally-Regulated Consumer Product | Non-Weatherized, Non-Condensin | 1892 | 265 |  | 09/30/2020 | 99827 | 203327202 | 09/30/2020
Rheem Sales Company, Inc. | Fujitsu | FF70174TS80Z | Federally-Regulated Consumer Product | Non-Weatherized, Non-Condensin | 1823 | 262 |  | 09/30/2020 | 70109 | 204515050 | 09/30/2020
Rheem Sales Company, Inc. | Fujitsu | FF50174TS80Z | Federally-Regulated Consumer Product | Non-Weatherized, Non-Condensin | 1502 | 248 |  | 09/30/2020 | 50342 | 204515049 | 09/30/2020
Rheem Sales Company, Inc. | Fujitsu | FF125245LT80X | Federally-Regulated Consumer Product | Non-Weatherized, Non-Condensin | 2073 | 273 |  | 09/30/2020 | 87500 | 10515041 | 09/30/2020
Rheem Sales Company, Inc. | Fujitsu | RGEA15030AJV061AB | Federally-Regulated Consumer Product | Weatherized Non-Condensing Gas | 1402 | 261 |  | 09/30/2020 | 80658 | 204117048 | 09/30/2020
Rheem Sales Company, Inc. | Fujitsu | RGEA15060AJV101AB | Federally-Regulated Consumer Product | Weatherized Non-Condensing Gas | 2166 | 294 |  | 09/30/2020 | 100081 | 204117066 | 09/30/2020
Rheem Sales Company, Inc. | Fujitsu | FF75214CS80X | Federally-Regulated Consumer Product | Non-Weatherized, Non-Condensin | 1634 | 254 |  | 09/30/2020 | 75736 | 203327194 | 09/30/2020
Rheem Sales Company, Inc. | Fujitsu | FF75173LT80M | Federally-Regulated Consumer Product | Non-Weatherized, Non-Condensin | 1458 | 246 |  | 09/30/2020 | 52564 | 10515034 | 09/30/2020
Rheem Sales Company, Inc. | Fujitsu | RGEA14030AJT08XAB | Federally-Regulated Consumer Product | Weatherized Non-Condensing Gas | 1147 | 249 |  | 09/30/2020 | 79965 | 204117027 | 09/30/2020
Rheem Sales Company, Inc. | Fujitsu | FF70173TS92M | Federally-Regulated Consumer Product | Non-Weatherized, Condensing Ga | 1362 | 255 |  | 09/30/2020 | 69960 | 10260139 | 09/30/2020
Rheem Sales Company, Inc. | Fujitsu | FF75174TS80M | Federally-Regulated Consumer Product | Non-Weatherized, Non-Condensin | 1496 | 248 |  | 09/30/2020 | 75177 | 10515028 | 09/30/2020
Rheem Sales Company, Inc. | Fujitsu | RGEA14030AJT081AB | Federally-Regulated Consumer Product | Weatherized Non-Condensing Gas | 1147 | 249 |  | 09/30/2020 | 79965 | 204117026 | 09/30/2020
Rheem Sales Company, Inc. | Fujitsu | RGEA15030AJV08XAB | Federally-Regulated Consumer Product | Weatherized Non-Condensing Gas | 1402 | 261 |  | 09/30/2020 | 80658 | 204117051 | 09/30/2020
Rheem Sales Company, Inc. | Fujitsu | FF75174TS80X | Federally-Regulated Consumer Product | Non-Weatherized, Non-Condensin | 1496 | 248 |  | 09/30/2020 | 75177 | 10515029 | 09/30/2020
Rheem Sales Company, Inc. | Fujitsu | FF60173TS95M | Federally-Regulated Consumer Product | Non-Weatherized, Condensing Ga | 1156 | 246 |  | 09/30/2020 | 55624 | 10260150 | 09/30/2020
Rheem Sales Company, Inc. | Fujitsu | RGEA14042AJT10XAB | Federally-Regulated Consumer Product | Weatherized Non-Condensing Gas | 1494 | 265 |  | 09/30/2020 | 99609 | 204117037 | 09/30/2020
Rheem Sales Company, Inc. | Fujitsu | RGEA15042AJV081AB | Federally-Regulated Consumer Product | Weatherized Non-Condensing Gas | 1375 | 260 |  | 09/30/2020 | 101119 | 204117058 | 09/30/2020
Rheem Sales Company, Inc. | Fujitsu | FF50143CS80X | Federally-Regulated Consumer Product | Non-Weatherized, Non-Condensin | 1388 | 184 |  | 09/30/2020 | 49660 | 203327190 | 09/30/2020
Rheem Sales Company, Inc. | Fujitsu | FF100215TS80X | Federally-Regulated Consumer Product | Non-Weatherized, Non-Condensin | 1812 | 262 |  | 09/30/2020 | 99863 | 10515031 | 09/30/2020
Rheem Sales Company, Inc. | Fujitsu | RGEA14042AJT101AB | Federally-Regulated Consumer Product | Weatherized Non-Condensing Gas | 1494 | 265 |  | 09/30/2020 | 99609 | 204117036 | 09/30/2020
Rheem Sales Company, Inc. | Fujitsu | FF100215TS80ZA | Federally-Regulated Consumer Product | Non-Weatherized, Non-Condensin | 1861 | 264 |  | 09/30/2020 | 98348 | 205085388 | 09/30/2020
Rheem Sales Company, Inc. | Fujitsu | RGEA14024AJT061AB | Federally-Regulated Consumer Product | Weatherized Non-Condensing Gas | 1127 | 249 |  | 09/30/2020 | 80320 | 204117020 | 09/30/2020
Rheem Sales Company, Inc. | Fujitsu | FF85215TS95M | Federally-Regulated Consumer Product | Non-Weatherized, Condensing Ga | 1929 | 280 |  | 09/30/2020 | 84515 | 10260152 | 09/30/2020
Rheem Sales Company, Inc. | Fujitsu | FF100215LT80M | Federally-Regulated Consumer Product | Non-Weatherized, Non-Condensin | 1905 | 266 |  | 09/30/2020 | 70000 | 10515038 | 09/30/2020
Rheem Sales Company, Inc. | Fujitsu | RGEA15060AJV10XAB | Federally-Regulated Consumer Product | Weatherized Non-Condensing Gas | 2166 | 294 |  | 09/30/2020 | 100081 | 204117067 | 09/30/2020
Rheem Sales Company, Inc. | Fujitsu | RGEA14036AJT081AB | Federally-Regulated Consumer Product | Weatherized Non-Condensing Gas | 1430 | 262 |  | 09/30/2020 | 99665 | 204117030 | 09/30/2020
Rheem Sales Company, Inc. | Fujitsu | RGEA14042AJT08XAB | Federally-Regulated Consumer Product | Weatherized Non-Condensing Gas | 1494 | 265 |  | 09/30/2020 | 99609 | 204117035 | 09/30/2020
Rheem Sales Company, Inc. | Fujitsu | RGEA14024AJT081AB | Federally-Regulated Consumer Product | Weatherized Non-Condensing Gas | 1127 | 249 |  | 09/30/2020 | 80320 | 204117022 | 09/30/2020
Rheem Sales Company, Inc. | Fujitsu | FF115245TS95M | Federally-Regulated Consumer Product | Non-Weatherized, Condensing Ga | 2041 | 285 |  | 09/30/2020 | 111488 | 10260154 | 09/30/2020
Rheem Sales Company, Inc. | Fujitsu | FF60173TS92M | Federally-Regulated Consumer Product | Non-Weatherized, Condensing Ga | 1156 | 246 |  | 09/30/2020 | 55624 | 10260138 | 09/30/2020
Rheem Sales Company, Inc. | Fujitsu | RGEA15036AJV08XAB | Federally-Regulated Consumer Product | Weatherized Non-Condensing Gas | 1355 | 259 |  | 09/30/2020 | 99675 | 204117055 | 09/30/2020
Rheem Sales Company, Inc. | Fujitsu | RGEA15036AJV081AB | Federally-Regulated Consumer Product | Weatherized Non-Condensing Gas | 1355 | 259 |  | 09/30/2020 | 99675 | 204117054 | 09/30/2020
Rheem Sales Company, Inc. | Fujitsu | FF125245TT80X | Federally-Regulated Consumer Product | Non-Weatherized, Non-Condensin | 1899 | 266 |  | 09/30/2020 | 87546 | 204100504 | 09/30/2020
Rheem Sales Company, Inc. | Fujitsu | FF125245TT80M | Federally-Regulated Consumer Product | Non-Weatherized, Non-Condensin | 1899 | 266 |  | 09/30/2020 | 87546 | 204007907 | 09/30/2020
Rheem Sales Company, Inc. | Fujitsu | FF100215TS95M | Federally-Regulated Consumer Product | Non-Weatherized, Condensing Ga | 2066 | 286 |  | 09/30/2020 | 98023 | 10260153 | 09/30/2020
Rheem Sales Company, Inc. | Fujitsu | FF70173TT96M | Federally-Regulated Consumer Product | Non-Weatherized, Condensing Ga | 1321 | 253 |  | 09/30/2020 | 49242 | 10515070 | 09/30/2020
Rheem Sales Company, Inc. | Fujitsu | FF75173TT80M | Federally-Regulated Consumer Product | Non-Weatherized, Non-Condensin | 1539 | 250 |  | 09/30/2020 | 52505 | 204007903 | 09/30/2020
Rheem Sales Company, Inc. | Fujitsu | RGEA15024AJV081AB | Federally-Regulated Consumer Product | Weatherized Non-Condensing Gas | 1395 | 260 |  | 09/30/2020 | 80305 | 204117046 | 09/30/2020
Rheem Sales Company, Inc. | Fujitsu | FF50173TS80Z | Federally-Regulated Consumer Product | Non-Weatherized, Non-Condensin | 1165 | 233 |  | 09/30/2020 | 49157 | 202132856 | 09/30/2020
Rheem Sales Company, Inc. | Fujitsu | FF75214LT80X | Federally-Regulated Consumer Product | Non-Weatherized, Non-Condensin | 1718 | 258 |  | 09/30/2020 | 52500 | 10515037 | 09/30/2020
Rheem Sales Company, Inc. | Fujitsu | FF75174TT80X | Federally-Regulated Consumer Product | Non-Weatherized, Non-Condensin | 1884 | 265 |  | 09/30/2020 | 52545 | 204100501 | 09/30/2020
Rheem Sales Company, Inc. | Fujitsu | FF75214CS80M | Federally-Regulated Consumer Product | Non-Weatherized, Non-Condensin | 1634 | 254 |  | 09/30/2020 | 75736 | 203327193 | 09/30/2020
Rheem Sales Company, Inc. | Fujitsu | FF50143CS80M | Federally-Regulated Consumer Product | Non-Weatherized, Non-Condensin | 1388 | 184 |  | 09/30/2020 | 49660 | 203327189 | 09/30/2020
Rheem Sales Company, Inc. | Fujitsu | RGEA14030AJT06XAB | Federally-Regulated Consumer Product | Weatherized Non-Condensing Gas | 1147 | 249 |  | 09/30/2020 | 79965 | 204117025 | 09/30/2020
Rheem Sales Company, Inc. | Fujitsu | FF85215TT96M | Federally-Regulated Consumer Product | Non-Weatherized, Condensing Ga | 2115 | 288 |  | 09/30/2020 | 58240 | 10515071 | 09/30/2020
Rheem Sales Company, Inc. | Fujitsu | FF70215TS92M | Federally-Regulated Consumer Product | Non-Weatherized, Condensing Ga | 1983 | 282 |  | 09/30/2020 | 70360 | 203269554 | 09/30/2020
Rheem Sales Company, Inc. | Fujitsu | RGEA15024AJV08XAB | Federally-Regulated Consumer Product | Weatherized Non-Condensing Gas | 1395 | 260 |  | 09/30/2020 | 80305 | 204117047 | 09/30/2020
Rheem Sales Company, Inc. | Fujitsu | FF50143TT80M | Federally-Regulated Consumer Product | Non-Weatherized, Non-Condensin | 1260 | 237 |  | 09/30/2020 | 35654 | 204007902 | 09/30/2020
Rheem Sales Company, Inc. | Fujitsu | FF40173TT96M | Federally-Regulated Consumer Product | Non-Weatherized, Condensing Ga | 1252 | 250 |  | 09/30/2020 | 29298 | 10515068 | 09/30/2020
Rheem Sales Company, Inc. | Fujitsu | RGEA15030AJV081AB | Federally-Regulated Consumer Product | Weatherized Non-Condensing Gas | 1402 | 261 |  | 09/30/2020 | 80658 | 204117050 | 09/30/2020
Rheem Sales Company, Inc. | Fujitsu | FF100215TS80ZB | Federally-Regulated Consumer Product | Non-Weatherized, Non-Condensin | 2096 | 274 |  | 09/30/2020 | 100583 | 204515051 | 09/30/2020
Rheem Sales Company, Inc. | Fujitsu | RGEA15024AJV061AB | Federally-Regulated Consumer Product | Weatherized Non-Condensing Gas | 1395 | 260 |  | 09/30/2020 | 80305 | 204117044 | 09/30/2020
Rheem Sales Company, Inc. | Fujitsu | RGEA16036AJV062AB | Federally-Regulated Consumer Product | Weatherized Non-Condensing Gas | 1648 | 259 |  | 09/30/2020 | 76362 | 205785655 | 09/30/2020
Rheem Sales Company, Inc. | Fujitsu | RGEA14042AJT081AB | Federally-Regulated Consumer Product | Weatherized Non-Condensing Gas | 1494 | 265 |  | 09/30/2020 | 99609 | 204117034 | 09/30/2020
Rheem Sales Company, Inc. | Fujitsu | RGEA15030AJV06XAB | Federally-Regulated Consumer Product | Weatherized Non-Condensing Gas | 1402 | 261 |  | 09/30/2020 | 80658 | 204117049 | 09/30/2020
Rheem Sales Company, Inc. | Fujitsu | RGEA15042AJV101AB | Federally-Regulated Consumer Product | Weatherized Non-Condensing Gas | 1375 | 260 |  | 09/30/2020 | 101119 | 204117060 | 09/30/2020
Rheem Sales Company, Inc. | Fujitsu | RGEA14030AJT061AB | Federally-Regulated Consumer Product | Weatherized Non-Condensing Gas | 1147 | 249 |  | 09/30/2020 | 79965 | 204117024 | 09/30/2020
Rheem Sales Company, Inc. | Fujitsu | FF75174CS80M | Federally-Regulated Consumer Product | Non-Weatherized, Non-Condensin | 1496 | 248 |  | 09/30/2020 | 75177 | 203327191 | 09/30/2020
Rheem Sales Company, Inc. | Fujitsu | FF75214LT80M | Federally-Regulated Consumer Product | Non-Weatherized, Non-Condensin | 1718 | 258 |  | 09/30/2020 | 52500 | 10515036 | 09/30/2020
Rheem Sales Company, Inc. | Fujitsu | FF115245TS92M | Federally-Regulated Consumer Product | Non-Weatherized, Condensing Ga | 2041 | 285 |  | 09/30/2020 | 111488 | 10260142 | 09/30/2020
Rheem Sales Company, Inc. | Fujitsu | FF75173TT80X | Federally-Regulated Consumer Product | Non-Weatherized, Non-Condensin | 1539 | 250 |  | 09/30/2020 | 52505 | 204100500 | 09/30/2020
Rheem Sales Company, Inc. | Sure | RGEA14048AJT08XAB | Federally-Regulated Consumer Product | Weatherized Non-Condensing Gas | 1809 | 243 | 278.596 | 10/03/2019 |  |  | 09/30/2020
Rheem Sales Company, Inc. | Sure | S802VA125524MXA | Federally-Regulated Consumer Product | Non-Weatherized, Non-Condensin | 2073 | 216 |  | 08/05/2020 | 87500 | 7979996 | 09/30/2020
Rheem Sales Company, Inc. | Sure | S801TA125524ZXB | Federally-Regulated Consumer Product | Non-Weatherized, Non-Condensin | 1835 | 240 | 262.74 | 10/03/2019 |  |  | 09/30/2020
Rheem Sales Company, Inc. | Sure | S801TA100521ZXB | Federally-Regulated Consumer Product | Non-Weatherized, Non-Condensin | 1895 | 234 | 265.38 | 10/03/2019 |  |  | 09/30/2020
Rheem Sales Company, Inc. | Sure | S92TA0601317MSA | Federally-Regulated Consumer Product | Non-Weatherized, Condensing Ga | 1156 | 231 | 245.864 | 10/03/2019 |  |  | 09/30/2020
Rheem Sales Company, Inc. | Sure | S801CA100521ZSA | Federally-Regulated Consumer Product | Non-Weatherized, Non-Condensin | 1895 | 234 | 265.38 | 10/03/2019 |  |  | 09/30/2020
Rheem Sales Company, Inc. | Sure | S802VA100521ZXB | Federally-Regulated Consumer Product | Non-Weatherized, Non-Condensin | 2291 | 258 | 282.804 | 10/03/2019 |  |  | 09/30/2020
Rheem Sales Company, Inc. | Sure | RGEA14036AJT10XAB | Federally-Regulated Consumer Product | Weatherized Non-Condensing Gas | 1430 | 245 | 261.92 | 10/03/2019 |  |  | 09/30/2020
Rheem Sales Company, Inc. | Sure | RGEA14060AJT101AB | Federally-Regulated Consumer Product | Weatherized Non-Condensing Gas | 1911 | 265 | 283.084 | 10/03/2019 |  |  | 09/30/2020
Rheem Sales Company, Inc. | Sure | S802TA100417MSA | Federally-Regulated Consumer Product | Non-Weatherized, Non-Condensin | 1730 | 225 | 258.12 | 10/03/2019 |  |  | 09/30/2020
Rheem Sales Company, Inc. | Sure | S96VA0852521MSB | Federally-Regulated Consumer Product | Non-Weatherized, Condensing Ga | 1947 | 253 |  | 08/05/2020 | 58053 | 7086389 | 09/30/2020
Rheem Sales Company, Inc. | Sure | S96VA0402317MSA | Federally-Regulated Consumer Product | Non-Weatherized, Condensing Ga | 1248 | 211 |  | 08/05/2020 | 29623 | 7502133 | 09/30/2020
Rheem Sales Company, Inc. | Sure | S802TA150524MSA | Federally-Regulated Consumer Product | Non-Weatherized, Non-Condensin | 2092 | 201 |  | 08/05/2020 | 104565 | 204007885 | 09/30/2020
Rheem Sales Company, Inc. | Sure | S802TA100417MXA | Federally-Regulated Consumer Product | Non-Weatherized, Non-Condensin | 1730 | 225 | 258.12 | 10/03/2019 |  |  | 09/30/2020
Rheem Sales Company, Inc. | Sure | RGEA14048AJT081AB | Federally-Regulated Consumer Product | Weatherized Non-Condensing Gas | 1809 | 243 | 278.596 | 10/03/2019 |  |  | 09/30/2020
Rheem Sales Company, Inc. | Sure | RGEA15048AJV101AB | Federally-Regulated Consumer Product | Weatherized Non-Condensing Gas | 1720 | 241 | 274.68 | 10/03/2019 |  |  | 09/30/2020
Rheem Sales Company, Inc. | Sure | S95TC0851521MSA | Federally-Regulated Consumer Product | Non-Weatherized, Condensing Ga | 1929 | 270 | 279.876 | 10/03/2019 |  |  | 09/30/2020
Rheem Sales Company, Inc. | Sure | S96TA1002521MSA | Federally-Regulated Consumer Product | Non-Weatherized, Condensing Ga | 1930 | 251 | 279.92 | 10/03/2019 |  |  | 09/30/2020
Rheem Sales Company, Inc. | Sure | S802VA075421ZXB | Federally-Regulated Consumer Product | Non-Weatherized, Non-Condensin | 2017 | 196 |  | 08/05/2020 | 52471 | 8087215 | 09/30/2020
Rheem Sales Company, Inc. | Sure | RGEA14036AJT061AB | Federally-Regulated Consumer Product | Weatherized Non-Condensing Gas | 1430 | 245 | 261.92 | 10/03/2019 |  |  | 09/30/2020
Rheem Sales Company, Inc. | Sure | S801CA125524ZSA | Federally-Regulated Consumer Product | Non-Weatherized, Non-Condensin | 1835 | 240 | 262.74 | 10/03/2019 |  |  | 09/30/2020
Rheem Sales Company, Inc. | Sure | S95TC1001521MSA | Federally-Regulated Consumer Product | Non-Weatherized, Condensing Ga | 2066 | 262 |  | 08/05/2020 | 98023 | 8934623 | 09/30/2020
Rheem Sales Company, Inc. | Sure | RGEA15036AJV061AB | Federally-Regulated Consumer Product | Weatherized Non-Condensing Gas | 1355 | 232 | 258.62 | 10/03/2019 |  |  | 09/30/2020
Rheem Sales Company, Inc. | Sure | S801CA125524MSA | Federally-Regulated Consumer Product | Non-Weatherized, Non-Condensin | 1991 | 219 | 269.604 | 10/03/2019 |  |  | 09/30/2020
Rheem Sales Company, Inc. | Sure | RGEA15048AJV10XAB | Federally-Regulated Consumer Product | Weatherized Non-Condensing Gas | 1720 | 241 | 274.68 | 10/03/2019 |  |  | 09/30/2020
Rheem Sales Company, Inc. | Sure | S96VA1002521MSA | Federally-Regulated Consumer Product | Non-Weatherized, Condensing Ga | 1858 | 225 |  | 08/05/2020 | 68679 | 6488192 | 09/30/2020
Rheem Sales Company, Inc. | Sure | S801CA125524MXA | Federally-Regulated Consumer Product | Non-Weatherized, Non-Condensin | 1991 | 219 | 269.604 | 10/03/2019 |  |  | 09/30/2020
Rheem Sales Company, Inc. | Sure | RGEA14048AJT10XAB | Federally-Regulated Consumer Product | Weatherized Non-Condensing Gas | 1809 | 243 | 278.596 | 10/03/2019 |  |  | 09/30/2020
Rheem Sales Company, Inc. | Sure | S96TA0852521MSA | Federally-Regulated Consumer Product | Non-Weatherized, Condensing Ga | 2115 | 259 |  | 08/05/2020 | 58240 | 9950853 | 09/30/2020
Rheem Sales Company, Inc. | Sure | S801TA075417MXA | Federally-Regulated Consumer Product | Non-Weatherized, Non-Condensin | 1496 | 207 | 247.824 | 10/03/2019 |  |  | 09/30/2020
Rheem Sales Company, Inc. | Sure | RGEA15048AJV081AB | Federally-Regulated Consumer Product | Weatherized Non-Condensing Gas | 1720 | 241 | 274.68 | 10/03/2019 |  |  | 09/30/2020
Rheem Sales Company, Inc. | Sure | S802VA100521ZSB | Federally-Regulated Consumer Product | Non-Weatherized, Non-Condensin | 2291 | 258 | 282.804 | 10/03/2019 |  |  | 09/30/2020
Rheem Sales Company, Inc. | Sure | S96TA0602317MSA | Federally-Regulated Consumer Product | Non-Weatherized, Condensing Ga | 1342 | 241 | 254.048 | 10/03/2019 |  |  | 09/30/2020
Rheem Sales Company, Inc. | Sure | S802VA075317MSA | Federally-Regulated Consumer Product | Non-Weatherized, Non-Condensin | 1458 | 229 | 246.152 | 10/03/2019 |  |  | 09/30/2020
Rheem Sales Company, Inc. | Sure | S92TA1151524MSA | Federally-Regulated Consumer Product | Non-Weatherized, Condensing Ga | 2041 | 238 | 284.804 | 10/03/2019 |  |  | 09/30/2020
Rheem Sales Company, Inc. | Sure | S802VA075421ZSB | Federally-Regulated Consumer Product | Non-Weatherized, Non-Condensin | 2017 | 196 |  | 08/05/2020 | 52471 | 8087210 | 09/30/2020
Rheem Sales Company, Inc. | Sure | S802VA075317MXA | Federally-Regulated Consumer Product | Non-Weatherized, Non-Condensin | 1458 | 229 | 246.152 | 10/03/2019 |  |  | 09/30/2020
Rheem Sales Company, Inc. | Sure | S802VA125524ZXB | Federally-Regulated Consumer Product | Non-Weatherized, Non-Condensin | 2322 | 250 |  | 08/05/2020 | 87684 | 8087235 | 09/30/2020
Rheem Sales Company, Inc. | Sure | S96TA0402317MSA | Federally-Regulated Consumer Product | Non-Weatherized, Condensing Ga | 1252 | 232 |  | 08/05/2020 | 29298 | 9950841 | 09/30/2020
Rheem Sales Company, Inc. | Sure | S96VA0602317MSA | Federally-Regulated Consumer Product | Non-Weatherized, Condensing Ga | 1372 | 238 |  | 08/05/2020 | 37932 | 6488189 | 09/30/2020
Rheem Sales Company, Inc. | Sure | S802VA100521MSA | Federally-Regulated Consumer Product | Non-Weatherized, Non-Condensin | 1905 | 209 |  | 08/05/2020 | 70000 | 7979979 | 09/30/2020
Rheem Sales Company, Inc. | Sure | S802VA125524ZSB | Federally-Regulated Consumer Product | Non-Weatherized, Non-Condensin | 2322 | 250 |  | 08/05/2020 | 87684 | 8087230 | 09/30/2020
Rheem Sales Company, Inc. | Sure | S801CA100521ZXA | Federally-Regulated Consumer Product | Non-Weatherized, Non-Condensin | 1895 | 234 | 265.38 | 10/03/2019 |  |  | 09/30/2020
Rheem Sales Company, Inc. | Sure | RGEA15036AJV101AB | Federally-Regulated Consumer Product | Weatherized Non-Condensing Gas | 1355 | 232 | 258.62 | 10/03/2019 |  |  | 09/30/2020
Rheem Sales Company, Inc. | Sure | RGEA14048AJT101AB | Federally-Regulated Consumer Product | Weatherized Non-Condensing Gas | 1809 | 243 | 278.596 | 10/03/2019 |  |  | 09/30/2020
Rheem Sales Company, Inc. | Sure | S802VA075317ZSB | Federally-Regulated Consumer Product | Non-Weatherized, Non-Condensin | 1324 | 210 |  | 08/05/2020 | 52495 | 8087198 | 09/30/2020
Rheem Sales Company, Inc. | Sure | S96VA0702317MSA | Federally-Regulated Consumer Product | Non-Weatherized, Condensing Ga | 1290 | 231 |  | 08/05/2020 | 48940 | 6488190 | 09/30/2020
Rheem Sales Company, Inc. | Sure | S96TA0702317MSA | Federally-Regulated Consumer Product | Non-Weatherized, Condensing Ga | 1321 | 215 | 253.124 | 10/03/2019 |  |  | 09/30/2020
Rheem Sales Company, Inc. | Sure | S95TC0601317MSA | Federally-Regulated Consumer Product | Non-Weatherized, Condensing Ga | 1156 | 231 |  | 08/05/2020 | 55624 | 8934611 | 09/30/2020
Rheem Sales Company, Inc. | Sure | S801CA125524ZXA | Federally-Regulated Consumer Product | Non-Weatherized, Non-Condensin | 1835 | 240 | 262.74 | 10/03/2019 |  |  | 09/30/2020
Rheem Sales Company, Inc. | Sure | RGEA15036AJV06XAB | Federally-Regulated Consumer Product | Weatherized Non-Condensing Gas | 1355 | 232 | 258.62 | 10/03/2019 |  |  | 09/30/2020
Rheem Sales Company, Inc. | Sure | RGEA14036AJT06XAB | Federally-Regulated Consumer Product | Weatherized Non-Condensing Gas | 1430 | 245 | 261.92 | 10/03/2019 |  |  | 09/30/2020
Rheem Sales Company, Inc. | Sure | S801TA100521MSA | Federally-Regulated Consumer Product | Non-Weatherized, Non-Condensin | 1812 | 187 |  | 08/05/2020 | 99863 | 7490386 | 09/30/2020
Rheem Sales Company, Inc. | Sure | S802VA100521MXA | Federally-Regulated Consumer Product | Non-Weatherized, Non-Condensin | 1905 | 209 |  | 08/05/2020 | 70000 | 7979985 | 09/30/2020
Rheem Sales Company, Inc. | Sure | S95TC0701521MSA | Federally-Regulated Consumer Product | Non-Weatherized, Condensing Ga | 1983 | 227 | 282.252 | 10/03/2019 |  |  | 09/30/2020
Rheem Sales Company, Inc. | Sure | S95TC0401317MSA | Federally-Regulated Consumer Product | Non-Weatherized, Condensing Ga | 1107 | 218 | 243.708 | 10/03/2019 |  |  | 09/30/2020
Rheem Sales Company, Inc. | Sure | S96TA1152524MSA | Federally-Regulated Consumer Product | Non-Weatherized, Condensing Ga | 1935 | 241 | 280.14 | 10/03/2019 |  |  | 09/30/2020
Rheem Sales Company, Inc. | Sure | RGEA14060AJT10XAB | Federally-Regulated Consumer Product | Weatherized Non-Condensing Gas | 1911 | 265 | 283.084 | 10/03/2019 |  |  | 09/30/2020
Rheem Sales Company, Inc. | Sure | S95TC0701317MSA | Federally-Regulated Consumer Product | Non-Weatherized, Condensing Ga | 1362 | 247 | 254.928 | 10/03/2019 |  |  | 09/30/2020
Rheem Sales Company, Inc. | Sure | RGEA15048AJV08XAB | Federally-Regulated Consumer Product | Weatherized Non-Condensing Gas | 1720 | 241 | 274.68 | 10/03/2019 |  |  | 09/30/2020
Rheem Sales Company, Inc. | Sure | S801TA075417MSA | Federally-Regulated Consumer Product | Non-Weatherized, Non-Condensin | 1496 | 207 | 247.824 | 10/03/2019 |  |  | 09/30/2020
Rheem Sales Company, Inc. | Sure | S95TC1151524MSA | Federally-Regulated Consumer Product | Non-Weatherized, Condensing Ga | 2041 | 238 | 284.804 | 10/03/2019 |  |  | 09/30/2020
Rheem Sales Company, Inc. | Sure | RGEA14036AJT101AB | Federally-Regulated Consumer Product | Weatherized Non-Condensing Gas | 1430 | 245 | 261.92 | 10/03/2019 |  |  | 09/30/2020
Rheem Sales Company, Inc. | Sure | S92TA0701317MSA | Federally-Regulated Consumer Product | Non-Weatherized, Condensing Ga | 1362 | 247 | 254.928 | 10/03/2019 |  |  | 09/30/2020
Rheem Sales Company, Inc. | Sure | S801TA100521MXA | Federally-Regulated Consumer Product | Non-Weatherized, Non-Condensin | 1812 | 187 |  | 08/05/2020 | 99863 | 7490398 | 09/30/2020
Rheem Sales Company, Inc. | Sure | RGEA15036AJV10XAB | Federally-Regulated Consumer Product | Weatherized Non-Condensing Gas | 1355 | 232 | 258.62 | 10/03/2019 |  |  | 09/30/2020
Rheem Sales Company, Inc. | Sure | S802VA075317ZXB | Federally-Regulated Consumer Product | Non-Weatherized, Non-Condensin | 1324 | 210 |  | 08/05/2020 | 52495 | 8087203 | 09/30/2020
Rheem Sales Company, Inc. | Sure | S802VA125524MSA | Federally-Regulated Consumer Product | Non-Weatherized, Non-Condensin | 2073 | 216 |  | 08/05/2020 | 87500 | 7979991 | 09/30/2020
Rheem Sales Company, Inc. | Sure | S802TA150524MXA | Federally-Regulated Consumer Product | Non-Weatherized, Non-Condensin | 2092 | 201 |  | 08/05/2020 | 104565 | 204099281 | 09/30/2020
Rheem Sales Company, Inc. | Rheem | R96TA0402317MSA | Federally-Regulated Consumer Product | Non-Weatherized, Condensing Ga | 1252 | 250 |  | 09/30/2020 | 29298 | 201712917 | 09/30/2020
Rheem Sales Company, Inc. | Rheem | RGEA16036AJV102AB | Federally-Regulated Consumer Product | Weatherized Non-Condensing Gas | 1648 | 272 |  | 09/30/2020 | 76362 | 203404621 | 09/30/2020
Rheem Sales Company, Inc. | Rheem | RGEA15024AJV061AB | Federally-Regulated Consumer Product | Weatherized Non-Condensing Gas | 1395 | 260 |  | 09/30/2020 | 80305 | 203404509 | 09/30/2020
Rheem Sales Company, Inc. | Rheem | RGEA16048AJV102AB | Federally-Regulated Consumer Product | Weatherized Non-Condensing Gas | 1845 | 280 |  | 09/30/2020 | 76171 | 203404629 | 09/30/2020
Rheem Sales Company, Inc. | Rheem | RGEA14042AJT10XAB | Federally-Regulated Consumer Product | Weatherized Non-Condensing Gas | 1494 | 265 |  | 09/30/2020 | 99609 | 203404658 | 09/30/2020
Rheem Sales Company, Inc. | Rheem | R801TA050317MUA | Federally-Regulated Consumer Product | Non-Weatherized, Non-Condensin | 1165 | 233 |  | 09/30/2020 | 49157 | 202132831 | 09/30/2020
Rheem Sales Company, Inc. | Rheem | R801CA100521MSA | Federally-Regulated Consumer Product | Non-Weatherized, Non-Condensin | 1812 | 262 |  | 09/30/2020 | 99863 | 203325262 | 09/30/2020
Rheem Sales Company, Inc. | Rheem | R802VA125524MSA | Federally-Regulated Consumer Product | Non-Weatherized, Non-Condensin | 2073 | 273 |  | 09/30/2020 | 87500 | 201709839 | 09/30/2020
Rheem Sales Company, Inc. | Rheem | R801CA075521ZSA | Federally-Regulated Consumer Product | Non-Weatherized, Non-Condensin | 1892 | 265 |  | 09/30/2020 | 99827 | 203325266 | 09/30/2020
Rheem Sales Company, Inc. | Rheem | RGEA14042AJT101AB | Federally-Regulated Consumer Product | Weatherized Non-Condensing Gas | 1494 | 265 |  | 09/30/2020 | 99609 | 203404657 | 09/30/2020
Rheem Sales Company, Inc. | Rheem | RGEA16036AJV062AB | Federally-Regulated Consumer Product | Weatherized Non-Condensing Gas | 1648 | 259 |  | 09/30/2020 | 76362 | 203404613 | 09/30/2020
Rheem Sales Company, Inc. | Rheem | R801CA050314MXA | Federally-Regulated Consumer Product | Non-Weatherized, Non-Condensin | 1388 | 184 |  | 09/30/2020 | 49660 | 203325257 | 09/30/2020
Rheem Sales Company, Inc. | Rheem | RGEA14036AJT081AB | Federally-Regulated Consumer Product | Weatherized Non-Condensing Gas | 1430 | 262 |  | 09/30/2020 | 99665 | 203404457 | 09/30/2020
Rheem Sales Company, Inc. | Rheem | R802TA050314MXA | Federally-Regulated Consumer Product | Non-Weatherized, Non-Condensin | 1260 | 237 |  | 09/30/2020 | 35654 | 204099251 | 09/30/2020
Rheem Sales Company, Inc. | Rheem | RGEA15030AJV08XAB | Federally-Regulated Consumer Product | Weatherized Non-Condensing Gas | 1402 | 261 |  | 09/30/2020 | 80658 | 203404537 | 09/30/2020
Rheem Sales Company, Inc. | Rheem | R801TA100521MXA | Federally-Regulated Consumer Product | Non-Weatherized, Non-Condensin | 1812 | 262 |  | 09/30/2020 | 99863 | 201707689 | 09/30/2020
Rheem Sales Company, Inc. | Rheem | RGEA15042AJV081AB | Federally-Regulated Consumer Product | Weatherized Non-Condensing Gas | 1375 | 260 |  | 09/30/2020 | 101119 | 203404569 | 09/30/2020
Rheem Sales Company, Inc. | Rheem | R801CA100521MXA | Federally-Regulated Consumer Product | Non-Weatherized, Non-Condensin | 1812 | 262 |  | 09/30/2020 | 99863 | 203325263 | 09/30/2020
Rheem Sales Company, Inc. | Rheem | RGEA15030AJV061AB | Federally-Regulated Consumer Product | Weatherized Non-Condensing Gas | 1402 | 261 |  | 09/30/2020 | 80658 | 203404525 | 09/30/2020
Rheem Sales Company, Inc. | Rheem | R801CA075521ZXA | Federally-Regulated Consumer Product | Non-Weatherized, Non-Condensin | 1892 | 265 |  | 09/30/2020 | 99827 | 203325267 | 09/30/2020
Rheem Sales Company, Inc. | Rheem | W801TA050314MXA | Federally-Regulated Consumer Product | Non-Weatherized, Non-Condensin | 1388 | 243 |  | 09/30/2020 | 49660 | 205819494 | 09/30/2020
Rheem Sales Company, Inc. | Rheem | R802VA075317MXA | Federally-Regulated Consumer Product | Non-Weatherized, Non-Condensin | 1458 | 246 |  | 09/30/2020 | 52564 | 201709829 | 09/30/2020
Rheem Sales Company, Inc. | Rheem | R802TA125524MSA | Federally-Regulated Consumer Product | Non-Weatherized, Non-Condensin | 1899 | 266 |  | 09/30/2020 | 87546 | 204005887 | 09/30/2020
Rheem Sales Company, Inc. | Rheem | R92TA0601317MSA | Federally-Regulated Consumer Product | Non-Weatherized, Condensing Ga | 1156 | 246 |  | 09/30/2020 | 55624 | 201712979 | 09/30/2020
Rheem Sales Company, Inc. | Rheem | RGEA14024AJT06XAB | Federally-Regulated Consumer Product | Weatherized Non-Condensing Gas | 1127 | 249 |  | 09/30/2020 | 80320 | 203404421 | 09/30/2020
Rheem Sales Company, Inc. | Rheem | RGEA14030AJT081AB | Federally-Regulated Consumer Product | Weatherized Non-Condensing Gas | 1147 | 249 |  | 09/30/2020 | 79965 | 203404441 | 09/30/2020
Rheem Sales Company, Inc. | Rheem | R802TA050314MSA | Federally-Regulated Consumer Product | Non-Weatherized, Non-Condensin | 1260 | 237 |  | 09/30/2020 | 35654 | 204005882 | 09/30/2020
Rheem Sales Company, Inc. | Rheem | R92TA0701521MSA | Federally-Regulated Consumer Product | Non-Weatherized, Condensing Ga | 1983 | 282 |  | 09/30/2020 | 70360 | 203269463 | 09/30/2020
Rheem Sales Company, Inc. | Rheem | RGEA15060AJV10XAB | Federally-Regulated Consumer Product | Weatherized Non-Condensing Gas | 2166 | 294 |  | 09/30/2020 | 100081 | 203404605 | 09/30/2020
Rheem Sales Company, Inc. | Rheem | R802VA075421MSA | Federally-Regulated Consumer Product | Non-Weatherized, Non-Condensin | 1718 | 258 |  | 09/30/2020 | 52500 | 201709831 | 09/30/2020
Rheem Sales Company, Inc. | Rheem | RGEA14030AJT08XAB | Federally-Regulated Consumer Product | Weatherized Non-Condensing Gas | 1147 | 249 |  | 09/30/2020 | 79965 | 203404445 | 09/30/2020
Rheem Sales Company, Inc. | Rheem | RGEA14036AJT08XAB | Federally-Regulated Consumer Product | Weatherized Non-Condensing Gas | 1430 | 262 |  | 09/30/2020 | 99665 | 203404461 | 09/30/2020
Rheem Sales Company, Inc. | Rheem | R96TA0702317MSA | Federally-Regulated Consumer Product | Non-Weatherized, Condensing Ga | 1321 | 253 |  | 09/30/2020 | 49242 | 201712921 | 09/30/2020
Rheem Sales Company, Inc. | Rheem | RGEA14024AJT08XAB | Federally-Regulated Consumer Product | Weatherized Non-Condensing Gas | 1127 | 249 |  | 09/30/2020 | 80320 | 203404429 | 09/30/2020
Rheem Sales Company, Inc. | Rheem | RGEA14042AJT08XAB | Federally-Regulated Consumer Product | Weatherized Non-Condensing Gas | 1494 | 265 |  | 09/30/2020 | 99609 | 203404656 | 09/30/2020
Rheem Sales Company, Inc. | Rheem | R801TA075417MXA | Federally-Regulated Consumer Product | Non-Weatherized, Non-Condensin | 1496 | 248 |  | 09/30/2020 | 75177 | 201707685 | 09/30/2020
Rheem Sales Company, Inc. | Rheem | R802TA125524MXA | Federally-Regulated Consumer Product | Non-Weatherized, Non-Condensin | 1899 | 266 |  | 09/30/2020 | 87546 | 204099256 | 09/30/2020
Rheem Sales Company, Inc. | Rheem | R96TA0852521MSA | Federally-Regulated Consumer Product | Non-Weatherized, Condensing Ga | 2115 | 288 |  | 09/30/2020 | 58240 | 201712923 | 09/30/2020
Rheem Sales Company, Inc. | Rheem | R96TA0702521MSA | Federally-Regulated Consumer Product | Non-Weatherized, Condensing Ga | 1854 | 277 |  | 09/30/2020 | 49250 | 203261132 | 09/30/2020
Rheem Sales Company, Inc. | Rheem | R801TA075417MSA | Federally-Regulated Consumer Product | Non-Weatherized, Non-Condensin | 1496 | 248 |  | 09/30/2020 | 75177 | 201707683 | 09/30/2020
Rheem Sales Company, Inc. | Rheem | RGEA15060AJV101AB | Federally-Regulated Consumer Product | Weatherized Non-Condensing Gas | 2166 | 294 |  | 09/30/2020 | 100081 | 203404601 | 09/30/2020
Rheem Sales Company, Inc. | Rheem | R95TC1001521MSA | Federally-Regulated Consumer Product | Non-Weatherized, Condensing Ga | 2066 | 286 |  | 09/30/2020 | 98023 | 201711684 | 09/30/2020
Rheem Sales Company, Inc. | Rheem | RGEA14030AJT061AB | Federally-Regulated Consumer Product | Weatherized Non-Condensing Gas | 1147 | 249 |  | 09/30/2020 | 79965 | 203404433 | 09/30/2020
Rheem Sales Company, Inc. | Rheem | RGEA14030AJT06XAB | Federally-Regulated Consumer Product | Weatherized Non-Condensing Gas | 1147 | 249 |  | 09/30/2020 | 79965 | 203404437 | 09/30/2020
Rheem Sales Company, Inc. | Rheem | R801CA050314MSA | Federally-Regulated Consumer Product | Non-Weatherized, Non-Condensin | 1388 | 184 |  | 09/30/2020 | 49660 | 203325256 | 09/30/2020
Rheem Sales Company, Inc. | Rheem | R801CA075421MXA | Federally-Regulated Consumer Product | Non-Weatherized, Non-Condensin | 1634 | 254 |  | 09/30/2020 | 75736 | 203325261 | 09/30/2020
Rheem Sales Company, Inc. | Rheem | R801CA075421MSA | Federally-Regulated Consumer Product | Non-Weatherized, Non-Condensin | 1634 | 254 |  | 09/30/2020 | 75736 | 203325260 | 09/30/2020
Rheem Sales Company, Inc. | Rheem | RGEA14024AJT081AB | Federally-Regulated Consumer Product | Weatherized Non-Condensing Gas | 1127 | 249 |  | 09/30/2020 | 80320 | 203404425 | 09/30/2020
Rheem Sales Company, Inc. | Rheem | R801TA070317MUA | Federally-Regulated Consumer Product | Non-Weatherized, Non-Condensin | 1189 | 234 |  | 09/30/2020 | 70542 | 202132832 | 09/30/2020
Rheem Sales Company, Inc. | Rheem | R802VA075317MSA | Federally-Regulated Consumer Product | Non-Weatherized, Non-Condensin | 1458 | 246 |  | 09/30/2020 | 52564 | 201709827 | 09/30/2020
Rheem Sales Company, Inc. | Rheem | RGEA15030AJV06XAB | Federally-Regulated Consumer Product | Weatherized Non-Condensing Gas | 1402 | 261 |  | 09/30/2020 | 80658 | 203404529 | 09/30/2020
Rheem Sales Company, Inc. | Rheem | RGEA16036AJV06TAB | Federally-Regulated Consumer Product | Weatherized Non-Condensing Gas | 1648 | 259 |  | 09/30/2020 | 76362 | 203404615 | 09/30/2020
Rheem Sales Company, Inc. | Rheem | RGEA16048AJV10TAB | Federally-Regulated Consumer Product | Weatherized Non-Condensing Gas | 1845 | 280 |  | 09/30/2020 | 76171 | 203404631 | 09/30/2020
Rheem Sales Company, Inc. | Rheem | RGEA15024AJV08XAB | Federally-Regulated Consumer Product | Weatherized Non-Condensing Gas | 1395 | 260 |  | 09/30/2020 | 80305 | 203404521 | 09/30/2020
Rheem Sales Company, Inc. | Rheem | R802VA125524MXA | Federally-Regulated Consumer Product | Non-Weatherized, Non-Condensin | 2073 | 273 |  | 09/30/2020 | 87500 | 201709841 | 09/30/2020
Rheem Sales Company, Inc. | Rheem | RGEA15042AJV10XAB | Federally-Regulated Consumer Product | Weatherized Non-Condensing Gas | 1375 | 260 |  | 09/30/2020 | 101119 | 203404581 | 09/30/2020
Rheem Sales Company, Inc. | Rheem | R801TA100521MSA | Federally-Regulated Consumer Product | Non-Weatherized, Non-Condensin | 1812 | 262 |  | 09/30/2020 | 99863 | 201707687 | 09/30/2020
Rheem Sales Company, Inc. | Rheem | R95TC0601317MSA | Federally-Regulated Consumer Product | Non-Weatherized, Condensing Ga | 1156 | 246 |  | 09/30/2020 | 55624 | 201711678 | 09/30/2020
Rheem Sales Company, Inc. | Rheem | RGEA15030AJV081AB | Federally-Regulated Consumer Product | Weatherized Non-Condensing Gas | 1402 | 261 |  | 09/30/2020 | 80658 | 203404533 | 09/30/2020
Rheem Sales Company, Inc. | Rheem | R802TA075317MXA | Federally-Regulated Consumer Product | Non-Weatherized, Non-Condensin | 1539 | 250 |  | 09/30/2020 | 52505 | 204099252 | 09/30/2020
Rheem Sales Company, Inc. | Rheem | R802VA100521MXA | Federally-Regulated Consumer Product | Non-Weatherized, Non-Condensin | 1905 | 266 |  | 09/30/2020 | 70000 | 201709837 | 09/30/2020
Rheem Sales Company, Inc. | Rheem | RGEA15024AJV06XAB | Federally-Regulated Consumer Product | Weatherized Non-Condensing Gas | 1395 | 260 |  | 09/30/2020 | 80305 | 203404513 | 09/30/2020
Rheem Sales Company, Inc. | Rheem | R801CA075417MXA | Federally-Regulated Consumer Product | Non-Weatherized, Non-Condensin | 1496 | 248 |  | 09/30/2020 | 75177 | 203325259 | 09/30/2020
Rheem Sales Company, Inc. | Rheem | RGEA15036AJV081AB | Federally-Regulated Consumer Product | Weatherized Non-Condensing Gas | 1355 | 259 |  | 09/30/2020 | 99675 | 203404549 | 09/30/2020
Rheem Sales Company, Inc. | Rheem | R801TA100521MUA | Federally-Regulated Consumer Product | Non-Weatherized, Non-Condensin | 1861 | 264 |  | 09/30/2020 | 98348 | 202132833 | 09/30/2020
Rheem Sales Company, Inc. | Rheem | RGEA15036AJV08XAB | Federally-Regulated Consumer Product | Weatherized Non-Condensing Gas | 1355 | 259 |  | 09/30/2020 | 99675 | 203404553 | 09/30/2020
Rheem Sales Company, Inc. | Rheem | RGEA15024AJV081AB | Federally-Regulated Consumer Product | Weatherized Non-Condensing Gas | 1395 | 260 |  | 09/30/2020 | 80305 | 203404517 | 09/30/2020
Rheem Sales Company, Inc. | Rheem | R802VA075421MXA | Federally-Regulated Consumer Product | Non-Weatherized, Non-Condensin | 1718 | 258 |  | 09/30/2020 | 52500 | 201709833 | 09/30/2020
Rheem Sales Company, Inc. | Rheem | R802TA075417MSA | Federally-Regulated Consumer Product | Non-Weatherized, Non-Condensin | 1884 | 265 |  | 09/30/2020 | 52545 | 204005884 | 09/30/2020
Rheem Sales Company, Inc. | Rheem | R92TA1151524MSA | Federally-Regulated Consumer Product | Non-Weatherized, Condensing Ga | 2041 | 285 |  | 09/30/2020 | 111488 | 201712987 | 09/30/2020
Rheem Sales Company, Inc. | Rheem | RGEA15042AJV101AB | Federally-Regulated Consumer Product | Weatherized Non-Condensing Gas | 1375 | 260 |  | 09/30/2020 | 101119 | 203404577 | 09/30/2020
Rheem Sales Company, Inc. | Rheem | R801TA075421MSA | Federally-Regulated Consumer Product | Non-Weatherized, Non-Condensin | 1634 | 254 |  | 09/30/2020 | 75736 | 201710101 | 09/30/2020
Rheem Sales Company, Inc. | Rheem | R96VA0702521MSA | Federally-Regulated Consumer Product | Non-Weatherized, Condensing Ga | 1923 | 280 |  | 09/30/2020 | 49235 | 203261131 | 09/30/2020
Rheem Sales Company, Inc. | Rheem | R95TC0851521MSA | Federally-Regulated Consumer Product | Non-Weatherized, Condensing Ga | 1929 | 280 |  | 09/30/2020 | 84515 | 201711682 | 09/30/2020
Rheem Sales Company, Inc. | Rheem | RGEA14024AJT061AB | Federally-Regulated Consumer Product | Weatherized Non-Condensing Gas | 1127 | 249 |  | 09/30/2020 | 80320 | 203404417 | 09/30/2020
Rheem Sales Company, Inc. | Rheem | R801CA075417MSA | Federally-Regulated Consumer Product | Non-Weatherized, Non-Condensin | 1496 | 248 |  | 09/30/2020 | 75177 | 203325258 | 09/30/2020
Rheem Sales Company, Inc. | Rheem | R802VA100521MSA | Federally-Regulated Consumer Product | Non-Weatherized, Non-Condensin | 1905 | 266 |  | 09/30/2020 | 70000 | 201709835 | 09/30/2020
Rheem Sales Company, Inc. | Rheem | R95TC1151524MSA | Federally-Regulated Consumer Product | Non-Weatherized, Condensing Ga | 2041 | 285 |  | 09/30/2020 | 111488 | 201711686 | 09/30/2020
Rheem Sales Company, Inc. | Rheem | W801TA050314MSA | Federally-Regulated Consumer Product | Non-Weatherized, Non-Condensin | 1388 | 243 |  | 09/30/2020 | 49660 | 205819493 | 09/30/2020
Rheem Sales Company, Inc. | Rheem | RGEA16036AJV10TAB | Federally-Regulated Consumer Product | Weatherized Non-Condensing Gas | 1648 | 272 |  | 09/30/2020 | 76362 | 203404623 | 09/30/2020
Rheem Sales Company, Inc. | Rheem | RGEA15042AJV08XAB | Federally-Regulated Consumer Product | Weatherized Non-Condensing Gas | 1375 | 260 |  | 09/30/2020 | 101119 | 203404573 | 09/30/2020
Rheem Sales Company, Inc. | Rheem | R801TA075421MXA | Federally-Regulated Consumer Product | Non-Weatherized, Non-Condensin | 1634 | 254 |  | 09/30/2020 | 75736 | 201710103 | 09/30/2020
Rheem Sales Company, Inc. | Rheem | R802TA100521MSA | Federally-Regulated Consumer Product | Non-Weatherized, Non-Condensin | 1952 | 268 |  | 09/30/2020 | 70078 | 204005886 | 09/30/2020
Rheem Sales Company, Inc. | Rheem | R802TA075317MSA | Federally-Regulated Consumer Product | Non-Weatherized, Non-Condensin | 1539 | 250 |  | 09/30/2020 | 52505 | 204005883 | 09/30/2020
Rheem Sales Company, Inc. | Rheem | RGEA14042AJT081AB | Federally-Regulated Consumer Product | Weatherized Non-Condensing Gas | 1494 | 265 |  | 09/30/2020 | 99609 | 203404655 | 09/30/2020
Rheem Sales Company, Inc. | Rheem | R92TA0701317MSA | Federally-Regulated Consumer Product | Non-Weatherized, Condensing Ga | 1362 | 255 |  | 09/30/2020 | 69960 | 201712981 | 09/30/2020
Rheem Sales Company, Inc. | Rheem | R802TA100521MXA | Federally-Regulated Consumer Product | Non-Weatherized, Non-Condensin | 1952 | 268 |  | 09/30/2020 | 70078 | 204099255 | 09/30/2020
Rheem Sales Company, Inc. | Rheem | R802TA075417MXA | Federally-Regulated Consumer Product | Non-Weatherized, Non-Condensin | 1884 | 265 |  | 09/30/2020 | 52545 | 204099253 | 09/30/2020
Nordyne, LLC | NORTEK GLOBAL HVAC LLC | MG3P-090U1AAC* | Federally-Regulated Consumer Product | Mobile Home Non-Weatherized, C | 2021 | 383 |  | 09/30/2020 | 91333 | 205126688 | 09/30/2020
Nordyne, LLC | NORTEK GLOBAL HVAC LLC | MG3P-072U1AAC* | Federally-Regulated Consumer Product | Mobile Home Non-Weatherized, C | 2099 | 287 |  | 09/30/2020 | 72868 | 205234638 | 09/30/2020
Nordyne, LLC | NORTEK GLOBAL HVAC LLC | MG3P-090U1*AC* | Federally-Regulated Consumer Product | Mobile Home Non-Weatherized, C | 2021 | 383 |  | 09/30/2020 | 91333 | 205126689 | 09/30/2020
Johnson Controls, Inc. | LUXAIRE BY JOHNSON CONTROLS | PCG4B481252X4 | Federally-Regulated Consumer Product | Weatherized Non-Condensing Gas | 1962 | 284 |  | 09/30/2020 | 126252 | 206077561 | 09/30/2020
Johnson Controls, Inc. | LUXAIRE BY JOHNSON CONTROLS | PCG4A240502X4 | Federally-Regulated Consumer Product | Weatherized Non-Condensing Gas | 968 | 240 |  | 09/30/2020 | 50146 | 206077362 | 09/30/2020
Johnson Controls, Inc. | LUXAIRE BY JOHNSON CONTROLS | PCG4B601002X4 | Federally-Regulated Consumer Product | Weatherized Non-Condensing Gas | 2113 | 291 |  | 09/30/2020 | 100990 | 206077575 | 09/30/2020
Johnson Controls, Inc. | LUXAIRE BY JOHNSON CONTROLS | PCG4A421002X4 | Federally-Regulated Consumer Product | Weatherized Non-Condensing Gas | 1571 | 267 |  | 09/30/2020 | 100288 | 206077441 | 09/30/2020
Johnson Controls, Inc. | LUXAIRE BY JOHNSON CONTROLS | PCG4A420752X4 | Federally-Regulated Consumer Product | Weatherized Non-Condensing Gas | 1566 | 267 |  | 09/30/2020 | 74995 | 206077431 | 09/30/2020
Johnson Controls, Inc. | LUXAIRE BY JOHNSON CONTROLS | PCG6B480652X4 | Federally-Regulated Consumer Product | Weatherized Non-Condensing Gas | 1708 | 273 |  | 09/30/2020 | 43352 | 206136958 | 09/30/2020
Johnson Controls, Inc. | LUXAIRE BY JOHNSON CONTROLS | PCG4A240502L1 | Federally-Regulated Consumer Product | Weatherized Non-Condensing Gas | 1181 | 250 |  | 09/30/2020 | 49661 | 205963006 | 09/30/2020
Johnson Controls, Inc. | LUXAIRE BY JOHNSON CONTROLS | PCG4A300502X4 | Federally-Regulated Consumer Product | Weatherized Non-Condensing Gas | 1205 | 251 |  | 09/30/2020 | 50202 | 206077383 | 09/30/2020
Johnson Controls, Inc. | LUXAIRE BY JOHNSON CONTROLS | PCG6A360752X4 | Federally-Regulated Consumer Product | Weatherized Non-Condensing Gas | 1241 | 252 |  | 09/30/2020 | 49109 | 206168416 | 09/30/2020
Johnson Controls, Inc. | LUXAIRE BY JOHNSON CONTROLS | PCG6B600652X4 | Federally-Regulated Consumer Product | Weatherized Non-Condensing Gas | 1811 | 277 |  | 09/30/2020 | 42898 | 206136979 | 09/30/2020
Johnson Controls, Inc. | LUXAIRE BY JOHNSON CONTROLS | PCG6A240752X4 | Federally-Regulated Consumer Product | Weatherized Non-Condensing Gas | 1080 | 245 |  | 09/30/2020 | 49310 | 206136944 | 09/30/2020
Johnson Controls, Inc. | LUXAIRE BY JOHNSON CONTROLS | PCG4A361002X4 | Federally-Regulated Consumer Product | Weatherized Non-Condensing Gas | 1538 | 265 |  | 09/30/2020 | 100492 | 206077422 | 09/30/2020
Johnson Controls, Inc. | LUXAIRE BY JOHNSON CONTROLS | PCG6A240502X4 | Federally-Regulated Consumer Product | Weatherized Non-Condensing Gas | 1057 | 244 |  | 09/30/2020 | 33224 | 206136937 | 09/30/2020
Johnson Controls, Inc. | LUXAIRE BY JOHNSON CONTROLS | PCG4A360752X4 | Federally-Regulated Consumer Product | Weatherized Non-Condensing Gas | 1384 | 259 |  | 09/30/2020 | 75187 | 206077412 | 09/30/2020
Johnson Controls, Inc. | LUXAIRE BY JOHNSON CONTROLS | PCG4A240752X4 | Federally-Regulated Consumer Product | Weatherized Non-Condensing Gas | 1221 | 251 |  | 09/30/2020 | 75481 | 206077371 | 09/30/2020
Johnson Controls, Inc. | LUXAIRE BY JOHNSON CONTROLS | PCG4A300752X4 | Federally-Regulated Consumer Product | Weatherized Non-Condensing Gas | 1191 | 250 |  | 09/30/2020 | 75681 | 206077393 | 09/30/2020
Johnson Controls, Inc. | LUXAIRE BY JOHNSON CONTROLS | PCG4B600652X4 | Federally-Regulated Consumer Product | Weatherized Non-Condensing Gas | 2015 | 286 |  | 09/30/2020 | 64842 | 206077568 | 09/30/2020
Johnson Controls, Inc. | LUXAIRE BY JOHNSON CONTROLS | PCG4B600652L1 | Federally-Regulated Consumer Product | Weatherized Non-Condensing Gas | 2381 | 302 |  | 09/30/2020 | 64992 | 205963021 | 09/30/2020
Johnson Controls, Inc. | LUXAIRE BY JOHNSON CONTROLS | PCG4B481002X4 | Federally-Regulated Consumer Product | Weatherized Non-Condensing Gas | 1684 | 272 |  | 09/30/2020 | 101771 | 206077554 | 09/30/2020
Johnson Controls, Inc. | LUXAIRE BY JOHNSON CONTROLS | PCG4B601252X4 | Federally-Regulated Consumer Product | Weatherized Non-Condensing Gas | 2166 | 293 |  | 09/30/2020 | 125911 | 206077582 | 09/30/2020
Johnson Controls, Inc. | LUXAIRE BY JOHNSON CONTROLS | PCG6A361002X4 | Federally-Regulated Consumer Product | Weatherized Non-Condensing Gas | 1371 | 258 |  | 09/30/2020 | 64540 | 206168430 | 09/30/2020
Johnson Controls, Inc. | LUXAIRE BY JOHNSON CONTROLS | PCG4A360502L1 | Federally-Regulated Consumer Product | Weatherized Non-Condensing Gas | 1087 | 246 |  | 09/30/2020 | 50515 | 205963011 | 09/30/2020
Johnson Controls, Inc. | LUXAIRE BY JOHNSON CONTROLS | PCG4B480652L1 | Federally-Regulated Consumer Product | Weatherized Non-Condensing Gas | 1494 | 263 |  | 09/30/2020 | 64746 | 205963016 | 09/30/2020
Johnson Controls, Inc. | LUXAIRE BY JOHNSON CONTROLS | PCG6B481002X4 | Federally-Regulated Consumer Product | Weatherized Non-Condensing Gas | 1641 | 270 |  | 09/30/2020 | 64812 | 206136965 | 09/30/2020
Johnson Controls, Inc. | LUXAIRE BY JOHNSON CONTROLS | PCG6B481252X4 | Federally-Regulated Consumer Product | Weatherized Non-Condensing Gas | 2245 | 296 |  | 09/30/2020 | 81788 | 206136972 | 09/30/2020
Johnson Controls, Inc. | LUXAIRE BY JOHNSON CONTROLS | PCG6B601252X4 | Federally-Regulated Consumer Product | Weatherized Non-Condensing Gas | 2389 | 303 |  | 09/30/2020 | 82069 | 206136993 | 09/30/2020
Johnson Controls, Inc. | LUXAIRE BY JOHNSON CONTROLS | PCG4B480652X4 | Federally-Regulated Consumer Product | Weatherized Non-Condensing Gas | 1823 | 278 |  | 09/30/2020 | 65339 | 206077547 | 09/30/2020
Johnson Controls, Inc. | LUXAIRE BY JOHNSON CONTROLS | PCG6B601002X4 | Federally-Regulated Consumer Product | Weatherized Non-Condensing Gas | 1803 | 277 |  | 09/30/2020 | 65888 | 206136986 | 09/30/2020
Johnson Controls, Inc. | LUXAIRE BY JOHNSON CONTROLS | PCG4A360502X4 | Federally-Regulated Consumer Product | Weatherized Non-Condensing Gas | 1346 | 257 |  | 09/30/2020 | 50288 | 206077402 | 09/30/2020
Johnson Controls, Inc. | EVCON BY JOHNSON CONTROLS | PCG4A421002X4 | Federally-Regulated Consumer Product | Weatherized Non-Condensing Gas | 1571 | 267 |  | 09/30/2020 | 100288 | 206077446 | 09/30/2020
Johnson Controls, Inc. | EVCON BY JOHNSON CONTROLS | PCG4B601002X4 | Federally-Regulated Consumer Product | Weatherized Non-Condensing Gas | 2113 | 291 |  | 09/30/2020 | 100990 | 206077578 | 09/30/2020
Johnson Controls, Inc. | EVCON BY JOHNSON CONTROLS | PCG4B600652L1 | Federally-Regulated Consumer Product | Weatherized Non-Condensing Gas | 2381 | 302 |  | 09/30/2020 | 64992 | 205963024 | 09/30/2020
Johnson Controls, Inc. | EVCON BY JOHNSON CONTROLS | PCG6B481002X4 | Federally-Regulated Consumer Product | Weatherized Non-Condensing Gas | 1641 | 270 |  | 09/30/2020 | 64812 | 206136968 | 09/30/2020
Johnson Controls, Inc. | EVCON BY JOHNSON CONTROLS | PCG4A240502X4 | Federally-Regulated Consumer Product | Weatherized Non-Condensing Gas | 968 | 240 |  | 09/30/2020 | 50146 | 206077366 | 09/30/2020
Johnson Controls, Inc. | EVCON BY JOHNSON CONTROLS | PCG4B480652L1 | Federally-Regulated Consumer Product | Weatherized Non-Condensing Gas | 1494 | 263 |  | 09/30/2020 | 64746 | 205963019 | 09/30/2020
Johnson Controls, Inc. | EVCON BY JOHNSON CONTROLS | PCG6A240752X4 | Federally-Regulated Consumer Product | Weatherized Non-Condensing Gas | 1080 | 245 |  | 09/30/2020 | 49310 | 206136947 | 09/30/2020
Johnson Controls, Inc. | EVCON BY JOHNSON CONTROLS | PCG4A420752X4 | Federally-Regulated Consumer Product | Weatherized Non-Condensing Gas | 1566 | 267 |  | 09/30/2020 | 74995 | 206077436 | 09/30/2020
Johnson Controls, Inc. | EVCON BY JOHNSON CONTROLS | PCG4B601252X4 | Federally-Regulated Consumer Product | Weatherized Non-Condensing Gas | 2166 | 293 |  | 09/30/2020 | 125911 | 206077585 | 09/30/2020
Johnson Controls, Inc. | EVCON BY JOHNSON CONTROLS | PCG6B481252X4 | Federally-Regulated Consumer Product | Weatherized Non-Condensing Gas | 2245 | 296 |  | 09/30/2020 | 81788 | 206136975 | 09/30/2020
Johnson Controls, Inc. | EVCON BY JOHNSON CONTROLS | PCG4A240502L1 | Federally-Regulated Consumer Product | Weatherized Non-Condensing Gas | 1181 | 250 |  | 09/30/2020 | 49661 | 205963009 | 09/30/2020
Johnson Controls, Inc. | EVCON BY JOHNSON CONTROLS | PCG4A361002X4 | Federally-Regulated Consumer Product | Weatherized Non-Condensing Gas | 1538 | 265 |  | 09/30/2020 | 100492 | 206077426 | 09/30/2020
Johnson Controls, Inc. | EVCON BY JOHNSON CONTROLS | PCG4B481002X4 | Federally-Regulated Consumer Product | Weatherized Non-Condensing Gas | 1684 | 272 |  | 09/30/2020 | 101771 | 206077557 | 09/30/2020
Johnson Controls, Inc. | EVCON BY JOHNSON CONTROLS | PCG4B600652X4 | Federally-Regulated Consumer Product | Weatherized Non-Condensing Gas | 2015 | 286 |  | 09/30/2020 | 64842 | 206077571 | 09/30/2020
Johnson Controls, Inc. | EVCON BY JOHNSON CONTROLS | PCG6B601002X4 | Federally-Regulated Consumer Product | Weatherized Non-Condensing Gas | 1803 | 277 |  | 09/30/2020 | 65888 | 206136989 | 09/30/2020
Johnson Controls, Inc. | EVCON BY JOHNSON CONTROLS | PCG6A240502X4 | Federally-Regulated Consumer Product | Weatherized Non-Condensing Gas | 1057 | 244 |  | 09/30/2020 | 33224 | 206136940 | 09/30/2020
Johnson Controls, Inc. | EVCON BY JOHNSON CONTROLS | PCG6B480652X4 | Federally-Regulated Consumer Product | Weatherized Non-Condensing Gas | 1708 | 273 |  | 09/30/2020 | 43352 | 206136961 | 09/30/2020
Johnson Controls, Inc. | EVCON BY JOHNSON CONTROLS | PCG4B480652X4 | Federally-Regulated Consumer Product | Weatherized Non-Condensing Gas | 1823 | 278 |  | 09/30/2020 | 65339 | 206077550 | 09/30/2020
Johnson Controls, Inc. | EVCON BY JOHNSON CONTROLS | PCG4A240752X4 | Federally-Regulated Consumer Product | Weatherized Non-Condensing Gas | 1221 | 251 |  | 09/30/2020 | 75481 | 206077376 | 09/30/2020
Johnson Controls, Inc. | EVCON BY JOHNSON CONTROLS | PCG6A361002X4 | Federally-Regulated Consumer Product | Weatherized Non-Condensing Gas | 1371 | 258 |  | 09/30/2020 | 64540 | 206168436 | 09/30/2020
Johnson Controls, Inc. | EVCON BY JOHNSON CONTROLS | PCG6A360752X4 | Federally-Regulated Consumer Product | Weatherized Non-Condensing Gas | 1241 | 252 |  | 09/30/2020 | 49109 | 206168422 | 09/30/2020
Johnson Controls, Inc. | EVCON BY JOHNSON CONTROLS | PCG4B481252X4 | Federally-Regulated Consumer Product | Weatherized Non-Condensing Gas | 1962 | 284 |  | 09/30/2020 | 126252 | 206077564 | 09/30/2020
Johnson Controls, Inc. | EVCON BY JOHNSON CONTROLS | PCG4A360752X4 | Federally-Regulated Consumer Product | Weatherized Non-Condensing Gas | 1384 | 259 |  | 09/30/2020 | 75187 | 206077417 | 09/30/2020
Johnson Controls, Inc. | EVCON BY JOHNSON CONTROLS | PCG6B601252X4 | Federally-Regulated Consumer Product | Weatherized Non-Condensing Gas | 2389 | 303 |  | 09/30/2020 | 82069 | 206136996 | 09/30/2020
Johnson Controls, Inc. | EVCON BY JOHNSON CONTROLS | PCG4A300752X4 | Federally-Regulated Consumer Product | Weatherized Non-Condensing Gas | 1191 | 250 |  | 09/30/2020 | 75681 | 206077397 | 09/30/2020
Johnson Controls, Inc. | EVCON BY JOHNSON CONTROLS | PCG4A360502L1 | Federally-Regulated Consumer Product | Weatherized Non-Condensing Gas | 1087 | 246 |  | 09/30/2020 | 50515 | 205963014 | 09/30/2020
Johnson Controls, Inc. | EVCON BY JOHNSON CONTROLS | PCG4A300502X4 | Federally-Regulated Consumer Product | Weatherized Non-Condensing Gas | 1205 | 251 |  | 09/30/2020 | 50202 | 206077387 | 09/30/2020
Johnson Controls, Inc. | EVCON BY JOHNSON CONTROLS | PCG4A360502X4 | Federally-Regulated Consumer Product | Weatherized Non-Condensing Gas | 1346 | 257 |  | 09/30/2020 | 50288 | 206077406 | 09/30/2020
Johnson Controls, Inc. | EVCON BY JOHNSON CONTROLS | PCG6B600652X4 | Federally-Regulated Consumer Product | Weatherized Non-Condensing Gas | 1811 | 277 |  | 09/30/2020 | 42898 | 206136982 | 09/30/2020
Johnson Controls, Inc. | FRASER-JOHNSTON BY JOHNSON CONTROLS | PCG4A240502L1 | Federally-Regulated Consumer Product | Weatherized Non-Condensing Gas | 1181 | 250 |  | 09/30/2020 | 49661 | 205963007 | 09/30/2020
Johnson Controls, Inc. | FRASER-JOHNSTON BY JOHNSON CONTROLS | PCG4A300752X4 | Federally-Regulated Consumer Product | Weatherized Non-Condensing Gas | 1191 | 250 |  | 09/30/2020 | 75681 | 206077394 | 09/30/2020
Johnson Controls, Inc. | FRASER-JOHNSTON BY JOHNSON CONTROLS | PCG6B600652X4 | Federally-Regulated Consumer Product | Weatherized Non-Condensing Gas | 1811 | 277 |  | 09/30/2020 | 42898 | 206136980 | 09/30/2020
Johnson Controls, Inc. | FRASER-JOHNSTON BY JOHNSON CONTROLS | PCG6A240752X4 | Federally-Regulated Consumer Product | Weatherized Non-Condensing Gas | 1080 | 245 |  | 09/30/2020 | 49310 | 206136945 | 09/30/2020
Johnson Controls, Inc. | FRASER-JOHNSTON BY JOHNSON CONTROLS | PCG4A421002X4 | Federally-Regulated Consumer Product | Weatherized Non-Condensing Gas | 1571 | 267 |  | 09/30/2020 | 100288 | 206077443 | 09/30/2020
Johnson Controls, Inc. | FRASER-JOHNSTON BY JOHNSON CONTROLS | PCG6B601252X4 | Federally-Regulated Consumer Product | Weatherized Non-Condensing Gas | 2389 | 303 |  | 09/30/2020 | 82069 | 206136994 | 09/30/2020
Johnson Controls, Inc. | FRASER-JOHNSTON BY JOHNSON CONTROLS | PCG4A240752X4 | Federally-Regulated Consumer Product | Weatherized Non-Condensing Gas | 1221 | 251 |  | 09/30/2020 | 75481 | 206077373 | 09/30/2020
Johnson Controls, Inc. | FRASER-JOHNSTON BY JOHNSON CONTROLS | PCG6B481252X4 | Federally-Regulated Consumer Product | Weatherized Non-Condensing Gas | 2245 | 296 |  | 09/30/2020 | 81788 | 206136973 | 09/30/2020
Johnson Controls, Inc. | FRASER-JOHNSTON BY JOHNSON CONTROLS | PCG4B481002X4 | Federally-Regulated Consumer Product | Weatherized Non-Condensing Gas | 1684 | 272 |  | 09/30/2020 | 101771 | 206077555 | 09/30/2020
Johnson Controls, Inc. | FRASER-JOHNSTON BY JOHNSON CONTROLS | PCG6B481002X4 | Federally-Regulated Consumer Product | Weatherized Non-Condensing Gas | 1641 | 270 |  | 09/30/2020 | 64812 | 206136966 | 09/30/2020
Johnson Controls, Inc. | FRASER-JOHNSTON BY JOHNSON CONTROLS | PCG6B601002X4 | Federally-Regulated Consumer Product | Weatherized Non-Condensing Gas | 1803 | 277 |  | 09/30/2020 | 65888 | 206136987 | 09/30/2020
Johnson Controls, Inc. | FRASER-JOHNSTON BY JOHNSON CONTROLS | PCG6B480652X4 | Federally-Regulated Consumer Product | Weatherized Non-Condensing Gas | 1708 | 273 |  | 09/30/2020 | 43352 | 206136959 | 09/30/2020
Johnson Controls, Inc. | FRASER-JOHNSTON BY JOHNSON CONTROLS | PCG4A360502X4 | Federally-Regulated Consumer Product | Weatherized Non-Condensing Gas | 1346 | 257 |  | 09/30/2020 | 50288 | 206077403 | 09/30/2020
Johnson Controls, Inc. | FRASER-JOHNSTON BY JOHNSON CONTROLS | PCG4B600652X4 | Federally-Regulated Consumer Product | Weatherized Non-Condensing Gas | 2015 | 286 |  | 09/30/2020 | 64842 | 206077569 | 09/30/2020
Johnson Controls, Inc. | FRASER-JOHNSTON BY JOHNSON CONTROLS | PCG4A300502X4 | Federally-Regulated Consumer Product | Weatherized Non-Condensing Gas | 1205 | 251 |  | 09/30/2020 | 50202 | 206077385 | 09/30/2020
Johnson Controls, Inc. | FRASER-JOHNSTON BY JOHNSON CONTROLS | PCG4B600652L1 | Federally-Regulated Consumer Product | Weatherized Non-Condensing Gas | 2381 | 302 |  | 09/30/2020 | 64992 | 205963022 | 09/30/2020
Johnson Controls, Inc. | FRASER-JOHNSTON BY JOHNSON CONTROLS | PCG4A360752X4 | Federally-Regulated Consumer Product | Weatherized Non-Condensing Gas | 1384 | 259 |  | 09/30/2020 | 75187 | 206077414 | 09/30/2020
Johnson Controls, Inc. | FRASER-JOHNSTON BY JOHNSON CONTROLS | PCG4B480652X4 | Federally-Regulated Consumer Product | Weatherized Non-Condensing Gas | 1823 | 278 |  | 09/30/2020 | 65339 | 206077548 | 09/30/2020
Johnson Controls, Inc. | FRASER-JOHNSTON BY JOHNSON CONTROLS | PCG4B601002X4 | Federally-Regulated Consumer Product | Weatherized Non-Condensing Gas | 2113 | 291 |  | 09/30/2020 | 100990 | 206077576 | 09/30/2020
Johnson Controls, Inc. | FRASER-JOHNSTON BY JOHNSON CONTROLS | PCG4B480652L1 | Federally-Regulated Consumer Product | Weatherized Non-Condensing Gas | 1494 | 263 |  | 09/30/2020 | 64746 | 205963017 | 09/30/2020
Johnson Controls, Inc. | FRASER-JOHNSTON BY JOHNSON CONTROLS | PCG4A240502X4 | Federally-Regulated Consumer Product | Weatherized Non-Condensing Gas | 968 | 240 |  | 09/30/2020 | 50146 | 206077363 | 09/30/2020
Johnson Controls, Inc. | FRASER-JOHNSTON BY JOHNSON CONTROLS | PCG4A420752X4 | Federally-Regulated Consumer Product | Weatherized Non-Condensing Gas | 1566 | 267 |  | 09/30/2020 | 74995 | 206077433 | 09/30/2020
Johnson Controls, Inc. | FRASER-JOHNSTON BY JOHNSON CONTROLS | PCG4A360502L1 | Federally-Regulated Consumer Product | Weatherized Non-Condensing Gas | 1087 | 246 |  | 09/30/2020 | 50515 | 205963012 | 09/30/2020
Johnson Controls, Inc. | FRASER-JOHNSTON BY JOHNSON CONTROLS | PCG6A360752X4 | Federally-Regulated Consumer Product | Weatherized Non-Condensing Gas | 1241 | 252 |  | 09/30/2020 | 49109 | 206168417 | 09/30/2020
Johnson Controls, Inc. | FRASER-JOHNSTON BY JOHNSON CONTROLS | PCG6A240502X4 | Federally-Regulated Consumer Product | Weatherized Non-Condensing Gas | 1057 | 244 |  | 09/30/2020 | 33224 | 206136938 | 09/30/2020
Johnson Controls, Inc. | FRASER-JOHNSTON BY JOHNSON CONTROLS | PCG4B481252X4 | Federally-Regulated Consumer Product | Weatherized Non-Condensing Gas | 1962 | 284 |  | 09/30/2020 | 126252 | 206077562 | 09/30/2020
Johnson Controls, Inc. | FRASER-JOHNSTON BY JOHNSON CONTROLS | PCG6A361002X4 | Federally-Regulated Consumer Product | Weatherized Non-Condensing Gas | 1371 | 258 |  | 09/30/2020 | 64540 | 206168431 | 09/30/2020
Johnson Controls, Inc. | FRASER-JOHNSTON BY JOHNSON CONTROLS | PCG4A361002X4 | Federally-Regulated Consumer Product | Weatherized Non-Condensing Gas | 1538 | 265 |  | 09/30/2020 | 100492 | 206077424 | 09/30/2020
Johnson Controls, Inc. | FRASER-JOHNSTON BY JOHNSON CONTROLS | PCG4B601252X4 | Federally-Regulated Consumer Product | Weatherized Non-Condensing Gas | 2166 | 293 |  | 09/30/2020 | 125911 | 206077583 | 09/30/2020
Rheem Sales Company, Inc. | Ruud | R802TA075317MSA | Federally-Regulated Consumer Product | Non-Weatherized, Non-Condensin | 1539 | 250 |  | 09/30/2020 | 52505 | 204007869 | 09/30/2020
Rheem Sales Company, Inc. | Ruud | RGEA16036AJV06TAB | Federally-Regulated Consumer Product | Weatherized Non-Condensing Gas | 1358 | 259 |  | 09/30/2020 | 46205 | 203404616 | 09/30/2020
Rheem Sales Company, Inc. | Ruud | R96TA1152524MSA | Federally-Regulated Consumer Product | Non-Weatherized, Condensing Ga | 1935 | 280 |  | 09/30/2020 | 78711 | 201712928 | 09/30/2020
Rheem Sales Company, Inc. | Ruud | R802TA125524MXA | Federally-Regulated Consumer Product | Non-Weatherized, Non-Condensin | 1899 | 266 |  | 09/30/2020 | 87546 | 204099277 | 09/30/2020
Rheem Sales Company, Inc. | Ruud | U802VA050317MSA | Federally-Regulated Consumer Product | Non-Weatherized, Non-Condensin | 1318 | 240 |  | 09/30/2020 | 35484 | 7979938 | 09/30/2020
Rheem Sales Company, Inc. | Ruud | U802VA100521ZXB | Federally-Regulated Consumer Product | Non-Weatherized, Non-Condensin | 2291 | 283 |  | 09/30/2020 | 70210 | 8087224 | 09/30/2020
Rheem Sales Company, Inc. | Ruud | R96TA0602317MSA | Federally-Regulated Consumer Product | Non-Weatherized, Condensing Ga | 1342 | 254 |  | 09/30/2020 | 39319 | 201712920 | 09/30/2020
Rheem Sales Company, Inc. | Ruud | R95TC0701317MSA | Federally-Regulated Consumer Product | Non-Weatherized, Condensing Ga | 1362 | 255 |  | 09/30/2020 | 69960 | 201711681 | 09/30/2020
Rheem Sales Company, Inc. | Ruud | R95TC0401317MSA | Federally-Regulated Consumer Product | Non-Weatherized, Condensing Ga | 1107 | 244 |  | 09/30/2020 | 41877 | 201711677 | 09/30/2020
Rheem Sales Company, Inc. | Ruud | R801CA125524MSA | Federally-Regulated Consumer Product | Non-Weatherized, Non-Condensin | 1991 | 270 |  | 09/30/2020 | 123598 | 203327157 | 09/30/2020
Rheem Sales Company, Inc. | Ruud | RGEA16048AJV10TAB | Federally-Regulated Consumer Product | Weatherized Non-Condensing Gas | 1845 | 280 |  | 09/30/2020 | 76171 | 203404632 | 09/30/2020
Rheem Sales Company, Inc. | Ruud | R802VA050317MSA | Federally-Regulated Consumer Product | Non-Weatherized, Non-Condensin | 1318 | 240 |  | 09/30/2020 | 35484 | 201709824 | 09/30/2020
Rheem Sales Company, Inc. | Ruud | R801TA075521ZSB | Federally-Regulated Consumer Product | Non-Weatherized, Non-Condensin | 1883 | 265 |  | 09/30/2020 | 75029 | 201710106 | 09/30/2020
Rheem Sales Company, Inc. | Ruud | U802VA100521ZSB | Federally-Regulated Consumer Product | Non-Weatherized, Non-Condensin | 2291 | 283 |  | 09/30/2020 | 70210 | 8087219 | 09/30/2020
Rheem Sales Company, Inc. | Ruud | R801TA050417MUA | Federally-Regulated Consumer Product | Non-Weatherized, Non-Condensin | 1502 | 248 |  | 09/30/2020 | 50342 | 204501681 | 09/30/2020
Rheem Sales Company, Inc. | Ruud | R801TA125524ZSB | Federally-Regulated Consumer Product | Non-Weatherized, Non-Condensin | 1835 | 263 |  | 09/30/2020 | 124289 | 201710114 | 09/30/2020
Rheem Sales Company, Inc. | Ruud | R801TA125524MXA | Federally-Regulated Consumer Product | Non-Weatherized, Non-Condensin | 1991 | 270 |  | 09/30/2020 | 123598 | 201707694 | 09/30/2020
Rheem Sales Company, Inc. | Ruud | R92TA0851521MSA | Federally-Regulated Consumer Product | Non-Weatherized, Condensing Ga | 1929 | 280 |  | 09/30/2020 | 84515 | 201712984 | 09/30/2020
Rheem Sales Company, Inc. | Ruud | R801TA050314MSA | Federally-Regulated Consumer Product | Non-Weatherized, Non-Condensin | 1388 | 243 |  | 09/30/2020 | 49660 | 201707680 | 09/30/2020
Rheem Sales Company, Inc. | Ruud | R801CA125524ZXA | Federally-Regulated Consumer Product | Non-Weatherized, Non-Condensin | 1835 | 263 |  | 09/30/2020 | 124289 | 203327184 | 09/30/2020
Rheem Sales Company, Inc. | Ruud | R801CA100521ZXA | Federally-Regulated Consumer Product | Non-Weatherized, Non-Condensin | 1895 | 265 |  | 09/30/2020 | 100302 | 203327178 | 09/30/2020
Rheem Sales Company, Inc. | Ruud | RGEA14060AJT101AB | Federally-Regulated Consumer Product | Weatherized Non-Condensing Gas | 1911 | 283 |  | 09/30/2020 | 99261 | 203404502 | 09/30/2020
Rheem Sales Company, Inc. | Ruud | R801TA050314MXA | Federally-Regulated Consumer Product | Non-Weatherized, Non-Condensin | 1388 | 243 |  | 09/30/2020 | 49660 | 201707682 | 09/30/2020
Rheem Sales Company, Inc. | Ruud | R802TA075317MXA | Federally-Regulated Consumer Product | Non-Weatherized, Non-Condensin | 1539 | 250 |  | 09/30/2020 | 52505 | 204099262 | 09/30/2020
Rheem Sales Company, Inc. | Ruud | RGEA15042AJV10XAB | Federally-Regulated Consumer Product | Weatherized Non-Condensing Gas | 1375 | 260 |  | 09/30/2020 | 101119 | 203404582 | 09/30/2020
Rheem Sales Company, Inc. | Ruud | R801TA125524MSA | Federally-Regulated Consumer Product | Non-Weatherized, Non-Condensin | 1991 | 270 |  | 09/30/2020 | 123598 | 201707692 | 09/30/2020
Rheem Sales Company, Inc. | Ruud | RGEA16036AJV10TAB | Federally-Regulated Consumer Product | Weatherized Non-Condensing Gas | 1648 | 272 |  | 09/30/2020 | 76362 | 203404624 | 09/30/2020
Rheem Sales Company, Inc. | Ruud | R801TA075521ZXB | Federally-Regulated Consumer Product | Non-Weatherized, Non-Condensin | 1883 | 265 |  | 09/30/2020 | 75029 | 201710108 | 09/30/2020
Rheem Sales Company, Inc. | Ruud | R92TA1001521MSA | Federally-Regulated Consumer Product | Non-Weatherized, Condensing Ga | 2066 | 286 |  | 09/30/2020 | 98023 | 201712986 | 09/30/2020
Rheem Sales Company, Inc. | Ruud | R92TA0401317MSA | Federally-Regulated Consumer Product | Non-Weatherized, Condensing Ga | 1107 | 244 |  | 09/30/2020 | 41877 | 201712978 | 09/30/2020
Rheem Sales Company, Inc. | Ruud | U97VA085M521KSA | Federally-Regulated Consumer Product | Non-Weatherized, Condensing Ga | 2138 | 289 |  | 09/30/2020 | 33549 | 9989447 | 09/30/2020
Rheem Sales Company, Inc. | Ruud | R801CA125524ZSA | Federally-Regulated Consumer Product | Non-Weatherized, Non-Condensin | 1835 | 263 |  | 09/30/2020 | 124289 | 203327181 | 09/30/2020
Rheem Sales Company, Inc. | Ruud | R801TA070417MUA | Federally-Regulated Consumer Product | Non-Weatherized, Non-Condensin | 1823 | 262 |  | 09/30/2020 | 70109 | 204501684 | 09/30/2020
Rheem Sales Company, Inc. | Ruud | R802TA100521MSA | Federally-Regulated Consumer Product | Non-Weatherized, Non-Condensin | 1952 | 268 |  | 09/30/2020 | 70078 | 204007878 | 09/30/2020
Rheem Sales Company, Inc. | Ruud | R802VA050317MXA | Federally-Regulated Consumer Product | Non-Weatherized, Non-Condensin | 1318 | 240 |  | 09/30/2020 | 35484 | 201709826 | 09/30/2020
Rheem Sales Company, Inc. | Ruud | R801CA125524MXA | Federally-Regulated Consumer Product | Non-Weatherized, Non-Condensin | 1991 | 270 |  | 09/30/2020 | 123598 | 203327160 | 09/30/2020
Rheem Sales Company, Inc. | Ruud | RGEA16036AJV102AB | Federally-Regulated Consumer Product | Weatherized Non-Condensing Gas | 1648 | 272 |  | 09/30/2020 | 76362 | 203404622 | 09/30/2020
Rheem Sales Company, Inc. | Ruud | R801TB100521MUA | Federally-Regulated Consumer Product | Non-Weatherized, Non-Condensin | 2096 | 274 |  | 09/30/2020 | 100583 | 204501687 | 09/30/2020
Rheem Sales Company, Inc. | Ruud | R802TA125524MSA | Federally-Regulated Consumer Product | Non-Weatherized, Non-Condensin | 1899 | 266 |  | 09/30/2020 | 87546 | 204007881 | 09/30/2020
Rheem Sales Company, Inc. | Ruud | R801CA100521ZSA | Federally-Regulated Consumer Product | Non-Weatherized, Non-Condensin | 1895 | 265 |  | 09/30/2020 | 100302 | 203327175 | 09/30/2020
Rheem Sales Company, Inc. | Ruud | R802TA075417MXA | Federally-Regulated Consumer Product | Non-Weatherized, Non-Condensin | 1884 | 265 |  | 09/30/2020 | 52545 | 204099266 | 09/30/2020
Rheem Sales Company, Inc. | Ruud | R801TA125524ZXB | Federally-Regulated Consumer Product | Non-Weatherized, Non-Condensin | 1835 | 263 |  | 09/30/2020 | 124289 | 201710116 | 09/30/2020
Rheem Sales Company, Inc. | Ruud | U97VA070M317KSA | Federally-Regulated Consumer Product | Non-Weatherized, Condensing Ga | 1282 | 251 |  | 09/30/2020 | 28494 | 9990393 | 09/30/2020
Rheem Sales Company, Inc. | Ruud | R96TA1002521MSA | Federally-Regulated Consumer Product | Non-Weatherized, Condensing Ga | 1930 | 280 |  | 09/30/2020 | 69202 | 201712926 | 09/30/2020
Rheem Sales Company, Inc. | Ruud | R801TA100521ZXB | Federally-Regulated Consumer Product | Non-Weatherized, Non-Condensin | 1895 | 265 |  | 09/30/2020 | 100302 | 201710112 | 09/30/2020
Rheem Sales Company, Inc. | Ruud | R802TA100521MXA | Federally-Regulated Consumer Product | Non-Weatherized, Non-Condensin | 1952 | 268 |  | 09/30/2020 | 70078 | 204099273 | 09/30/2020
Rheem Sales Company, Inc. | Ruud | R95TC0701521MSA | Federally-Regulated Consumer Product | Non-Weatherized, Condensing Ga | 1983 | 279 |  | 09/30/2020 | 70360 | 203261700 | 09/30/2020
Rheem Sales Company, Inc. | Ruud | RGEA16036AJV062AB | Federally-Regulated Consumer Product | Weatherized Non-Condensing Gas | 1358 | 259 |  | 09/30/2020 | 46205 | 203404614 | 09/30/2020
Rheem Sales Company, Inc. | Ruud | R802TA075417MSA | Federally-Regulated Consumer Product | Non-Weatherized, Non-Condensin | 1884 | 265 |  | 09/30/2020 | 52545 | 204007872 | 09/30/2020
Rheem Sales Company, Inc. | Ruud | U802VA050317MXA | Federally-Regulated Consumer Product | Non-Weatherized, Non-Condensin | 1318 | 240 |  | 09/30/2020 | 35484 | 7979943 | 09/30/2020
Rheem Sales Company, Inc. | Ruud | R801TA100521ZSB | Federally-Regulated Consumer Product | Non-Weatherized, Non-Condensin | 1895 | 265 |  | 09/30/2020 | 100302 | 201710110 | 09/30/2020
Rheem Sales Company, Inc. | Mainline | MP802TA100417MSA | Federally-Regulated Consumer Product | Non-Weatherized, Non-Condensin | 1730 | 225 |  | 07/22/2020 | 70020 | 205348228 | 09/30/2020
Rheem Sales Company, Inc. | Mainline | ML97VA115M524KSA | Federally-Regulated Consumer Product | Non-Weatherized, Condensing Ga | 1959 | 233 | 281.196 | 10/03/2019 |  |  | 09/30/2020
Rheem Sales Company, Inc. | Mainline | ML802VA075421ZSB | Federally-Regulated Consumer Product | Non-Weatherized, Non-Condensin | 2017 | 196 |  | 08/05/2020 | 52471 | 10378099 | 09/30/2020
Rheem Sales Company, Inc. | Mainline | RGEA15048AJV081AB | Federally-Regulated Consumer Product | Weatherized Non-Condensing Gas | 1720 | 241 | 274.68 | 10/03/2019 |  |  | 09/30/2020
Rheem Sales Company, Inc. | Mainline | RGEA14060CJT10XAA | Federally-Regulated Consumer Product | Weatherized Non-Condensing Gas | 1911 | 265 |  | 07/22/2020 | 99261 | 205724687 | 09/30/2020
Rheem Sales Company, Inc. | Mainline | ML97VA100M521KSA | Federally-Regulated Consumer Product | Non-Weatherized, Condensing Ga | 1990 | 252 | 282.56 | 10/03/2019 |  |  | 09/30/2020
Rheem Sales Company, Inc. | Mainline | RGEA16060AJV102AB | Federally-Regulated Consumer Product | Weatherized Non-Condensing Gas | 2330 | 260 |  | 07/22/2020 | 75239 | 205785645 | 09/30/2020
Rheem Sales Company, Inc. | Mainline | RGEA15048AJV10XAB | Federally-Regulated Consumer Product | Weatherized Non-Condensing Gas | 1720 | 241 | 274.68 | 10/03/2019 |  |  | 09/30/2020
Rheem Sales Company, Inc. | Mainline | ML98VB070M317USA | Federally-Regulated Consumer Product | Non-Weatherized, Condensing Ga | 1162 | 213 | 246.128 | 10/03/2019 |  |  | 09/30/2020
Rheem Sales Company, Inc. | Mainline | ML96VA0852521MSB | Federally-Regulated Consumer Product | Non-Weatherized, Condensing Ga | 1947 | 253 | 280.668 | 10/03/2019 |  |  | 09/30/2020
Rheem Sales Company, Inc. | Mainline | RGEA15036BJV10XAA | Federally-Regulated Consumer Product | Weatherized Non-Condensing Gas | 1355 | 232 |  | 07/22/2020 | 99675 | 205724697 | 09/30/2020
Rheem Sales Company, Inc. | Mainline | ML801CB075317ZXA | Federally-Regulated Consumer Product | Non-Weatherized, Non-Condensin | 1253 | 217 |  | 07/22/2020 | 74903 | 205001026 | 09/30/2020
Rheem Sales Company, Inc. | Mainline | RGEA15048AJV08XAB | Federally-Regulated Consumer Product | Weatherized Non-Condensing Gas | 1720 | 241 | 274.68 | 10/03/2019 |  |  | 09/30/2020
Rheem Sales Company, Inc. | Mainline | ML96VA1002521MSA | Federally-Regulated Consumer Product | Non-Weatherized, Condensing Ga | 1858 | 225 |  | 08/05/2020 | 68679 | 10377967 | 09/30/2020
Rheem Sales Company, Inc. | Mainline | RGEA15048AJV101AB | Federally-Regulated Consumer Product | Weatherized Non-Condensing Gas | 1720 | 241 | 274.68 | 10/03/2019 |  |  | 09/30/2020
Rheem Sales Company, Inc. | Mainline | ML802VA075421ZXB | Federally-Regulated Consumer Product | Non-Weatherized, Non-Condensin | 2017 | 196 |  | 08/05/2020 | 52471 | 10378104 | 09/30/2020
Rheem Sales Company, Inc. | Mainline | RGEA15036BJV06XAA | Federally-Regulated Consumer Product | Weatherized Non-Condensing Gas | 1355 | 232 |  | 07/22/2020 | 99675 | 205724693 | 09/30/2020
Rheem Sales Company, Inc. | Mainline | MP802TA100417MXA | Federally-Regulated Consumer Product | Non-Weatherized, Non-Condensin | 1730 | 225 |  | 07/22/2020 | 70020 | 205348230 | 09/30/2020
Rheem Sales Company, Inc. | Mainline | MP802TA150524MXA | Federally-Regulated Consumer Product | Non-Weatherized, Non-Condensin | 2092 | 201 |  | 08/05/2020 | 104565 | 205348236 | 09/30/2020
Rheem Sales Company, Inc. | Mainline | ML802VA075317ZSB | Federally-Regulated Consumer Product | Non-Weatherized, Non-Condensin | 1324 | 210 |  | 08/05/2020 | 52495 | 10378103 | 09/30/2020
Rheem Sales Company, Inc. | Mainline | RGEA16036AJV082AB | Federally-Regulated Consumer Product | Weatherized Non-Condensing Gas | 1648 | 262 |  | 07/22/2020 | 76362 | 205785637 | 09/30/2020
Rheem Sales Company, Inc. | Mainline | ML98VB085M521USA | Federally-Regulated Consumer Product | Non-Weatherized, Condensing Ga | 2209 | 183 |  | 08/05/2020 | 33631 | 202356699 | 09/30/2020
Rheem Sales Company, Inc. | Mainline | ML801CB075317ZSA | Federally-Regulated Consumer Product | Non-Weatherized, Non-Condensin | 1253 | 217 |  | 07/22/2020 | 74903 | 205001022 | 09/30/2020
Rheem Sales Company, Inc. | Mainline | RGEA16024AJV06TAB | Federally-Regulated Consumer Product | Weatherized Non-Condensing Gas | 1358 | 241 |  | 07/22/2020 | 46205 | 205785634 | 09/30/2020
Rheem Sales Company, Inc. | Mainline | RGEA15036BJV101AA | Federally-Regulated Consumer Product | Weatherized Non-Condensing Gas | 1355 | 232 |  | 07/22/2020 | 99675 | 205724696 | 09/30/2020
Rheem Sales Company, Inc. | Mainline | RGEA16048AJV082AB | Federally-Regulated Consumer Product | Weatherized Non-Condensing Gas | 1845 | 273 |  | 07/22/2020 | 76171 | 205785641 | 09/30/2020
Rheem Sales Company, Inc. | Mainline | MP802TA150524MSA | Federally-Regulated Consumer Product | Non-Weatherized, Non-Condensin | 2092 | 201 |  | 08/05/2020 | 104565 | 205348235 | 09/30/2020
Rheem Sales Company, Inc. | Mainline | ML98VB060M317USA | Federally-Regulated Consumer Product | Non-Weatherized, Condensing Ga | 1110 | 171 | 243.84 | 10/03/2019 |  |  | 09/30/2020
Rheem Sales Company, Inc. | Mainline | ML801TB075317ZXB | Federally-Regulated Consumer Product | Non-Weatherized, Non-Condensin | 1253 | 217 |  | 07/22/2020 | 74903 | 205001025 | 09/30/2020
Rheem Sales Company, Inc. | Mainline | MP801CB075317ZXA | Federally-Regulated Consumer Product | Non-Weatherized, Non-Condensin | 1253 | 217 |  | 07/22/2020 | 74903 | 205348194 | 09/30/2020
Rheem Sales Company, Inc. | Mainline | ML801TB075317ZSB | Federally-Regulated Consumer Product | Non-Weatherized, Non-Condensin | 1253 | 217 |  | 07/22/2020 | 74903 | 205001021 | 09/30/2020
Rheem Sales Company, Inc. | Mainline | ML802VA125524ZSB | Federally-Regulated Consumer Product | Non-Weatherized, Non-Condensin | 2322 | 250 |  | 08/05/2020 | 87684 | 10378105 | 09/30/2020
Rheem Sales Company, Inc. | Mainline | ML802VA125524ZXB | Federally-Regulated Consumer Product | Non-Weatherized, Non-Condensin | 2322 | 250 |  | 08/05/2020 | 87684 | 10378106 | 09/30/2020
Rheem Sales Company, Inc. | Mainline | RGEA16048AJV08TAB | Federally-Regulated Consumer Product | Weatherized Non-Condensing Gas | 1845 | 273 |  | 07/22/2020 | 76171 | 205785642 | 09/30/2020
Rheem Sales Company, Inc. | Mainline | RGEA14060CJT101AA | Federally-Regulated Consumer Product | Weatherized Non-Condensing Gas | 1911 | 265 |  | 07/22/2020 | 99261 | 205724686 | 09/30/2020
Rheem Sales Company, Inc. | Mainline | MP801CB075317ZSA | Federally-Regulated Consumer Product | Non-Weatherized, Non-Condensin | 1253 | 217 |  | 07/22/2020 | 74903 | 205348193 | 09/30/2020
Rheem Sales Company, Inc. | Mainline | MP801TB075317ZSB | Federally-Regulated Consumer Product | Non-Weatherized, Non-Condensin | 1253 | 217 |  | 07/22/2020 | 74903 | 205348220 | 09/30/2020
Rheem Sales Company, Inc. | Mainline | RGEA15036BJV061AA | Federally-Regulated Consumer Product | Weatherized Non-Condensing Gas | 1355 | 232 |  | 07/22/2020 | 99675 | 205724692 | 09/30/2020
Rheem Sales Company, Inc. | Mainline | ML98VB115M524USA | Federally-Regulated Consumer Product | Non-Weatherized, Condensing Ga | 1971 | 219 | 281.724 | 10/03/2019 |  |  | 09/30/2020
Rheem Sales Company, Inc. | Mainline | ML96VA0702317MSA | Federally-Regulated Consumer Product | Non-Weatherized, Condensing Ga | 1290 | 231 | 251.76 | 10/03/2019 |  |  | 09/30/2020
Rheem Sales Company, Inc. | Mainline | ML96VA0602317MSA | Federally-Regulated Consumer Product | Non-Weatherized, Condensing Ga | 1372 | 238 |  | 08/05/2020 | 37932 | 10377965 | 09/30/2020
Rheem Sales Company, Inc. | Mainline | ML802VA075317ZXB | Federally-Regulated Consumer Product | Non-Weatherized, Non-Condensin | 1324 | 210 |  | 08/05/2020 | 52495 | 10378100 | 09/30/2020
Rheem Sales Company, Inc. | Mainline | MP801TB075317ZXB | Federally-Regulated Consumer Product | Non-Weatherized, Non-Condensin | 1253 | 217 |  | 07/22/2020 | 74903 | 205348222 | 09/30/2020
Rheem Sales Company, Inc. | Mainline | ML97VA060M317KSA | Federally-Regulated Consumer Product | Non-Weatherized, Condensing Ga | 1327 | 160 | 253.388 | 10/03/2019 |  |  | 09/30/2020
Rheem Sales Company, Inc. | Mainline | ML802TA150524MXA | Federally-Regulated Consumer Product | Non-Weatherized, Non-Condensin | 2092 | 201 |  | 08/05/2020 | 104565 | 204100519 | 09/30/2020
Rheem Sales Company, Inc. | Mainline | ML98VB100M521USA | Federally-Regulated Consumer Product | Non-Weatherized, Condensing Ga | 2084 | 180 | 286.696 | 10/03/2019 |  |  | 09/30/2020
Rheem Sales Company, Inc. | Mainline | ML96VA0402317MSA | Federally-Regulated Consumer Product | Non-Weatherized, Condensing Ga | 1248 | 211 |  | 08/05/2020 | 29623 | 10378078 | 09/30/2020
Johnson Controls, Inc. | COLEMAN BY JOHNSON CONTROLS | PCG6B600652X4 | Federally-Regulated Consumer Product | Weatherized Non-Condensing Gas | 1811 | 277 |  | 09/30/2020 | 42898 | 206136978 | 09/30/2020
Johnson Controls, Inc. | COLEMAN BY JOHNSON CONTROLS | PCG6B481002X4 | Federally-Regulated Consumer Product | Weatherized Non-Condensing Gas | 1641 | 270 |  | 09/30/2020 | 64812 | 206136964 | 09/30/2020
Johnson Controls, Inc. | COLEMAN BY JOHNSON CONTROLS | PCG4A240502X4 | Federally-Regulated Consumer Product | Weatherized Non-Condensing Gas | 968 | 240 |  | 09/30/2020 | 50146 | 206077360 | 09/30/2020
Johnson Controls, Inc. | COLEMAN BY JOHNSON CONTROLS | PCG4B600652X4 | Federally-Regulated Consumer Product | Weatherized Non-Condensing Gas | 2015 | 286 |  | 09/30/2020 | 64842 | 206077567 | 09/30/2020
Johnson Controls, Inc. | COLEMAN BY JOHNSON CONTROLS | PCG4B480652X4 | Federally-Regulated Consumer Product | Weatherized Non-Condensing Gas | 1823 | 278 |  | 09/30/2020 | 65339 | 206077546 | 09/30/2020
Johnson Controls, Inc. | COLEMAN BY JOHNSON CONTROLS | PCG6B481252X4 | Federally-Regulated Consumer Product | Weatherized Non-Condensing Gas | 2245 | 296 |  | 09/30/2020 | 81788 | 206136971 | 09/30/2020
Johnson Controls, Inc. | COLEMAN BY JOHNSON CONTROLS | PCG4A361002X4 | Federally-Regulated Consumer Product | Weatherized Non-Condensing Gas | 1538 | 265 |  | 09/30/2020 | 100492 | 206077421 | 09/30/2020
Johnson Controls, Inc. | COLEMAN BY JOHNSON CONTROLS | PCG6A240752X4 | Federally-Regulated Consumer Product | Weatherized Non-Condensing Gas | 1080 | 245 |  | 09/30/2020 | 49310 | 206136943 | 09/30/2020
Johnson Controls, Inc. | COLEMAN BY JOHNSON CONTROLS | PCG4B480652L1 | Federally-Regulated Consumer Product | Weatherized Non-Condensing Gas | 1494 | 263 |  | 09/30/2020 | 64746 | 205963015 | 09/30/2020
Johnson Controls, Inc. | COLEMAN BY JOHNSON CONTROLS | PCG4A240752X4 | Federally-Regulated Consumer Product | Weatherized Non-Condensing Gas | 1221 | 251 |  | 09/30/2020 | 75481 | 206077370 | 09/30/2020
Johnson Controls, Inc. | COLEMAN BY JOHNSON CONTROLS | PCG4A300502X4 | Federally-Regulated Consumer Product | Weatherized Non-Condensing Gas | 1205 | 251 |  | 09/30/2020 | 50202 | 206077381 | 09/30/2020
Johnson Controls, Inc. | COLEMAN BY JOHNSON CONTROLS | PCG6A240502X4 | Federally-Regulated Consumer Product | Weatherized Non-Condensing Gas | 1057 | 244 |  | 09/30/2020 | 33224 | 206136936 | 09/30/2020
Johnson Controls, Inc. | COLEMAN BY JOHNSON CONTROLS | PCG6B601002X4 | Federally-Regulated Consumer Product | Weatherized Non-Condensing Gas | 1803 | 277 |  | 09/30/2020 | 65888 | 206136985 | 09/30/2020
Johnson Controls, Inc. | COLEMAN BY JOHNSON CONTROLS | PCG4A420752X4 | Federally-Regulated Consumer Product | Weatherized Non-Condensing Gas | 1566 | 267 |  | 09/30/2020 | 74995 | 206077430 | 09/30/2020
Johnson Controls, Inc. | COLEMAN BY JOHNSON CONTROLS | PCG4A360502L1 | Federally-Regulated Consumer Product | Weatherized Non-Condensing Gas | 1087 | 246 |  | 09/30/2020 | 50515 | 205963010 | 09/30/2020
Johnson Controls, Inc. | COLEMAN BY JOHNSON CONTROLS | PCG4A300752X4 | Federally-Regulated Consumer Product | Weatherized Non-Condensing Gas | 1191 | 250 |  | 09/30/2020 | 75681 | 206077392 | 09/30/2020
Johnson Controls, Inc. | COLEMAN BY JOHNSON CONTROLS | PCG4A240502L1 | Federally-Regulated Consumer Product | Weatherized Non-Condensing Gas | 1181 | 250 |  | 09/30/2020 | 49661 | 205963005 | 09/30/2020
Johnson Controls, Inc. | COLEMAN BY JOHNSON CONTROLS | PCG4A421002X4 | Federally-Regulated Consumer Product | Weatherized Non-Condensing Gas | 1571 | 267 |  | 09/30/2020 | 100288 | 206077440 | 09/30/2020
Johnson Controls, Inc. | COLEMAN BY JOHNSON CONTROLS | PCG4B600652L1 | Federally-Regulated Consumer Product | Weatherized Non-Condensing Gas | 2381 | 302 |  | 09/30/2020 | 64992 | 205963020 | 09/30/2020
Johnson Controls, Inc. | COLEMAN BY JOHNSON CONTROLS | PCG4B601252X4 | Federally-Regulated Consumer Product | Weatherized Non-Condensing Gas | 2166 | 293 |  | 09/30/2020 | 125911 | 206077581 | 09/30/2020
Johnson Controls, Inc. | COLEMAN BY JOHNSON CONTROLS | PCG4B481002X4 | Federally-Regulated Consumer Product | Weatherized Non-Condensing Gas | 1684 | 272 |  | 09/30/2020 | 101771 | 206077553 | 09/30/2020
Johnson Controls, Inc. | COLEMAN BY JOHNSON CONTROLS | PCG6A361002X4 | Federally-Regulated Consumer Product | Weatherized Non-Condensing Gas | 1371 | 258 |  | 09/30/2020 | 64540 | 206168427 | 09/30/2020
Johnson Controls, Inc. | COLEMAN BY JOHNSON CONTROLS | PCG4A360752X4 | Federally-Regulated Consumer Product | Weatherized Non-Condensing Gas | 1384 | 259 |  | 09/30/2020 | 75187 | 206077411 | 09/30/2020
Johnson Controls, Inc. | COLEMAN BY JOHNSON CONTROLS | PCG4B481252X4 | Federally-Regulated Consumer Product | Weatherized Non-Condensing Gas | 1962 | 284 |  | 09/30/2020 | 126252 | 206077560 | 09/30/2020
Johnson Controls, Inc. | COLEMAN BY JOHNSON CONTROLS | PCG6A360752X4 | Federally-Regulated Consumer Product | Weatherized Non-Condensing Gas | 1241 | 252 |  | 09/30/2020 | 49109 | 206168415 | 09/30/2020
Johnson Controls, Inc. | COLEMAN BY JOHNSON CONTROLS | PCG6B601252X4 | Federally-Regulated Consumer Product | Weatherized Non-Condensing Gas | 2389 | 303 |  | 09/30/2020 | 82069 | 206136992 | 09/30/2020
Johnson Controls, Inc. | COLEMAN BY JOHNSON CONTROLS | PCG4B601002X4 | Federally-Regulated Consumer Product | Weatherized Non-Condensing Gas | 2113 | 291 |  | 09/30/2020 | 100990 | 206077574 | 09/30/2020
Johnson Controls, Inc. | COLEMAN BY JOHNSON CONTROLS | PCG4A360502X4 | Federally-Regulated Consumer Product | Weatherized Non-Condensing Gas | 1346 | 257 |  | 09/30/2020 | 50288 | 206077401 | 09/30/2020
Rheem Sales Company, Inc. | Rheem | R96VA0402317MSA | Federally-Regulated Consumer Product | Non-Weatherized, Condensing Ga | 1248 | 211 |  | 08/05/2020 | 29623 | 7501310 | 09/30/2020
Rheem Sales Company, Inc. | Rheem | R802VA075317ZSB | Federally-Regulated Consumer Product | Non-Weatherized, Non-Condensin | 1324 | 210 |  | 08/05/2020 | 52495 | 8087188 | 09/30/2020
Rheem Sales Company, Inc. | Rheem | R98VB100M521USA | Federally-Regulated Consumer Product | Non-Weatherized, Condensing Ga | 2084 | 180 | 286.696 | 10/03/2019 |  |  | 09/30/2020
Rheem Sales Company, Inc. | Rheem | R802VA125524ZSB | Federally-Regulated Consumer Product | Non-Weatherized, Non-Condensin | 2322 | 250 |  | 08/05/2020 | 87684 | 8087194 | 09/30/2020
Rheem Sales Company, Inc. | Rheem | W801CA125524MSA | Federally-Regulated Consumer Product | Non-Weatherized, Non-Condensin | 1991 | 219 |  | 07/22/2020 | 123598 | 205819489 | 09/30/2020
Rheem Sales Company, Inc. | Rheem | RGEA15048AJV10XAB | Federally-Regulated Consumer Product | Weatherized Non-Condensing Gas | 1720 | 241 | 274.68 | 10/03/2019 |  |  | 09/30/2020
Rheem Sales Company, Inc. | Rheem | R97VA100M521KSA | Federally-Regulated Consumer Product | Non-Weatherized, Condensing Ga | 1990 | 252 | 282.56 | 10/03/2019 |  |  | 09/30/2020
Rheem Sales Company, Inc. | Rheem | R802VA125524ZXB | Federally-Regulated Consumer Product | Non-Weatherized, Non-Condensin | 2322 | 250 |  | 08/05/2020 | 87684 | 8087195 | 09/30/2020
Rheem Sales Company, Inc. | Rheem | RGEA16024AJV062AB | Federally-Regulated Consumer Product | Weatherized Non-Condensing Gas | 1358 | 241 | 258.752 | 10/03/2019 |  |  | 09/30/2020
Rheem Sales Company, Inc. | Rheem | R96VA0852521MSB | Federally-Regulated Consumer Product | Non-Weatherized, Condensing Ga | 1947 | 253 | 280.668 | 10/03/2019 |  |  | 09/30/2020
Rheem Sales Company, Inc. | Rheem | R802TA150524MXA | Federally-Regulated Consumer Product | Non-Weatherized, Non-Condensin | 2092 | 201 |  | 08/05/2020 | 104565 | 204099257 | 09/30/2020
Rheem Sales Company, Inc. | Rheem | R98VB085M521USA | Federally-Regulated Consumer Product | Non-Weatherized, Condensing Ga | 2209 | 183 |  | 08/05/2020 | 33631 | 10524982 | 09/30/2020
Rheem Sales Company, Inc. | Rheem | R98VB070M317USA | Federally-Regulated Consumer Product | Non-Weatherized, Condensing Ga | 1162 | 213 | 246.128 | 10/03/2019 |  |  | 09/30/2020
Rheem Sales Company, Inc. | Rheem | RGEA15048AJV101AB | Federally-Regulated Consumer Product | Weatherized Non-Condensing Gas | 1720 | 241 | 274.68 | 10/03/2019 |  |  | 09/30/2020
Rheem Sales Company, Inc. | Rheem | W801CA100521ZXA | Federally-Regulated Consumer Product | Non-Weatherized, Non-Condensin | 1895 | 234 |  | 07/22/2020 | 100302 | 205819488 | 09/30/2020
Rheem Sales Company, Inc. | Rheem | R802VA075317ZXB | Federally-Regulated Consumer Product | Non-Weatherized, Non-Condensin | 1324 | 210 |  | 08/05/2020 | 52495 | 8087189 | 09/30/2020
Rheem Sales Company, Inc. | Rheem | W801CA100521ZSA | Federally-Regulated Consumer Product | Non-Weatherized, Non-Condensin | 1895 | 234 |  | 07/22/2020 | 100302 | 205819487 | 09/30/2020
Rheem Sales Company, Inc. | Rheem | RGEA16036AJV08TAB | Federally-Regulated Consumer Product | Weatherized Non-Condensing Gas | 1648 | 262 | 271.512 | 10/03/2019 |  |  | 09/30/2020
Rheem Sales Company, Inc. | Rheem | W801CA125524ZXA | Federally-Regulated Consumer Product | Non-Weatherized, Non-Condensin | 1835 | 240 |  | 07/22/2020 | 124289 | 205819492 | 09/30/2020
Rheem Sales Company, Inc. | Rheem | W801CA125524ZSA | Federally-Regulated Consumer Product | Non-Weatherized, Non-Condensin | 1835 | 240 |  | 07/22/2020 | 124289 | 205819491 | 09/30/2020
Rheem Sales Company, Inc. | Rheem | R802VA075421ZXB | Federally-Regulated Consumer Product | Non-Weatherized, Non-Condensin | 2017 | 196 |  | 08/05/2020 | 52471 | 8087191 | 09/30/2020
Rheem Sales Company, Inc. | Rheem | R96VA1002521MSA | Federally-Regulated Consumer Product | Non-Weatherized, Condensing Ga | 1858 | 225 |  | 08/05/2020 | 68679 | 6483389 | 09/30/2020
Rheem Sales Company, Inc. | Rheem | R96VA0702317MSA | Federally-Regulated Consumer Product | Non-Weatherized, Condensing Ga | 1290 | 231 | 251.76 | 10/03/2019 |  |  | 09/30/2020
Rheem Sales Company, Inc. | Rheem | R98VB115M524USA | Federally-Regulated Consumer Product | Non-Weatherized, Condensing Ga | 1971 | 219 | 281.724 | 10/03/2019 |  |  | 09/30/2020
Rheem Sales Company, Inc. | Rheem | R98VB060M317USA | Federally-Regulated Consumer Product | Non-Weatherized, Condensing Ga | 1110 | 171 | 243.84 | 10/03/2019 |  |  | 09/30/2020
Rheem Sales Company, Inc. | Rheem | RGEA16024AJV06TAB | Federally-Regulated Consumer Product | Weatherized Non-Condensing Gas | 1358 | 241 | 258.752 | 10/03/2019 |  |  | 09/30/2020
Rheem Sales Company, Inc. | Rheem | R96VA0602317MSA | Federally-Regulated Consumer Product | Non-Weatherized, Condensing Ga | 1372 | 238 |  | 08/05/2020 | 37932 | 6483386 | 09/30/2020
Rheem Sales Company, Inc. | Rheem | R97VA115M524KSA | Federally-Regulated Consumer Product | Non-Weatherized, Condensing Ga | 1959 | 233 | 281.196 | 10/03/2019 |  |  | 09/30/2020
Rheem Sales Company, Inc. | Rheem | R97VA060M317KSA | Federally-Regulated Consumer Product | Non-Weatherized, Condensing Ga | 1327 | 160 | 253.388 | 10/03/2019 |  |  | 09/30/2020
Rheem Sales Company, Inc. | Rheem | R802VA075421ZSB | Federally-Regulated Consumer Product | Non-Weatherized, Non-Condensin | 2017 | 196 |  | 08/05/2020 | 52471 | 8087190 | 09/30/2020
Rheem Sales Company, Inc. | Rheem | RGEA16036AJV082AB | Federally-Regulated Consumer Product | Weatherized Non-Condensing Gas | 1648 | 262 | 271.512 | 10/03/2019 |  |  | 09/30/2020
Rheem Sales Company, Inc. | Rheem | W801CA125524MXA | Federally-Regulated Consumer Product | Non-Weatherized, Non-Condensin | 1991 | 219 |  | 07/22/2020 | 123598 | 205819490 | 09/30/2020
Rheem Sales Company, Inc. | DUROGUARD | D95TC0701317MSA | Federally-Regulated Consumer Product | Non-Weatherized, Condensing Ga | 1362 | 255 |  | 09/30/2020 | 69960 | 8934614 | 09/30/2020
Rheem Sales Company, Inc. | DUROGUARD | D92TA0701317MSA | Federally-Regulated Consumer Product | Non-Weatherized, Condensing Ga | 1362 | 255 |  | 09/30/2020 | 69960 | 9958606 | 09/30/2020
Rheem Sales Company, Inc. | DUROGUARD | D95TC0851521MSA | Federally-Regulated Consumer Product | Non-Weatherized, Condensing Ga | 1929 | 280 |  | 09/30/2020 | 84515 | 8934618 | 09/30/2020
Rheem Sales Company, Inc. | DUROGUARD | D96TA0702317MSA | Federally-Regulated Consumer Product | Non-Weatherized, Condensing Ga | 1321 | 253 |  | 09/30/2020 | 49242 | 9950848 | 09/30/2020
Rheem Sales Company, Inc. | DUROGUARD | D95TC0401317MSA | Federally-Regulated Consumer Product | Non-Weatherized, Condensing Ga | 1107 | 244 |  | 09/30/2020 | 41877 | 8934606 | 09/30/2020
Rheem Sales Company, Inc. | DUROGUARD | D92TA1001521MSA | Federally-Regulated Consumer Product | Non-Weatherized, Condensing Ga | 2066 | 286 |  | 09/30/2020 | 98023 | 9958614 | 09/30/2020
Rheem Sales Company, Inc. | DUROGUARD | D95TC1151524MSA | Federally-Regulated Consumer Product | Non-Weatherized, Condensing Ga | 2041 | 285 |  | 09/30/2020 | 111488 | 8934626 | 09/30/2020
Rheem Sales Company, Inc. | DUROGUARD | D92TA0401317MSA | Federally-Regulated Consumer Product | Non-Weatherized, Condensing Ga | 1107 | 244 |  | 09/30/2020 | 41877 | 9958598 | 09/30/2020
Rheem Sales Company, Inc. | DUROGUARD | D92TA0601317MSA | Federally-Regulated Consumer Product | Non-Weatherized, Condensing Ga | 1156 | 246 |  | 09/30/2020 | 55624 | 9958602 | 09/30/2020
Rheem Sales Company, Inc. | DUROGUARD | D92TA0851521MSA | Federally-Regulated Consumer Product | Non-Weatherized, Condensing Ga | 1929 | 280 |  | 09/30/2020 | 84515 | 9958610 | 09/30/2020
Rheem Sales Company, Inc. | DUROGUARD | D92TA1151524MSA | Federally-Regulated Consumer Product | Non-Weatherized, Condensing Ga | 2041 | 285 |  | 09/30/2020 | 111488 | 9958618 | 09/30/2020
Rheem Sales Company, Inc. | DUROGUARD | D96VA0852521MSB | Federally-Regulated Consumer Product | Non-Weatherized, Condensing Ga | 1947 | 281 |  | 09/30/2020 | 58053 | 7086387 | 09/30/2020
Rheem Sales Company, Inc. | DUROGUARD | D96TA0602317MSA | Federally-Regulated Consumer Product | Non-Weatherized, Condensing Ga | 1342 | 254 |  | 09/30/2020 | 39319 | 9950844 | 09/30/2020
Rheem Sales Company, Inc. | DUROGUARD | D96VA1002521MSA | Federally-Regulated Consumer Product | Non-Weatherized, Condensing Ga | 1858 | 277 |  | 09/30/2020 | 68679 | 6715448 | 09/30/2020
Rheem Sales Company, Inc. | DUROGUARD | D96VA0602317MSA | Federally-Regulated Consumer Product | Non-Weatherized, Condensing Ga | 1372 | 255 |  | 09/30/2020 | 37932 | 6715442 | 09/30/2020
Rheem Sales Company, Inc. | DUROGUARD | D96TA1152524MSA | Federally-Regulated Consumer Product | Non-Weatherized, Condensing Ga | 1935 | 280 |  | 09/30/2020 | 78711 | 9950860 | 09/30/2020
Rheem Sales Company, Inc. | DUROGUARD | D96VA0402317MSA | Federally-Regulated Consumer Product | Non-Weatherized, Condensing Ga | 1248 | 250 |  | 09/30/2020 | 29623 | 7502131 | 09/30/2020
Rheem Sales Company, Inc. | Weatherking | W95TC1151524MSA | Federally-Regulated Consumer Product | Non-Weatherized, Condensing Ga | 2041 | 285 |  | 09/30/2020 | 111488 | 8934629 | 10/07/2020
Rheem Sales Company, Inc. | Weatherking | W95TC0601317MSA | Federally-Regulated Consumer Product | Non-Weatherized, Condensing Ga | 1156 | 246 |  | 09/30/2020 | 55624 | 8934613 | 10/07/2020
Rheem Sales Company, Inc. | Weatherking | W801CA100521MSA | Federally-Regulated Consumer Product | Non-Weatherized, Non-Condensin | 1812 | 262 |  | 09/30/2020 | 99863 | 203327153 | 10/07/2020
Rheem Sales Company, Inc. | Weatherking | W801TA100521MSA | Federally-Regulated Consumer Product | Non-Weatherized, Non-Condensin | 1812 | 262 |  | 09/30/2020 | 99863 | 7490391 | 10/07/2020
Rheem Sales Company, Inc. | Weatherking | W802TA150524MSA | Federally-Regulated Consumer Product | Non-Weatherized, Non-Condensin | 2092 | 274 |  | 09/30/2020 | 104565 | 204007886 | 10/07/2020
Rheem Sales Company, Inc. | Weatherking | W96TA0402317MSA | Federally-Regulated Consumer Product | Non-Weatherized, Condensing Ga | 1252 | 250 |  | 09/30/2020 | 29298 | 9950843 | 10/07/2020
Rheem Sales Company, Inc. | Weatherking | W95TC0851521MSA | Federally-Regulated Consumer Product | Non-Weatherized, Condensing Ga | 1929 | 280 |  | 09/30/2020 | 84515 | 8934621 | 10/07/2020
Rheem Sales Company, Inc. | Weatherking | W95TC0701521MSA | Federally-Regulated Consumer Product | Non-Weatherized, Condensing Ga | 1983 | 279 |  | 09/30/2020 | 70360 | 203261702 | 10/07/2020
Rheem Sales Company, Inc. | Weatherking | W802TA125524MSA | Federally-Regulated Consumer Product | Non-Weatherized, Non-Condensin | 1899 | 266 |  | 09/30/2020 | 87546 | 204007883 | 10/07/2020
Rheem Sales Company, Inc. | Weatherking | W801TA100521MXA | Federally-Regulated Consumer Product | Non-Weatherized, Non-Condensin | 1812 | 262 |  | 09/30/2020 | 99863 | 7490403 | 10/07/2020
Rheem Sales Company, Inc. | Weatherking | W96TA0852521MSA | Federally-Regulated Consumer Product | Non-Weatherized, Condensing Ga | 2115 | 288 |  | 09/30/2020 | 58240 | 9950855 | 10/07/2020
Rheem Sales Company, Inc. | Weatherking | W802TA150524MXA | Federally-Regulated Consumer Product | Non-Weatherized, Non-Condensin | 2092 | 274 |  | 09/30/2020 | 104565 | 204099283 | 10/07/2020
Rheem Sales Company, Inc. | Weatherking | W96TA1152524MSA | Federally-Regulated Consumer Product | Non-Weatherized, Condensing Ga | 1935 | 280 |  | 09/30/2020 | 78711 | 9950863 | 10/07/2020
Rheem Sales Company, Inc. | Weatherking | W802TA100521MSA | Federally-Regulated Consumer Product | Non-Weatherized, Non-Condensin | 1952 | 268 |  | 09/30/2020 | 70078 | 204007880 | 10/07/2020
Rheem Sales Company, Inc. | Weatherking | W802TA125524MXA | Federally-Regulated Consumer Product | Non-Weatherized, Non-Condensin | 1899 | 266 |  | 09/30/2020 | 87546 | 204099279 | 10/07/2020
Rheem Sales Company, Inc. | Weatherking | W802TA075317MXA | Federally-Regulated Consumer Product | Non-Weatherized, Non-Condensin | 1539 | 250 |  | 09/30/2020 | 52505 | 204099265 | 10/07/2020
Rheem Sales Company, Inc. | Weatherking | W801CA100521MXA | Federally-Regulated Consumer Product | Non-Weatherized, Non-Condensin | 1812 | 262 |  | 09/30/2020 | 99863 | 203327156 | 10/07/2020
Rheem Sales Company, Inc. | Weatherking | W95TC1001521MSA | Federally-Regulated Consumer Product | Non-Weatherized, Condensing Ga | 2066 | 286 |  | 09/30/2020 | 98023 | 8934625 | 10/07/2020
Rheem Sales Company, Inc. | Weatherking | W96TA1002521MSA | Federally-Regulated Consumer Product | Non-Weatherized, Condensing Ga | 1930 | 280 |  | 09/30/2020 | 69202 | 9950859 | 10/07/2020
Rheem Sales Company, Inc. | Weatherking | W802TA100521MXA | Federally-Regulated Consumer Product | Non-Weatherized, Non-Condensin | 1952 | 268 |  | 09/30/2020 | 70078 | 204099276 | 10/07/2020
Rheem Sales Company, Inc. | Weatherking | W96TA0702317MSA | Federally-Regulated Consumer Product | Non-Weatherized, Condensing Ga | 1321 | 253 |  | 09/30/2020 | 49242 | 9950851 | 10/07/2020
Rheem Sales Company, Inc. | Weatherking | W802TA075317MSA | Federally-Regulated Consumer Product | Non-Weatherized, Non-Condensin | 1539 | 250 |  | 09/30/2020 | 52505 | 204007871 | 10/07/2020
Nordyne, LLC | Broan | MG3S-080T2*AC1 | Federally-Regulated Consumer Product | Non-Weatherized, Condensing Ga | 1785 | 274 |  | 09/23/2020 | 52907 | 205962960 | 10/07/2020
Nordyne, LLC | Broan | MG3S-080T2AAC1 | Federally-Regulated Consumer Product | Mobile Home Non-Weatherized, C | 1835 | 370 |  | 09/23/2020 | 51517 | 205962956 | 10/07/2020
Nordyne, LLC | Miller | MG3S-080T2*AC1 | Federally-Regulated Consumer Product | Non-Weatherized, Condensing Ga | 1785 | 274 |  | 09/23/2020 | 52907 | 205962957 | 10/07/2020
Nordyne, LLC | Miller | MG3S-080T2AAC1 | Federally-Regulated Consumer Product | Mobile Home Non-Weatherized, C | 1835 | 370 |  | 09/23/2020 | 51517 | 205962953 | 10/07/2020
Nordyne, LLC | Intertherm | MG3S-080T2*AC1 | Federally-Regulated Consumer Product | Non-Weatherized, Condensing Ga | 1785 | 274 |  | 09/23/2020 | 52907 | 205962959 | 10/07/2020
Nordyne, LLC | Intertherm | MG3S-080T2AAC1 | Federally-Regulated Consumer Product | Mobile Home Non-Weatherized, C | 1835 | 370 |  | 09/23/2020 | 51517 | 205962955 | 10/07/2020
Lennox Industries Inc. | Ducane | 95G1UH040BE12X-* | Federally-Regulated Consumer Product | Non-Weatherized, Condensing Ga | 1288 | 252 |  | 08/26/2020 | 40446 | 201870467 | 10/07/2020
Lennox Industries Inc. | Ducane | 96G1DF090CE16-* | Federally-Regulated Consumer Product | Non-Weatherized, Condensing Ga | 1542 | 263 |  | 09/02/2020 | 88229 | 202158086 | 10/07/2020
Lennox Industries Inc. | Ducane | 80G1DF070AE12-** | Federally-Regulated Consumer Product | Non-Weatherized, Non-Condensin | 1312 | 240 |  | 08/26/2020 | 66105 | 204454905 | 10/07/2020
Lennox Industries Inc. | Ducane | 96G1UH110BE20-* | Federally-Regulated Consumer Product | Non-Weatherized, Condensing Ga | 2018 | 284 |  | 08/26/2020 | 110619 | 201870459 | 10/07/2020
Lennox Industries Inc. | Ducane | 80G2UH110CV20-* | Federally-Regulated Consumer Product | Non-Weatherized, Non-Condensin | 2330 | 285 |  | 08/26/2020 | 71206 | 201692890 | 10/07/2020
Lennox Industries Inc. | Ducane | 80G1DF070BE12** | Federally-Regulated Consumer Product | Non-Weatherized, Non-Condensin | 1369 | 242 |  | 08/26/2020 | 66107 | 202181801 | 10/07/2020
Lennox Industries Inc. | Ducane | 80G1UH090CE20** | Federally-Regulated Consumer Product | Non-Weatherized, Non-Condensin | 2081 | 274 |  | 08/26/2020 | 87931 | 202181505 | 10/07/2020
Lennox Industries Inc. | Ducane | 96G1DF045BE12-* | Federally-Regulated Consumer Product | Non-Weatherized, Condensing Ga | 1250 | 250 |  | 09/02/2020 | 44206 | 201870461 | 10/07/2020
Lennox Industries Inc. | Ducane | 96G1UH090CE16-* | Federally-Regulated Consumer Product | Non-Weatherized, Condensing Ga | 1566 | 264 |  | 08/26/2020 | 87748 | 202158082 | 10/07/2020
Lennox Industries Inc. | Ducane | 96G1UH090BE16-* | Federally-Regulated Consumer Product | Non-Weatherized, Condensing Ga | 1566 | 264 |  | 08/26/2020 | 87748 | 201870457 | 10/07/2020
Lennox Industries Inc. | Ducane | 96G1UH030E08-* | Federally-Regulated Consumer Product | Non-Weatherized, Condensing Ga | 870 | 233 |  | 09/02/2020 | 29792 | 201870451 | 10/07/2020
Lennox Industries Inc. | Ducane | 95G1UH100CE20X-* | Federally-Regulated Consumer Product | Non-Weatherized, Condensing Ga | 1957 | 281 |  | 08/26/2020 | 80908 | 201870473 | 10/07/2020
Lennox Industries Inc. | Ducane | 80G1UH100CE20X-* | Federally-Regulated Consumer Product | Non-Weatherized, Non-Condensin | 2027 | 271 |  | 08/26/2020 | 98944 | 202055804 | 10/07/2020
Lennox Industries Inc. | Ducane | 95G1UH080CE16X-* | Federally-Regulated Consumer Product | Non-Weatherized, Condensing Ga | 1573 | 264 |  | 08/26/2020 | 60222 | 201870471 | 10/07/2020
Lennox Industries Inc. | Ducane | 96G1UH030BE08-* | Federally-Regulated Consumer Product | Non-Weatherized, Condensing Ga | 870 | 233 |  | 09/02/2020 | 29792 | 201986890 | 10/07/2020
Lennox Industries Inc. | Ducane | 80G2UH090BV16-* | Federally-Regulated Consumer Product | Non-Weatherized, Non-Condensin | 1830 | 263 |  | 08/26/2020 | 56900 | 201692884 | 10/07/2020
Lennox Industries Inc. | Ducane | 96G1UH070BE12-* | Federally-Regulated Consumer Product | Non-Weatherized, Condensing Ga | 1298 | 252 |  | 08/26/2020 | 65683 | 201870455 | 10/07/2020
Lennox Industries Inc. | Ducane | 96G1UH110CE20-* | Federally-Regulated Consumer Product | Non-Weatherized, Condensing Ga | 2018 | 284 |  | 08/26/2020 | 110619 | 202160622 | 10/07/2020
Lennox Industries Inc. | Ducane | 96G1UH110CE16-* | Federally-Regulated Consumer Product | Non-Weatherized, Condensing Ga | 2018 | 284 |  | 08/26/2020 | 110619 | 202158084 | 10/07/2020
Lennox Industries Inc. | Ducane | 96G1UH045BE12-* | Federally-Regulated Consumer Product | Non-Weatherized, Condensing Ga | 1284 | 251 |  | 08/26/2020 | 44162 | 201870453 | 10/07/2020
Lennox Industries Inc. | Ducane | 80G1UH040AE12X-* | Federally-Regulated Consumer Product | Non-Weatherized, Non-Condensin | 1275 | 238 |  | 08/26/2020 | 40344 | 202055390 | 10/07/2020
Lennox Industries Inc. | Ducane | 96G1DF070BE16-* | Federally-Regulated Consumer Product | Non-Weatherized, Condensing Ga | 1473 | 260 |  | 09/02/2020 | 66322 | 201870463 | 10/07/2020
Lennox Industries Inc. | AC PRO | 95G1UH040BE12X-* | Federally-Regulated Consumer Product | Non-Weatherized, Condensing Ga | 1288 | 252 |  | 08/26/2020 | 40446 | 204032280 | 10/07/2020
Lennox Industries Inc. | AC PRO | A80US2V080C20X-** | Federally-Regulated Consumer Product | Non-Weatherized, Non-Condensin | 2384 | 287 |  | 08/26/2020 | 52567 | 204032287 | 10/07/2020
Lennox Industries Inc. | AC PRO | A80US2V080B16X-** | Federally-Regulated Consumer Product | Non-Weatherized, Non-Condensin | 1832 | 263 |  | 08/26/2020 | 52249 | 204032286 | 10/07/2020
Lennox Industries Inc. | AC PRO | 95G1UH100CE20X-* | Federally-Regulated Consumer Product | Non-Weatherized, Condensing Ga | 1957 | 281 |  | 08/26/2020 | 80908 | 204032283 | 10/07/2020
Lennox Industries Inc. | AC PRO | 95G1UH080CE16X-* | Federally-Regulated Consumer Product | Non-Weatherized, Condensing Ga | 1573 | 264 |  | 08/26/2020 | 60222 | 204032282 | 10/07/2020
Lennox Industries Inc. | AC PRO | 80G1UH100CE20X-* | Federally-Regulated Consumer Product | Non-Weatherized, Non-Condensin | 2027 | 271 |  | 08/26/2020 | 98944 | 204032295 | 10/07/2020
Lennox Industries Inc. | AC PRO | A97US2V080C20X-*-* | Federally-Regulated Consumer Product | Non-Weatherized, Condensing Ga | 2327 | 297 |  | 08/26/2020 | 51978 | 204032279 | 10/07/2020
Lennox Industries Inc. | AC PRO | A80UH1E100C20X-* | Federally-Regulated Consumer Product | Non-Weatherized, Non-Condensin | 2027 | 271 |  | 08/26/2020 | 98944 | 204032291 | 10/07/2020
Lennox Industries Inc. | AC PRO | 80G1UH040AE12X-* | Federally-Regulated Consumer Product | Non-Weatherized, Non-Condensin | 1275 | 238 |  | 08/26/2020 | 40344 | 204032292 | 10/07/2020
Lennox Industries Inc. | AC PRO | A97US2V060B12X-** | Federally-Regulated Consumer Product | Non-Weatherized, Condensing Ga | 1502 | 261 |  | 08/26/2020 | 38935 | 204032277 | 10/07/2020
Lennox Industries Inc. | AC PRO | A97US2V080C16X-*-* | Federally-Regulated Consumer Product | Non-Weatherized, Condensing Ga | 1789 | 274 |  | 08/26/2020 | 52127 | 204032278 | 10/07/2020
Lennox Industries Inc. | AC PRO | A80UH1E040A12X-* | Federally-Regulated Consumer Product | Non-Weatherized, Non-Condensin | 1275 | 238 |  | 08/26/2020 | 40344 | 204032284 | 10/07/2020
Rheem Sales Company, Inc. | Weatherking | W95TC1151524MSA | Federally-Regulated Consumer Product | Non-Weatherized, Condensing Ga | 2041 | 285 |  | 10/07/2020 | 111488 | 8934629 | 10/07/2020
Rheem Sales Company, Inc. | Weatherking | W95TC0601317MSA | Federally-Regulated Consumer Product | Non-Weatherized, Condensing Ga | 1156 | 246 |  | 10/07/2020 | 55624 | 8934613 | 10/07/2020
Rheem Sales Company, Inc. | Weatherking | W801CA100521MSA | Federally-Regulated Consumer Product | Non-Weatherized, Non-Condensin | 1812 | 262 |  | 10/07/2020 | 99863 | 203327153 | 10/07/2020
Rheem Sales Company, Inc. | Weatherking | W801TA100521MSA | Federally-Regulated Consumer Product | Non-Weatherized, Non-Condensin | 1812 | 262 |  | 10/07/2020 | 99863 | 7490391 | 10/07/2020
Rheem Sales Company, Inc. | Weatherking | W802TA150524MSA | Federally-Regulated Consumer Product | Non-Weatherized, Non-Condensin | 2092 | 274 |  | 10/07/2020 | 104565 | 204007886 | 10/07/2020
Rheem Sales Company, Inc. | Weatherking | W96TA0402317MSA | Federally-Regulated Consumer Product | Non-Weatherized, Condensing Ga | 1252 | 250 |  | 10/07/2020 | 29298 | 9950843 | 10/07/2020
Rheem Sales Company, Inc. | Weatherking | W95TC0851521MSA | Federally-Regulated Consumer Product | Non-Weatherized, Condensing Ga | 1929 | 280 |  | 10/07/2020 | 84515 | 8934621 | 10/07/2020
Rheem Sales Company, Inc. | Weatherking | W95TC0701521MSA | Federally-Regulated Consumer Product | Non-Weatherized, Condensing Ga | 1983 | 279 |  | 10/07/2020 | 70360 | 203261702 | 10/07/2020
Rheem Sales Company, Inc. | Weatherking | W802TA125524MSA | Federally-Regulated Consumer Product | Non-Weatherized, Non-Condensin | 1899 | 266 |  | 10/07/2020 | 87546 | 204007883 | 10/07/2020
Rheem Sales Company, Inc. | Weatherking | W801TA100521MXA | Federally-Regulated Consumer Product | Non-Weatherized, Non-Condensin | 1812 | 262 |  | 10/07/2020 | 99863 | 7490403 | 10/07/2020
Rheem Sales Company, Inc. | Weatherking | W96TA0852521MSA | Federally-Regulated Consumer Product | Non-Weatherized, Condensing Ga | 2115 | 288 |  | 10/07/2020 | 58240 | 9950855 | 10/07/2020
Rheem Sales Company, Inc. | Weatherking | W802TA150524MXA | Federally-Regulated Consumer Product | Non-Weatherized, Non-Condensin | 2092 | 274 |  | 10/07/2020 | 104565 | 204099283 | 10/07/2020
Rheem Sales Company, Inc. | Weatherking | W96TA1152524MSA | Federally-Regulated Consumer Product | Non-Weatherized, Condensing Ga | 1935 | 280 |  | 10/07/2020 | 78711 | 9950863 | 10/07/2020
Rheem Sales Company, Inc. | Weatherking | W802TA100521MSA | Federally-Regulated Consumer Product | Non-Weatherized, Non-Condensin | 1952 | 268 |  | 10/07/2020 | 70078 | 204007880 | 10/07/2020
Rheem Sales Company, Inc. | Weatherking | W802TA125524MXA | Federally-Regulated Consumer Product | Non-Weatherized, Non-Condensin | 1899 | 266 |  | 10/07/2020 | 87546 | 204099279 | 10/07/2020
Rheem Sales Company, Inc. | Weatherking | W802TA075317MXA | Federally-Regulated Consumer Product | Non-Weatherized, Non-Condensin | 1539 | 250 |  | 10/07/2020 | 52505 | 204099265 | 10/07/2020
Rheem Sales Company, Inc. | Weatherking | W801CA100521MXA | Federally-Regulated Consumer Product | Non-Weatherized, Non-Condensin | 1812 | 262 |  | 10/07/2020 | 99863 | 203327156 | 10/07/2020
Rheem Sales Company, Inc. | Weatherking | W95TC1001521MSA | Federally-Regulated Consumer Product | Non-Weatherized, Condensing Ga | 2066 | 286 |  | 10/07/2020 | 98023 | 8934625 | 10/07/2020
Rheem Sales Company, Inc. | Weatherking | W96TA1002521MSA | Federally-Regulated Consumer Product | Non-Weatherized, Condensing Ga | 1930 | 280 |  | 10/07/2020 | 69202 | 9950859 | 10/07/2020
Rheem Sales Company, Inc. | Weatherking | W802TA100521MXA | Federally-Regulated Consumer Product | Non-Weatherized, Non-Condensin | 1952 | 268 |  | 10/07/2020 | 70078 | 204099276 | 10/07/2020
Rheem Sales Company, Inc. | Weatherking | W96TA0702317MSA | Federally-Regulated Consumer Product | Non-Weatherized, Condensing Ga | 1321 | 253 |  | 10/07/2020 | 49242 | 9950851 | 10/07/2020
Rheem Sales Company, Inc. | Weatherking | W802TA075317MSA | Federally-Regulated Consumer Product | Non-Weatherized, Non-Condensin | 1539 | 250 |  | 10/07/2020 | 52505 | 204007871 | 10/07/2020
Lennox Industries Inc. | Concord | 80G1UH040AE12X-* | Federally-Regulated Consumer Product | Non-Weatherized, Non-Condensin | 1275 | 238 |  | 08/26/2020 | 40344 | 202055385 | 10/07/2020
Lennox Industries Inc. | Concord | 80G1DF070BE12** | Federally-Regulated Consumer Product | Non-Weatherized, Non-Condensin | 1369 | 242 |  | 08/26/2020 | 66107 | 202181796 | 10/07/2020
Lennox Industries Inc. | Concord | 95G1UH080CE16X-* | Federally-Regulated Consumer Product | Non-Weatherized, Condensing Ga | 1573 | 264 |  | 08/26/2020 | 60222 | 201870470 | 10/07/2020
Lennox Industries Inc. | Concord | 95G1UH040BE12X-* | Federally-Regulated Consumer Product | Non-Weatherized, Condensing Ga | 1288 | 252 |  | 08/26/2020 | 40446 | 201870466 | 10/07/2020
Lennox Industries Inc. | Concord | 96G1UH110BE20-* | Federally-Regulated Consumer Product | Non-Weatherized, Condensing Ga | 2018 | 284 |  | 08/26/2020 | 110619 | 201870458 | 10/07/2020
Lennox Industries Inc. | Concord | 96G1UH045BE12-* | Federally-Regulated Consumer Product | Non-Weatherized, Condensing Ga | 1284 | 251 |  | 08/26/2020 | 44162 | 201870452 | 10/07/2020
Lennox Industries Inc. | Concord | 80G1UH090CE20** | Federally-Regulated Consumer Product | Non-Weatherized, Non-Condensin | 2081 | 274 |  | 08/26/2020 | 87931 | 202181504 | 10/07/2020
Lennox Industries Inc. | Concord | 80G2UH110CV20-* | Federally-Regulated Consumer Product | Non-Weatherized, Non-Condensin | 2330 | 285 |  | 08/26/2020 | 71206 | 201692889 | 10/07/2020
Lennox Industries Inc. | Concord | 80G1DF070AE12-** | Federally-Regulated Consumer Product | Non-Weatherized, Non-Condensin | 1312 | 240 |  | 08/26/2020 | 66105 | 204454904 | 10/07/2020
Lennox Industries Inc. | Concord | 96G1DF090CE16-* | Federally-Regulated Consumer Product | Non-Weatherized, Condensing Ga | 1542 | 263 |  | 09/02/2020 | 88229 | 202158085 | 10/07/2020
Lennox Industries Inc. | Concord | 80G1UH100CE20X-* | Federally-Regulated Consumer Product | Non-Weatherized, Non-Condensin | 2027 | 271 |  | 08/26/2020 | 98944 | 202055803 | 10/07/2020
Lennox Industries Inc. | Concord | 96G1UH110CE16-* | Federally-Regulated Consumer Product | Non-Weatherized, Condensing Ga | 2018 | 284 |  | 08/26/2020 | 110619 | 202158083 | 10/07/2020
Lennox Industries Inc. | Concord | 96G1DF045BE12-* | Federally-Regulated Consumer Product | Non-Weatherized, Condensing Ga | 1250 | 250 |  | 09/02/2020 | 44206 | 201870460 | 10/07/2020
Lennox Industries Inc. | Concord | 95G1UH100CE20X-* | Federally-Regulated Consumer Product | Non-Weatherized, Condensing Ga | 1957 | 281 |  | 08/26/2020 | 80908 | 201870472 | 10/07/2020
Lennox Industries Inc. | Concord | 96G1UH110CE20-* | Federally-Regulated Consumer Product | Non-Weatherized, Condensing Ga | 2018 | 284 |  | 08/26/2020 | 110619 | 202160621 | 10/07/2020
Lennox Industries Inc. | Concord | 96G1UH070BE12-* | Federally-Regulated Consumer Product | Non-Weatherized, Condensing Ga | 1298 | 252 |  | 08/26/2020 | 65683 | 201870454 | 10/07/2020
Lennox Industries Inc. | Concord | 96G1UH090BE16-* | Federally-Regulated Consumer Product | Non-Weatherized, Condensing Ga | 1566 | 264 |  | 08/26/2020 | 87748 | 201870456 | 10/07/2020
Lennox Industries Inc. | Concord | 96G1UH030E08-* | Federally-Regulated Consumer Product | Non-Weatherized, Condensing Ga | 870 | 233 |  | 09/02/2020 | 29792 | 201870450 | 10/07/2020
Lennox Industries Inc. | Concord | 96G1UH030BE08-* | Federally-Regulated Consumer Product | Non-Weatherized, Condensing Ga | 870 | 233 |  | 09/02/2020 | 29792 | 201986889 | 10/07/2020
Lennox Industries Inc. | Concord | 96G1UH090CE16-* | Federally-Regulated Consumer Product | Non-Weatherized, Condensing Ga | 1566 | 264 |  | 08/26/2020 | 87748 | 202158081 | 10/07/2020
Lennox Industries Inc. | Concord | 96G1DF070BE16-* | Federally-Regulated Consumer Product | Non-Weatherized, Condensing Ga | 1473 | 260 |  | 09/02/2020 | 66322 | 201870462 | 10/07/2020
Lennox Industries Inc. | Concord | 80G2UH090BV16-* | Federally-Regulated Consumer Product | Non-Weatherized, Non-Condensin | 1830 | 263 |  | 08/26/2020 | 56900 | 201692883 | 10/07/2020
Rheem Sales Company, Inc. | Fujitsu | FF75173LT80D | Federally-Regulated Consumer Product | Non-Weatherized, Non-Condensin | 1324 | 240 | 240 | 09/30/2020 | 52495 | 10515042 | 10/07/2020
Rheem Sales Company, Inc. | Fujitsu | FF100215TT80X | Federally-Regulated Consumer Product | Non-Weatherized, Non-Condensin | 1952 | 268 |  | 09/30/2020 | 70078 | 204100503 | 10/07/2020
Rheem Sales Company, Inc. | Fujitsu | FF75173TT80M | Federally-Regulated Consumer Product | Non-Weatherized, Non-Condensin | 1539 | 250 |  | 09/30/2020 | 52505 | 204007903 | 10/07/2020
Rheem Sales Company, Inc. | Fujitsu | FF75173TT80X | Federally-Regulated Consumer Product | Non-Weatherized, Non-Condensin | 1539 | 250 |  | 09/30/2020 | 52505 | 204100500 | 10/07/2020
Rheem Sales Company, Inc. | Fujitsu | FF100215CS80X | Federally-Regulated Consumer Product | Non-Weatherized, Non-Condensin | 1812 | 262 |  | 09/30/2020 | 99863 | 203327196 | 10/07/2020
Rheem Sales Company, Inc. | Fujitsu | FF150245TT80X | Federally-Regulated Consumer Product | Non-Weatherized, Non-Condensin | 2092 | 274 | 274 | 09/30/2020 | 104565 | 204100505 | 10/07/2020
Rheem Sales Company, Inc. | Fujitsu | FF125245TT80X | Federally-Regulated Consumer Product | Non-Weatherized, Non-Condensin | 1899 | 266 |  | 09/30/2020 | 87546 | 204100504 | 10/07/2020
Rheem Sales Company, Inc. | Fujitsu | FF100215CS80M | Federally-Regulated Consumer Product | Non-Weatherized, Non-Condensin | 1812 | 262 |  | 09/30/2020 | 99863 | 203327195 | 10/07/2020
Rheem Sales Company, Inc. | Fujitsu | FF75214LT80D | Federally-Regulated Consumer Product | Non-Weatherized, Non-Condensin | 2017 | 271 | 271 | 09/30/2020 | 52471 | 10515088 | 10/07/2020
Rheem Sales Company, Inc. | Fujitsu | FF75214LT80X | Federally-Regulated Consumer Product | Non-Weatherized, Non-Condensin | 1718 | 258 |  | 09/30/2020 | 52500 | 10515037 | 10/07/2020
Rheem Sales Company, Inc. | Fujitsu | FF150245TT80M | Federally-Regulated Consumer Product | Non-Weatherized, Non-Condensin | 2092 | 274 | 274 | 09/30/2020 | 104565 | 204007908 | 10/07/2020
Rheem Sales Company, Inc. | Fujitsu | FF75214LT80Y | Federally-Regulated Consumer Product | Non-Weatherized, Non-Condensin | 2017 | 271 | 271 | 09/30/2020 | 52471 | 10515089 | 10/07/2020
Rheem Sales Company, Inc. | Fujitsu | FF100215TT80M | Federally-Regulated Consumer Product | Non-Weatherized, Non-Condensin | 1952 | 268 |  | 09/30/2020 | 70078 | 204007906 | 10/07/2020
Rheem Sales Company, Inc. | Fujitsu | FF125245TT80M | Federally-Regulated Consumer Product | Non-Weatherized, Non-Condensin | 1899 | 266 |  | 09/30/2020 | 87546 | 204007907 | 10/07/2020
Lennox Industries Inc. | ALLIED | A80UH1E100C20X-* | Federally-Regulated Consumer Product | Non-Weatherized, Non-Condensin | 2027 | 271 |  | 08/26/2020 | 98944 | 204032311 | 10/07/2020
Lennox Industries Inc. | ALLIED | A80US2V080B16X-** | Federally-Regulated Consumer Product | Non-Weatherized, Non-Condensin | 1832 | 263 |  | 08/26/2020 | 52249 | 204032306 | 10/07/2020
Lennox Industries Inc. | ALLIED | A96US2V110C20S-* | Federally-Regulated Consumer Product | Non-Weatherized, Condensing Ga | 2307 | 297 |  | 08/26/2020 | 71185 | 201695950 | 10/07/2020
Lennox Industries Inc. | ALLIED | 95G1UH040BE12X-* | Federally-Regulated Consumer Product | Non-Weatherized, Condensing Ga | 1288 | 252 |  | 08/26/2020 | 40446 | 204032300 | 10/07/2020
Lennox Industries Inc. | ALLIED | A97US2V080C16X-*-* | Federally-Regulated Consumer Product | Non-Weatherized, Condensing Ga | 1789 | 274 |  | 08/26/2020 | 52127 | 204032298 | 10/07/2020
Lennox Industries Inc. | ALLIED | 95G1UH080CE16X-* | Federally-Regulated Consumer Product | Non-Weatherized, Condensing Ga | 1573 | 264 |  | 08/26/2020 | 60222 | 204032302 | 10/07/2020
Lennox Industries Inc. | ALLIED | 80G1UH100CE20X-* | Federally-Regulated Consumer Product | Non-Weatherized, Non-Condensin | 2027 | 271 |  | 08/26/2020 | 98944 | 204032314 | 10/07/2020
Lennox Industries Inc. | ALLIED | A80US2V080C20X-** | Federally-Regulated Consumer Product | Non-Weatherized, Non-Condensin | 2384 | 287 |  | 08/26/2020 | 52567 | 204032307 | 10/07/2020
Lennox Industries Inc. | ALLIED | A97US2V060B12X-** | Federally-Regulated Consumer Product | Non-Weatherized, Condensing Ga | 1502 | 261 |  | 08/26/2020 | 38935 | 204032297 | 10/07/2020
Lennox Industries Inc. | ALLIED | 80G1UH040AE12X-* | Federally-Regulated Consumer Product | Non-Weatherized, Non-Condensin | 1275 | 238 |  | 08/26/2020 | 40344 | 203519843 | 10/07/2020
Lennox Industries Inc. | ALLIED | A97US2V080C20X-*-* | Federally-Regulated Consumer Product | Non-Weatherized, Condensing Ga | 2327 | 297 |  | 08/26/2020 | 51978 | 204032299 | 10/07/2020
Lennox Industries Inc. | ALLIED | 95G1UH100CE20X-* | Federally-Regulated Consumer Product | Non-Weatherized, Condensing Ga | 1957 | 281 |  | 08/26/2020 | 80908 | 204032303 | 10/07/2020
Lennox Industries Inc. | ALLIED | A80UH1E040A12X-* | Federally-Regulated Consumer Product | Non-Weatherized, Non-Condensin | 1275 | 238 |  | 08/26/2020 | 40344 | 204032304 | 10/07/2020
Carrier Corp. - Indianapolis | Goettl | N96VSN0801716A*D | Federally-Regulated Consumer Product | Non-Weatherized, Condensing Ga | 1766 | 272 |  | 07/29/2020 | 80180 | 205962043 | 10/07/2020
Carrier Corp. - Indianapolis | Goettl | F97CMN0601714A | Federally-Regulated Consumer Product | Non-Weatherized, Condensing Ga | 1392 | 256 |  | 08/19/2020 | 23828 | 205961839 | 10/07/2020
Carrier Corp. - Indianapolis | Goettl | G97CMN1202422A | Federally-Regulated Consumer Product | Non-Weatherized, Condensing Ga | 2271 | 295 |  | 08/19/2020 | 48091 | 205961909 | 10/07/2020
Carrier Corp. - Indianapolis | Goettl | F97CMN0601714A*D | Federally-Regulated Consumer Product | Non-Weatherized, Condensing Ga | 1392 | 256 |  | 08/19/2020 | 23828 | 205961840 | 10/07/2020
Carrier Corp. - Indianapolis | Goettl | F97CMN1202422A*D | Federally-Regulated Consumer Product | Non-Weatherized, Condensing Ga | 2271 | 295 |  | 08/19/2020 | 48091 | 205961850 | 10/07/2020
Carrier Corp. - Indianapolis | Goettl | F97CMN0801714A*D | Federally-Regulated Consumer Product | Non-Weatherized, Condensing Ga | 1403 | 257 |  | 08/19/2020 | 31213 | 205961844 | 10/07/2020
Carrier Corp. - Indianapolis | Goettl | G97CMN0801714A*D | Federally-Regulated Consumer Product | Non-Weatherized, Condensing Ga | 1403 | 257 |  | 08/19/2020 | 31213 | 205961904 | 10/07/2020
Carrier Corp. - Indianapolis | Goettl | F97CMN1202422A | Federally-Regulated Consumer Product | Non-Weatherized, Condensing Ga | 2271 | 295 |  | 08/19/2020 | 48091 | 205961849 | 10/07/2020
Carrier Corp. - Indianapolis | Goettl | F97CMN0801714A | Federally-Regulated Consumer Product | Non-Weatherized, Condensing Ga | 1403 | 257 |  | 08/19/2020 | 31213 | 205961843 | 10/07/2020
Carrier Corp. - Indianapolis | Goettl | N96VSN0801716A | Federally-Regulated Consumer Product | Non-Weatherized, Condensing Ga | 1766 | 272 |  | 07/29/2020 | 80180 | 205962042 | 10/07/2020
Carrier Corp. - Indianapolis | Goettl | N80ESL0902420A* | Federally-Regulated Consumer Product | Non-Weatherized, Non-Condensin | 1987 | 269 |  | 07/29/2020 | 88320 | 205961930 | 10/07/2020
Carrier Corp. - Indianapolis | SMARTCOMFORT | R95ESN1202422A**D | Federally-Regulated Consumer Product | Mobile Home Non-Weatherized, C | 2161 | 290 | 393.431 | 07/22/2020 | 119834 | 203360779 | 10/07/2020
Carrier Corp. - Indianapolis | SMARTCOMFORT | R80ESL0902420A* | Federally-Regulated Consumer Product | Non-Weatherized, Non-Condensin | 1987 | 269 | 269.428 | 07/22/2020 | 88320 | 203360923 | 10/07/2020
Carrier Corp. - Indianapolis | SMARTCOMFORT | R95ESN1202422A**D | Federally-Regulated Consumer Product | Mobile Home Non-Weatherized, C | 2161 | 290 |  | 10/07/2020 | 119834 | 203360779 | 10/07/2020
Carrier Corp. - Indianapolis | SMARTCOMFORT | R80ESL0902420A* | Federally-Regulated Consumer Product | Non-Weatherized, Non-Condensin | 1987 | 269 |  | 10/07/2020 | 88320 | 203360923 | 10/07/2020
Nordyne, LLC | Miller | MG3S-080T2*AC1 | Federally-Regulated Consumer Product | Non-Weatherized, Condensing Ga | 1785 | 274 |  | 10/07/2020 | 52907 | 205962957 | 10/07/2020
Nordyne, LLC | Miller | MG3S-080T2AAC1 | Federally-Regulated Consumer Product | Mobile Home Non-Weatherized, C | 1835 | 370 |  | 10/07/2020 | 51517 | 205962953 | 10/07/2020
Lennox Industries Inc. | Ducane | 95G1UH040BE12X-* | Federally-Regulated Consumer Product | Non-Weatherized, Condensing Ga | 1288 | 252 |  | 10/07/2020 | 40446 | 201870467 | 10/07/2020
Lennox Industries Inc. | Ducane | 96G1DF090CE16-* | Federally-Regulated Consumer Product | Non-Weatherized, Condensing Ga | 1542 | 263 |  | 10/07/2020 | 88229 | 202158086 | 10/07/2020
Lennox Industries Inc. | Ducane | 80G1DF070AE12-** | Federally-Regulated Consumer Product | Non-Weatherized, Non-Condensin | 1312 | 240 |  | 10/07/2020 | 66105 | 204454905 | 10/07/2020
Lennox Industries Inc. | Ducane | 96G1UH110BE20-* | Federally-Regulated Consumer Product | Non-Weatherized, Condensing Ga | 2018 | 284 |  | 10/07/2020 | 110619 | 201870459 | 10/07/2020
Lennox Industries Inc. | Ducane | 80G2UH110CV20-* | Federally-Regulated Consumer Product | Non-Weatherized, Non-Condensin | 2330 | 285 |  | 10/07/2020 | 71206 | 201692890 | 10/07/2020
Lennox Industries Inc. | Ducane | 80G1DF070BE12** | Federally-Regulated Consumer Product | Non-Weatherized, Non-Condensin | 1369 | 242 |  | 10/07/2020 | 66107 | 202181801 | 10/07/2020
Lennox Industries Inc. | Ducane | 80G1UH090CE20** | Federally-Regulated Consumer Product | Non-Weatherized, Non-Condensin | 2081 | 274 |  | 10/07/2020 | 87931 | 202181505 | 10/07/2020
Lennox Industries Inc. | Ducane | 96G1DF045BE12-* | Federally-Regulated Consumer Product | Non-Weatherized, Condensing Ga | 1250 | 250 |  | 10/07/2020 | 44206 | 201870461 | 10/07/2020
Lennox Industries Inc. | Ducane | 96G1UH090CE16-* | Federally-Regulated Consumer Product | Non-Weatherized, Condensing Ga | 1566 | 264 |  | 10/07/2020 | 87748 | 202158082 | 10/07/2020
Lennox Industries Inc. | Ducane | 96G1UH090BE16-* | Federally-Regulated Consumer Product | Non-Weatherized, Condensing Ga | 1566 | 264 |  | 10/07/2020 | 87748 | 201870457 | 10/07/2020
Lennox Industries Inc. | Ducane | 96G1UH030E08-* | Federally-Regulated Consumer Product | Non-Weatherized, Condensing Ga | 870 | 233 |  | 10/07/2020 | 29792 | 201870451 | 10/07/2020
Lennox Industries Inc. | Ducane | 95G1UH100CE20X-* | Federally-Regulated Consumer Product | Non-Weatherized, Condensing Ga | 1957 | 281 |  | 10/07/2020 | 80908 | 201870473 | 10/07/2020
Lennox Industries Inc. | Ducane | 80G1UH100CE20X-* | Federally-Regulated Consumer Product | Non-Weatherized, Non-Condensin | 2027 | 271 |  | 10/07/2020 | 98944 | 202055804 | 10/07/2020
Lennox Industries Inc. | Ducane | 95G1UH080CE16X-* | Federally-Regulated Consumer Product | Non-Weatherized, Condensing Ga | 1573 | 264 |  | 10/07/2020 | 60222 | 201870471 | 10/07/2020
Lennox Industries Inc. | Ducane | 96G1UH030BE08-* | Federally-Regulated Consumer Product | Non-Weatherized, Condensing Ga | 870 | 233 |  | 10/07/2020 | 29792 | 201986890 | 10/07/2020
Lennox Industries Inc. | Ducane | 80G2UH090BV16-* | Federally-Regulated Consumer Product | Non-Weatherized, Non-Condensin | 1830 | 263 |  | 10/07/2020 | 56900 | 201692884 | 10/07/2020
Lennox Industries Inc. | Ducane | 96G1UH070BE12-* | Federally-Regulated Consumer Product | Non-Weatherized, Condensing Ga | 1298 | 252 |  | 10/07/2020 | 65683 | 201870455 | 10/07/2020
Lennox Industries Inc. | Ducane | 96G1UH110CE20-* | Federally-Regulated Consumer Product | Non-Weatherized, Condensing Ga | 2018 | 284 |  | 10/07/2020 | 110619 | 202160622 | 10/07/2020
Lennox Industries Inc. | Ducane | 96G1UH110CE16-* | Federally-Regulated Consumer Product | Non-Weatherized, Condensing Ga | 2018 | 284 |  | 10/07/2020 | 110619 | 202158084 | 10/07/2020
Lennox Industries Inc. | Ducane | 96G1UH045BE12-* | Federally-Regulated Consumer Product | Non-Weatherized, Condensing Ga | 1284 | 251 |  | 10/07/2020 | 44162 | 201870453 | 10/07/2020
Lennox Industries Inc. | Ducane | 80G1UH040AE12X-* | Federally-Regulated Consumer Product | Non-Weatherized, Non-Condensin | 1275 | 238 |  | 10/07/2020 | 40344 | 202055390 | 10/07/2020
Lennox Industries Inc. | Ducane | 96G1DF070BE16-* | Federally-Regulated Consumer Product | Non-Weatherized, Condensing Ga | 1473 | 260 |  | 10/07/2020 | 66322 | 201870463 | 10/07/2020
Rheem Sales Company, Inc. | Sure | S96TA0702317MSA | Federally-Regulated Consumer Product | Non-Weatherized, Condensing Ga | 1321 | 253 | 253 | 09/30/2020 | 49242 | 9950849 | 10/07/2020
Rheem Sales Company, Inc. | Sure | S802TA150524MSA | Federally-Regulated Consumer Product | Non-Weatherized, Non-Condensin | 2092 | 274 | 274 | 09/30/2020 | 104565 | 204007885 | 10/07/2020
Rheem Sales Company, Inc. | Sure | S801CA100521MSA | Federally-Regulated Consumer Product | Non-Weatherized, Non-Condensin | 1812 | 262 |  | 09/30/2020 | 99863 | 203327152 | 10/07/2020
Rheem Sales Company, Inc. | Sure | S97VA100M521KSA | Federally-Regulated Consumer Product | Non-Weatherized, Condensing Ga | 1990 | 282 |  | 09/30/2020 | 39222 | 202356689 | 10/07/2020
Rheem Sales Company, Inc. | Sure | S802VA075421ZXB | Federally-Regulated Consumer Product | Non-Weatherized, Non-Condensin | 2017 | 271 | 271 | 09/30/2020 | 52471 | 8087215 | 10/07/2020
Rheem Sales Company, Inc. | Sure | S801TA100521MXA | Federally-Regulated Consumer Product | Non-Weatherized, Non-Condensin | 1812 | 262 | 262 | 09/30/2020 | 99863 | 7490398 | 10/07/2020
Rheem Sales Company, Inc. | Sure | S96TA0402317MSA | Federally-Regulated Consumer Product | Non-Weatherized, Condensing Ga | 1252 | 250 | 250 | 09/30/2020 | 29298 | 9950841 | 10/07/2020
Rheem Sales Company, Inc. | Sure | S98VB070M317USA | Federally-Regulated Consumer Product | Non-Weatherized, Condensing Ga | 1162 | 246 |  | 09/30/2020 | 28246 | 202356695 | 10/07/2020
Rheem Sales Company, Inc. | Sure | S802TA100521MSA | Federally-Regulated Consumer Product | Non-Weatherized, Non-Condensin | 1952 | 268 |  | 09/30/2020 | 70078 | 204007879 | 10/07/2020
Rheem Sales Company, Inc. | Sure | S801CA100521MXA | Federally-Regulated Consumer Product | Non-Weatherized, Non-Condensin | 1812 | 262 |  | 09/30/2020 | 99863 | 203327155 | 10/07/2020
Rheem Sales Company, Inc. | Sure | S802VA050317MSA | Federally-Regulated Consumer Product | Non-Weatherized, Non-Condensin | 1318 | 240 |  | 09/30/2020 | 35484 | 7979939 | 10/07/2020
Rheem Sales Company, Inc. | Sure | S96VA0402317MSA | Federally-Regulated Consumer Product | Non-Weatherized, Condensing Ga | 1248 | 250 | 250 | 09/30/2020 | 29623 | 7502133 | 10/07/2020
Rheem Sales Company, Inc. | Sure | S97VA070M317KSA | Federally-Regulated Consumer Product | Non-Weatherized, Condensing Ga | 1282 | 251 |  | 09/30/2020 | 28494 | 202356691 | 10/07/2020
Rheem Sales Company, Inc. | Sure | S802TA075317MXA | Federally-Regulated Consumer Product | Non-Weatherized, Non-Condensin | 1539 | 250 |  | 09/30/2020 | 52505 | 204099263 | 10/07/2020
Rheem Sales Company, Inc. | Sure | S802VA050317MXA | Federally-Regulated Consumer Product | Non-Weatherized, Non-Condensin | 1318 | 240 |  | 09/30/2020 | 35484 | 7979944 | 10/07/2020
Rheem Sales Company, Inc. | Sure | S802VA100521MXA | Federally-Regulated Consumer Product | Non-Weatherized, Non-Condensin | 1905 | 266 | 266 | 09/30/2020 | 70000 | 7979985 | 10/07/2020
Rheem Sales Company, Inc. | Sure | S802VA125524MSA | Federally-Regulated Consumer Product | Non-Weatherized, Non-Condensin | 2073 | 273 | 273 | 09/30/2020 | 87500 | 7979991 | 10/07/2020
Rheem Sales Company, Inc. | Sure | S802VA125524MXA | Federally-Regulated Consumer Product | Non-Weatherized, Non-Condensin | 2073 | 273 | 273 | 09/30/2020 | 87500 | 7979996 | 10/07/2020
Rheem Sales Company, Inc. | Sure | S96VA0602317MSA | Federally-Regulated Consumer Product | Non-Weatherized, Condensing Ga | 1372 | 255 | 255 | 09/30/2020 | 37932 | 6488189 | 10/07/2020
Rheem Sales Company, Inc. | Sure | S802VA125524ZSB | Federally-Regulated Consumer Product | Non-Weatherized, Non-Condensin | 2322 | 284 | 284 | 09/30/2020 | 87684 | 8087230 | 10/07/2020
Rheem Sales Company, Inc. | Sure | S96VA0702317MSA | Federally-Regulated Consumer Product | Non-Weatherized, Condensing Ga | 1290 | 252 | 252 | 09/30/2020 | 48940 | 6488190 | 10/07/2020
Rheem Sales Company, Inc. | Sure | S802TA125524MSA | Federally-Regulated Consumer Product | Non-Weatherized, Non-Condensin | 1899 | 266 |  | 09/30/2020 | 87546 | 204007882 | 10/07/2020
Rheem Sales Company, Inc. | Sure | S802VA100521MSA | Federally-Regulated Consumer Product | Non-Weatherized, Non-Condensin | 1905 | 266 | 266 | 09/30/2020 | 70000 | 7979979 | 10/07/2020
Rheem Sales Company, Inc. | Sure | S95TC0851521MSA | Federally-Regulated Consumer Product | Non-Weatherized, Condensing Ga | 1929 | 280 | 280 | 09/30/2020 | 84515 | 8934619 | 10/07/2020
Rheem Sales Company, Inc. | Sure | S95TC0701317MSA | Federally-Regulated Consumer Product | Non-Weatherized, Condensing Ga | 1362 | 255 | 255 | 09/30/2020 | 69960 | 8934615 | 10/07/2020
Rheem Sales Company, Inc. | Sure | S96VA0852521MSB | Federally-Regulated Consumer Product | Non-Weatherized, Condensing Ga | 1947 | 281 | 281 | 09/30/2020 | 58053 | 7086389 | 10/07/2020
Rheem Sales Company, Inc. | Sure | S802VA100521ZSB | Federally-Regulated Consumer Product | Non-Weatherized, Non-Condensin | 2291 | 283 | 283 | 09/30/2020 | 70210 | 8087220 | 10/07/2020
Rheem Sales Company, Inc. | Sure | S97VA115M524KSA | Federally-Regulated Consumer Product | Non-Weatherized, Condensing Ga | 1959 | 281 |  | 09/30/2020 | 44459 | 202356692 | 10/07/2020
Rheem Sales Company, Inc. | Sure | S96TA0602317MSA | Federally-Regulated Consumer Product | Non-Weatherized, Condensing Ga | 1342 | 254 | 254 | 09/30/2020 | 39319 | 9950845 | 10/07/2020
Rheem Sales Company, Inc. | Sure | S802VA125524ZXB | Federally-Regulated Consumer Product | Non-Weatherized, Non-Condensin | 2322 | 284 | 284 | 09/30/2020 | 87684 | 8087235 | 10/07/2020
Rheem Sales Company, Inc. | Sure | S802VA075421MSA | Federally-Regulated Consumer Product | Non-Weatherized, Non-Condensin | 1718 | 258 |  | 09/30/2020 | 52500 | 7979967 | 10/07/2020
Rheem Sales Company, Inc. | Sure | S802VA075421MXA | Federally-Regulated Consumer Product | Non-Weatherized, Non-Condensin | 1718 | 258 |  | 09/30/2020 | 52500 | 7979974 | 10/07/2020
Rheem Sales Company, Inc. | Sure | S97VA085M521KSA | Federally-Regulated Consumer Product | Non-Weatherized, Condensing Ga | 2138 | 289 |  | 09/30/2020 | 33549 | 202356688 | 10/07/2020
Rheem Sales Company, Inc. | Sure | S97VA060M317KSA | Federally-Regulated Consumer Product | Non-Weatherized, Condensing Ga | 1327 | 253 |  | 09/30/2020 | 22218 | 202356690 | 10/07/2020
Rheem Sales Company, Inc. | Sure | S98VB115M524USA | Federally-Regulated Consumer Product | Non-Weatherized, Condensing Ga | 1971 | 282 |  | 09/30/2020 | 44499 | 202356697 | 10/07/2020
Rheem Sales Company, Inc. | Sure | S95TC1001521MSA | Federally-Regulated Consumer Product | Non-Weatherized, Condensing Ga | 2066 | 286 | 286 | 09/30/2020 | 98023 | 8934623 | 10/07/2020
Rheem Sales Company, Inc. | Sure | S98VB085M521USA | Federally-Regulated Consumer Product | Non-Weatherized, Condensing Ga | 2209 | 292 |  | 09/30/2020 | 33631 | 202356694 | 10/07/2020
Rheem Sales Company, Inc. | Sure | S802VA075317ZSB | Federally-Regulated Consumer Product | Non-Weatherized, Non-Condensin | 1324 | 240 | 240 | 09/30/2020 | 52495 | 8087198 | 10/07/2020
Rheem Sales Company, Inc. | Sure | S95TC0601317MSA | Federally-Regulated Consumer Product | Non-Weatherized, Condensing Ga | 1156 | 246 | 246 | 09/30/2020 | 55624 | 8934611 | 10/07/2020
Rheem Sales Company, Inc. | Sure | S95TC0401317MSA | Federally-Regulated Consumer Product | Non-Weatherized, Condensing Ga | 1107 | 244 | 244 | 09/30/2020 | 41877 | 8934607 | 10/07/2020
Rheem Sales Company, Inc. | Sure | S98VB100M521USA | Federally-Regulated Consumer Product | Non-Weatherized, Condensing Ga | 2084 | 287 |  | 09/30/2020 | 39023 | 202356696 | 10/07/2020
Rheem Sales Company, Inc. | Sure | S802TA075317MSA | Federally-Regulated Consumer Product | Non-Weatherized, Non-Condensin | 1539 | 250 |  | 09/30/2020 | 52505 | 204007870 | 10/07/2020
Rheem Sales Company, Inc. | Sure | S96TA1002521MSA | Federally-Regulated Consumer Product | Non-Weatherized, Condensing Ga | 1930 | 280 | 280 | 09/30/2020 | 69202 | 9950857 | 10/07/2020
Rheem Sales Company, Inc. | Sure | S802TA100521MXA | Federally-Regulated Consumer Product | Non-Weatherized, Non-Condensin | 1952 | 268 |  | 09/30/2020 | 70078 | 204099274 | 10/07/2020
Rheem Sales Company, Inc. | Sure | S802VA100521ZXB | Federally-Regulated Consumer Product | Non-Weatherized, Non-Condensin | 2291 | 283 | 283 | 09/30/2020 | 70210 | 8087225 | 10/07/2020
Rheem Sales Company, Inc. | Sure | S802TA150524MXA | Federally-Regulated Consumer Product | Non-Weatherized, Non-Condensin | 2092 | 274 | 274 | 09/30/2020 | 104565 | 204099281 | 10/07/2020
Rheem Sales Company, Inc. | Sure | S802VA075317ZXB | Federally-Regulated Consumer Product | Non-Weatherized, Non-Condensin | 1324 | 240 | 240 | 09/30/2020 | 52495 | 8087203 | 10/07/2020
Rheem Sales Company, Inc. | Sure | S802VA075421ZSB | Federally-Regulated Consumer Product | Non-Weatherized, Non-Condensin | 2017 | 271 | 271 | 09/30/2020 | 52471 | 8087210 | 10/07/2020
Rheem Sales Company, Inc. | Sure | S95TC1151524MSA | Federally-Regulated Consumer Product | Non-Weatherized, Condensing Ga | 2041 | 285 | 285 | 09/30/2020 | 111488 | 8934627 | 10/07/2020
Rheem Sales Company, Inc. | Sure | S96VA0702521MSA | Federally-Regulated Consumer Product | Non-Weatherized, Condensing Ga | 1923 | 280 |  | 09/30/2020 | 49235 | 203261704 | 10/07/2020
Rheem Sales Company, Inc. | Sure | S801TA100521MSA | Federally-Regulated Consumer Product | Non-Weatherized, Non-Condensin | 1812 | 262 | 262 | 09/30/2020 | 99863 | 7490386 | 10/07/2020
Rheem Sales Company, Inc. | Sure | S98VB060M317USA | Federally-Regulated Consumer Product | Non-Weatherized, Condensing Ga | 1110 | 244 |  | 09/30/2020 | 22600 | 202356693 | 10/07/2020
Rheem Sales Company, Inc. | Sure | S96TA1152524MSA | Federally-Regulated Consumer Product | Non-Weatherized, Condensing Ga | 1935 | 280 | 280 | 09/30/2020 | 78711 | 9950861 | 10/07/2020
Rheem Sales Company, Inc. | Sure | S96VA1002521MSA | Federally-Regulated Consumer Product | Non-Weatherized, Condensing Ga | 1858 | 277 | 277 | 09/30/2020 | 68679 | 6488192 | 10/07/2020
Rheem Sales Company, Inc. | Sure | S96TA0852521MSA | Federally-Regulated Consumer Product | Non-Weatherized, Condensing Ga | 2115 | 288 | 288 | 09/30/2020 | 58240 | 9950853 | 10/07/2020
Rheem Sales Company, Inc. | Sure | S95TC0701521MSA | Federally-Regulated Consumer Product | Non-Weatherized, Condensing Ga | 1983 | 279 | 282 | 09/30/2020 | 70360 | 203261701 | 10/07/2020
Rheem Sales Company, Inc. | Sure | S802TA125524MXA | Federally-Regulated Consumer Product | Non-Weatherized, Non-Condensin | 1899 | 266 |  | 09/30/2020 | 87546 | 204099278 | 10/07/2020
Rheem Sales Company, Inc. | Fujitsu | FF75173LT80D | Federally-Regulated Consumer Product | Non-Weatherized, Non-Condensin | 1324 | 240 |  | 10/07/2020 | 52495 | 10515042 | 10/07/2020
Rheem Sales Company, Inc. | Fujitsu | FF100215TT80X | Federally-Regulated Consumer Product | Non-Weatherized, Non-Condensin | 1952 | 268 |  | 10/07/2020 | 70078 | 204100503 | 10/07/2020
Rheem Sales Company, Inc. | Fujitsu | FF75173TT80M | Federally-Regulated Consumer Product | Non-Weatherized, Non-Condensin | 1539 | 250 |  | 10/07/2020 | 52505 | 204007903 | 10/07/2020
Rheem Sales Company, Inc. | Fujitsu | FF75173TT80X | Federally-Regulated Consumer Product | Non-Weatherized, Non-Condensin | 1539 | 250 |  | 10/07/2020 | 52505 | 204100500 | 10/07/2020
Rheem Sales Company, Inc. | Fujitsu | FF100215CS80X | Federally-Regulated Consumer Product | Non-Weatherized, Non-Condensin | 1812 | 262 |  | 10/07/2020 | 99863 | 203327196 | 10/07/2020
Rheem Sales Company, Inc. | Fujitsu | FF150245TT80X | Federally-Regulated Consumer Product | Non-Weatherized, Non-Condensin | 2092 | 274 |  | 10/07/2020 | 104565 | 204100505 | 10/07/2020
Rheem Sales Company, Inc. | Fujitsu | FF125245TT80X | Federally-Regulated Consumer Product | Non-Weatherized, Non-Condensin | 1899 | 266 |  | 10/07/2020 | 87546 | 204100504 | 10/07/2020
Rheem Sales Company, Inc. | Fujitsu | FF100215CS80M | Federally-Regulated Consumer Product | Non-Weatherized, Non-Condensin | 1812 | 262 |  | 10/07/2020 | 99863 | 203327195 | 10/07/2020
Rheem Sales Company, Inc. | Fujitsu | FF75214LT80D | Federally-Regulated Consumer Product | Non-Weatherized, Non-Condensin | 2017 | 271 |  | 10/07/2020 | 52471 | 10515088 | 10/07/2020
Rheem Sales Company, Inc. | Fujitsu | FF75214LT80X | Federally-Regulated Consumer Product | Non-Weatherized, Non-Condensin | 1718 | 258 |  | 10/07/2020 | 52500 | 10515037 | 10/07/2020
Rheem Sales Company, Inc. | Fujitsu | FF150245TT80M | Federally-Regulated Consumer Product | Non-Weatherized, Non-Condensin | 2092 | 274 |  | 10/07/2020 | 104565 | 204007908 | 10/07/2020
Rheem Sales Company, Inc. | Fujitsu | FF75214LT80Y | Federally-Regulated Consumer Product | Non-Weatherized, Non-Condensin | 2017 | 271 |  | 10/07/2020 | 52471 | 10515089 | 10/07/2020
Rheem Sales Company, Inc. | Fujitsu | FF100215TT80M | Federally-Regulated Consumer Product | Non-Weatherized, Non-Condensin | 1952 | 268 |  | 10/07/2020 | 70078 | 204007906 | 10/07/2020
Rheem Sales Company, Inc. | Fujitsu | FF125245TT80M | Federally-Regulated Consumer Product | Non-Weatherized, Non-Condensin | 1899 | 266 |  | 10/07/2020 | 87546 | 204007907 | 10/07/2020
Carrier Corp. - Indianapolis | Bryant | 801SA60090E24* | Federally-Regulated Consumer Product | Non-Weatherized, Non-Condensin | 1987 | 269 |  | 07/29/2020 | 88320 | 203360142 | 10/07/2020
Carrier Corp. - Indianapolis | Bryant | 811SA60090E24* | Federally-Regulated Consumer Product | Non-Weatherized, Non-Condensin | 1987 | 269 |  | 07/29/2020 | 88320 | 203360529 | 10/07/2020
Carrier Corp. - Indianapolis | Bryant | 926SA48080V17*D | Federally-Regulated Consumer Product | Non-Weatherized, Condensing Ga | 1766 | 272 | 272.704 | 07/22/2020 | 80180 | 205822188 | 10/07/2020
Carrier Corp. - Indianapolis | Bryant | 926SA48080V17 | Federally-Regulated Consumer Product | Non-Weatherized, Condensing Ga | 1766 | 272 | 272.704 | 07/22/2020 | 80180 | 205822177 | 10/07/2020
Lennox Industries Inc. | Concord | 80G1UH040AE12X-* | Federally-Regulated Consumer Product | Non-Weatherized, Non-Condensin | 1275 | 238 |  | 10/07/2020 | 40344 | 202055385 | 10/07/2020
Lennox Industries Inc. | Concord | 80G1DF070BE12** | Federally-Regulated Consumer Product | Non-Weatherized, Non-Condensin | 1369 | 242 |  | 10/07/2020 | 66107 | 202181796 | 10/07/2020
Lennox Industries Inc. | Concord | 95G1UH080CE16X-* | Federally-Regulated Consumer Product | Non-Weatherized, Condensing Ga | 1573 | 264 |  | 10/07/2020 | 60222 | 201870470 | 10/07/2020
Lennox Industries Inc. | Concord | 95G1UH040BE12X-* | Federally-Regulated Consumer Product | Non-Weatherized, Condensing Ga | 1288 | 252 |  | 10/07/2020 | 40446 | 201870466 | 10/07/2020
Lennox Industries Inc. | Concord | 96G1UH110BE20-* | Federally-Regulated Consumer Product | Non-Weatherized, Condensing Ga | 2018 | 284 |  | 10/07/2020 | 110619 | 201870458 | 10/07/2020
Lennox Industries Inc. | Concord | 96G1UH045BE12-* | Federally-Regulated Consumer Product | Non-Weatherized, Condensing Ga | 1284 | 251 |  | 10/07/2020 | 44162 | 201870452 | 10/07/2020
Lennox Industries Inc. | Concord | 80G1UH090CE20** | Federally-Regulated Consumer Product | Non-Weatherized, Non-Condensin | 2081 | 274 |  | 10/07/2020 | 87931 | 202181504 | 10/07/2020
Lennox Industries Inc. | Concord | 80G2UH110CV20-* | Federally-Regulated Consumer Product | Non-Weatherized, Non-Condensin | 2330 | 285 |  | 10/07/2020 | 71206 | 201692889 | 10/07/2020
Lennox Industries Inc. | Concord | 80G1DF070AE12-** | Federally-Regulated Consumer Product | Non-Weatherized, Non-Condensin | 1312 | 240 |  | 10/07/2020 | 66105 | 204454904 | 10/07/2020
Lennox Industries Inc. | Concord | 96G1DF090CE16-* | Federally-Regulated Consumer Product | Non-Weatherized, Condensing Ga | 1542 | 263 |  | 10/07/2020 | 88229 | 202158085 | 10/07/2020
Lennox Industries Inc. | Concord | 80G1UH100CE20X-* | Federally-Regulated Consumer Product | Non-Weatherized, Non-Condensin | 2027 | 271 |  | 10/07/2020 | 98944 | 202055803 | 10/07/2020
Lennox Industries Inc. | Concord | 96G1UH110CE16-* | Federally-Regulated Consumer Product | Non-Weatherized, Condensing Ga | 2018 | 284 |  | 10/07/2020 | 110619 | 202158083 | 10/07/2020
Lennox Industries Inc. | Concord | 96G1DF045BE12-* | Federally-Regulated Consumer Product | Non-Weatherized, Condensing Ga | 1250 | 250 |  | 10/07/2020 | 44206 | 201870460 | 10/07/2020
Lennox Industries Inc. | Concord | 95G1UH100CE20X-* | Federally-Regulated Consumer Product | Non-Weatherized, Condensing Ga | 1957 | 281 |  | 10/07/2020 | 80908 | 201870472 | 10/07/2020
Lennox Industries Inc. | Concord | 96G1UH110CE20-* | Federally-Regulated Consumer Product | Non-Weatherized, Condensing Ga | 2018 | 284 |  | 10/07/2020 | 110619 | 202160621 | 10/07/2020
Lennox Industries Inc. | Concord | 96G1UH070BE12-* | Federally-Regulated Consumer Product | Non-Weatherized, Condensing Ga | 1298 | 252 |  | 10/07/2020 | 65683 | 201870454 | 10/07/2020
Lennox Industries Inc. | Concord | 96G1UH090BE16-* | Federally-Regulated Consumer Product | Non-Weatherized, Condensing Ga | 1566 | 264 |  | 10/07/2020 | 87748 | 201870456 | 10/07/2020
Lennox Industries Inc. | Concord | 96G1UH030E08-* | Federally-Regulated Consumer Product | Non-Weatherized, Condensing Ga | 870 | 233 |  | 10/07/2020 | 29792 | 201870450 | 10/07/2020
Lennox Industries Inc. | Concord | 96G1UH030BE08-* | Federally-Regulated Consumer Product | Non-Weatherized, Condensing Ga | 870 | 233 |  | 10/07/2020 | 29792 | 201986889 | 10/07/2020
Lennox Industries Inc. | Concord | 96G1UH090CE16-* | Federally-Regulated Consumer Product | Non-Weatherized, Condensing Ga | 1566 | 264 |  | 10/07/2020 | 87748 | 202158081 | 10/07/2020
Lennox Industries Inc. | Concord | 96G1DF070BE16-* | Federally-Regulated Consumer Product | Non-Weatherized, Condensing Ga | 1473 | 260 |  | 10/07/2020 | 66322 | 201870462 | 10/07/2020
Lennox Industries Inc. | Concord | 80G2UH090BV16-* | Federally-Regulated Consumer Product | Non-Weatherized, Non-Condensin | 1830 | 263 |  | 10/07/2020 | 56900 | 201692883 | 10/07/2020
Nordyne, LLC | Maytag | MG3S-080T2*AC1 | Federally-Regulated Consumer Product | Non-Weatherized, Condensing Ga | 1785 | 274 |  | 09/23/2020 | 52907 | 205962958 | 10/07/2020
Nordyne, LLC | Maytag | MG3S-080T2AAC1 | Federally-Regulated Consumer Product | Mobile Home Non-Weatherized, C | 1835 | 370 |  | 09/23/2020 | 51517 | 205962954 | 10/07/2020
Rheem Sales Company, Inc. | DUROGUARD | D96TA0702317MSA | Federally-Regulated Consumer Product | Non-Weatherized, Condensing Ga | 1321 | 253 |  | 09/30/2020 | 49242 | 9950848 | 10/07/2020
Rheem Sales Company, Inc. | DUROGUARD | D95TC1151524MSA | Federally-Regulated Consumer Product | Non-Weatherized, Condensing Ga | 2041 | 285 |  | 09/30/2020 | 111488 | 8934626 | 10/07/2020
Rheem Sales Company, Inc. | DUROGUARD | D96VA0852521MSB | Federally-Regulated Consumer Product | Non-Weatherized, Condensing Ga | 1947 | 281 |  | 09/30/2020 | 58053 | 7086387 | 10/07/2020
Rheem Sales Company, Inc. | DUROGUARD | D96TA1152524MSA | Federally-Regulated Consumer Product | Non-Weatherized, Condensing Ga | 1935 | 280 |  | 09/30/2020 | 78711 | 9950860 | 10/07/2020
Rheem Sales Company, Inc. | DUROGUARD | D96TA0602317MSA | Federally-Regulated Consumer Product | Non-Weatherized, Condensing Ga | 1342 | 254 |  | 09/30/2020 | 39319 | 9950844 | 10/07/2020
Rheem Sales Company, Inc. | DUROGUARD | D96VA0402317MSA | Federally-Regulated Consumer Product | Non-Weatherized, Condensing Ga | 1248 | 250 |  | 09/30/2020 | 29623 | 7502131 | 10/07/2020
Rheem Sales Company, Inc. | DUROGUARD | D95TC0851521MSA | Federally-Regulated Consumer Product | Non-Weatherized, Condensing Ga | 1929 | 280 |  | 09/30/2020 | 84515 | 8934618 | 10/07/2020
Rheem Sales Company, Inc. | DUROGUARD | D95TC0401317MSA | Federally-Regulated Consumer Product | Non-Weatherized, Condensing Ga | 1107 | 244 |  | 09/30/2020 | 41877 | 8934606 | 10/07/2020
Rheem Sales Company, Inc. | DUROGUARD | D95TC0701317MSA | Federally-Regulated Consumer Product | Non-Weatherized, Condensing Ga | 1362 | 255 |  | 09/30/2020 | 69960 | 8934614 | 10/07/2020
Rheem Sales Company, Inc. | DUROGUARD | D96VA0602317MSA | Federally-Regulated Consumer Product | Non-Weatherized, Condensing Ga | 1372 | 255 |  | 09/30/2020 | 37932 | 6715442 | 10/07/2020
Rheem Sales Company, Inc. | DUROGUARD | D96VA1002521MSA | Federally-Regulated Consumer Product | Non-Weatherized, Condensing Ga | 1858 | 277 |  | 09/30/2020 | 68679 | 6715448 | 10/07/2020
Nordyne, LLC | Intertherm | MG3S-080T2*AC1 | Federally-Regulated Consumer Product | Non-Weatherized, Condensing Ga | 1785 | 274 |  | 10/07/2020 | 52907 | 205962959 | 10/07/2020
Nordyne, LLC | Intertherm | MG3S-080T2AAC1 | Federally-Regulated Consumer Product | Mobile Home Non-Weatherized, C | 1835 | 370 |  | 10/07/2020 | 51517 | 205962955 | 10/07/2020
Lennox Industries Inc. | ALLIED | A80UH1E100C20X-* | Federally-Regulated Consumer Product | Non-Weatherized, Non-Condensin | 2027 | 271 |  | 10/07/2020 | 98944 | 204032311 | 10/07/2020
Lennox Industries Inc. | ALLIED | A80US2V080B16X-** | Federally-Regulated Consumer Product | Non-Weatherized, Non-Condensin | 1832 | 263 |  | 10/07/2020 | 52249 | 204032306 | 10/07/2020
Lennox Industries Inc. | ALLIED | A96US2V110C20S-* | Federally-Regulated Consumer Product | Non-Weatherized, Condensing Ga | 2307 | 297 |  | 10/07/2020 | 71185 | 201695950 | 10/07/2020
Lennox Industries Inc. | ALLIED | 95G1UH040BE12X-* | Federally-Regulated Consumer Product | Non-Weatherized, Condensing Ga | 1288 | 252 |  | 10/07/2020 | 40446 | 204032300 | 10/07/2020
Lennox Industries Inc. | ALLIED | A97US2V080C16X-*-* | Federally-Regulated Consumer Product | Non-Weatherized, Condensing Ga | 1789 | 274 |  | 10/07/2020 | 52127 | 204032298 | 10/07/2020
Lennox Industries Inc. | ALLIED | 95G1UH080CE16X-* | Federally-Regulated Consumer Product | Non-Weatherized, Condensing Ga | 1573 | 264 |  | 10/07/2020 | 60222 | 204032302 | 10/07/2020
Lennox Industries Inc. | ALLIED | 80G1UH100CE20X-* | Federally-Regulated Consumer Product | Non-Weatherized, Non-Condensin | 2027 | 271 |  | 10/07/2020 | 98944 | 204032314 | 10/07/2020
Lennox Industries Inc. | ALLIED | A80US2V080C20X-** | Federally-Regulated Consumer Product | Non-Weatherized, Non-Condensin | 2384 | 287 |  | 10/07/2020 | 52567 | 204032307 | 10/07/2020
Lennox Industries Inc. | ALLIED | A97US2V060B12X-** | Federally-Regulated Consumer Product | Non-Weatherized, Condensing Ga | 1502 | 261 |  | 10/07/2020 | 38935 | 204032297 | 10/07/2020
Lennox Industries Inc. | ALLIED | 80G1UH040AE12X-* | Federally-Regulated Consumer Product | Non-Weatherized, Non-Condensin | 1275 | 238 |  | 10/07/2020 | 40344 | 203519843 | 10/07/2020
Lennox Industries Inc. | ALLIED | A97US2V080C20X-*-* | Federally-Regulated Consumer Product | Non-Weatherized, Condensing Ga | 2327 | 297 |  | 10/07/2020 | 51978 | 204032299 | 10/07/2020
Lennox Industries Inc. | ALLIED | 95G1UH100CE20X-* | Federally-Regulated Consumer Product | Non-Weatherized, Condensing Ga | 1957 | 281 |  | 10/07/2020 | 80908 | 204032303 | 10/07/2020
Lennox Industries Inc. | ALLIED | A80UH1E040A12X-* | Federally-Regulated Consumer Product | Non-Weatherized, Non-Condensin | 1275 | 238 |  | 10/07/2020 | 40344 | 204032304 | 10/07/2020
Lennox Industries Inc. | AC PRO | 95G1UH040BE12X-* | Federally-Regulated Consumer Product | Non-Weatherized, Condensing Ga | 1288 | 252 |  | 10/07/2020 | 40446 | 204032280 | 10/07/2020
Lennox Industries Inc. | AC PRO | A80US2V080C20X-** | Federally-Regulated Consumer Product | Non-Weatherized, Non-Condensin | 2384 | 287 |  | 10/07/2020 | 52567 | 204032287 | 10/07/2020
Lennox Industries Inc. | AC PRO | A80US2V080B16X-** | Federally-Regulated Consumer Product | Non-Weatherized, Non-Condensin | 1832 | 263 |  | 10/07/2020 | 52249 | 204032286 | 10/07/2020
Lennox Industries Inc. | AC PRO | 95G1UH100CE20X-* | Federally-Regulated Consumer Product | Non-Weatherized, Condensing Ga | 1957 | 281 |  | 10/07/2020 | 80908 | 204032283 | 10/07/2020
Lennox Industries Inc. | AC PRO | 95G1UH080CE16X-* | Federally-Regulated Consumer Product | Non-Weatherized, Condensing Ga | 1573 | 264 |  | 10/07/2020 | 60222 | 204032282 | 10/07/2020
Lennox Industries Inc. | AC PRO | 80G1UH100CE20X-* | Federally-Regulated Consumer Product | Non-Weatherized, Non-Condensin | 2027 | 271 |  | 10/07/2020 | 98944 | 204032295 | 10/07/2020
Lennox Industries Inc. | AC PRO | A97US2V080C20X-*-* | Federally-Regulated Consumer Product | Non-Weatherized, Condensing Ga | 2327 | 297 |  | 10/07/2020 | 51978 | 204032279 | 10/07/2020
Lennox Industries Inc. | AC PRO | A80UH1E100C20X-* | Federally-Regulated Consumer Product | Non-Weatherized, Non-Condensin | 2027 | 271 |  | 10/07/2020 | 98944 | 204032291 | 10/07/2020
Lennox Industries Inc. | AC PRO | 80G1UH040AE12X-* | Federally-Regulated Consumer Product | Non-Weatherized, Non-Condensin | 1275 | 238 |  | 10/07/2020 | 40344 | 204032292 | 10/07/2020
Lennox Industries Inc. | AC PRO | A97US2V060B12X-** | Federally-Regulated Consumer Product | Non-Weatherized, Condensing Ga | 1502 | 261 |  | 10/07/2020 | 38935 | 204032277 | 10/07/2020
Lennox Industries Inc. | AC PRO | A97US2V080C16X-*-* | Federally-Regulated Consumer Product | Non-Weatherized, Condensing Ga | 1789 | 274 |  | 10/07/2020 | 52127 | 204032278 | 10/07/2020
Lennox Industries Inc. | AC PRO | A80UH1E040A12X-* | Federally-Regulated Consumer Product | Non-Weatherized, Non-Condensin | 1275 | 238 |  | 10/07/2020 | 40344 | 204032284 | 10/07/2020
Nordyne, LLC | NORTEK GLOBAL HVAC LLC | MG3S-080T2AAC1 | Federally-Regulated Consumer Product | Mobile Home Non-Weatherized, C | 1835 | 370 |  | 09/23/2020 | 51517 | 205962940 | 10/07/2020
Nordyne, LLC | NORTEK GLOBAL HVAC LLC | MG3P-072U1AAC* | Federally-Regulated Consumer Product | Mobile Home Non-Weatherized, C | 2099 | 287 |  | 09/30/2020 | 72868 | 205234638 | 10/07/2020
Nordyne, LLC | NORTEK GLOBAL HVAC LLC | MG3S-080T2*AC1 | Federally-Regulated Consumer Product | Non-Weatherized, Condensing Ga | 1785 | 274 |  | 09/23/2020 | 52907 | 205962941 | 10/07/2020
Carrier Corp. - Indianapolis | Payne | PG80ESLA60090D* | Federally-Regulated Consumer Product | Non-Weatherized, Non-Condensin | 1987 | 269 |  | 07/29/2020 | 88320 | 203360155 | 10/07/2020
Carrier Corp. - Indianapolis | Tempstar | N96VSN0801716A*D | Federally-Regulated Consumer Product | Non-Weatherized, Condensing Ga | 1766 | 272 | 272.704 | 07/22/2020 | 80180 | 205822197 | 10/07/2020
Carrier Corp. - Indianapolis | Tempstar | N80ESL0902420A* | Federally-Regulated Consumer Product | Non-Weatherized, Non-Condensin | 1987 | 269 |  | 07/29/2020 | 88320 | 203360335 | 10/07/2020
Carrier Corp. - Indianapolis | Tempstar | N96VSN0801716A | Federally-Regulated Consumer Product | Non-Weatherized, Condensing Ga | 1766 | 272 | 272.704 | 07/22/2020 | 80180 | 205822186 | 10/07/2020
Rheem Sales Company, Inc. | DUROGUARD | D96TA0702317MSA | Federally-Regulated Consumer Product | Non-Weatherized, Condensing Ga | 1321 | 253 |  | 10/07/2020 | 49242 | 9950848 | 10/07/2020
Rheem Sales Company, Inc. | DUROGUARD | D95TC1151524MSA | Federally-Regulated Consumer Product | Non-Weatherized, Condensing Ga | 2041 | 285 |  | 10/07/2020 | 111488 | 8934626 | 10/07/2020
Rheem Sales Company, Inc. | DUROGUARD | D96VA0852521MSB | Federally-Regulated Consumer Product | Non-Weatherized, Condensing Ga | 1947 | 281 |  | 10/07/2020 | 58053 | 7086387 | 10/07/2020
Rheem Sales Company, Inc. | DUROGUARD | D96TA1152524MSA | Federally-Regulated Consumer Product | Non-Weatherized, Condensing Ga | 1935 | 280 |  | 10/07/2020 | 78711 | 9950860 | 10/07/2020
Rheem Sales Company, Inc. | DUROGUARD | D96TA0602317MSA | Federally-Regulated Consumer Product | Non-Weatherized, Condensing Ga | 1342 | 254 |  | 10/07/2020 | 39319 | 9950844 | 10/07/2020
Rheem Sales Company, Inc. | DUROGUARD | D96VA0402317MSA | Federally-Regulated Consumer Product | Non-Weatherized, Condensing Ga | 1248 | 250 |  | 10/07/2020 | 29623 | 7502131 | 10/07/2020
Rheem Sales Company, Inc. | DUROGUARD | D95TC0851521MSA | Federally-Regulated Consumer Product | Non-Weatherized, Condensing Ga | 1929 | 280 |  | 10/07/2020 | 84515 | 8934618 | 10/07/2020
Rheem Sales Company, Inc. | DUROGUARD | D95TC0401317MSA | Federally-Regulated Consumer Product | Non-Weatherized, Condensing Ga | 1107 | 244 |  | 10/07/2020 | 41877 | 8934606 | 10/07/2020
Rheem Sales Company, Inc. | DUROGUARD | D95TC0701317MSA | Federally-Regulated Consumer Product | Non-Weatherized, Condensing Ga | 1362 | 255 |  | 10/07/2020 | 69960 | 8934614 | 10/07/2020
Rheem Sales Company, Inc. | DUROGUARD | D96VA0602317MSA | Federally-Regulated Consumer Product | Non-Weatherized, Condensing Ga | 1372 | 255 |  | 10/07/2020 | 37932 | 6715442 | 10/07/2020
Rheem Sales Company, Inc. | DUROGUARD | D96VA1002521MSA | Federally-Regulated Consumer Product | Non-Weatherized, Condensing Ga | 1858 | 277 |  | 10/07/2020 | 68679 | 6715448 | 10/07/2020
Carrier Corp. - Indianapolis | Payne | PG80ESLA60090D* | Federally-Regulated Consumer Product | Non-Weatherized, Non-Condensin | 1987 | 269 |  | 10/07/2020 | 88320 | 203360155 | 10/07/2020
Rheem Sales Company, Inc. | Fujitsu | RGEA14060AJT101AB | Federally-Regulated Consumer Product | Weatherized Non-Condensing Gas | 1911 | 283 | 283 | 09/30/2020 | 99261 | 204117042 | 10/14/2020
Rheem Sales Company, Inc. | Fujitsu | RGEA15024AJV06XAB | Federally-Regulated Consumer Product | Weatherized Non-Condensing Gas | 1395 | 260 |  | 09/30/2020 | 80305 | 204117045 | 10/14/2020
Rheem Sales Company, Inc. | Fujitsu | RGEA15036AJV101AB | Federally-Regulated Consumer Product | Weatherized Non-Condensing Gas | 1355 | 259 | 259 | 09/30/2020 | 99675 | 204117056 | 10/14/2020
Rheem Sales Company, Inc. | Fujitsu | RGEA15024AJV08XAB | Federally-Regulated Consumer Product | Weatherized Non-Condensing Gas | 1395 | 260 |  | 09/30/2020 | 80305 | 204117047 | 10/14/2020
Rheem Sales Company, Inc. | Fujitsu | RGEA15042AJV081AB | Federally-Regulated Consumer Product | Weatherized Non-Condensing Gas | 1375 | 260 |  | 09/30/2020 | 101119 | 204117058 | 10/14/2020
Rheem Sales Company, Inc. | Fujitsu | RGEA15036AJV08XAB | Federally-Regulated Consumer Product | Weatherized Non-Condensing Gas | 1355 | 259 |  | 09/30/2020 | 99675 | 204117055 | 10/14/2020
Rheem Sales Company, Inc. | Fujitsu | RGEA15036AJV06XAB | Federally-Regulated Consumer Product | Weatherized Non-Condensing Gas | 1355 | 259 | 259 | 09/30/2020 | 99675 | 204117053 | 10/14/2020
Rheem Sales Company, Inc. | Fujitsu | RGEA15042AJV101AB | Federally-Regulated Consumer Product | Weatherized Non-Condensing Gas | 1375 | 260 |  | 09/30/2020 | 101119 | 204117060 | 10/14/2020
Rheem Sales Company, Inc. | Fujitsu | RGEA15024AJV061AB | Federally-Regulated Consumer Product | Weatherized Non-Condensing Gas | 1395 | 260 |  | 09/30/2020 | 80305 | 204117044 | 10/14/2020
Rheem Sales Company, Inc. | Fujitsu | RGEA15042AJV10XAB | Federally-Regulated Consumer Product | Weatherized Non-Condensing Gas | 1375 | 260 |  | 09/30/2020 | 101119 | 204117061 | 10/14/2020
Rheem Sales Company, Inc. | Fujitsu | RGEA15024AJV081AB | Federally-Regulated Consumer Product | Weatherized Non-Condensing Gas | 1395 | 260 |  | 09/30/2020 | 80305 | 204117046 | 10/14/2020
Rheem Sales Company, Inc. | Fujitsu | RGEA15036AJV061AB | Federally-Regulated Consumer Product | Weatherized Non-Condensing Gas | 1355 | 259 | 259 | 09/30/2020 | 99675 | 204117052 | 10/14/2020
Rheem Sales Company, Inc. | Fujitsu | RGEA15036AJV10XAB | Federally-Regulated Consumer Product | Weatherized Non-Condensing Gas | 1355 | 259 | 259 | 09/30/2020 | 99675 | 204117057 | 10/14/2020
Rheem Sales Company, Inc. | Fujitsu | RGEA15036AJV081AB | Federally-Regulated Consumer Product | Weatherized Non-Condensing Gas | 1355 | 259 |  | 09/30/2020 | 99675 | 204117054 | 10/14/2020
Rheem Sales Company, Inc. | Mainline | RGEA14060AJT101AB | Federally-Regulated Consumer Product | Weatherized Non-Condensing Gas | 1911 | 283 |  | 09/30/2020 | 99261 | 204117090 | 10/14/2020
Rheem Sales Company, Inc. | Mainline | RGEA15024AJV081AB | Federally-Regulated Consumer Product | Weatherized Non-Condensing Gas | 1395 | 260 |  | 09/30/2020 | 80305 | 204117094 | 10/14/2020
Rheem Sales Company, Inc. | Mainline | RGEA15042AJV081AB | Federally-Regulated Consumer Product | Weatherized Non-Condensing Gas | 1375 | 260 |  | 09/30/2020 | 101119 | 204117106 | 10/14/2020
Rheem Sales Company, Inc. | Mainline | RGEA15036AJV061AB | Federally-Regulated Consumer Product | Weatherized Non-Condensing Gas | 1355 | 259 |  | 09/30/2020 | 99675 | 204117100 | 10/14/2020
Rheem Sales Company, Inc. | Mainline | RGEA15036AJV06XAB | Federally-Regulated Consumer Product | Weatherized Non-Condensing Gas | 1355 | 259 |  | 09/30/2020 | 99675 | 204117101 | 10/14/2020
Rheem Sales Company, Inc. | Mainline | RGEA15024AJV061AB | Federally-Regulated Consumer Product | Weatherized Non-Condensing Gas | 1395 | 260 |  | 09/30/2020 | 80305 | 204117092 | 10/14/2020
Rheem Sales Company, Inc. | Mainline | RGEA15024AJV06XAB | Federally-Regulated Consumer Product | Weatherized Non-Condensing Gas | 1395 | 260 |  | 09/30/2020 | 80305 | 204117093 | 10/14/2020
Rheem Sales Company, Inc. | Mainline | RGEA15036AJV10XAB | Federally-Regulated Consumer Product | Weatherized Non-Condensing Gas | 1355 | 259 |  | 09/30/2020 | 99675 | 204117105 | 10/14/2020
Rheem Sales Company, Inc. | Mainline | RGEA15024AJV08XAB | Federally-Regulated Consumer Product | Weatherized Non-Condensing Gas | 1395 | 260 |  | 09/30/2020 | 80305 | 204117095 | 10/14/2020
Rheem Sales Company, Inc. | Mainline | RGEA15036AJV081AB | Federally-Regulated Consumer Product | Weatherized Non-Condensing Gas | 1355 | 259 |  | 09/30/2020 | 99675 | 204117102 | 10/14/2020
Rheem Sales Company, Inc. | Mainline | RGEA15036AJV08XAB | Federally-Regulated Consumer Product | Weatherized Non-Condensing Gas | 1355 | 259 |  | 09/30/2020 | 99675 | 204117103 | 10/14/2020
Rheem Sales Company, Inc. | Mainline | RGEA15036AJV101AB | Federally-Regulated Consumer Product | Weatherized Non-Condensing Gas | 1355 | 259 |  | 09/30/2020 | 99675 | 204117104 | 10/14/2020
Rheem Sales Company, Inc. | Mainline | RGEA15042AJV101AB | Federally-Regulated Consumer Product | Weatherized Non-Condensing Gas | 1375 | 260 |  | 09/30/2020 | 101119 | 204117108 | 10/14/2020
Rheem Sales Company, Inc. | Mainline | RGEA15042AJV10XAB | Federally-Regulated Consumer Product | Weatherized Non-Condensing Gas | 1375 | 260 |  | 09/30/2020 | 101119 | 204117109 | 10/14/2020
Rheem Sales Company, Inc. | Weatherking | RGEA14060AJT101AB | Federally-Regulated Consumer Product | Weatherized Non-Condensing Gas | 1911 | 283 |  | 09/30/2020 | 99261 | 203404504 | 10/14/2020
Rheem Sales Company, Inc. | Weatherking | RGEA15036AJV08XAB | Federally-Regulated Consumer Product | Weatherized Non-Condensing Gas | 1355 | 259 |  | 09/30/2020 | 99675 | 203404556 | 10/14/2020
Rheem Sales Company, Inc. | Weatherking | RGEA15024AJV08XAB | Federally-Regulated Consumer Product | Weatherized Non-Condensing Gas | 1395 | 260 |  | 09/30/2020 | 80305 | 203404524 | 10/14/2020
Rheem Sales Company, Inc. | Weatherking | RGEA15042AJV10XAB | Federally-Regulated Consumer Product | Weatherized Non-Condensing Gas | 1375 | 260 |  | 09/30/2020 | 101119 | 203404584 | 10/14/2020
Rheem Sales Company, Inc. | Weatherking | RGEA15024AJV061AB | Federally-Regulated Consumer Product | Weatherized Non-Condensing Gas | 1395 | 260 |  | 09/30/2020 | 80305 | 203404512 | 10/14/2020
Rheem Sales Company, Inc. | Weatherking | RGEA15036AJV081AB | Federally-Regulated Consumer Product | Weatherized Non-Condensing Gas | 1355 | 259 |  | 09/30/2020 | 99675 | 203404552 | 10/14/2020
Rheem Sales Company, Inc. | Weatherking | RGEA15036AJV101AB | Federally-Regulated Consumer Product | Weatherized Non-Condensing Gas | 1355 | 259 |  | 09/30/2020 | 99675 | 203404560 | 10/14/2020
Rheem Sales Company, Inc. | Weatherking | RGEA15036AJV10XAB | Federally-Regulated Consumer Product | Weatherized Non-Condensing Gas | 1355 | 259 |  | 09/30/2020 | 99675 | 203404564 | 10/14/2020
Rheem Sales Company, Inc. | Weatherking | RGEA15024AJV06XAB | Federally-Regulated Consumer Product | Weatherized Non-Condensing Gas | 1395 | 260 |  | 09/30/2020 | 80305 | 203404516 | 10/14/2020
Rheem Sales Company, Inc. | Weatherking | RGEA15036AJV06XAB | Federally-Regulated Consumer Product | Weatherized Non-Condensing Gas | 1355 | 259 |  | 09/30/2020 | 99675 | 203404548 | 10/14/2020
Rheem Sales Company, Inc. | Weatherking | RGEA15042AJV081AB | Federally-Regulated Consumer Product | Weatherized Non-Condensing Gas | 1375 | 260 |  | 09/30/2020 | 101119 | 203404572 | 10/14/2020
Rheem Sales Company, Inc. | Weatherking | RGEA15042AJV101AB | Federally-Regulated Consumer Product | Weatherized Non-Condensing Gas | 1375 | 260 |  | 09/30/2020 | 101119 | 203404580 | 10/14/2020
Rheem Sales Company, Inc. | Weatherking | RGEA15024AJV081AB | Federally-Regulated Consumer Product | Weatherized Non-Condensing Gas | 1395 | 260 |  | 09/30/2020 | 80305 | 203404520 | 10/14/2020
Rheem Sales Company, Inc. | Weatherking | RGEA15036AJV061AB | Federally-Regulated Consumer Product | Weatherized Non-Condensing Gas | 1355 | 259 |  | 09/30/2020 | 99675 | 203404544 | 10/14/2020
Rheem Sales Company, Inc. | Ruud | RGEA14060AJT101AB | Federally-Regulated Consumer Product | Weatherized Non-Condensing Gas | 1911 | 283 |  | 09/30/2020 | 99261 | 203404502 | 10/14/2020
Rheem Sales Company, Inc. | Ruud | RGEA15024AJV06XAB | Federally-Regulated Consumer Product | Weatherized Non-Condensing Gas | 1395 | 260 |  | 09/30/2020 | 80305 | 203404514 | 10/14/2020
Rheem Sales Company, Inc. | Ruud | RGEA15024AJV061AB | Federally-Regulated Consumer Product | Weatherized Non-Condensing Gas | 1395 | 260 |  | 09/30/2020 | 80305 | 203404510 | 10/14/2020
Rheem Sales Company, Inc. | Ruud | RGEA15042AJV081AB | Federally-Regulated Consumer Product | Weatherized Non-Condensing Gas | 1375 | 260 |  | 09/30/2020 | 101119 | 203404570 | 10/14/2020
Rheem Sales Company, Inc. | Ruud | RGEA15036AJV081AB | Federally-Regulated Consumer Product | Weatherized Non-Condensing Gas | 1355 | 259 |  | 09/30/2020 | 99675 | 203404550 | 10/14/2020
Rheem Sales Company, Inc. | Ruud | RGEA15042AJV10XAB | Federally-Regulated Consumer Product | Weatherized Non-Condensing Gas | 1375 | 260 |  | 09/30/2020 | 101119 | 203404582 | 10/14/2020
Rheem Sales Company, Inc. | Ruud | RGEA15024AJV08XAB | Federally-Regulated Consumer Product | Weatherized Non-Condensing Gas | 1395 | 260 |  | 09/30/2020 | 80305 | 203404522 | 10/14/2020
Rheem Sales Company, Inc. | Ruud | RGEA15024AJV081AB | Federally-Regulated Consumer Product | Weatherized Non-Condensing Gas | 1395 | 260 |  | 09/30/2020 | 80305 | 203404518 | 10/14/2020
Rheem Sales Company, Inc. | Ruud | RGEA15036AJV061AB | Federally-Regulated Consumer Product | Weatherized Non-Condensing Gas | 1355 | 259 | 259 | 09/30/2020 | 99675 | 203404542 | 10/14/2020
Rheem Sales Company, Inc. | Sure | RGEA15036AJV081AB | Federally-Regulated Consumer Product | Weatherized Non-Condensing Gas | 1355 | 259 |  | 09/30/2020 | 99675 | 203404551 | 10/14/2020
Rheem Sales Company, Inc. | Sure | RGEA15036AJV101AB | Federally-Regulated Consumer Product | Weatherized Non-Condensing Gas | 1355 | 259 | 259 | 09/30/2020 | 99675 | 203404559 | 10/14/2020
Rheem Sales Company, Inc. | Sure | RGEA15042AJV081AB | Federally-Regulated Consumer Product | Weatherized Non-Condensing Gas | 1375 | 260 |  | 09/30/2020 | 101119 | 203404571 | 10/14/2020
Rheem Sales Company, Inc. | Sure | RGEA15036AJV10XAB | Federally-Regulated Consumer Product | Weatherized Non-Condensing Gas | 1355 | 259 | 259 | 09/30/2020 | 99675 | 203404563 | 10/14/2020
Rheem Sales Company, Inc. | Sure | RGEA15036AJV08XAB | Federally-Regulated Consumer Product | Weatherized Non-Condensing Gas | 1355 | 259 |  | 09/30/2020 | 99675 | 203404555 | 10/14/2020
Rheem Sales Company, Inc. | Sure | RGEA15036AJV06XAB | Federally-Regulated Consumer Product | Weatherized Non-Condensing Gas | 1355 | 259 | 259 | 09/30/2020 | 99675 | 203404547 | 10/14/2020
Rheem Sales Company, Inc. | Sure | RGEA15042AJV101AB | Federally-Regulated Consumer Product | Weatherized Non-Condensing Gas | 1375 | 260 |  | 09/30/2020 | 101119 | 203404579 | 10/14/2020
Rheem Sales Company, Inc. | Rheem | RGEA15036AJV101AB | Federally-Regulated Consumer Product | Weatherized Non-Condensing Gas | 1355 | 259 |  | 09/30/2020 | 99675 | 203404557 | 10/14/2020
Rheem Sales Company, Inc. | Rheem | RGEA15042AJV10XAB | Federally-Regulated Consumer Product | Weatherized Non-Condensing Gas | 1375 | 260 |  | 09/30/2020 | 101119 | 203404581 | 10/14/2020
Rheem Sales Company, Inc. | Rheem | RGEA15042AJV081AB | Federally-Regulated Consumer Product | Weatherized Non-Condensing Gas | 1375 | 260 |  | 09/30/2020 | 101119 | 203404569 | 10/14/2020
Rheem Sales Company, Inc. | Rheem | RGEA15036AJV061AB | Federally-Regulated Consumer Product | Weatherized Non-Condensing Gas | 1355 | 259 |  | 09/30/2020 | 99675 | 203404541 | 10/14/2020
Rheem Sales Company, Inc. | Rheem | RGEA15036AJV06XAB | Federally-Regulated Consumer Product | Weatherized Non-Condensing Gas | 1355 | 259 |  | 09/30/2020 | 99675 | 203404545 | 10/14/2020
Rheem Sales Company, Inc. | Rheem | RGEA15042AJV101AB | Federally-Regulated Consumer Product | Weatherized Non-Condensing Gas | 1375 | 260 |  | 09/30/2020 | 101119 | 203404577 | 10/14/2020
Rheem Sales Company, Inc. | Rheem | RGEA15024AJV081AB | Federally-Regulated Consumer Product | Weatherized Non-Condensing Gas | 1395 | 260 |  | 09/30/2020 | 80305 | 203404517 | 10/14/2020
Rheem Sales Company, Inc. | Rheem | RGEA15024AJV061AB | Federally-Regulated Consumer Product | Weatherized Non-Condensing Gas | 1395 | 260 |  | 09/30/2020 | 80305 | 203404509 | 10/14/2020
Rheem Sales Company, Inc. | Rheem | RGEA15036AJV10XAB | Federally-Regulated Consumer Product | Weatherized Non-Condensing Gas | 1355 | 259 |  | 09/30/2020 | 99675 | 203404561 | 10/14/2020
Rheem Sales Company, Inc. | Rheem | RGEA15024AJV06XAB | Federally-Regulated Consumer Product | Weatherized Non-Condensing Gas | 1395 | 260 |  | 09/30/2020 | 80305 | 203404513 | 10/14/2020
Rheem Sales Company, Inc. | Rheem | RGEA15036AJV081AB | Federally-Regulated Consumer Product | Weatherized Non-Condensing Gas | 1355 | 259 |  | 09/30/2020 | 99675 | 203404549 | 10/14/2020
Rheem Sales Company, Inc. | Rheem | RGEA15036AJV08XAB | Federally-Regulated Consumer Product | Weatherized Non-Condensing Gas | 1355 | 259 |  | 09/30/2020 | 99675 | 203404553 | 10/14/2020
Rheem Sales Company, Inc. | Rheem | RGEA15024AJV08XAB | Federally-Regulated Consumer Product | Weatherized Non-Condensing Gas | 1395 | 260 |  | 09/30/2020 | 80305 | 203404521 | 10/14/2020
Rheem Sales Company, Inc. | Ruud | RGEA15036AJV08XAB | Federally-Regulated Consumer Product | Weatherized Non-Condensing Gas | 1355 | 259 |  | 09/30/2020 | 99675 | 203404554 | 10/14/2020
Rheem Sales Company, Inc. | Ruud | RGEA15036AJV101AB | Federally-Regulated Consumer Product | Weatherized Non-Condensing Gas | 1355 | 259 | 259 | 09/30/2020 | 99675 | 203404558 | 10/14/2020
Rheem Sales Company, Inc. | Ruud | RGEA15036AJV10XAB | Federally-Regulated Consumer Product | Weatherized Non-Condensing Gas | 1355 | 259 | 259 | 09/30/2020 | 99675 | 203404562 | 10/14/2020
Rheem Sales Company, Inc. | Ruud | RGEA15036AJV06XAB | Federally-Regulated Consumer Product | Weatherized Non-Condensing Gas | 1355 | 259 | 259 | 09/30/2020 | 99675 | 203404546 | 10/14/2020
Rheem Sales Company, Inc. | Ruud | RGEA15042AJV101AB | Federally-Regulated Consumer Product | Weatherized Non-Condensing Gas | 1375 | 260 |  | 09/30/2020 | 101119 | 203404578 | 10/14/2020
Rheem Sales Company, Inc. | Sure | RGEA14060AJT101AB | Federally-Regulated Consumer Product | Weatherized Non-Condensing Gas | 1911 | 283 | 283 | 09/30/2020 | 99261 | 203404503 | 10/14/2020
Rheem Sales Company, Inc. | Sure | RGEA15024AJV06XAB | Federally-Regulated Consumer Product | Weatherized Non-Condensing Gas | 1395 | 260 |  | 09/30/2020 | 80305 | 203404515 | 10/14/2020
Rheem Sales Company, Inc. | Sure | RGEA15024AJV061AB | Federally-Regulated Consumer Product | Weatherized Non-Condensing Gas | 1395 | 260 |  | 09/30/2020 | 80305 | 203404511 | 10/14/2020
Rheem Sales Company, Inc. | Sure | RGEA15024AJV08XAB | Federally-Regulated Consumer Product | Weatherized Non-Condensing Gas | 1395 | 260 |  | 09/30/2020 | 80305 | 203404523 | 10/14/2020
Rheem Sales Company, Inc. | Sure | RGEA15024AJV081AB | Federally-Regulated Consumer Product | Weatherized Non-Condensing Gas | 1395 | 260 |  | 09/30/2020 | 80305 | 203404519 | 10/14/2020
Rheem Sales Company, Inc. | Sure | RGEA15036AJV061AB | Federally-Regulated Consumer Product | Weatherized Non-Condensing Gas | 1355 | 259 | 259 | 09/30/2020 | 99675 | 203404543 | 10/14/2020
Rheem Sales Company, Inc. | Sure | RGEA15042AJV10XAB | Federally-Regulated Consumer Product | Weatherized Non-Condensing Gas | 1375 | 260 |  | 09/30/2020 | 101119 | 203404583 | 10/14/2020
Rheem Sales Company, Inc. | Rheem | RGEA14060AJT101AB | Federally-Regulated Consumer Product | Weatherized Non-Condensing Gas | 1911 | 283 |  | 09/30/2020 | 99261 | 203404501 | 10/14/2020
Rheem Sales Company, Inc. | Rheem | RGEA14060AJT101AB | Federally-Regulated Consumer Product | Weatherized Non-Condensing Gas | 1911 | 283 |  | 10/14/2020 | 99261 | 203404501 | 10/14/2020
Dettson Industries, Inc. | Williamson-Thermoflo | PLB-095-VS-BF | Federally-Regulated Consumer Product | Non-Weatherized, Non-Condensin | 1618 | 254 | 496.878 | 10/04/2019 |  |  | 10/21/2020
Dettson Industries, Inc. | Williamson-Thermoflo | PLB-098-VS-RF | Federally-Regulated Consumer Product | Non-Weatherized, Non-Condensin | 1437 | 259 | 484.027 | 10/04/2019 |  |  | 10/21/2020
Dettson Industries, Inc. | Williamson-Thermoflo | PLB-077-VS-CAR | Federally-Regulated Consumer Product | Non-Weatherized, Non-Condensin | 1437 | 259 | 484.027 | 10/04/2019 |  |  | 10/21/2020
Dettson Industries, Inc. | Williamson-Thermoflo | PLB-112-VS-CAR | Federally-Regulated Consumer Product | Non-Weatherized, Non-Condensin | 1618 | 254 | 496.878 | 10/04/2019 |  |  | 10/21/2020
Dettson Industries, Inc. | Williamson-Thermoflo | PLB-112-VS-BNX | Federally-Regulated Consumer Product | Non-Weatherized, Non-Condensin | 1618 | 254 | 496.878 | 10/04/2019 |  |  | 10/21/2020
Dettson Industries, Inc. | Williamson-Thermoflo | PLB-077-VS-BNX | Federally-Regulated Consumer Product | Non-Weatherized, Non-Condensin | 1437 | 259 | 484.027 | 10/04/2019 |  |  | 10/21/2020
Dettson Industries, Inc. | Williamson-Thermoflo | PLB-098-VS-BNX | Federally-Regulated Consumer Product | Non-Weatherized, Non-Condensin | 1437 | 259 | 484.027 | 10/04/2019 |  |  | 10/21/2020
Dettson Industries, Inc. | Williamson-Thermoflo | PLB-077-VS-RF | Federally-Regulated Consumer Product | Non-Weatherized, Non-Condensin | 1437 | 259 | 484.027 | 10/04/2019 |  |  | 10/21/2020
Dettson Industries, Inc. | Williamson-Thermoflo | PLB-098-VS-BF | Federally-Regulated Consumer Product | Non-Weatherized, Non-Condensin | 1437 | 259 | 484.027 | 10/04/2019 |  |  | 10/21/2020
Dettson Industries, Inc. | Williamson-Thermoflo | PLB-112-VS-RF | Federally-Regulated Consumer Product | Non-Weatherized, Non-Condensin | 1618 | 254 | 496.878 | 10/04/2019 |  |  | 10/21/2020
Dettson Industries, Inc. | Williamson-Thermoflo | PLB-112-VS-BF | Federally-Regulated Consumer Product | Non-Weatherized, Non-Condensin | 1618 | 254 | 496.878 | 10/04/2019 |  |  | 10/21/2020
Dettson Industries, Inc. | Williamson-Thermoflo | PLB-098-VS-CAR | Federally-Regulated Consumer Product | Non-Weatherized, Non-Condensin | 1437 | 259 | 484.027 | 10/04/2019 |  |  | 10/21/2020
Dettson Industries, Inc. | Williamson-Thermoflo | PLB-095-VS-RF | Federally-Regulated Consumer Product | Non-Weatherized, Non-Condensin | 1618 | 254 | 496.878 | 10/04/2019 |  |  | 10/21/2020
Dettson Industries, Inc. | Williamson-Thermoflo | PLB-095-VS-CAR | Federally-Regulated Consumer Product | Non-Weatherized, Non-Condensin | 1618 | 254 | 496.878 | 10/04/2019 |  |  | 10/21/2020
Dettson Industries, Inc. | Williamson-Thermoflo | PLB-095-VS-BNX | Federally-Regulated Consumer Product | Non-Weatherized, Non-Condensin | 1618 | 254 | 496.878 | 10/04/2019 |  |  | 10/21/2020
Dettson Industries, Inc. | Williamson-Thermoflo | PLB-095-VS-BF | Federally-Regulated Consumer Product | Non-Weatherized, Non-Condensin | 1724 | 503 |  | 10/21/2020 | 113337 | 7043375 | 10/21/2020
Dettson Industries, Inc. | Williamson-Thermoflo | PLB-098-VS-RF | Federally-Regulated Consumer Product | Non-Weatherized, Non-Condensin | 1445 | 484 |  | 10/21/2020 | 98832 | 7043389 | 10/21/2020
Dettson Industries, Inc. | Williamson-Thermoflo | PLB-077-VS-CAR | Federally-Regulated Consumer Product | Non-Weatherized, Non-Condensin | 1445 | 484 |  | 10/21/2020 | 98832 | 7043367 | 10/21/2020
Dettson Industries, Inc. | Williamson-Thermoflo | PLB-112-VS-CAR | Federally-Regulated Consumer Product | Non-Weatherized, Non-Condensin | 1724 | 503 |  | 10/21/2020 | 113337 | 7043397 | 10/21/2020
Dettson Industries, Inc. | Williamson-Thermoflo | PLB-112-VS-BNX | Federally-Regulated Consumer Product | Non-Weatherized, Non-Condensin | 1724 | 503 |  | 10/21/2020 | 113337 | 7043396 | 10/21/2020
Dettson Industries, Inc. | Williamson-Thermoflo | PLB-077-VS-BNX | Federally-Regulated Consumer Product | Non-Weatherized, Non-Condensin | 1445 | 484 |  | 10/21/2020 | 98832 | 7043366 | 10/21/2020
Dettson Industries, Inc. | Williamson-Thermoflo | PLB-098-VS-BNX | Federally-Regulated Consumer Product | Non-Weatherized, Non-Condensin | 1445 | 484 |  | 10/21/2020 | 98832 | 7043386 | 10/21/2020
Dettson Industries, Inc. | Williamson-Thermoflo | PLB-077-VS-RF | Federally-Regulated Consumer Product | Non-Weatherized, Non-Condensin | 1445 | 484 |  | 10/21/2020 | 98832 | 7043369 | 10/21/2020
Dettson Industries, Inc. | Williamson-Thermoflo | PLB-098-VS-BF | Federally-Regulated Consumer Product | Non-Weatherized, Non-Condensin | 1445 | 484 |  | 10/21/2020 | 98832 | 7043385 | 10/21/2020
Dettson Industries, Inc. | Williamson-Thermoflo | PLB-112-VS-RF | Federally-Regulated Consumer Product | Non-Weatherized, Non-Condensin | 1724 | 503 |  | 10/21/2020 | 113337 | 7043399 | 10/21/2020
Dettson Industries, Inc. | Williamson-Thermoflo | PLB-112-VS-BF | Federally-Regulated Consumer Product | Non-Weatherized, Non-Condensin | 1724 | 503 |  | 10/21/2020 | 113337 | 7043395 | 10/21/2020
Dettson Industries, Inc. | Williamson-Thermoflo | PLB-098-VS-CAR | Federally-Regulated Consumer Product | Non-Weatherized, Non-Condensin | 1445 | 484 |  | 10/21/2020 | 98832 | 7043387 | 10/21/2020
Dettson Industries, Inc. | Williamson-Thermoflo | PLB-095-VS-RF | Federally-Regulated Consumer Product | Non-Weatherized, Non-Condensin | 1724 | 503 |  | 10/21/2020 | 113337 | 7043379 | 10/21/2020
Dettson Industries, Inc. | Williamson-Thermoflo | PLB-095-VS-CAR | Federally-Regulated Consumer Product | Non-Weatherized, Non-Condensin | 1724 | 503 |  | 10/21/2020 | 113337 | 7043377 | 10/21/2020
Dettson Industries, Inc. | Williamson-Thermoflo | PLB-095-VS-BNX | Federally-Regulated Consumer Product | Non-Weatherized, Non-Condensin | 1724 | 503 |  | 10/21/2020 | 113337 | 7043376 | 10/21/2020
Johnson Controls, Inc. | CHAMPION HEATING AND COOLING | PCG6B601252X4 | Federally-Regulated Consumer Product | Weatherized Non-Condensing Gas | 2389 | 303 |  | 09/30/2020 | 82069 | 206136997 | 11/04/2020
Johnson Controls, Inc. | CHAMPION HEATING AND COOLING | PCG6A240752X4 | Federally-Regulated Consumer Product | Weatherized Non-Condensing Gas | 1080 | 245 |  | 09/30/2020 | 49310 | 206136948 | 11/04/2020
Johnson Controls, Inc. | CHAMPION HEATING AND COOLING | PCG6A240502X4 | Federally-Regulated Consumer Product | Weatherized Non-Condensing Gas | 1057 | 244 |  | 09/30/2020 | 33224 | 206136941 | 11/04/2020
Johnson Controls, Inc. | CHAMPION HEATING AND COOLING | PCG6A361002X4 | Federally-Regulated Consumer Product | Weatherized Non-Condensing Gas | 1371 | 258 |  | 09/30/2020 | 64540 | 206168438 | 11/04/2020
Johnson Controls, Inc. | CHAMPION HEATING AND COOLING | PCG6A360752X4 | Federally-Regulated Consumer Product | Weatherized Non-Condensing Gas | 1241 | 252 |  | 09/30/2020 | 49109 | 206168423 | 11/04/2020
Johnson Controls, Inc. | CHAMPION HEATING AND COOLING | PCG6B481252X4 | Federally-Regulated Consumer Product | Weatherized Non-Condensing Gas | 2245 | 296 |  | 09/30/2020 | 81788 | 206136976 | 11/04/2020
Johnson Controls, Inc. | EVCON BY JOHNSON CONTROLS | PCG6A360752X4 | Federally-Regulated Consumer Product | Weatherized Non-Condensing Gas | 1241 | 252 |  | 09/30/2020 | 49109 | 206168422 | 11/04/2020
Johnson Controls, Inc. | EVCON BY JOHNSON CONTROLS | PCG6B601252X4 | Federally-Regulated Consumer Product | Weatherized Non-Condensing Gas | 2389 | 303 |  | 09/30/2020 | 82069 | 206136996 | 11/04/2020
Johnson Controls, Inc. | EVCON BY JOHNSON CONTROLS | PCG6A240502X4 | Federally-Regulated Consumer Product | Weatherized Non-Condensing Gas | 1057 | 244 |  | 09/30/2020 | 33224 | 206136940 | 11/04/2020
Johnson Controls, Inc. | EVCON BY JOHNSON CONTROLS | PCG6B481252X4 | Federally-Regulated Consumer Product | Weatherized Non-Condensing Gas | 2245 | 296 |  | 09/30/2020 | 81788 | 206136975 | 11/04/2020
Johnson Controls, Inc. | EVCON BY JOHNSON CONTROLS | PCG6A361002X4 | Federally-Regulated Consumer Product | Weatherized Non-Condensing Gas | 1371 | 258 |  | 09/30/2020 | 64540 | 206168436 | 11/04/2020
Johnson Controls, Inc. | EVCON BY JOHNSON CONTROLS | PCG6A240752X4 | Federally-Regulated Consumer Product | Weatherized Non-Condensing Gas | 1080 | 245 |  | 09/30/2020 | 49310 | 206136947 | 11/04/2020
Johnson Controls, Inc. | FRASER-JOHNSTON BY JOHNSON CONTROLS | PCG6A240502X4 | Federally-Regulated Consumer Product | Weatherized Non-Condensing Gas | 1057 | 244 |  | 09/30/2020 | 33224 | 206136938 | 11/04/2020
Johnson Controls, Inc. | FRASER-JOHNSTON BY JOHNSON CONTROLS | PCG6A361002X4 | Federally-Regulated Consumer Product | Weatherized Non-Condensing Gas | 1371 | 258 |  | 09/30/2020 | 64540 | 206168431 | 11/04/2020
Johnson Controls, Inc. | FRASER-JOHNSTON BY JOHNSON CONTROLS | PCG6A240752X4 | Federally-Regulated Consumer Product | Weatherized Non-Condensing Gas | 1080 | 245 |  | 09/30/2020 | 49310 | 206136945 | 11/04/2020
Johnson Controls, Inc. | FRASER-JOHNSTON BY JOHNSON CONTROLS | PCG6B481252X4 | Federally-Regulated Consumer Product | Weatherized Non-Condensing Gas | 2245 | 296 |  | 09/30/2020 | 81788 | 206136973 | 11/04/2020
Johnson Controls, Inc. | FRASER-JOHNSTON BY JOHNSON CONTROLS | PCG6A360752X4 | Federally-Regulated Consumer Product | Weatherized Non-Condensing Gas | 1241 | 252 |  | 09/30/2020 | 49109 | 206168417 | 11/04/2020
Johnson Controls, Inc. | FRASER-JOHNSTON BY JOHNSON CONTROLS | PCG6B601252X4 | Federally-Regulated Consumer Product | Weatherized Non-Condensing Gas | 2389 | 303 |  | 09/30/2020 | 82069 | 206136994 | 11/04/2020
Johnson Controls, Inc. | GUARDIAN BY JOHNSON CONTROLS | PCG6A240752X4 | Federally-Regulated Consumer Product | Weatherized Non-Condensing Gas | 1080 | 245 |  | 09/30/2020 | 49310 | 206136946 | 11/04/2020
Johnson Controls, Inc. | GUARDIAN BY JOHNSON CONTROLS | PCG6A240502X4 | Federally-Regulated Consumer Product | Weatherized Non-Condensing Gas | 1057 | 244 |  | 09/30/2020 | 33224 | 206136939 | 11/04/2020
Johnson Controls, Inc. | GUARDIAN BY JOHNSON CONTROLS | PCG6A360752X4 | Federally-Regulated Consumer Product | Weatherized Non-Condensing Gas | 1241 | 252 |  | 09/30/2020 | 49109 | 206168419 | 11/04/2020
Johnson Controls, Inc. | GUARDIAN BY JOHNSON CONTROLS | PCG6A361002X4 | Federally-Regulated Consumer Product | Weatherized Non-Condensing Gas | 1371 | 258 |  | 09/30/2020 | 64540 | 206168434 | 11/04/2020
Johnson Controls, Inc. | GUARDIAN BY JOHNSON CONTROLS | PCG6B601252X4 | Federally-Regulated Consumer Product | Weatherized Non-Condensing Gas | 2389 | 303 |  | 09/30/2020 | 82069 | 206136995 | 11/04/2020
Johnson Controls, Inc. | GUARDIAN BY JOHNSON CONTROLS | PCG6B481252X4 | Federally-Regulated Consumer Product | Weatherized Non-Condensing Gas | 2245 | 296 |  | 09/30/2020 | 81788 | 206136974 | 11/04/2020
Johnson Controls, Inc. | YORK BY JOHNSON CONTROLS | PCG6B481252X4 | Federally-Regulated Consumer Product | Weatherized Non-Condensing Gas | 2245 | 296 |  | 09/30/2020 | 81788 | 206136970 | 11/04/2020
Johnson Controls, Inc. | YORK BY JOHNSON CONTROLS | PCG6B601252X4 | Federally-Regulated Consumer Product | Weatherized Non-Condensing Gas | 2389 | 303 |  | 09/30/2020 | 82069 | 206136991 | 11/04/2020
Johnson Controls, Inc. | YORK BY JOHNSON CONTROLS | PCG6A360752X4 | Federally-Regulated Consumer Product | Weatherized Non-Condensing Gas | 1241 | 252 |  | 09/30/2020 | 49109 | 206168411 | 11/04/2020
Johnson Controls, Inc. | YORK BY JOHNSON CONTROLS | PCG6A240752X4 | Federally-Regulated Consumer Product | Weatherized Non-Condensing Gas | 1080 | 245 |  | 09/30/2020 | 49310 | 206136942 | 11/04/2020
Johnson Controls, Inc. | YORK BY JOHNSON CONTROLS | PCG6A361002X4 | Federally-Regulated Consumer Product | Weatherized Non-Condensing Gas | 1371 | 258 |  | 09/30/2020 | 64540 | 206168425 | 11/04/2020
Johnson Controls, Inc. | YORK BY JOHNSON CONTROLS | PCG6A240502X4 | Federally-Regulated Consumer Product | Weatherized Non-Condensing Gas | 1057 | 244 |  | 09/30/2020 | 33224 | 206136935 | 11/04/2020
Johnson Controls, Inc. | LUXAIRE BY JOHNSON CONTROLS | PCG6A240502X4 | Federally-Regulated Consumer Product | Weatherized Non-Condensing Gas | 1057 | 244 |  | 09/30/2020 | 33224 | 206136937 | 11/04/2020
Johnson Controls, Inc. | LUXAIRE BY JOHNSON CONTROLS | PCG6A361002X4 | Federally-Regulated Consumer Product | Weatherized Non-Condensing Gas | 1371 | 258 |  | 09/30/2020 | 64540 | 206168430 | 11/04/2020
Johnson Controls, Inc. | LUXAIRE BY JOHNSON CONTROLS | PCG6B601252X4 | Federally-Regulated Consumer Product | Weatherized Non-Condensing Gas | 2389 | 303 |  | 09/30/2020 | 82069 | 206136993 | 11/04/2020
Johnson Controls, Inc. | LUXAIRE BY JOHNSON CONTROLS | PCG6B481252X4 | Federally-Regulated Consumer Product | Weatherized Non-Condensing Gas | 2245 | 296 |  | 09/30/2020 | 81788 | 206136972 | 11/04/2020
Johnson Controls, Inc. | LUXAIRE BY JOHNSON CONTROLS | PCG6A240752X4 | Federally-Regulated Consumer Product | Weatherized Non-Condensing Gas | 1080 | 245 |  | 09/30/2020 | 49310 | 206136944 | 11/04/2020
Johnson Controls, Inc. | LUXAIRE BY JOHNSON CONTROLS | PCG6A360752X4 | Federally-Regulated Consumer Product | Weatherized Non-Condensing Gas | 1241 | 252 |  | 09/30/2020 | 49109 | 206168416 | 11/04/2020
Johnson Controls, Inc. | GUARDIAN BY JOHNSON CONTROLS | PCG6A240752X4 | Federally-Regulated Consumer Product | Weatherized Non-Condensing Gas | 1290 | 254 |  | 11/04/2020 | 49395 | 206136946 | 11/04/2020
Johnson Controls, Inc. | GUARDIAN BY JOHNSON CONTROLS | PCG6A240502X4 | Federally-Regulated Consumer Product | Weatherized Non-Condensing Gas | 1023 | 243 |  | 11/04/2020 | 33330 | 206136939 | 11/04/2020
Johnson Controls, Inc. | GUARDIAN BY JOHNSON CONTROLS | PCG6A360752X4 | Federally-Regulated Consumer Product | Weatherized Non-Condensing Gas | 1386 | 259 |  | 11/04/2020 | 49201 | 206168419 | 11/04/2020
Johnson Controls, Inc. | GUARDIAN BY JOHNSON CONTROLS | PCG6A361002X4 | Federally-Regulated Consumer Product | Weatherized Non-Condensing Gas | 1741 | 274 |  | 11/04/2020 | 65248 | 206168434 | 11/04/2020
Johnson Controls, Inc. | GUARDIAN BY JOHNSON CONTROLS | PCG6B601252X4 | Federally-Regulated Consumer Product | Weatherized Non-Condensing Gas | 2609 | 312 |  | 11/04/2020 | 82056 | 206136995 | 11/04/2020
Johnson Controls, Inc. | GUARDIAN BY JOHNSON CONTROLS | PCG6B481252X4 | Federally-Regulated Consumer Product | Weatherized Non-Condensing Gas | 2461 | 306 |  | 11/04/2020 | 82013 | 206136974 | 11/04/2020
Johnson Controls, Inc. | EVCON BY JOHNSON CONTROLS | PCG6A360752X4 | Federally-Regulated Consumer Product | Weatherized Non-Condensing Gas | 1386 | 259 |  | 11/04/2020 | 49201 | 206168422 | 11/04/2020
Johnson Controls, Inc. | EVCON BY JOHNSON CONTROLS | PCG6B601252X4 | Federally-Regulated Consumer Product | Weatherized Non-Condensing Gas | 2609 | 312 |  | 11/04/2020 | 82056 | 206136996 | 11/04/2020
Johnson Controls, Inc. | EVCON BY JOHNSON CONTROLS | PCG6A240502X4 | Federally-Regulated Consumer Product | Weatherized Non-Condensing Gas | 1023 | 243 |  | 11/04/2020 | 33330 | 206136940 | 11/04/2020
Johnson Controls, Inc. | EVCON BY JOHNSON CONTROLS | PCG6B481252X4 | Federally-Regulated Consumer Product | Weatherized Non-Condensing Gas | 2461 | 306 |  | 11/04/2020 | 82013 | 206136975 | 11/04/2020
Johnson Controls, Inc. | EVCON BY JOHNSON CONTROLS | PCG6A361002X4 | Federally-Regulated Consumer Product | Weatherized Non-Condensing Gas | 1741 | 274 |  | 11/04/2020 | 65248 | 206168436 | 11/04/2020
Johnson Controls, Inc. | EVCON BY JOHNSON CONTROLS | PCG6A240752X4 | Federally-Regulated Consumer Product | Weatherized Non-Condensing Gas | 1290 | 254 |  | 11/04/2020 | 49395 | 206136947 | 11/04/2020
Johnson Controls, Inc. | CHAMPION HEATING AND COOLING | PCG6B601252X4 | Federally-Regulated Consumer Product | Weatherized Non-Condensing Gas | 2609 | 312 |  | 11/04/2020 | 82056 | 206136997 | 11/04/2020
Johnson Controls, Inc. | CHAMPION HEATING AND COOLING | PCG6A240752X4 | Federally-Regulated Consumer Product | Weatherized Non-Condensing Gas | 1290 | 254 |  | 11/04/2020 | 49395 | 206136948 | 11/04/2020
Johnson Controls, Inc. | CHAMPION HEATING AND COOLING | PCG6A240502X4 | Federally-Regulated Consumer Product | Weatherized Non-Condensing Gas | 1023 | 243 |  | 11/04/2020 | 33330 | 206136941 | 11/04/2020
Johnson Controls, Inc. | CHAMPION HEATING AND COOLING | PCG6A361002X4 | Federally-Regulated Consumer Product | Weatherized Non-Condensing Gas | 1741 | 274 |  | 11/04/2020 | 65248 | 206168438 | 11/04/2020
Johnson Controls, Inc. | CHAMPION HEATING AND COOLING | PCG6A360752X4 | Federally-Regulated Consumer Product | Weatherized Non-Condensing Gas | 1386 | 259 |  | 11/04/2020 | 49201 | 206168423 | 11/04/2020
Johnson Controls, Inc. | CHAMPION HEATING AND COOLING | PCG6B481252X4 | Federally-Regulated Consumer Product | Weatherized Non-Condensing Gas | 2461 | 306 |  | 11/04/2020 | 82013 | 206136976 | 11/04/2020
Johnson Controls, Inc. | FRASER-JOHNSTON BY JOHNSON CONTROLS | PCG6A240502X4 | Federally-Regulated Consumer Product | Weatherized Non-Condensing Gas | 1023 | 243 |  | 11/04/2020 | 33330 | 206136938 | 11/04/2020
Johnson Controls, Inc. | FRASER-JOHNSTON BY JOHNSON CONTROLS | PCG6A361002X4 | Federally-Regulated Consumer Product | Weatherized Non-Condensing Gas | 1741 | 274 |  | 11/04/2020 | 65248 | 206168431 | 11/04/2020
Johnson Controls, Inc. | FRASER-JOHNSTON BY JOHNSON CONTROLS | PCG6A240752X4 | Federally-Regulated Consumer Product | Weatherized Non-Condensing Gas | 1290 | 254 |  | 11/04/2020 | 49395 | 206136945 | 11/04/2020
Johnson Controls, Inc. | FRASER-JOHNSTON BY JOHNSON CONTROLS | PCG6B481252X4 | Federally-Regulated Consumer Product | Weatherized Non-Condensing Gas | 2461 | 306 |  | 11/04/2020 | 82013 | 206136973 | 11/04/2020
Johnson Controls, Inc. | FRASER-JOHNSTON BY JOHNSON CONTROLS | PCG6A360752X4 | Federally-Regulated Consumer Product | Weatherized Non-Condensing Gas | 1386 | 259 |  | 11/04/2020 | 49201 | 206168417 | 11/04/2020
Johnson Controls, Inc. | FRASER-JOHNSTON BY JOHNSON CONTROLS | PCG6B601252X4 | Federally-Regulated Consumer Product | Weatherized Non-Condensing Gas | 2609 | 312 |  | 11/04/2020 | 82056 | 206136994 | 11/04/2020
Johnson Controls, Inc. | YORK BY JOHNSON CONTROLS | PCG6B481252X4 | Federally-Regulated Consumer Product | Weatherized Non-Condensing Gas | 2461 | 306 |  | 11/04/2020 | 82013 | 206136970 | 11/04/2020
Johnson Controls, Inc. | YORK BY JOHNSON CONTROLS | PCG6B601252X4 | Federally-Regulated Consumer Product | Weatherized Non-Condensing Gas | 2609 | 312 |  | 11/04/2020 | 82056 | 206136991 | 11/04/2020
Johnson Controls, Inc. | YORK BY JOHNSON CONTROLS | PCG6A360752X4 | Federally-Regulated Consumer Product | Weatherized Non-Condensing Gas | 1386 | 259 |  | 11/04/2020 | 49201 | 206168411 | 11/04/2020
Johnson Controls, Inc. | YORK BY JOHNSON CONTROLS | PCG6A240752X4 | Federally-Regulated Consumer Product | Weatherized Non-Condensing Gas | 1290 | 254 |  | 11/04/2020 | 49395 | 206136942 | 11/04/2020
Johnson Controls, Inc. | YORK BY JOHNSON CONTROLS | PCG6A361002X4 | Federally-Regulated Consumer Product | Weatherized Non-Condensing Gas | 1741 | 274 |  | 11/04/2020 | 65248 | 206168425 | 11/04/2020
Johnson Controls, Inc. | YORK BY JOHNSON CONTROLS | PCG6A240502X4 | Federally-Regulated Consumer Product | Weatherized Non-Condensing Gas | 1023 | 243 |  | 11/04/2020 | 33330 | 206136935 | 11/04/2020
Johnson Controls, Inc. | LUXAIRE BY JOHNSON CONTROLS | PCG6A240502X4 | Federally-Regulated Consumer Product | Weatherized Non-Condensing Gas | 1023 | 243 |  | 11/04/2020 | 33330 | 206136937 | 11/04/2020
Johnson Controls, Inc. | LUXAIRE BY JOHNSON CONTROLS | PCG6A361002X4 | Federally-Regulated Consumer Product | Weatherized Non-Condensing Gas | 1741 | 274 |  | 11/04/2020 | 65248 | 206168430 | 11/04/2020
Johnson Controls, Inc. | LUXAIRE BY JOHNSON CONTROLS | PCG6B601252X4 | Federally-Regulated Consumer Product | Weatherized Non-Condensing Gas | 2609 | 312 |  | 11/04/2020 | 82056 | 206136993 | 11/04/2020
Johnson Controls, Inc. | LUXAIRE BY JOHNSON CONTROLS | PCG6B481252X4 | Federally-Regulated Consumer Product | Weatherized Non-Condensing Gas | 2461 | 306 |  | 11/04/2020 | 82013 | 206136972 | 11/04/2020
Johnson Controls, Inc. | LUXAIRE BY JOHNSON CONTROLS | PCG6A240752X4 | Federally-Regulated Consumer Product | Weatherized Non-Condensing Gas | 1290 | 254 |  | 11/04/2020 | 49395 | 206136944 | 11/04/2020
Johnson Controls, Inc. | LUXAIRE BY JOHNSON CONTROLS | PCG6A360752X4 | Federally-Regulated Consumer Product | Weatherized Non-Condensing Gas | 1386 | 259 |  | 11/04/2020 | 49201 | 206168416 | 11/04/2020
Daikin Comfort Technologies Manufacturing, L.P. | Daikin | DRG0361D070***********A* | Federally-Regulated Consumer Product | Weatherized Non-Condensing Gas | 1280 | 255 | 255.32 | 10/04/2019 |  |  | 11/04/2020
Daikin Comfort Technologies Manufacturing, L.P. | Daikin | DRG0481D140***********A* | Federally-Regulated Consumer Product | Weatherized Non-Condensing Gas | 1729 | 275 | 275.076 | 10/04/2019 |  |  | 11/04/2020
Daikin Comfort Technologies Manufacturing, L.P. | Daikin | DRG0481D115***********A* | Federally-Regulated Consumer Product | Weatherized Non-Condensing Gas | 1727 | 274 | 274.988 | 10/04/2019 |  |  | 11/04/2020
Daikin Comfort Technologies Manufacturing, L.P. | Daikin | DRG0361D045***********A* | Federally-Regulated Consumer Product | Weatherized Non-Condensing Gas | 1234 | 253 | 253.296 | 10/04/2019 |  |  | 11/04/2020
Daikin Comfort Technologies Manufacturing, L.P. | Daikin | DRG0601D070***********A* | Federally-Regulated Consumer Product | Weatherized Non-Condensing Gas | 2004 | 287 | 287.176 | 10/04/2019 |  |  | 11/04/2020
Daikin Comfort Technologies Manufacturing, L.P. | Daikin | DRG0481D070***********A* | Federally-Regulated Consumer Product | Weatherized Non-Condensing Gas | 2349 | 302 | 302.356 | 10/04/2019 |  |  | 11/04/2020
Daikin Comfort Technologies Manufacturing, L.P. | Daikin | DRG0361D115***********A* | Federally-Regulated Consumer Product | Weatherized Non-Condensing Gas | 2050 | 289 | 289.2 | 10/04/2019 |  |  | 11/04/2020
Johnson Controls, Inc. | COLEMAN BY JOHNSON CONTROLS | PCG6A240502X4 | Federally-Regulated Consumer Product | Weatherized Non-Condensing Gas | 1057 | 244 |  | 09/30/2020 | 33224 | 206136936 | 11/04/2020
Johnson Controls, Inc. | COLEMAN BY JOHNSON CONTROLS | PCG6A240752X4 | Federally-Regulated Consumer Product | Weatherized Non-Condensing Gas | 1080 | 245 |  | 09/30/2020 | 49310 | 206136943 | 11/04/2020
Johnson Controls, Inc. | COLEMAN BY JOHNSON CONTROLS | PCG6A361002X4 | Federally-Regulated Consumer Product | Weatherized Non-Condensing Gas | 1371 | 258 |  | 09/30/2020 | 64540 | 206168427 | 11/04/2020
Johnson Controls, Inc. | COLEMAN BY JOHNSON CONTROLS | PCG6B601252X4 | Federally-Regulated Consumer Product | Weatherized Non-Condensing Gas | 2389 | 303 |  | 09/30/2020 | 82069 | 206136992 | 11/04/2020
Johnson Controls, Inc. | COLEMAN BY JOHNSON CONTROLS | PCG6A360752X4 | Federally-Regulated Consumer Product | Weatherized Non-Condensing Gas | 1241 | 252 |  | 09/30/2020 | 49109 | 206168415 | 11/04/2020
Johnson Controls, Inc. | COLEMAN BY JOHNSON CONTROLS | PCG6B481252X4 | Federally-Regulated Consumer Product | Weatherized Non-Condensing Gas | 2245 | 296 |  | 09/30/2020 | 81788 | 206136971 | 11/04/2020
Johnson Controls, Inc. | COLEMAN BY JOHNSON CONTROLS | PCG6A240502X4 | Federally-Regulated Consumer Product | Weatherized Non-Condensing Gas | 1023 | 243 |  | 11/04/2020 | 33330 | 206136936 | 11/04/2020
Johnson Controls, Inc. | COLEMAN BY JOHNSON CONTROLS | PCG6A240752X4 | Federally-Regulated Consumer Product | Weatherized Non-Condensing Gas | 1290 | 254 |  | 11/04/2020 | 49395 | 206136943 | 11/04/2020
Johnson Controls, Inc. | COLEMAN BY JOHNSON CONTROLS | PCG6A361002X4 | Federally-Regulated Consumer Product | Weatherized Non-Condensing Gas | 1741 | 274 |  | 11/04/2020 | 65248 | 206168427 | 11/04/2020
Johnson Controls, Inc. | COLEMAN BY JOHNSON CONTROLS | PCG6B601252X4 | Federally-Regulated Consumer Product | Weatherized Non-Condensing Gas | 2609 | 312 |  | 11/04/2020 | 82056 | 206136992 | 11/04/2020
Johnson Controls, Inc. | COLEMAN BY JOHNSON CONTROLS | PCG6A360752X4 | Federally-Regulated Consumer Product | Weatherized Non-Condensing Gas | 1386 | 259 |  | 11/04/2020 | 49201 | 206168415 | 11/04/2020
Johnson Controls, Inc. | COLEMAN BY JOHNSON CONTROLS | PCG6B481252X4 | Federally-Regulated Consumer Product | Weatherized Non-Condensing Gas | 2461 | 306 |  | 11/04/2020 | 82013 | 206136971 | 11/04/2020
Lennox Industries Inc. | Ducane | 80G2UH070AV12-* | Federally-Regulated Consumer Product | Non-Weatherized, Non-Condensin | 1394 | 212 |  | 10/03/2019 |  |  | 11/11/2020
Lennox Industries Inc. | Ducane | 80G1UH045AE12** | Federally-Regulated Consumer Product | Non-Weatherized, Non-Condensin | 1249 | 175 |  | 10/03/2019 |  |  | 11/11/2020
Lennox Industries Inc. | Ducane | 80G1UH135DE20** | Federally-Regulated Consumer Product | Non-Weatherized, Non-Condensin | 2248 | 253 |  | 10/03/2019 |  |  | 11/11/2020
Lennox Industries Inc. | Ducane | 80G1UH070AE12L-* | Federally-Regulated Consumer Product | Non-Weatherized, Non-Condensin | 1317 | 184 |  | 07/22/2020 | 65588 | 205126468 | 11/11/2020
Lennox Industries Inc. | Ducane | 80G1UH090BE16L-** | Federally-Regulated Consumer Product | Non-Weatherized, Non-Condensin | 1628 | 200 |  | 07/22/2020 | 87272 | 205126586 | 11/11/2020
Lennox Industries Inc. | Ducane | 80G1DF110CE20** | Federally-Regulated Consumer Product | Non-Weatherized, Non-Condensin | 2147 | 230 |  | 10/03/2019 |  |  | 11/11/2020
Lennox Industries Inc. | Ducane | 80G1UH070BE12L-** | Federally-Regulated Consumer Product | Non-Weatherized, Non-Condensin | 1361 | 170 |  | 07/22/2020 | 65645 | 205126585 | 11/11/2020
Lennox Industries Inc. | Ducane | 95G1UH060BE12X-* | Federally-Regulated Consumer Product | Non-Weatherized, Condensing Ga | 1313 | 213 |  | 10/03/2019 |  |  | 11/11/2020
Lennox Industries Inc. | Ducane | 80G1UH070AE12-* | Federally-Regulated Consumer Product | Non-Weatherized, Non-Condensin | 1317 | 184 |  | 10/03/2019 |  |  | 11/11/2020
Lennox Industries Inc. | Ducane | 80G1UH080BE16X-* | Federally-Regulated Consumer Product | Non-Weatherized, Non-Condensin | 1656 | 201 |  | 10/03/2019 |  |  | 11/11/2020
Lennox Industries Inc. | Ducane | 80G1UH090BE16** | Federally-Regulated Consumer Product | Non-Weatherized, Non-Condensin | 1628 | 200 |  | 10/03/2019 |  |  | 11/11/2020
Lennox Industries Inc. | Ducane | 80G1DF090BE16** | Federally-Regulated Consumer Product | Non-Weatherized, Non-Condensin | 1639 | 189 |  | 10/03/2019 |  |  | 11/11/2020
Lennox Industries Inc. | Ducane | 80G1UH045AE12L-* | Federally-Regulated Consumer Product | Non-Weatherized, Non-Condensin | 1249 | 175 |  | 07/22/2020 | 43950 | 205126467 | 11/11/2020
Lennox Industries Inc. | Ducane | 80G1UH070BE12** | Federally-Regulated Consumer Product | Non-Weatherized, Non-Condensin | 1361 | 170 |  | 10/03/2019 |  |  | 11/11/2020
Lennox Industries Inc. | Ducane | 80G1DF045AE12** | Federally-Regulated Consumer Product | Non-Weatherized, Non-Condensin | 1233 | 178 |  | 10/03/2019 |  |  | 11/11/2020
Lennox Industries Inc. | Airease | A97US2V040B12X-*-* | Federally-Regulated Consumer Product | Non-Weatherized, Condensing Ga | 1397 | 198 |  | 10/03/2019 |  |  | 11/11/2020
Lennox Industries Inc. | Airease | A80UH1E080B16X-* | Federally-Regulated Consumer Product | Non-Weatherized, Non-Condensin | 1656 | 201 |  | 10/03/2019 |  |  | 11/11/2020
Lennox Industries Inc. | Airease | A80UH1E090B16** | Federally-Regulated Consumer Product | Non-Weatherized, Non-Condensin | 1628 | 200 |  | 10/03/2019 |  |  | 11/11/2020
Lennox Industries Inc. | Airease | A80DS2V110C20-* | Federally-Regulated Consumer Product | Non-Weatherized, Non-Condensin | 2001 | 237 |  | 10/03/2019 |  |  | 11/11/2020
Lennox Industries Inc. | Airease | A80DF1E090B16** | Federally-Regulated Consumer Product | Non-Weatherized, Non-Condensin | 1639 | 189 |  | 10/03/2019 |  |  | 11/11/2020
Lennox Industries Inc. | Airease | A80US2V060A12X-** | Federally-Regulated Consumer Product | Non-Weatherized, Non-Condensin | 1358 | 175 |  | 10/03/2019 |  |  | 11/11/2020
Lennox Industries Inc. | Airease | A80UH1E070B12** | Federally-Regulated Consumer Product | Non-Weatherized, Non-Condensin | 1361 | 170 |  | 10/03/2019 |  |  | 11/11/2020
Lennox Industries Inc. | Airease | A80UH1E80B16X-* | Federally-Regulated Consumer Product | Non-Weatherized, Non-Condensin | 1656 | 201 |  | 10/03/2019 |  |  | 11/11/2020
Lennox Industries Inc. | Airease | A80DS2V090B16-* | Federally-Regulated Consumer Product | Non-Weatherized, Non-Condensin | 1740 | 226 |  | 10/03/2019 |  |  | 11/11/2020
Lennox Industries Inc. | Airease | A80US2V135D20-* | Federally-Regulated Consumer Product | Non-Weatherized, Non-Condensin | 2445 | 267 |  | 10/03/2019 |  |  | 11/11/2020
Lennox Industries Inc. | Airease | A80US2V100C20X-** | Federally-Regulated Consumer Product | Non-Weatherized, Non-Condensin | 2205 | 244 |  | 10/03/2019 |  |  | 11/11/2020
Lennox Industries Inc. | Airease | A80US2V070A12L-* | Federally-Regulated Consumer Product | Non-Weatherized, Non-Condensin | 1394 | 212 |  | 10/03/2019 |  |  | 11/11/2020
Lennox Industries Inc. | Airease | A80US2V090C20-* | Federally-Regulated Consumer Product | Non-Weatherized, Non-Condensin | 2291 | 207 |  | 10/03/2019 |  |  | 11/11/2020
Lennox Industries Inc. | Airease | A80UH1E135D20** | Federally-Regulated Consumer Product | Non-Weatherized, Non-Condensin | 2248 | 253 |  | 10/03/2019 |  |  | 11/11/2020
Lennox Industries Inc. | Airease | A96DS2V110C20S-* | Federally-Regulated Consumer Product | Non-Weatherized, Condensing Ga | 2263 | 245 |  | 10/03/2019 |  |  | 11/11/2020
Lennox Industries Inc. | Airease | A80DF1E110C20** | Federally-Regulated Consumer Product | Non-Weatherized, Non-Condensin | 2147 | 230 |  | 10/03/2019 |  |  | 11/11/2020
Lennox Industries Inc. | Airease | A80DF1E045A12** | Federally-Regulated Consumer Product | Non-Weatherized, Non-Condensin | 1233 | 178 |  | 10/03/2019 |  |  | 11/11/2020
Lennox Industries Inc. | Airease | A93DF1E090C16A* | Federally-Regulated Consumer Product | Non-Weatherized, Condensing Ga | 1659 | 208 |  | 10/03/2019 |  |  | 11/11/2020
Lennox Industries Inc. | Airease | A80UH1E045A12** | Federally-Regulated Consumer Product | Non-Weatherized, Non-Condensin | 1249 | 175 |  | 10/03/2019 |  |  | 11/11/2020
Lennox Industries Inc. | Airease | A93UH1E090C12A* | Federally-Regulated Consumer Product | Non-Weatherized, Condensing Ga | 1295 | 206 |  | 10/03/2019 |  |  | 11/11/2020
Lennox Industries Inc. | Airease | A80UH1E070A12-* | Federally-Regulated Consumer Product | Non-Weatherized, Non-Condensin | 1317 | 184 |  | 10/03/2019 |  |  | 11/11/2020
Lennox Industries Inc. | Concord | 80G1DF045AE12** | Federally-Regulated Consumer Product | Non-Weatherized, Non-Condensin | 1233 | 178 |  | 10/03/2019 |  |  | 11/11/2020
Lennox Industries Inc. | Concord | 80G1UH090BE16L-** | Federally-Regulated Consumer Product | Non-Weatherized, Non-Condensin | 1628 | 200 |  | 07/22/2020 | 87272 | 205126583 | 11/11/2020
Lennox Industries Inc. | Concord | 80G1UH090BE16** | Federally-Regulated Consumer Product | Non-Weatherized, Non-Condensin | 1628 | 200 |  | 10/03/2019 |  |  | 11/11/2020
Lennox Industries Inc. | Concord | 80G1UH045AE12** | Federally-Regulated Consumer Product | Non-Weatherized, Non-Condensin | 1249 | 175 |  | 10/03/2019 |  |  | 11/11/2020
Lennox Industries Inc. | Concord | 80G1UH045AE12L-** | Federally-Regulated Consumer Product | Non-Weatherized, Non-Condensin | 1249 | 175 |  | 07/22/2020 | 43950 | 205126626 | 11/11/2020
Lennox Industries Inc. | Concord | 80G2UH070AV12-* | Federally-Regulated Consumer Product | Non-Weatherized, Non-Condensin | 1394 | 212 |  | 10/03/2019 |  |  | 11/11/2020
Lennox Industries Inc. | Concord | 80G1DF110CE20** | Federally-Regulated Consumer Product | Non-Weatherized, Non-Condensin | 2147 | 230 |  | 10/03/2019 |  |  | 11/11/2020
Lennox Industries Inc. | Concord | 95G1UH060BE12X-* | Federally-Regulated Consumer Product | Non-Weatherized, Condensing Ga | 1313 | 213 |  | 10/03/2019 |  |  | 11/11/2020
Lennox Industries Inc. | Concord | 80G1UH070BE12** | Federally-Regulated Consumer Product | Non-Weatherized, Non-Condensin | 1361 | 170 |  | 10/03/2019 |  |  | 11/11/2020
Lennox Industries Inc. | Concord | 80G1UH070AE12-* | Federally-Regulated Consumer Product | Non-Weatherized, Non-Condensin | 1317 | 184 |  | 10/03/2019 |  |  | 11/11/2020
Lennox Industries Inc. | Concord | 80G1UH080BE16X-* | Federally-Regulated Consumer Product | Non-Weatherized, Non-Condensin | 1656 | 201 |  | 10/03/2019 |  |  | 11/11/2020
Lennox Industries Inc. | Concord | 80G1UH135DE20** | Federally-Regulated Consumer Product | Non-Weatherized, Non-Condensin | 2248 | 253 |  | 10/03/2019 |  |  | 11/11/2020
Lennox Industries Inc. | Concord | 80G1DF090BE16** | Federally-Regulated Consumer Product | Non-Weatherized, Non-Condensin | 1639 | 189 |  | 10/03/2019 |  |  | 11/11/2020
Lennox Industries Inc. | Concord | 80G1UH070BE12L-** | Federally-Regulated Consumer Product | Non-Weatherized, Non-Condensin | 1361 | 170 |  | 07/22/2020 | 65645 | 205126582 | 11/11/2020
Lennox Industries Inc. | Concord | 80G1UH070AE12L-* | Federally-Regulated Consumer Product | Non-Weatherized, Non-Condensin | 1317 | 184 |  | 07/22/2020 | 65588 | 205126466 | 11/11/2020
Lennox Industries Inc. | Airease | A97US2V040B12X-*-* | Federally-Regulated Consumer Product | Non-Weatherized, Condensing Ga | 1397 | 256 |  | 11/11/2020 | 25747 | 201870439 | 11/11/2020
Lennox Industries Inc. | Airease | A80UH1E080B16X-* | Federally-Regulated Consumer Product | Non-Weatherized, Non-Condensin | 1656 | 255 |  | 11/11/2020 | 79712 | 202162647 | 11/11/2020
Lennox Industries Inc. | Airease | A80UH1E090B16** | Federally-Regulated Consumer Product | Non-Weatherized, Non-Condensin | 1628 | 254 |  | 11/11/2020 | 87272 | 202181502 | 11/11/2020
Lennox Industries Inc. | Airease | A80DS2V110C20-* | Federally-Regulated Consumer Product | Non-Weatherized, Non-Condensin | 2001 | 270 |  | 11/11/2020 | 72397 | 201693135 | 11/11/2020
Lennox Industries Inc. | Airease | A80DF1E090B16** | Federally-Regulated Consumer Product | Non-Weatherized, Non-Condensin | 1639 | 254 |  | 11/11/2020 | 87767 | 202181819 | 11/11/2020
Lennox Industries Inc. | Airease | A80US2V060A12X-** | Federally-Regulated Consumer Product | Non-Weatherized, Non-Condensin | 1358 | 242 |  | 11/11/2020 | 39697 | 201981521 | 11/11/2020
Lennox Industries Inc. | Airease | A80UH1E070B12** | Federally-Regulated Consumer Product | Non-Weatherized, Non-Condensin | 1361 | 242 |  | 11/11/2020 | 65645 | 202181498 | 11/11/2020
Lennox Industries Inc. | Airease | A80UH1E80B16X-* | Federally-Regulated Consumer Product | Non-Weatherized, Non-Condensin | 1656 | 255 |  | 11/11/2020 | 79712 | 202055798 | 11/11/2020
Lennox Industries Inc. | Airease | A80DS2V090B16-* | Federally-Regulated Consumer Product | Non-Weatherized, Non-Condensin | 1740 | 259 |  | 11/11/2020 | 56622 | 201693133 | 11/11/2020
Lennox Industries Inc. | Airease | A80US2V135D20-* | Federally-Regulated Consumer Product | Non-Weatherized, Non-Condensin | 2445 | 290 |  | 11/11/2020 | 86870 | 201693155 | 11/11/2020
Lennox Industries Inc. | Airease | A80US2V100C20X-** | Federally-Regulated Consumer Product | Non-Weatherized, Non-Condensin | 2205 | 279 |  | 11/11/2020 | 65467 | 201981525 | 11/11/2020
Lennox Industries Inc. | Airease | A80US2V070A12L-* | Federally-Regulated Consumer Product | Non-Weatherized, Non-Condensin | 1394 | 243 |  | 11/11/2020 | 42853 | 201693141 | 11/11/2020
Lennox Industries Inc. | Airease | A80US2V090C20-* | Federally-Regulated Consumer Product | Non-Weatherized, Non-Condensin | 2291 | 283 |  | 11/11/2020 | 57219 | 201693147 | 11/11/2020
Lennox Industries Inc. | Airease | A80UH1E135D20** | Federally-Regulated Consumer Product | Non-Weatherized, Non-Condensin | 2248 | 281 |  | 11/11/2020 | 132455 | 202181514 | 11/11/2020
Lennox Industries Inc. | Airease | A96DS2V110C20S-* | Federally-Regulated Consumer Product | Non-Weatherized, Condensing Ga | 2263 | 295 |  | 11/11/2020 | 71480 | 201695958 | 11/11/2020
Lennox Industries Inc. | Airease | A80DF1E110C20** | Federally-Regulated Consumer Product | Non-Weatherized, Non-Condensin | 2147 | 276 |  | 11/11/2020 | 111057 | 202181836 | 11/11/2020
Lennox Industries Inc. | Airease | A80DF1E045A12** | Federally-Regulated Consumer Product | Non-Weatherized, Non-Condensin | 1233 | 236 |  | 11/11/2020 | 44020 | 202181789 | 11/11/2020
Lennox Industries Inc. | Airease | A93DF1E090C16A* | Federally-Regulated Consumer Product | Non-Weatherized, Condensing Ga | 1659 | 268 |  | 11/11/2020 | 87251 | 203926032 | 11/11/2020
Lennox Industries Inc. | Airease | A80UH1E045A12** | Federally-Regulated Consumer Product | Non-Weatherized, Non-Condensin | 1249 | 237 |  | 11/11/2020 | 43950 | 202181494 | 11/11/2020
Lennox Industries Inc. | Airease | A93UH1E090C12A* | Federally-Regulated Consumer Product | Non-Weatherized, Condensing Ga | 1295 | 252 |  | 11/11/2020 | 88167 | 203926026 | 11/11/2020
Lennox Industries Inc. | Airease | A80UH1E070A12-* | Federally-Regulated Consumer Product | Non-Weatherized, Non-Condensin | 1317 | 240 |  | 11/11/2020 | 65588 | 204454634 | 11/11/2020
Lennox Industries Inc. | Ducane | 80G2UH070AV12-* | Federally-Regulated Consumer Product | Non-Weatherized, Non-Condensin | 1394 | 243 |  | 11/11/2020 | 42853 | 201692878 | 11/11/2020
Lennox Industries Inc. | Ducane | 80G1UH045AE12** | Federally-Regulated Consumer Product | Non-Weatherized, Non-Condensin | 1249 | 237 |  | 11/11/2020 | 43950 | 202181493 | 11/11/2020
Lennox Industries Inc. | Ducane | 80G1UH135DE20** | Federally-Regulated Consumer Product | Non-Weatherized, Non-Condensin | 2248 | 281 |  | 11/11/2020 | 132455 | 202181513 | 11/11/2020
Lennox Industries Inc. | Ducane | 80G1UH070AE12L-* | Federally-Regulated Consumer Product | Non-Weatherized, Non-Condensin | 1317 | 240 |  | 11/11/2020 | 65588 | 205126468 | 11/11/2020
Lennox Industries Inc. | Ducane | 80G1UH090BE16L-** | Federally-Regulated Consumer Product | Non-Weatherized, Non-Condensin | 1628 | 254 |  | 11/11/2020 | 87272 | 205126586 | 11/11/2020
Lennox Industries Inc. | Ducane | 80G1DF110CE20** | Federally-Regulated Consumer Product | Non-Weatherized, Non-Condensin | 2147 | 276 |  | 11/11/2020 | 111057 | 202181832 | 11/11/2020
Lennox Industries Inc. | Ducane | 80G1UH070BE12L-** | Federally-Regulated Consumer Product | Non-Weatherized, Non-Condensin | 1361 | 242 |  | 11/11/2020 | 65645 | 205126585 | 11/11/2020
Lennox Industries Inc. | Ducane | 95G1UH060BE12X-* | Federally-Regulated Consumer Product | Non-Weatherized, Condensing Ga | 1313 | 253 |  | 11/11/2020 | 60222 | 201981483 | 11/11/2020
Lennox Industries Inc. | Ducane | 80G1UH070AE12-* | Federally-Regulated Consumer Product | Non-Weatherized, Non-Condensin | 1317 | 240 |  | 11/11/2020 | 65588 | 204454635 | 11/11/2020
Lennox Industries Inc. | Ducane | 80G1UH080BE16X-* | Federally-Regulated Consumer Product | Non-Weatherized, Non-Condensin | 1656 | 255 |  | 11/11/2020 | 79712 | 202055800 | 11/11/2020
Lennox Industries Inc. | Ducane | 80G1UH090BE16** | Federally-Regulated Consumer Product | Non-Weatherized, Non-Condensin | 1628 | 254 |  | 11/11/2020 | 87272 | 202181501 | 11/11/2020
Lennox Industries Inc. | Ducane | 80G1DF090BE16** | Federally-Regulated Consumer Product | Non-Weatherized, Non-Condensin | 1639 | 254 |  | 11/11/2020 | 87767 | 202181817 | 11/11/2020
Lennox Industries Inc. | Ducane | 80G1UH045AE12L-* | Federally-Regulated Consumer Product | Non-Weatherized, Non-Condensin | 1249 | 237 |  | 11/11/2020 | 43950 | 205126467 | 11/11/2020
Lennox Industries Inc. | Ducane | 80G1UH070BE12** | Federally-Regulated Consumer Product | Non-Weatherized, Non-Condensin | 1361 | 242 |  | 11/11/2020 | 65645 | 202181497 | 11/11/2020
Lennox Industries Inc. | Ducane | 80G1DF045AE12** | Federally-Regulated Consumer Product | Non-Weatherized, Non-Condensin | 1233 | 236 |  | 11/11/2020 | 44020 | 202181787 | 11/11/2020
Lennox Industries Inc. | Concord | 80G1DF045AE12** | Federally-Regulated Consumer Product | Non-Weatherized, Non-Condensin | 1233 | 236 |  | 11/11/2020 | 44020 | 202181784 | 11/11/2020
Lennox Industries Inc. | Concord | 80G1UH090BE16L-** | Federally-Regulated Consumer Product | Non-Weatherized, Non-Condensin | 1628 | 254 |  | 11/11/2020 | 87272 | 205126583 | 11/11/2020
Lennox Industries Inc. | Concord | 80G1UH090BE16** | Federally-Regulated Consumer Product | Non-Weatherized, Non-Condensin | 1628 | 254 |  | 11/11/2020 | 87272 | 202181500 | 11/11/2020
Lennox Industries Inc. | Concord | 80G1UH045AE12** | Federally-Regulated Consumer Product | Non-Weatherized, Non-Condensin | 1249 | 237 |  | 11/11/2020 | 43950 | 202181492 | 11/11/2020
Lennox Industries Inc. | Concord | 80G1UH045AE12L-** | Federally-Regulated Consumer Product | Non-Weatherized, Non-Condensin | 1249 | 237 |  | 11/11/2020 | 43950 | 205126626 | 11/11/2020
Lennox Industries Inc. | Concord | 80G2UH070AV12-* | Federally-Regulated Consumer Product | Non-Weatherized, Non-Condensin | 1394 | 243 |  | 11/11/2020 | 42853 | 201692877 | 11/11/2020
Lennox Industries Inc. | Concord | 80G1DF110CE20** | Federally-Regulated Consumer Product | Non-Weatherized, Non-Condensin | 2147 | 276 |  | 11/11/2020 | 111057 | 202181828 | 11/11/2020
Lennox Industries Inc. | Concord | 95G1UH060BE12X-* | Federally-Regulated Consumer Product | Non-Weatherized, Condensing Ga | 1313 | 253 |  | 11/11/2020 | 60222 | 201981482 | 11/11/2020
Lennox Industries Inc. | Concord | 80G1UH070BE12** | Federally-Regulated Consumer Product | Non-Weatherized, Non-Condensin | 1361 | 242 |  | 11/11/2020 | 65645 | 202181496 | 11/11/2020
Lennox Industries Inc. | Concord | 80G1UH070AE12-* | Federally-Regulated Consumer Product | Non-Weatherized, Non-Condensin | 1317 | 240 |  | 11/11/2020 | 65588 | 204454633 | 11/11/2020
Lennox Industries Inc. | Concord | 80G1UH080BE16X-* | Federally-Regulated Consumer Product | Non-Weatherized, Non-Condensin | 1656 | 255 |  | 11/11/2020 | 79712 | 202055799 | 11/11/2020
Lennox Industries Inc. | Concord | 80G1UH135DE20** | Federally-Regulated Consumer Product | Non-Weatherized, Non-Condensin | 2248 | 281 |  | 11/11/2020 | 132455 | 202181512 | 11/11/2020
Lennox Industries Inc. | Concord | 80G1DF090BE16** | Federally-Regulated Consumer Product | Non-Weatherized, Non-Condensin | 1639 | 254 |  | 11/11/2020 | 87767 | 202181813 | 11/11/2020
Lennox Industries Inc. | Concord | 80G1UH070BE12L-** | Federally-Regulated Consumer Product | Non-Weatherized, Non-Condensin | 1361 | 242 |  | 11/11/2020 | 65645 | 205126582 | 11/11/2020
Lennox Industries Inc. | Concord | 80G1UH070AE12L-* | Federally-Regulated Consumer Product | Non-Weatherized, Non-Condensin | 1317 | 240 |  | 11/11/2020 | 65588 | 205126466 | 11/11/2020
Lennox Industries Inc. | ALLIED | A80US2V100C20X-** | Federally-Regulated Consumer Product | Non-Weatherized, Non-Condensin | 2205 | 244 |  | 10/03/2019 |  |  | 11/11/2020
Lennox Industries Inc. | ALLIED | A80US2V060A12X-** | Federally-Regulated Consumer Product | Non-Weatherized, Non-Condensin | 1358 | 175 |  | 10/03/2019 |  |  | 11/11/2020
Lennox Industries Inc. | ALLIED | A97US2V040B12X-*-* | Federally-Regulated Consumer Product | Non-Weatherized, Condensing Ga | 1397 | 198 |  | 10/03/2019 |  |  | 11/11/2020
Lennox Industries Inc. | ALLIED | 95G1UH060BE12X-* | Federally-Regulated Consumer Product | Non-Weatherized, Condensing Ga | 1313 | 213 |  | 10/03/2019 |  |  | 11/11/2020
Lennox Industries Inc. | ALLIED | 80G1UH080BE16X-* | Federally-Regulated Consumer Product | Non-Weatherized, Non-Condensin | 1656 | 201 |  | 10/03/2019 |  |  | 11/11/2020
Lennox Industries Inc. | ALLIED | A80UH1E080B16X-* | Federally-Regulated Consumer Product | Non-Weatherized, Non-Condensin | 1656 | 201 |  | 10/03/2019 |  |  | 11/11/2020
Lennox Industries Inc. | AC PRO | A97US2V040B12X-*-* | Federally-Regulated Consumer Product | Non-Weatherized, Condensing Ga | 1397 | 198 |  | 10/03/2019 |  |  | 11/11/2020
Lennox Industries Inc. | AC PRO | A80US2V060A12X-** | Federally-Regulated Consumer Product | Non-Weatherized, Non-Condensin | 1358 | 175 |  | 10/03/2019 |  |  | 11/11/2020
Lennox Industries Inc. | AC PRO | 80G1UH080BE16X-* | Federally-Regulated Consumer Product | Non-Weatherized, Non-Condensin | 1656 | 201 |  | 10/03/2019 |  |  | 11/11/2020
Lennox Industries Inc. | AC PRO | A80UH1E080B16X-* | Federally-Regulated Consumer Product | Non-Weatherized, Non-Condensin | 1656 | 201 |  | 10/03/2019 |  |  | 11/11/2020
Lennox Industries Inc. | AC PRO | 95G1UH060BE12X-* | Federally-Regulated Consumer Product | Non-Weatherized, Condensing Ga | 1313 | 213 |  | 10/03/2019 |  |  | 11/11/2020
Lennox Industries Inc. | AC PRO | A80US2V100C20X-** | Federally-Regulated Consumer Product | Non-Weatherized, Non-Condensin | 2205 | 244 |  | 10/03/2019 |  |  | 11/11/2020
Rheem Sales Company, Inc. | DURASTAR | DR80UAT0502314SA | Federally-Regulated Consumer Product | Non-Weatherized, Non-Condensin | 1260 | 183 | 237 | 10/28/2020 | 35654 | 205783260 | 11/11/2020
Lennox Industries Inc. | ARMSTRONG AIR | A96DS2V110C20S-* | Federally-Regulated Consumer Product | Non-Weatherized, Condensing Ga | 2263 | 245 |  | 10/03/2019 |  |  | 11/11/2020
Lennox Industries Inc. | ARMSTRONG AIR | A97US2V040B12X-*-* | Federally-Regulated Consumer Product | Non-Weatherized, Condensing Ga | 1397 | 198 |  | 10/03/2019 |  |  | 11/11/2020
Lennox Industries Inc. | ARMSTRONG AIR | A80DF1E110C20** | Federally-Regulated Consumer Product | Non-Weatherized, Non-Condensin | 2147 | 230 |  | 10/03/2019 |  |  | 11/11/2020
Lennox Industries Inc. | ARMSTRONG AIR | A93UH1E090C12A* | Federally-Regulated Consumer Product | Non-Weatherized, Condensing Ga | 1295 | 206 |  | 10/03/2019 |  |  | 11/11/2020
Lennox Industries Inc. | ARMSTRONG AIR | A80UH1E80B16X-* | Federally-Regulated Consumer Product | Non-Weatherized, Non-Condensin | 1656 | 201 |  | 10/03/2019 |  |  | 11/11/2020
Lennox Industries Inc. | ARMSTRONG AIR | 96G1UH060BE12X-* | Federally-Regulated Consumer Product | Non-Weatherized, Condensing Ga | 1313 | 213 |  | 10/03/2019 |  |  | 11/11/2020
Lennox Industries Inc. | ARMSTRONG AIR | A80UH1E045A12** | Federally-Regulated Consumer Product | Non-Weatherized, Non-Condensin | 1249 | 175 |  | 10/03/2019 |  |  | 11/11/2020
Lennox Industries Inc. | ARMSTRONG AIR | A80US2V070A12L-* | Federally-Regulated Consumer Product | Non-Weatherized, Non-Condensin | 1394 | 212 |  | 10/03/2019 |  |  | 11/11/2020
Lennox Industries Inc. | ARMSTRONG AIR | A80DS2V090B16-* | Federally-Regulated Consumer Product | Non-Weatherized, Non-Condensin | 1740 | 226 |  | 10/03/2019 |  |  | 11/11/2020
Lennox Industries Inc. | ARMSTRONG AIR | A80US2V135D20-* | Federally-Regulated Consumer Product | Non-Weatherized, Non-Condensin | 2445 | 267 |  | 10/03/2019 |  |  | 11/11/2020
Lennox Industries Inc. | ARMSTRONG AIR | A80UH1E135D20** | Federally-Regulated Consumer Product | Non-Weatherized, Non-Condensin | 2248 | 253 |  | 10/03/2019 |  |  | 11/11/2020
Lennox Industries Inc. | ARMSTRONG AIR | A93DF1E090C16A* | Federally-Regulated Consumer Product | Non-Weatherized, Condensing Ga | 1659 | 208 |  | 10/03/2019 |  |  | 11/11/2020
Lennox Industries Inc. | ARMSTRONG AIR | A80DF1E045A12** | Federally-Regulated Consumer Product | Non-Weatherized, Non-Condensin | 1233 | 178 |  | 10/03/2019 |  |  | 11/11/2020
Lennox Industries Inc. | ARMSTRONG AIR | A80UH1E080B16X-* | Federally-Regulated Consumer Product | Non-Weatherized, Non-Condensin | 1656 | 201 |  | 10/03/2019 |  |  | 11/11/2020
Lennox Industries Inc. | ARMSTRONG AIR | A80US2V100C20X-** | Federally-Regulated Consumer Product | Non-Weatherized, Non-Condensin | 2205 | 244 |  | 10/03/2019 |  |  | 11/11/2020
Lennox Industries Inc. | ARMSTRONG AIR | A80UH1E090B16** | Federally-Regulated Consumer Product | Non-Weatherized, Non-Condensin | 1628 | 200 |  | 10/03/2019 |  |  | 11/11/2020
Lennox Industries Inc. | ARMSTRONG AIR | A80UH1E070A12-* | Federally-Regulated Consumer Product | Non-Weatherized, Non-Condensin | 1317 | 184 |  | 10/03/2019 |  |  | 11/11/2020
Lennox Industries Inc. | ARMSTRONG AIR | A80DF1E090B16** | Federally-Regulated Consumer Product | Non-Weatherized, Non-Condensin | 1639 | 189 |  | 10/03/2019 |  |  | 11/11/2020
Lennox Industries Inc. | ARMSTRONG AIR | A80DS2V110C20-* | Federally-Regulated Consumer Product | Non-Weatherized, Non-Condensin | 2001 | 237 |  | 10/03/2019 |  |  | 11/11/2020
Lennox Industries Inc. | ARMSTRONG AIR | A80US2V060A12X-** | Federally-Regulated Consumer Product | Non-Weatherized, Non-Condensin | 1358 | 175 |  | 10/03/2019 |  |  | 11/11/2020
Lennox Industries Inc. | ARMSTRONG AIR | A80US2V090C20-* | Federally-Regulated Consumer Product | Non-Weatherized, Non-Condensin | 2291 | 207 |  | 10/03/2019 |  |  | 11/11/2020
Lennox Industries Inc. | ARMSTRONG AIR | A80UH1E070B12** | Federally-Regulated Consumer Product | Non-Weatherized, Non-Condensin | 1361 | 170 |  | 10/03/2019 |  |  | 11/11/2020
Lennox Industries Inc. | Lennox | ML193UH090XE36C-* | Federally-Regulated Consumer Product | Non-Weatherized, Condensing Ga | 1295 | 206 |  | 10/03/2019 |  |  | 11/11/2020
Lennox Industries Inc. | Lennox | SL297UH040NV36B-* | Federally-Regulated Consumer Product | Non-Weatherized, Condensing Ga | 1397 | 198 |  | 10/03/2019 |  |  | 11/11/2020
Lennox Industries Inc. | Lennox | EL280UH070E36A-* | Federally-Regulated Consumer Product | Non-Weatherized, Non-Condensin | 1397 | 211 |  | 10/03/2019 |  |  | 11/11/2020
Lennox Industries Inc. | Lennox | EL296DF110XV60C-* | Federally-Regulated Consumer Product | Non-Weatherized, Condensing Ga | 2263 | 245 |  | 10/03/2019 |  |  | 11/11/2020
Lennox Industries Inc. | Lennox | ML180UH090XE48B** | Federally-Regulated Consumer Product | Non-Weatherized, Non-Condensin | 1628 | 200 |  | 10/03/2019 |  |  | 11/11/2020
Lennox Industries Inc. | Lennox | SL280UH135V60D-* | Federally-Regulated Consumer Product | Non-Weatherized, Non-Condensin | 2445 | 267 |  | 10/03/2019 |  |  | 11/11/2020
Lennox Industries Inc. | Lennox | ML180UH090E48B** | Federally-Regulated Consumer Product | Non-Weatherized, Non-Condensin | 1628 | 200 |  | 10/03/2019 |  |  | 11/11/2020
Lennox Industries Inc. | Lennox | SL280DF090V48B-* | Federally-Regulated Consumer Product | Non-Weatherized, Non-Condensin | 1740 | 226 |  | 10/03/2019 |  |  | 11/11/2020
Lennox Industries Inc. | Lennox | ML180DF090E48B** | Federally-Regulated Consumer Product | Non-Weatherized, Non-Condensin | 1639 | 189 |  | 10/03/2019 |  |  | 11/11/2020
Lennox Industries Inc. | Lennox | ML193DF090XE48C-* | Federally-Regulated Consumer Product | Non-Weatherized, Condensing Ga | 1659 | 208 |  | 10/03/2019 |  |  | 11/11/2020
Lennox Industries Inc. | Lennox | ML180UH045V36A** | Federally-Regulated Consumer Product | Non-Weatherized, Non-Condensin | 1306 | 158 |  | 10/03/2019 |  |  | 11/11/2020
Lennox Industries Inc. | Lennox | ML180UH135E60D** | Federally-Regulated Consumer Product | Non-Weatherized, Non-Condensin | 2248 | 253 |  | 10/03/2019 |  |  | 11/11/2020
Lennox Industries Inc. | Lennox | ML196DF110XE60C-* | Federally-Regulated Consumer Product | Non-Weatherized, Condensing Ga | 2033 | 260 |  | 08/19/2020 | 111365 | 205991400 | 11/11/2020
Lennox Industries Inc. | Lennox | ML180DF045E36A** | Federally-Regulated Consumer Product | Non-Weatherized, Non-Condensin | 1233 | 178 |  | 10/03/2019 |  |  | 11/11/2020
Lennox Industries Inc. | Lennox | ML180UH070V36B** | Federally-Regulated Consumer Product | Non-Weatherized, Non-Condensin | 1511 | 170 |  | 10/03/2019 |  |  | 11/11/2020
Lennox Industries Inc. | Lennox | ML180UH030V36A** | Federally-Regulated Consumer Product | Non-Weatherized, Non-Condensin | 1419 | 107 |  | 10/03/2019 |  |  | 11/11/2020
Lennox Industries Inc. | Lennox | SL280DF110V60C-* | Federally-Regulated Consumer Product | Non-Weatherized, Non-Condensin | 2001 | 237 |  | 10/03/2019 |  |  | 11/11/2020
Lennox Industries Inc. | Lennox | ML180UH070V36A** | Federally-Regulated Consumer Product | Non-Weatherized, Non-Condensin | 1314 | 173 |  | 10/03/2019 |  |  | 11/11/2020
Lennox Industries Inc. | Lennox | ML180UH045E36A** | Federally-Regulated Consumer Product | Non-Weatherized, Non-Condensin | 1249 | 175 |  | 10/03/2019 |  |  | 11/11/2020
Lennox Industries Inc. | Lennox | SL280UH090XV60C-* | Federally-Regulated Consumer Product | Non-Weatherized, Non-Condensin | 2291 | 207 |  | 10/03/2019 |  |  | 11/11/2020
Lennox Industries Inc. | Lennox | SLP99UH090XV48C-* | Federally-Regulated Consumer Product | Non-Weatherized, Condensing Ga | 1948 | 149 |  | 07/22/2020 | 31311 | 205534325 | 11/11/2020
Lennox Industries Inc. | Lennox | EL280UH110E48C-* | Federally-Regulated Consumer Product | Non-Weatherized, Non-Condensin | 1658 | 214 |  | 10/03/2019 |  |  | 11/11/2020
Lennox Industries Inc. | Lennox | SL280UH070V36A-* | Federally-Regulated Consumer Product | Non-Weatherized, Non-Condensin | 1394 | 212 |  | 10/03/2019 |  |  | 11/11/2020
Lennox Industries Inc. | Lennox | SL280UH090V60C-* | Federally-Regulated Consumer Product | Non-Weatherized, Non-Condensin | 2291 | 207 |  | 10/03/2019 |  |  | 11/11/2020
Lennox Industries Inc. | Lennox | ML180UH070E36A** | Federally-Regulated Consumer Product | Non-Weatherized, Non-Condensin | 1317 | 184 |  | 10/03/2019 |  |  | 11/11/2020
Lennox Industries Inc. | Lennox | EL195UH060NE36B-* | Federally-Regulated Consumer Product | Non-Weatherized, Condensing Ga | 1313 | 213 |  | 10/03/2019 |  |  | 11/11/2020
Lennox Industries Inc. | Lennox | EL280UH090XE48B-* | Federally-Regulated Consumer Product | Non-Weatherized, Non-Condensin | 1663 | 226 |  | 10/03/2019 |  |  | 11/11/2020
Lennox Industries Inc. | Lennox | ML196UH135XE60D-* | Federally-Regulated Consumer Product | Non-Weatherized, Condensing Ga | 2388 | 281 |  | 08/19/2020 | 132320 | 205991399 | 11/11/2020
Lennox Industries Inc. | Lennox | SLP99UH090XV60C-* | Federally-Regulated Consumer Product | Non-Weatherized, Condensing Ga | 2473 | 165 |  | 07/22/2020 | 30734 | 205534326 | 11/11/2020
Lennox Industries Inc. | Lennox | ML196UH070XE48B-* | Federally-Regulated Consumer Product | Non-Weatherized, Condensing Ga | 1693 | 228 |  | 08/19/2020 | 66189 | 205991396 | 11/11/2020
Lennox Industries Inc. | Lennox | ML196UH090XE60C-* | Federally-Regulated Consumer Product | Non-Weatherized, Condensing Ga | 1888 | 249 |  | 08/19/2020 | 88383 | 205991398 | 11/11/2020
Lennox Industries Inc. | Lennox | SL280UH070XV36A-* | Federally-Regulated Consumer Product | Non-Weatherized, Non-Condensin | 1394 | 212 |  | 10/03/2019 |  |  | 11/11/2020
Lennox Industries Inc. | Lennox | ML180UH070XE36B** | Federally-Regulated Consumer Product | Non-Weatherized, Non-Condensin | 1361 | 170 |  | 10/03/2019 |  |  | 11/11/2020
Lennox Industries Inc. | Lennox | ML180DF110E60C** | Federally-Regulated Consumer Product | Non-Weatherized, Non-Condensin | 2147 | 230 |  | 10/03/2019 |  |  | 11/11/2020
Lennox Industries Inc. | Lennox | SL280UH060NV36A-* | Federally-Regulated Consumer Product | Non-Weatherized, Non-Condensin | 1358 | 175 |  | 10/03/2019 |  |  | 11/11/2020
Lennox Industries Inc. | Lennox | ML180UH090V48B** | Federally-Regulated Consumer Product | Non-Weatherized, Non-Condensin | 1509 | 163 |  | 10/03/2019 |  |  | 11/11/2020
Lennox Industries Inc. | Lennox | EL280UH070XE36A-* | Federally-Regulated Consumer Product | Non-Weatherized, Non-Condensin | 1397 | 211 |  | 10/03/2019 |  |  | 11/11/2020
Lennox Industries Inc. | Lennox | EL280UH045E36A-* | Federally-Regulated Consumer Product | Non-Weatherized, Non-Condensin | 1377 | 213 |  | 10/03/2019 |  |  | 11/11/2020
Lennox Industries Inc. | Lennox | ML180UH045XE36A** | Federally-Regulated Consumer Product | Non-Weatherized, Non-Condensin | 1249 | 175 |  | 10/03/2019 |  |  | 11/11/2020
Lennox Industries Inc. | Lennox | ML196UH090XE36C-* | Federally-Regulated Consumer Product | Non-Weatherized, Condensing Ga | 1386 | 201 |  | 08/19/2020 | 88380 | 205991397 | 11/11/2020
Lennox Industries Inc. | Lennox | ML180UH070XE36A** | Federally-Regulated Consumer Product | Non-Weatherized, Non-Condensin | 1317 | 184 |  | 10/03/2019 |  |  | 11/11/2020
Lennox Industries Inc. | Lennox | EL180UH080NE48B-* | Federally-Regulated Consumer Product | Non-Weatherized, Non-Condensin | 1656 | 201 |  | 10/03/2019 |  |  | 11/11/2020
Lennox Industries Inc. | Lennox | EL280UH090E48B-* | Federally-Regulated Consumer Product | Non-Weatherized, Non-Condensin | 1663 | 226 |  | 10/03/2019 |  |  | 11/11/2020
Lennox Industries Inc. | Lennox | ML180UH070E36B** | Federally-Regulated Consumer Product | Non-Weatherized, Non-Condensin | 1361 | 170 |  | 10/03/2019 |  |  | 11/11/2020
Lennox Industries Inc. | Lennox | SL280UH100NV60C-* | Federally-Regulated Consumer Product | Non-Weatherized, Non-Condensin | 2205 | 244 |  | 10/03/2019 |  |  | 11/11/2020
Lennox Industries Inc. | Lennox | ML193UH090XE36C-* | Federally-Regulated Consumer Product | Non-Weatherized, Condensing Ga | 1295 | 252 |  | 11/11/2020 | 88167 | 202568880 | 11/11/2020
Lennox Industries Inc. | Lennox | SL297UH040NV36B-* | Federally-Regulated Consumer Product | Non-Weatherized, Condensing Ga | 1397 | 256 |  | 11/11/2020 | 25747 | 201834794 | 11/11/2020
Lennox Industries Inc. | Lennox | EL280UH070E36A-* | Federally-Regulated Consumer Product | Non-Weatherized, Non-Condensin | 1397 | 243 |  | 11/11/2020 | 43054 | 202866993 | 11/11/2020
Lennox Industries Inc. | Lennox | EL296DF110XV60C-* | Federally-Regulated Consumer Product | Non-Weatherized, Condensing Ga | 2263 | 295 |  | 11/11/2020 | 71480 | 4988230 | 11/11/2020
Lennox Industries Inc. | Lennox | ML180UH090XE48B** | Federally-Regulated Consumer Product | Non-Weatherized, Non-Condensin | 1628 | 254 |  | 11/11/2020 | 87272 | 10581934 | 11/11/2020
Lennox Industries Inc. | Lennox | SL280UH135V60D-* | Federally-Regulated Consumer Product | Non-Weatherized, Non-Condensin | 2445 | 290 |  | 11/11/2020 | 86870 | 3858310 | 11/11/2020
Lennox Industries Inc. | Lennox | ML180UH090E48B** | Federally-Regulated Consumer Product | Non-Weatherized, Non-Condensin | 1628 | 254 |  | 11/11/2020 | 87272 | 10581932 | 11/11/2020
Lennox Industries Inc. | Lennox | SL280DF090V48B-* | Federally-Regulated Consumer Product | Non-Weatherized, Non-Condensin | 1740 | 259 |  | 11/11/2020 | 56622 | 3845341 | 11/11/2020
Lennox Industries Inc. | Lennox | ML180DF090E48B** | Federally-Regulated Consumer Product | Non-Weatherized, Non-Condensin | 1639 | 254 |  | 11/11/2020 | 87767 | 10581926 | 11/11/2020
Lennox Industries Inc. | Lennox | ML193DF090XE48C-* | Federally-Regulated Consumer Product | Non-Weatherized, Condensing Ga | 1659 | 268 |  | 11/11/2020 | 87251 | 202568886 | 11/11/2020
Lennox Industries Inc. | Lennox | ML180UH045V36A** | Federally-Regulated Consumer Product | Non-Weatherized, Non-Condensin | 1306 | 239 |  | 11/11/2020 | 44002 | 204457111 | 11/11/2020
Lennox Industries Inc. | Lennox | ML180UH135E60D** | Federally-Regulated Consumer Product | Non-Weatherized, Non-Condensin | 2248 | 281 |  | 11/11/2020 | 132455 | 10581937 | 11/11/2020
Lennox Industries Inc. | Lennox | ML196DF110XE60C-* | Federally-Regulated Consumer Product | Non-Weatherized, Condensing Ga | 2033 | 284 |  | 11/11/2020 | 111365 | 205991400 | 11/11/2020
Lennox Industries Inc. | Lennox | ML180DF045E36A** | Federally-Regulated Consumer Product | Non-Weatherized, Non-Condensin | 1233 | 236 |  | 11/11/2020 | 44020 | 10581924 | 11/11/2020
Lennox Industries Inc. | Lennox | ML180UH070V36B** | Federally-Regulated Consumer Product | Non-Weatherized, Non-Condensin | 1511 | 248 |  | 11/11/2020 | 66238 | 204457113 | 11/11/2020
Lennox Industries Inc. | Lennox | ML180UH030V36A** | Federally-Regulated Consumer Product | Non-Weatherized, Non-Condensin | 1419 | 244 |  | 11/11/2020 | 30108 | 204457110 | 11/11/2020
Lennox Industries Inc. | Lennox | SL280DF110V60C-* | Federally-Regulated Consumer Product | Non-Weatherized, Non-Condensin | 2001 | 270 |  | 11/11/2020 | 72397 | 3845343 | 11/11/2020
Lennox Industries Inc. | Lennox | ML180UH070V36A** | Federally-Regulated Consumer Product | Non-Weatherized, Non-Condensin | 1314 | 240 |  | 11/11/2020 | 66713 | 204457112 | 11/11/2020
Lennox Industries Inc. | Lennox | ML180UH045E36A** | Federally-Regulated Consumer Product | Non-Weatherized, Non-Condensin | 1249 | 237 |  | 11/11/2020 | 43950 | 10581928 | 11/11/2020
Lennox Industries Inc. | Lennox | SL280UH090XV60C-* | Federally-Regulated Consumer Product | Non-Weatherized, Non-Condensin | 2291 | 283 |  | 11/11/2020 | 57219 | 4239538 | 11/11/2020
Lennox Industries Inc. | Lennox | SLP99UH090XV48C-* | Federally-Regulated Consumer Product | Non-Weatherized, Condensing Ga | 1948 | 281 |  | 11/11/2020 | 31311 | 205534325 | 11/11/2020
Lennox Industries Inc. | Lennox | EL280UH110E48C-* | Federally-Regulated Consumer Product | Non-Weatherized, Non-Condensin | 1658 | 255 |  | 11/11/2020 | 72173 | 204501579 | 11/11/2020
Lennox Industries Inc. | Lennox | SL280UH070V36A-* | Federally-Regulated Consumer Product | Non-Weatherized, Non-Condensin | 1394 | 243 |  | 11/11/2020 | 42853 | 3858301 | 11/11/2020
Lennox Industries Inc. | Lennox | SL280UH090V60C-* | Federally-Regulated Consumer Product | Non-Weatherized, Non-Condensin | 2291 | 283 |  | 11/11/2020 | 57219 | 3858307 | 11/11/2020
Lennox Industries Inc. | Lennox | ML180UH070E36A** | Federally-Regulated Consumer Product | Non-Weatherized, Non-Condensin | 1317 | 240 |  | 11/11/2020 | 65588 | 204454152 | 11/11/2020
Lennox Industries Inc. | Lennox | EL195UH060NE36B-* | Federally-Regulated Consumer Product | Non-Weatherized, Condensing Ga | 1313 | 253 |  | 11/11/2020 | 60222 | 201834898 | 11/11/2020
Lennox Industries Inc. | Lennox | EL280UH090XE48B-* | Federally-Regulated Consumer Product | Non-Weatherized, Non-Condensin | 1663 | 255 |  | 11/11/2020 | 57278 | 202866997 | 11/11/2020
Lennox Industries Inc. | Lennox | ML196UH135XE60D-* | Federally-Regulated Consumer Product | Non-Weatherized, Condensing Ga | 2388 | 300 |  | 11/11/2020 | 132320 | 205991399 | 11/11/2020
Lennox Industries Inc. | Lennox | SLP99UH090XV60C-* | Federally-Regulated Consumer Product | Non-Weatherized, Condensing Ga | 2473 | 304 |  | 11/11/2020 | 30734 | 205534326 | 11/11/2020
Lennox Industries Inc. | Lennox | ML196UH070XE48B-* | Federally-Regulated Consumer Product | Non-Weatherized, Condensing Ga | 1693 | 269 |  | 11/11/2020 | 66189 | 205991396 | 11/11/2020
Lennox Industries Inc. | Lennox | ML196UH090XE60C-* | Federally-Regulated Consumer Product | Non-Weatherized, Condensing Ga | 1888 | 278 |  | 11/11/2020 | 88383 | 205991398 | 11/11/2020
Lennox Industries Inc. | Lennox | SL280UH070XV36A-* | Federally-Regulated Consumer Product | Non-Weatherized, Non-Condensin | 1394 | 243 |  | 11/11/2020 | 42853 | 3858302 | 11/11/2020
Lennox Industries Inc. | Lennox | ML180UH070XE36B** | Federally-Regulated Consumer Product | Non-Weatherized, Non-Condensin | 1361 | 242 |  | 11/11/2020 | 65645 | 10581931 | 11/11/2020
Lennox Industries Inc. | Lennox | ML180DF110E60C** | Federally-Regulated Consumer Product | Non-Weatherized, Non-Condensin | 2147 | 276 |  | 11/11/2020 | 111057 | 10581927 | 11/11/2020
Lennox Industries Inc. | Lennox | SL280UH060NV36A-* | Federally-Regulated Consumer Product | Non-Weatherized, Non-Condensin | 1358 | 242 |  | 11/11/2020 | 39697 | 10276455 | 11/11/2020
Lennox Industries Inc. | Lennox | ML180UH090V48B** | Federally-Regulated Consumer Product | Non-Weatherized, Non-Condensin | 1509 | 248 |  | 11/11/2020 | 89108 | 204457115 | 11/11/2020
Lennox Industries Inc. | Lennox | EL280UH070XE36A-* | Federally-Regulated Consumer Product | Non-Weatherized, Non-Condensin | 1397 | 243 |  | 11/11/2020 | 43054 | 202866994 | 11/11/2020
Lennox Industries Inc. | Lennox | EL280UH045E36A-* | Federally-Regulated Consumer Product | Non-Weatherized, Non-Condensin | 1377 | 243 |  | 11/11/2020 | 29164 | 202866992 | 11/11/2020
Lennox Industries Inc. | Lennox | ML180UH045XE36A** | Federally-Regulated Consumer Product | Non-Weatherized, Non-Condensin | 1249 | 237 |  | 11/11/2020 | 43950 | 10581929 | 11/11/2020
Lennox Industries Inc. | Lennox | ML196UH090XE36C-* | Federally-Regulated Consumer Product | Non-Weatherized, Condensing Ga | 1386 | 256 |  | 11/11/2020 | 88380 | 205991397 | 11/11/2020
Lennox Industries Inc. | Lennox | ML180UH070XE36A** | Federally-Regulated Consumer Product | Non-Weatherized, Non-Condensin | 1317 | 240 |  | 11/11/2020 | 65588 | 204454153 | 11/11/2020
Lennox Industries Inc. | Lennox | EL180UH080NE48B-* | Federally-Regulated Consumer Product | Non-Weatherized, Non-Condensin | 1656 | 255 |  | 11/11/2020 | 79712 | 202028474 | 11/11/2020
Lennox Industries Inc. | Lennox | EL280UH090E48B-* | Federally-Regulated Consumer Product | Non-Weatherized, Non-Condensin | 1663 | 255 |  | 11/11/2020 | 57278 | 202866996 | 11/11/2020
Lennox Industries Inc. | Lennox | ML180UH070E36B** | Federally-Regulated Consumer Product | Non-Weatherized, Non-Condensin | 1361 | 242 |  | 11/11/2020 | 65645 | 10581930 | 11/11/2020
Lennox Industries Inc. | Lennox | SL280UH100NV60C-* | Federally-Regulated Consumer Product | Non-Weatherized, Non-Condensin | 2205 | 279 |  | 11/11/2020 | 65467 | 10276458 | 11/11/2020
Lennox Industries Inc. | AC PRO | A97US2V040B12X-*-* | Federally-Regulated Consumer Product | Non-Weatherized, Condensing Ga | 1397 | 256 |  | 11/11/2020 | 25747 | 204032276 | 11/11/2020
Lennox Industries Inc. | AC PRO | A80US2V060A12X-** | Federally-Regulated Consumer Product | Non-Weatherized, Non-Condensin | 1358 | 242 |  | 11/11/2020 | 39697 | 204032285 | 11/11/2020
Lennox Industries Inc. | AC PRO | 80G1UH080BE16X-* | Federally-Regulated Consumer Product | Non-Weatherized, Non-Condensin | 1656 | 255 |  | 11/11/2020 | 79712 | 204032294 | 11/11/2020
Lennox Industries Inc. | AC PRO | A80UH1E080B16X-* | Federally-Regulated Consumer Product | Non-Weatherized, Non-Condensin | 1656 | 255 |  | 11/11/2020 | 79712 | 204032290 | 11/11/2020
Lennox Industries Inc. | AC PRO | 95G1UH060BE12X-* | Federally-Regulated Consumer Product | Non-Weatherized, Condensing Ga | 1313 | 253 |  | 11/11/2020 | 60222 | 204032281 | 11/11/2020
Lennox Industries Inc. | AC PRO | A80US2V100C20X-** | Federally-Regulated Consumer Product | Non-Weatherized, Non-Condensin | 2205 | 279 |  | 11/11/2020 | 65467 | 204032288 | 11/11/2020
Lennox Industries Inc. | ARMSTRONG AIR | A96DS2V110C20S-* | Federally-Regulated Consumer Product | Non-Weatherized, Condensing Ga | 2263 | 295 |  | 11/11/2020 | 71480 | 201695959 | 11/11/2020
Lennox Industries Inc. | ARMSTRONG AIR | A97US2V040B12X-*-* | Federally-Regulated Consumer Product | Non-Weatherized, Condensing Ga | 1397 | 256 |  | 11/11/2020 | 25747 | 201870438 | 11/11/2020
Lennox Industries Inc. | ARMSTRONG AIR | A80DF1E110C20** | Federally-Regulated Consumer Product | Non-Weatherized, Non-Condensin | 2147 | 276 |  | 11/11/2020 | 111057 | 202181841 | 11/11/2020
Lennox Industries Inc. | ARMSTRONG AIR | A93UH1E090C12A* | Federally-Regulated Consumer Product | Non-Weatherized, Condensing Ga | 1295 | 252 |  | 11/11/2020 | 88167 | 203926016 | 11/11/2020
Lennox Industries Inc. | ARMSTRONG AIR | A80UH1E80B16X-* | Federally-Regulated Consumer Product | Non-Weatherized, Non-Condensin | 1656 | 255 |  | 11/11/2020 | 79712 | 202055797 | 11/11/2020
Lennox Industries Inc. | ARMSTRONG AIR | 96G1UH060BE12X-* | Federally-Regulated Consumer Product | Non-Weatherized, Condensing Ga | 1313 | 253 |  | 11/11/2020 | 60222 | 201981475 | 11/11/2020
Lennox Industries Inc. | ARMSTRONG AIR | A80UH1E045A12** | Federally-Regulated Consumer Product | Non-Weatherized, Non-Condensin | 1249 | 237 |  | 11/11/2020 | 43950 | 202181495 | 11/11/2020
Lennox Industries Inc. | ARMSTRONG AIR | A80US2V070A12L-* | Federally-Regulated Consumer Product | Non-Weatherized, Non-Condensin | 1394 | 243 |  | 11/11/2020 | 42853 | 201693142 | 11/11/2020
Lennox Industries Inc. | ARMSTRONG AIR | A80DS2V090B16-* | Federally-Regulated Consumer Product | Non-Weatherized, Non-Condensin | 1740 | 259 |  | 11/11/2020 | 56622 | 201693134 | 11/11/2020
Lennox Industries Inc. | ARMSTRONG AIR | A80US2V135D20-* | Federally-Regulated Consumer Product | Non-Weatherized, Non-Condensin | 2445 | 290 |  | 11/11/2020 | 86870 | 201693156 | 11/11/2020
Lennox Industries Inc. | ARMSTRONG AIR | A80UH1E135D20** | Federally-Regulated Consumer Product | Non-Weatherized, Non-Condensin | 2248 | 281 |  | 11/11/2020 | 132455 | 202181515 | 11/11/2020
Lennox Industries Inc. | ARMSTRONG AIR | A93DF1E090C16A* | Federally-Regulated Consumer Product | Non-Weatherized, Condensing Ga | 1659 | 268 |  | 11/11/2020 | 87251 | 203926022 | 11/11/2020
Lennox Industries Inc. | ARMSTRONG AIR | A80DF1E045A12** | Federally-Regulated Consumer Product | Non-Weatherized, Non-Condensin | 1233 | 236 |  | 11/11/2020 | 44020 | 202181794 | 11/11/2020
Lennox Industries Inc. | ARMSTRONG AIR | A80UH1E080B16X-* | Federally-Regulated Consumer Product | Non-Weatherized, Non-Condensin | 1656 | 255 |  | 11/11/2020 | 79712 | 202162648 | 11/11/2020
Lennox Industries Inc. | ARMSTRONG AIR | A80US2V100C20X-** | Federally-Regulated Consumer Product | Non-Weatherized, Non-Condensin | 2205 | 279 |  | 11/11/2020 | 65467 | 201981524 | 11/11/2020
Lennox Industries Inc. | ARMSTRONG AIR | A80UH1E090B16** | Federally-Regulated Consumer Product | Non-Weatherized, Non-Condensin | 1628 | 254 |  | 11/11/2020 | 87272 | 202181503 | 11/11/2020
Lennox Industries Inc. | ARMSTRONG AIR | A80UH1E070A12-* | Federally-Regulated Consumer Product | Non-Weatherized, Non-Condensin | 1317 | 240 |  | 11/11/2020 | 65588 | 204454632 | 11/11/2020
Lennox Industries Inc. | ARMSTRONG AIR | A80DF1E090B16** | Federally-Regulated Consumer Product | Non-Weatherized, Non-Condensin | 1639 | 254 |  | 11/11/2020 | 87767 | 202181824 | 11/11/2020
Lennox Industries Inc. | ARMSTRONG AIR | A80DS2V110C20-* | Federally-Regulated Consumer Product | Non-Weatherized, Non-Condensin | 2001 | 270 |  | 11/11/2020 | 72397 | 201693136 | 11/11/2020
Lennox Industries Inc. | ARMSTRONG AIR | A80US2V060A12X-** | Federally-Regulated Consumer Product | Non-Weatherized, Non-Condensin | 1358 | 242 |  | 11/11/2020 | 39697 | 201981520 | 11/11/2020
Lennox Industries Inc. | ARMSTRONG AIR | A80US2V090C20-* | Federally-Regulated Consumer Product | Non-Weatherized, Non-Condensin | 2291 | 283 |  | 11/11/2020 | 57219 | 201693148 | 11/11/2020
Lennox Industries Inc. | ARMSTRONG AIR | A80UH1E070B12** | Federally-Regulated Consumer Product | Non-Weatherized, Non-Condensin | 1361 | 242 |  | 11/11/2020 | 65645 | 202181499 | 11/11/2020
Rheem Sales Company, Inc. | DURASTAR | DR80UAT0502314SA | Federally-Regulated Consumer Product | Non-Weatherized, Non-Condensin | 1260 | 183 |  | 11/11/2020 | 35654 | 205783260 | 11/11/2020
Lennox Industries Inc. | ALLIED | A80US2V100C20X-** | Federally-Regulated Consumer Product | Non-Weatherized, Non-Condensin | 2205 | 279 |  | 11/11/2020 | 65467 | 204032308 | 11/11/2020
Lennox Industries Inc. | ALLIED | A80US2V060A12X-** | Federally-Regulated Consumer Product | Non-Weatherized, Non-Condensin | 1358 | 242 |  | 11/11/2020 | 39697 | 204032305 | 11/11/2020
Lennox Industries Inc. | ALLIED | A97US2V040B12X-*-* | Federally-Regulated Consumer Product | Non-Weatherized, Condensing Ga | 1397 | 256 |  | 11/11/2020 | 25747 | 204032296 | 11/11/2020
Lennox Industries Inc. | ALLIED | 95G1UH060BE12X-* | Federally-Regulated Consumer Product | Non-Weatherized, Condensing Ga | 1313 | 253 |  | 11/11/2020 | 60222 | 204032301 | 11/11/2020
Lennox Industries Inc. | ALLIED | 80G1UH080BE16X-* | Federally-Regulated Consumer Product | Non-Weatherized, Non-Condensin | 1656 | 255 |  | 11/11/2020 | 79712 | 204032313 | 11/11/2020
Lennox Industries Inc. | ALLIED | A80UH1E080B16X-* | Federally-Regulated Consumer Product | Non-Weatherized, Non-Condensin | 1656 | 255 |  | 11/11/2020 | 79712 | 204032310 | 11/11/2020
Johnson Controls, Inc. | YORK BY JOHNSON CONTROLS | PCG4A300502X3 | Federally-Regulated Consumer Product | Weatherized Non-Condensing Gas | 1130 | 244 | 248.72 | 07/22/2020 | 49570 | 205281280 | 11/18/2020
Johnson Controls, Inc. | YORK BY JOHNSON CONTROLS | PCG4B481252X2 | Federally-Regulated Consumer Product | Weatherized Non-Condensing Gas | 1941 | 279 | 284.404 | 10/09/2019 |  |  | 11/18/2020
Johnson Controls, Inc. | YORK BY JOHNSON CONTROLS | PCG6B481002X1 | Federally-Regulated Consumer Product | Weatherized Non-Condensing Gas | 1569 | 263 | 268.036 | 10/09/2019 |  |  | 11/18/2020
Johnson Controls, Inc. | YORK BY JOHNSON CONTROLS | PCG4A421002X3 | Federally-Regulated Consumer Product | Weatherized Non-Condensing Gas | 1782 | 272 | 277.408 | 07/22/2020 | 99514 | 205281269 | 11/18/2020
Johnson Controls, Inc. | YORK BY JOHNSON CONTROLS | PCG4A360502X3 | Federally-Regulated Consumer Product | Weatherized Non-Condensing Gas | 1263 | 249 | 254.572 | 07/22/2020 | 49892 | 205281282 | 11/18/2020
Johnson Controls, Inc. | YORK BY JOHNSON CONTROLS | PCG6A240752X1 | Federally-Regulated Consumer Product | Weatherized Non-Condensing Gas | 921 | 235 | 239.524 | 10/09/2019 |  |  | 11/18/2020
Johnson Controls, Inc. | YORK BY JOHNSON CONTROLS | PCG4B601252X1 | Federally-Regulated Consumer Product | Weatherized Non-Condensing Gas | 2207 | 290 | 296.108 | 10/09/2019 |  |  | 11/18/2020
Johnson Controls, Inc. | YORK BY JOHNSON CONTROLS | PCG6A240502X1 | Federally-Regulated Consumer Product | Weatherized Non-Condensing Gas | 705 | 225 | 230.02 | 10/09/2019 |  |  | 11/18/2020
Johnson Controls, Inc. | YORK BY JOHNSON CONTROLS | PCG4B600652X2 | Federally-Regulated Consumer Product | Weatherized Non-Condensing Gas | 2344 | 296 | 302.136 | 10/09/2019 |  |  | 11/18/2020
Johnson Controls, Inc. | YORK BY JOHNSON CONTROLS | PCG6A240752X4 | Federally-Regulated Consumer Product | Weatherized Non-Condensing Gas | 1290 | 254 |  | 11/04/2020 | 49395 | 206136942 | 11/18/2020
Johnson Controls, Inc. | YORK BY JOHNSON CONTROLS | PCG4A240502X2 | Federally-Regulated Consumer Product | Weatherized Non-Condensing Gas | 1118 | 243 | 248.192 | 10/09/2019 |  |  | 11/18/2020
Johnson Controls, Inc. | YORK BY JOHNSON CONTROLS | PCG6A360752X4 | Federally-Regulated Consumer Product | Weatherized Non-Condensing Gas | 1386 | 259 |  | 11/04/2020 | 49201 | 206168411 | 11/18/2020
Johnson Controls, Inc. | YORK BY JOHNSON CONTROLS | PCG4B601252X2 | Federally-Regulated Consumer Product | Weatherized Non-Condensing Gas | 2207 | 290 | 296.108 | 10/09/2019 |  |  | 11/18/2020
Johnson Controls, Inc. | YORK BY JOHNSON CONTROLS | PCG4A300752X3 | Federally-Regulated Consumer Product | Weatherized Non-Condensing Gas | 1414 | 256 | 261.216 | 07/22/2020 | 75125 | 205281281 | 11/18/2020
Johnson Controls, Inc. | YORK BY JOHNSON CONTROLS | PCG6A300502X1 | Federally-Regulated Consumer Product | Weatherized Non-Condensing Gas | 1019 | 239 | 243.836 | 10/09/2019 |  |  | 11/18/2020
Johnson Controls, Inc. | YORK BY JOHNSON CONTROLS | PCG4A361002X3 | Federally-Regulated Consumer Product | Weatherized Non-Condensing Gas | 1907 | 277 | 282.908 | 07/22/2020 | 100985 | 205281284 | 11/18/2020
Johnson Controls, Inc. | YORK BY JOHNSON CONTROLS | PCG4A420752X3 | Federally-Regulated Consumer Product | Weatherized Non-Condensing Gas | 2042 | 283 | 288.848 | 07/22/2020 | 75754 | 205281268 | 11/18/2020
Johnson Controls, Inc. | YORK BY JOHNSON CONTROLS | PCG4B480652X2 | Federally-Regulated Consumer Product | Weatherized Non-Condensing Gas | 1977 | 280 | 285.988 | 10/09/2019 |  |  | 11/18/2020
Johnson Controls, Inc. | YORK BY JOHNSON CONTROLS | PCG4B481002X2 | Federally-Regulated Consumer Product | Weatherized Non-Condensing Gas | 2010 | 282 | 287.44 | 10/09/2019 |  |  | 11/18/2020
Johnson Controls, Inc. | YORK BY JOHNSON CONTROLS | PCG4B600652X1 | Federally-Regulated Consumer Product | Weatherized Non-Condensing Gas | 2344 | 296 | 302.136 | 10/09/2019 |  |  | 11/18/2020
Johnson Controls, Inc. | YORK BY JOHNSON CONTROLS | PCG6A361002X4 | Federally-Regulated Consumer Product | Weatherized Non-Condensing Gas | 1741 | 274 |  | 11/04/2020 | 65248 | 206168425 | 11/18/2020
Johnson Controls, Inc. | YORK BY JOHNSON CONTROLS | PCG6B601002X1 | Federally-Regulated Consumer Product | Weatherized Non-Condensing Gas | 1773 | 271 | 277.012 | 10/09/2019 |  |  | 11/18/2020
Johnson Controls, Inc. | YORK BY JOHNSON CONTROLS | PCG6B361002X1 | Federally-Regulated Consumer Product | Weatherized Non-Condensing Gas | 1159 | 245 | 249.996 | 10/09/2019 |  |  | 11/18/2020
Johnson Controls, Inc. | YORK BY JOHNSON CONTROLS | PCG4B601002X2 | Federally-Regulated Consumer Product | Weatherized Non-Condensing Gas | 2123 | 287 | 292.412 | 10/09/2019 |  |  | 11/18/2020
Johnson Controls, Inc. | YORK BY JOHNSON CONTROLS | PCG6B600652X1 | Federally-Regulated Consumer Product | Weatherized Non-Condensing Gas | 1791 | 272 | 277.804 | 10/09/2019 |  |  | 11/18/2020
Johnson Controls, Inc. | YORK BY JOHNSON CONTROLS | PCG6B480652X1 | Federally-Regulated Consumer Product | Weatherized Non-Condensing Gas | 1709 | 269 | 274.196 | 10/09/2019 |  |  | 11/18/2020
Johnson Controls, Inc. | YORK BY JOHNSON CONTROLS | PCG6B601252X1 | Federally-Regulated Consumer Product | Weatherized Non-Condensing Gas | 1967 | 280 | 285.548 | 10/09/2019 |  |  | 11/18/2020
Johnson Controls, Inc. | YORK BY JOHNSON CONTROLS | PCG4A240752X2 | Federally-Regulated Consumer Product | Weatherized Non-Condensing Gas | 1394 | 255 | 260.336 | 10/09/2019 |  |  | 11/18/2020
Johnson Controls, Inc. | YORK BY JOHNSON CONTROLS | PCG4A360752X3 | Federally-Regulated Consumer Product | Weatherized Non-Condensing Gas | 1396 | 255 | 260.424 | 07/22/2020 | 74384 | 205281283 | 11/18/2020
Johnson Controls, Inc. | YORK BY JOHNSON CONTROLS | PCG6B360652X1 | Federally-Regulated Consumer Product | Weatherized Non-Condensing Gas | 1170 | 245 | 250.48 | 10/09/2019 |  |  | 11/18/2020
Johnson Controls, Inc. | YORK BY JOHNSON CONTROLS | PCG4B601002X1 | Federally-Regulated Consumer Product | Weatherized Non-Condensing Gas | 2123 | 287 | 292.412 | 10/09/2019 |  |  | 11/18/2020
Johnson Controls, Inc. | GUARDIAN BY JOHNSON CONTROLS | PCG4B481252X2 | Federally-Regulated Consumer Product | Weatherized Non-Condensing Gas | 1941 | 279 | 284.404 | 10/09/2019 |  |  | 11/18/2020
Johnson Controls, Inc. | GUARDIAN BY JOHNSON CONTROLS | PCG4B601252X2 | Federally-Regulated Consumer Product | Weatherized Non-Condensing Gas | 2207 | 290 | 296.108 | 10/09/2019 |  |  | 11/18/2020
Johnson Controls, Inc. | GUARDIAN BY JOHNSON CONTROLS | PCG6B600652X1 | Federally-Regulated Consumer Product | Weatherized Non-Condensing Gas | 1791 | 272 | 277.804 | 10/09/2019 |  |  | 11/18/2020
Johnson Controls, Inc. | GUARDIAN BY JOHNSON CONTROLS | PCG6B601002X1 | Federally-Regulated Consumer Product | Weatherized Non-Condensing Gas | 1773 | 271 | 277.012 | 10/09/2019 |  |  | 11/18/2020
Johnson Controls, Inc. | GUARDIAN BY JOHNSON CONTROLS | PCG4B600652X1 | Federally-Regulated Consumer Product | Weatherized Non-Condensing Gas | 2344 | 296 | 302.136 | 10/09/2019 |  |  | 11/18/2020
Johnson Controls, Inc. | GUARDIAN BY JOHNSON CONTROLS | PCG4B600652X2 | Federally-Regulated Consumer Product | Weatherized Non-Condensing Gas | 2344 | 296 | 302.136 | 10/09/2019 |  |  | 11/18/2020
Johnson Controls, Inc. | GUARDIAN BY JOHNSON CONTROLS | PCG6B361002X1 | Federally-Regulated Consumer Product | Weatherized Non-Condensing Gas | 1159 | 245 | 249.996 | 10/09/2019 |  |  | 11/18/2020
Johnson Controls, Inc. | GUARDIAN BY JOHNSON CONTROLS | PCG6B360652X1 | Federally-Regulated Consumer Product | Weatherized Non-Condensing Gas | 1170 | 245 | 250.48 | 10/09/2019 |  |  | 11/18/2020
Johnson Controls, Inc. | GUARDIAN BY JOHNSON CONTROLS | PCG4B481002X2 | Federally-Regulated Consumer Product | Weatherized Non-Condensing Gas | 2010 | 282 | 287.44 | 10/09/2019 |  |  | 11/18/2020
Johnson Controls, Inc. | GUARDIAN BY JOHNSON CONTROLS | PCG6A240752X1 | Federally-Regulated Consumer Product | Weatherized Non-Condensing Gas | 921 | 235 | 239.524 | 10/09/2019 |  |  | 11/18/2020
Johnson Controls, Inc. | GUARDIAN BY JOHNSON CONTROLS | PCG4B601252X1 | Federally-Regulated Consumer Product | Weatherized Non-Condensing Gas | 2207 | 290 | 296.108 | 10/09/2019 |  |  | 11/18/2020
Johnson Controls, Inc. | GUARDIAN BY JOHNSON CONTROLS | PCG4B601002X2 | Federally-Regulated Consumer Product | Weatherized Non-Condensing Gas | 2123 | 287 | 292.412 | 10/09/2019 |  |  | 11/18/2020
Johnson Controls, Inc. | GUARDIAN BY JOHNSON CONTROLS | PCG4B601002X1 | Federally-Regulated Consumer Product | Weatherized Non-Condensing Gas | 2123 | 287 | 292.412 | 10/09/2019 |  |  | 11/18/2020
Johnson Controls, Inc. | GUARDIAN BY JOHNSON CONTROLS | PCG6A361002X4 | Federally-Regulated Consumer Product | Weatherized Non-Condensing Gas | 1741 | 274 |  | 11/04/2020 | 65248 | 206168434 | 11/18/2020
Johnson Controls, Inc. | GUARDIAN BY JOHNSON CONTROLS | PCG4B480652X2 | Federally-Regulated Consumer Product | Weatherized Non-Condensing Gas | 1977 | 280 | 285.988 | 10/09/2019 |  |  | 11/18/2020
Johnson Controls, Inc. | GUARDIAN BY JOHNSON CONTROLS | PCG6A240752X4 | Federally-Regulated Consumer Product | Weatherized Non-Condensing Gas | 1290 | 254 |  | 11/04/2020 | 49395 | 206136946 | 11/18/2020
Johnson Controls, Inc. | GUARDIAN BY JOHNSON CONTROLS | PCG6B601252X1 | Federally-Regulated Consumer Product | Weatherized Non-Condensing Gas | 1967 | 280 | 285.548 | 10/09/2019 |  |  | 11/18/2020
Johnson Controls, Inc. | GUARDIAN BY JOHNSON CONTROLS | PCG6A360752X4 | Federally-Regulated Consumer Product | Weatherized Non-Condensing Gas | 1386 | 259 |  | 11/04/2020 | 49201 | 206168419 | 11/18/2020
Johnson Controls, Inc. | GUARDIAN BY JOHNSON CONTROLS | PCG6A240502X1 | Federally-Regulated Consumer Product | Weatherized Non-Condensing Gas | 705 | 225 | 230.02 | 10/09/2019 |  |  | 11/18/2020
Johnson Controls, Inc. | GUARDIAN BY JOHNSON CONTROLS | PCG6B480652X1 | Federally-Regulated Consumer Product | Weatherized Non-Condensing Gas | 1709 | 269 | 274.196 | 10/09/2019 |  |  | 11/18/2020
Johnson Controls, Inc. | GUARDIAN BY JOHNSON CONTROLS | PCG6B481002X1 | Federally-Regulated Consumer Product | Weatherized Non-Condensing Gas | 1569 | 263 | 268.036 | 10/09/2019 |  |  | 11/18/2020
Johnson Controls, Inc. | GUARDIAN BY JOHNSON CONTROLS | PCG6A300502X1 | Federally-Regulated Consumer Product | Weatherized Non-Condensing Gas | 1019 | 239 | 243.836 | 10/09/2019 |  |  | 11/18/2020
Johnson Controls, Inc. | EVCON BY JOHNSON CONTROLS | PCG6A240502X1 | Federally-Regulated Consumer Product | Weatherized Non-Condensing Gas | 705 | 225 | 230.02 | 10/09/2019 |  |  | 11/18/2020
Johnson Controls, Inc. | EVCON BY JOHNSON CONTROLS | PCG6B600652X1 | Federally-Regulated Consumer Product | Weatherized Non-Condensing Gas | 1791 | 272 | 277.804 | 10/09/2019 |  |  | 11/18/2020
Johnson Controls, Inc. | EVCON BY JOHNSON CONTROLS | PCG4B601252X2 | Federally-Regulated Consumer Product | Weatherized Non-Condensing Gas | 2207 | 290 | 296.108 | 10/09/2019 |  |  | 11/18/2020
Johnson Controls, Inc. | EVCON BY JOHNSON CONTROLS | PCG6A240752X4 | Federally-Regulated Consumer Product | Weatherized Non-Condensing Gas | 1290 | 254 |  | 11/04/2020 | 49395 | 206136947 | 11/18/2020
Johnson Controls, Inc. | EVCON BY JOHNSON CONTROLS | PCG4B481252X2 | Federally-Regulated Consumer Product | Weatherized Non-Condensing Gas | 1941 | 279 | 284.404 | 10/09/2019 |  |  | 11/18/2020
Johnson Controls, Inc. | EVCON BY JOHNSON CONTROLS | PCG4B600652X2 | Federally-Regulated Consumer Product | Weatherized Non-Condensing Gas | 2344 | 296 | 302.136 | 10/09/2019 |  |  | 11/18/2020
Johnson Controls, Inc. | EVCON BY JOHNSON CONTROLS | PCG6B361002X1 | Federally-Regulated Consumer Product | Weatherized Non-Condensing Gas | 1159 | 245 | 249.996 | 10/09/2019 |  |  | 11/18/2020
Johnson Controls, Inc. | EVCON BY JOHNSON CONTROLS | PCG4B480652X2 | Federally-Regulated Consumer Product | Weatherized Non-Condensing Gas | 1977 | 280 | 285.988 | 10/09/2019 |  |  | 11/18/2020
Johnson Controls, Inc. | EVCON BY JOHNSON CONTROLS | PCG6B601002X1 | Federally-Regulated Consumer Product | Weatherized Non-Condensing Gas | 1773 | 271 | 277.012 | 10/09/2019 |  |  | 11/18/2020
Johnson Controls, Inc. | EVCON BY JOHNSON CONTROLS | PCG6B480652X1 | Federally-Regulated Consumer Product | Weatherized Non-Condensing Gas | 1709 | 269 | 274.196 | 10/09/2019 |  |  | 11/18/2020
Johnson Controls, Inc. | EVCON BY JOHNSON CONTROLS | PCG4B601002X1 | Federally-Regulated Consumer Product | Weatherized Non-Condensing Gas | 2123 | 287 | 292.412 | 10/09/2019 |  |  | 11/18/2020
Johnson Controls, Inc. | EVCON BY JOHNSON CONTROLS | PCG6A360752X4 | Federally-Regulated Consumer Product | Weatherized Non-Condensing Gas | 1386 | 259 |  | 11/04/2020 | 49201 | 206168422 | 11/18/2020
Johnson Controls, Inc. | EVCON BY JOHNSON CONTROLS | PCG6A300502X1 | Federally-Regulated Consumer Product | Weatherized Non-Condensing Gas | 1019 | 239 | 243.836 | 10/09/2019 |  |  | 11/18/2020
Johnson Controls, Inc. | EVCON BY JOHNSON CONTROLS | PCG4B481002X2 | Federally-Regulated Consumer Product | Weatherized Non-Condensing Gas | 2010 | 282 | 287.44 | 10/09/2019 |  |  | 11/18/2020
Johnson Controls, Inc. | EVCON BY JOHNSON CONTROLS | PCG6B481002X1 | Federally-Regulated Consumer Product | Weatherized Non-Condensing Gas | 1569 | 263 | 268.036 | 10/09/2019 |  |  | 11/18/2020
Johnson Controls, Inc. | EVCON BY JOHNSON CONTROLS | PCG4B601252X1 | Federally-Regulated Consumer Product | Weatherized Non-Condensing Gas | 2207 | 290 | 296.108 | 10/09/2019 |  |  | 11/18/2020
Johnson Controls, Inc. | EVCON BY JOHNSON CONTROLS | PCG6B601252X1 | Federally-Regulated Consumer Product | Weatherized Non-Condensing Gas | 1967 | 280 | 285.548 | 10/09/2019 |  |  | 11/18/2020
Johnson Controls, Inc. | EVCON BY JOHNSON CONTROLS | PCG4B600652X1 | Federally-Regulated Consumer Product | Weatherized Non-Condensing Gas | 2344 | 296 | 302.136 | 10/09/2019 |  |  | 11/18/2020
Johnson Controls, Inc. | EVCON BY JOHNSON CONTROLS | PCG4B601002X2 | Federally-Regulated Consumer Product | Weatherized Non-Condensing Gas | 2123 | 287 | 292.412 | 10/09/2019 |  |  | 11/18/2020
Johnson Controls, Inc. | EVCON BY JOHNSON CONTROLS | PCG6A240752X1 | Federally-Regulated Consumer Product | Weatherized Non-Condensing Gas | 921 | 235 | 239.524 | 10/09/2019 |  |  | 11/18/2020
Johnson Controls, Inc. | EVCON BY JOHNSON CONTROLS | PCG6B360652X1 | Federally-Regulated Consumer Product | Weatherized Non-Condensing Gas | 1170 | 245 | 250.48 | 10/09/2019 |  |  | 11/18/2020
Johnson Controls, Inc. | EVCON BY JOHNSON CONTROLS | PCG6A361002X4 | Federally-Regulated Consumer Product | Weatherized Non-Condensing Gas | 1741 | 274 |  | 11/04/2020 | 65248 | 206168436 | 11/18/2020
Johnson Controls, Inc. | FRASER-JOHNSTON BY JOHNSON CONTROLS | PCG4B601002X2 | Federally-Regulated Consumer Product | Weatherized Non-Condensing Gas | 2123 | 287 | 292.412 | 10/09/2019 |  |  | 11/18/2020
Johnson Controls, Inc. | FRASER-JOHNSTON BY JOHNSON CONTROLS | PCG4B600652X2 | Federally-Regulated Consumer Product | Weatherized Non-Condensing Gas | 2344 | 296 | 302.136 | 10/09/2019 |  |  | 11/18/2020
Johnson Controls, Inc. | FRASER-JOHNSTON BY JOHNSON CONTROLS | PCG6B480652X1 | Federally-Regulated Consumer Product | Weatherized Non-Condensing Gas | 1709 | 269 | 274.196 | 10/09/2019 |  |  | 11/18/2020
Johnson Controls, Inc. | FRASER-JOHNSTON BY JOHNSON CONTROLS | PCG4B481252X2 | Federally-Regulated Consumer Product | Weatherized Non-Condensing Gas | 1941 | 279 | 284.404 | 10/09/2019 |  |  | 11/18/2020
Johnson Controls, Inc. | FRASER-JOHNSTON BY JOHNSON CONTROLS | PCG6A360752X4 | Federally-Regulated Consumer Product | Weatherized Non-Condensing Gas | 1386 | 259 |  | 11/04/2020 | 49201 | 206168417 | 11/18/2020
Johnson Controls, Inc. | FRASER-JOHNSTON BY JOHNSON CONTROLS | PCG6B601252X1 | Federally-Regulated Consumer Product | Weatherized Non-Condensing Gas | 1967 | 280 | 285.548 | 10/09/2019 |  |  | 11/18/2020
Johnson Controls, Inc. | FRASER-JOHNSTON BY JOHNSON CONTROLS | PCG4B601002X1 | Federally-Regulated Consumer Product | Weatherized Non-Condensing Gas | 2123 | 287 | 292.412 | 10/09/2019 |  |  | 11/18/2020
Johnson Controls, Inc. | FRASER-JOHNSTON BY JOHNSON CONTROLS | PCG4B601252X2 | Federally-Regulated Consumer Product | Weatherized Non-Condensing Gas | 2207 | 290 | 296.108 | 10/09/2019 |  |  | 11/18/2020
Johnson Controls, Inc. | FRASER-JOHNSTON BY JOHNSON CONTROLS | PCG6A300502X1 | Federally-Regulated Consumer Product | Weatherized Non-Condensing Gas | 1019 | 239 | 243.836 | 10/09/2019 |  |  | 11/18/2020
Johnson Controls, Inc. | FRASER-JOHNSTON BY JOHNSON CONTROLS | PCG6B601002X1 | Federally-Regulated Consumer Product | Weatherized Non-Condensing Gas | 1773 | 271 | 277.012 | 10/09/2019 |  |  | 11/18/2020
Johnson Controls, Inc. | FRASER-JOHNSTON BY JOHNSON CONTROLS | PCG6B360652X1 | Federally-Regulated Consumer Product | Weatherized Non-Condensing Gas | 1170 | 245 | 250.48 | 10/09/2019 |  |  | 11/18/2020
Johnson Controls, Inc. | FRASER-JOHNSTON BY JOHNSON CONTROLS | PCG6B481002X1 | Federally-Regulated Consumer Product | Weatherized Non-Condensing Gas | 1569 | 263 | 268.036 | 10/09/2019 |  |  | 11/18/2020
Johnson Controls, Inc. | FRASER-JOHNSTON BY JOHNSON CONTROLS | PCG6A240752X4 | Federally-Regulated Consumer Product | Weatherized Non-Condensing Gas | 1290 | 254 |  | 11/04/2020 | 49395 | 206136945 | 11/18/2020
Johnson Controls, Inc. | FRASER-JOHNSTON BY JOHNSON CONTROLS | PCG6A240752X1 | Federally-Regulated Consumer Product | Weatherized Non-Condensing Gas | 921 | 235 | 239.524 | 10/09/2019 |  |  | 11/18/2020
Johnson Controls, Inc. | FRASER-JOHNSTON BY JOHNSON CONTROLS | PCG4B481002X2 | Federally-Regulated Consumer Product | Weatherized Non-Condensing Gas | 2010 | 282 | 287.44 | 10/09/2019 |  |  | 11/18/2020
Johnson Controls, Inc. | FRASER-JOHNSTON BY JOHNSON CONTROLS | PCG6A240502X1 | Federally-Regulated Consumer Product | Weatherized Non-Condensing Gas | 705 | 225 | 230.02 | 10/09/2019 |  |  | 11/18/2020
Johnson Controls, Inc. | FRASER-JOHNSTON BY JOHNSON CONTROLS | PCG4B601252X1 | Federally-Regulated Consumer Product | Weatherized Non-Condensing Gas | 2207 | 290 | 296.108 | 10/09/2019 |  |  | 11/18/2020
Johnson Controls, Inc. | FRASER-JOHNSTON BY JOHNSON CONTROLS | PCG6B361002X1 | Federally-Regulated Consumer Product | Weatherized Non-Condensing Gas | 1159 | 245 | 249.996 | 10/09/2019 |  |  | 11/18/2020
Johnson Controls, Inc. | FRASER-JOHNSTON BY JOHNSON CONTROLS | PCG6B600652X1 | Federally-Regulated Consumer Product | Weatherized Non-Condensing Gas | 1791 | 272 | 277.804 | 10/09/2019 |  |  | 11/18/2020
Johnson Controls, Inc. | FRASER-JOHNSTON BY JOHNSON CONTROLS | PCG4B600652X1 | Federally-Regulated Consumer Product | Weatherized Non-Condensing Gas | 2344 | 296 | 302.136 | 10/09/2019 |  |  | 11/18/2020
Johnson Controls, Inc. | FRASER-JOHNSTON BY JOHNSON CONTROLS | PCG4B480652X2 | Federally-Regulated Consumer Product | Weatherized Non-Condensing Gas | 1977 | 280 | 285.988 | 10/09/2019 |  |  | 11/18/2020
Johnson Controls, Inc. | FRASER-JOHNSTON BY JOHNSON CONTROLS | PCG6A361002X4 | Federally-Regulated Consumer Product | Weatherized Non-Condensing Gas | 1741 | 274 |  | 11/04/2020 | 65248 | 206168431 | 11/18/2020
Johnson Controls, Inc. | LUXAIRE BY JOHNSON CONTROLS | PCG4B601002X2 | Federally-Regulated Consumer Product | Weatherized Non-Condensing Gas | 2123 | 287 | 292.412 | 10/09/2019 |  |  | 11/18/2020
Johnson Controls, Inc. | LUXAIRE BY JOHNSON CONTROLS | PCG4B601002X1 | Federally-Regulated Consumer Product | Weatherized Non-Condensing Gas | 2123 | 287 | 292.412 | 10/09/2019 |  |  | 11/18/2020
Johnson Controls, Inc. | LUXAIRE BY JOHNSON CONTROLS | PCG6A240502X1 | Federally-Regulated Consumer Product | Weatherized Non-Condensing Gas | 705 | 225 | 230.02 | 10/09/2019 |  |  | 11/18/2020
Johnson Controls, Inc. | LUXAIRE BY JOHNSON CONTROLS | PCG4B600652X2 | Federally-Regulated Consumer Product | Weatherized Non-Condensing Gas | 2344 | 296 | 302.136 | 10/09/2019 |  |  | 11/18/2020
Johnson Controls, Inc. | LUXAIRE BY JOHNSON CONTROLS | PCG6B360652X1 | Federally-Regulated Consumer Product | Weatherized Non-Condensing Gas | 1170 | 245 | 250.48 | 10/09/2019 |  |  | 11/18/2020
Johnson Controls, Inc. | LUXAIRE BY JOHNSON CONTROLS | PCG6B601002X1 | Federally-Regulated Consumer Product | Weatherized Non-Condensing Gas | 1773 | 271 | 277.012 | 10/09/2019 |  |  | 11/18/2020
Johnson Controls, Inc. | LUXAIRE BY JOHNSON CONTROLS | PCG6A361002X4 | Federally-Regulated Consumer Product | Weatherized Non-Condensing Gas | 1741 | 274 |  | 11/04/2020 | 65248 | 206168430 | 11/18/2020
Johnson Controls, Inc. | LUXAIRE BY JOHNSON CONTROLS | PCG6B361002X1 | Federally-Regulated Consumer Product | Weatherized Non-Condensing Gas | 1159 | 245 | 249.996 | 10/09/2019 |  |  | 11/18/2020
Johnson Controls, Inc. | LUXAIRE BY JOHNSON CONTROLS | PCG6A360752X4 | Federally-Regulated Consumer Product | Weatherized Non-Condensing Gas | 1386 | 259 |  | 11/04/2020 | 49201 | 206168416 | 11/18/2020
Johnson Controls, Inc. | LUXAIRE BY JOHNSON CONTROLS | PCG6B600652X1 | Federally-Regulated Consumer Product | Weatherized Non-Condensing Gas | 1791 | 272 | 277.804 | 10/09/2019 |  |  | 11/18/2020
Johnson Controls, Inc. | LUXAIRE BY JOHNSON CONTROLS | PCG6A240752X4 | Federally-Regulated Consumer Product | Weatherized Non-Condensing Gas | 1290 | 254 |  | 11/04/2020 | 49395 | 206136944 | 11/18/2020
Johnson Controls, Inc. | LUXAIRE BY JOHNSON CONTROLS | PCG4B481252X2 | Federally-Regulated Consumer Product | Weatherized Non-Condensing Gas | 1941 | 279 | 284.404 | 10/09/2019 |  |  | 11/18/2020
Johnson Controls, Inc. | LUXAIRE BY JOHNSON CONTROLS | PCG4B480652X2 | Federally-Regulated Consumer Product | Weatherized Non-Condensing Gas | 1977 | 280 | 285.988 | 10/09/2019 |  |  | 11/18/2020
Johnson Controls, Inc. | LUXAIRE BY JOHNSON CONTROLS | PCG4B481002X2 | Federally-Regulated Consumer Product | Weatherized Non-Condensing Gas | 2010 | 282 | 287.44 | 10/09/2019 |  |  | 11/18/2020
Johnson Controls, Inc. | LUXAIRE BY JOHNSON CONTROLS | PCG6A240752X1 | Federally-Regulated Consumer Product | Weatherized Non-Condensing Gas | 921 | 235 | 239.524 | 10/09/2019 |  |  | 11/18/2020
Johnson Controls, Inc. | LUXAIRE BY JOHNSON CONTROLS | PCG6B481002X1 | Federally-Regulated Consumer Product | Weatherized Non-Condensing Gas | 1569 | 263 | 268.036 | 10/09/2019 |  |  | 11/18/2020
Johnson Controls, Inc. | LUXAIRE BY JOHNSON CONTROLS | PCG4B601252X2 | Federally-Regulated Consumer Product | Weatherized Non-Condensing Gas | 2207 | 290 | 296.108 | 10/09/2019 |  |  | 11/18/2020
Johnson Controls, Inc. | LUXAIRE BY JOHNSON CONTROLS | PCG6B601252X1 | Federally-Regulated Consumer Product | Weatherized Non-Condensing Gas | 1967 | 280 | 285.548 | 10/09/2019 |  |  | 11/18/2020
Johnson Controls, Inc. | LUXAIRE BY JOHNSON CONTROLS | PCG4B600652X1 | Federally-Regulated Consumer Product | Weatherized Non-Condensing Gas | 2344 | 296 | 302.136 | 10/09/2019 |  |  | 11/18/2020
Johnson Controls, Inc. | LUXAIRE BY JOHNSON CONTROLS | PCG6A300502X1 | Federally-Regulated Consumer Product | Weatherized Non-Condensing Gas | 1019 | 239 | 243.836 | 10/09/2019 |  |  | 11/18/2020
Johnson Controls, Inc. | LUXAIRE BY JOHNSON CONTROLS | PCG4B601252X1 | Federally-Regulated Consumer Product | Weatherized Non-Condensing Gas | 2207 | 290 | 296.108 | 10/09/2019 |  |  | 11/18/2020
Johnson Controls, Inc. | LUXAIRE BY JOHNSON CONTROLS | PCG6B480652X1 | Federally-Regulated Consumer Product | Weatherized Non-Condensing Gas | 1709 | 269 | 274.196 | 10/09/2019 |  |  | 11/18/2020
Allied Air | ROYALTON | 80G1DF070BE12** | Federally-Regulated Consumer Product | Non-Weatherized, Non-Condensin | 1369 | 181 | 242.236 | 10/04/2019 |  |  | 11/18/2020
Allied Air | ROYALTON | 96G2UH070BV12-* | Federally-Regulated Consumer Product | Non-Weatherized, Condensing Ga | 1413 | 229 |  | 07/22/2020 | 43058 | 204718992 | 11/18/2020
Allied Air | ROYALTON | 95G1DF110CE20-** | Federally-Regulated Consumer Product | Non-Weatherized, Condensing Ga | 2110 | 242 | 287.84 | 10/04/2019 |  |  | 11/18/2020
Allied Air | ROYALTON | 95G2UH070BE12* | Federally-Regulated Consumer Product | Non-Weatherized, Condensing Ga | 1413 | 229 | 257.172 | 10/04/2019 |  |  | 11/18/2020
Allied Air | ROYALTON | 80G1UH090CE20** | Federally-Regulated Consumer Product | Non-Weatherized, Non-Condensin | 2081 | 250 | 273.564 | 10/04/2019 |  |  | 11/18/2020
Allied Air | ROYALTON | 95G1DF045BE12-** | Federally-Regulated Consumer Product | Non-Weatherized, Condensing Ga | 1222 | 223 | 248.768 | 10/04/2019 |  |  | 11/18/2020
Allied Air | ROYALTON | 95G2UH135DE20* | Federally-Regulated Consumer Product | Non-Weatherized, Condensing Ga | 2135 | 268 | 288.94 | 10/04/2019 |  |  | 11/18/2020
Allied Air | ROYALTON | 95G2UH090CE16* | Federally-Regulated Consumer Product | Non-Weatherized, Condensing Ga | 1820 | 239 | 275.08 | 10/04/2019 |  |  | 11/18/2020
Allied Air | ROYALTON | 80G1UH070AE12** | Federally-Regulated Consumer Product | Non-Weatherized, Non-Condensin | 1317 | 184 |  | 07/22/2020 | 65588 | 204719222 | 11/18/2020
Allied Air | ROYALTON | 80G1UH070BE12** | Federally-Regulated Consumer Product | Non-Weatherized, Non-Condensin | 1361 | 170 | 241.884 | 10/04/2019 |  |  | 11/18/2020
Allied Air | ROYALTON | 95G2DF110CE20* | Federally-Regulated Consumer Product | Non-Weatherized, Condensing Ga | 2134 | 229 | 288.896 | 10/04/2019 |  |  | 11/18/2020
Allied Air | ROYALTON | 95G2DF045BE12* | Federally-Regulated Consumer Product | Non-Weatherized, Condensing Ga | 1325 | 204 | 253.3 | 10/04/2019 |  |  | 11/18/2020
Allied Air | ROYALTON | 96G2UH090CV20-* | Federally-Regulated Consumer Product | Non-Weatherized, Condensing Ga | 2215 | 267 |  | 07/22/2020 | 56766 | 204718994 | 11/18/2020
Allied Air | ROYALTON | 96G1UH045BE12-* | Federally-Regulated Consumer Product | Non-Weatherized, Condensing Ga | 1284 | 226 | 251.496 | 10/04/2019 |  |  | 11/18/2020
Allied Air | ROYALTON | 96G2UH135DV20-* | Federally-Regulated Consumer Product | Non-Weatherized, Condensing Ga | 2135 | 268 |  | 07/22/2020 | 86786 | 204718996 | 11/18/2020
Allied Air | ROYALTON | 80G2UH110CV20-* | Federally-Regulated Consumer Product | Non-Weatherized, Non-Condensin | 2230 | 238 | 280.12 | 10/04/2019 |  |  | 11/18/2020
Allied Air | ROYALTON | 80G1DF045AE12** | Federally-Regulated Consumer Product | Non-Weatherized, Non-Condensin | 1233 | 178 | 236.252 | 10/04/2019 |  |  | 11/18/2020
Allied Air | ROYALTON | 95G1DF090CE16-** | Federally-Regulated Consumer Product | Non-Weatherized, Condensing Ga | 1576 | 215 | 264.344 | 10/04/2019 |  |  | 11/18/2020
Allied Air | ROYALTON | 95G2UH110CE20* | Federally-Regulated Consumer Product | Non-Weatherized, Condensing Ga | 2083 | 250 | 286.652 | 10/04/2019 |  |  | 11/18/2020
Allied Air | ROYALTON | 80G1DF090BE16** | Federally-Regulated Consumer Product | Non-Weatherized, Non-Condensin | 1639 | 189 | 254.116 | 10/04/2019 |  |  | 11/18/2020
Allied Air | ROYALTON | 80G1UH040AE12X-* | Federally-Regulated Consumer Product | Non-Weatherized, Non-Condensin | 1275 | 167 | 238.1 | 10/04/2019 |  |  | 11/18/2020
Allied Air | ROYALTON | 95G1UH040BE12X-* | Federally-Regulated Consumer Product | Non-Weatherized, Condensing Ga | 1288 | 203 | 251.672 | 10/04/2019 |  |  | 11/18/2020
Allied Air | ROYALTON | 80G1UH090BE16** | Federally-Regulated Consumer Product | Non-Weatherized, Non-Condensin | 1628 | 200 | 253.632 | 10/04/2019 |  |  | 11/18/2020
Allied Air | ROYALTON | 96G2UH110CV20-* | Federally-Regulated Consumer Product | Non-Weatherized, Condensing Ga | 2083 | 250 |  | 07/22/2020 | 71341 | 204718995 | 11/18/2020
Allied Air | ROYALTON | 80G1UH100CE20X-* | Federally-Regulated Consumer Product | Non-Weatherized, Non-Condensin | 2027 | 241 | 271.188 | 10/04/2019 |  |  | 11/18/2020
Allied Air | ROYALTON | 80G2UH070AV12-* | Federally-Regulated Consumer Product | Non-Weatherized, Non-Condensin | 1336 | 210 | 240.784 | 10/04/2019 |  |  | 11/18/2020
Allied Air | ROYALTON | 96G1DF090CE16-* | Federally-Regulated Consumer Product | Non-Weatherized, Condensing Ga | 1542 | 226 | 262.848 | 10/04/2019 |  |  | 11/18/2020
Allied Air | ROYALTON | 96G1DF045BE12-* | Federally-Regulated Consumer Product | Non-Weatherized, Condensing Ga | 1250 | 210 | 250 | 10/04/2019 |  |  | 11/18/2020
Allied Air | ROYALTON | 95G2DF070BE16* | Federally-Regulated Consumer Product | Non-Weatherized, Condensing Ga | 1882 | 255 | 277.808 | 10/04/2019 |  |  | 11/18/2020
Allied Air | ROYALTON | 95G1UH090CE16-** | Federally-Regulated Consumer Product | Non-Weatherized, Condensing Ga | 1595 | 214 | 265.18 | 10/04/2019 |  |  | 11/18/2020
Allied Air | ROYALTON | 95G2UH045BE12* | Federally-Regulated Consumer Product | Non-Weatherized, Condensing Ga | 1310 | 201 | 252.64 | 10/04/2019 |  |  | 11/18/2020
Allied Air | ROYALTON | 95G1UH070BE12-** | Federally-Regulated Consumer Product | Non-Weatherized, Condensing Ga | 1316 | 215 | 252.904 | 10/04/2019 |  |  | 11/18/2020
Allied Air | ROYALTON | 96G2UH045BV12-* | Federally-Regulated Consumer Product | Non-Weatherized, Condensing Ga | 1310 | 201 |  | 07/22/2020 | 28806 | 204718991 | 11/18/2020
Allied Air | ROYALTON | 95G1UH100CE20X-* | Federally-Regulated Consumer Product | Non-Weatherized, Condensing Ga | 1967 | 252 | 281.548 | 10/04/2019 |  |  | 11/18/2020
Allied Air | ROYALTON | 95G1DF070BE16-** | Federally-Regulated Consumer Product | Non-Weatherized, Condensing Ga | 1634 | 223 | 266.896 | 10/04/2019 |  |  | 11/18/2020
Allied Air | ROYALTON | 80G2UH090BV16-* | Federally-Regulated Consumer Product | Non-Weatherized, Non-Condensin | 1811 | 201 | 261.684 | 10/04/2019 |  |  | 11/18/2020
Allied Air | ROYALTON | 96G1UH110CE20-* | Federally-Regulated Consumer Product | Non-Weatherized, Condensing Ga | 2018 | 253 | 283.792 | 10/04/2019 |  |  | 11/18/2020
Allied Air | ROYALTON | 96G2DF070BV16-* | Federally-Regulated Consumer Product | Non-Weatherized, Condensing Ga | 1882 | 255 |  | 07/22/2020 | 43013 | 204718997 | 11/18/2020
Allied Air | ROYALTON | 80G1DF110CE20** | Federally-Regulated Consumer Product | Non-Weatherized, Non-Condensin | 2147 | 230 | 276.468 | 10/04/2019 |  |  | 11/18/2020
Allied Air | ROYALTON | 80G1UH060AE12X-* | Federally-Regulated Consumer Product | Non-Weatherized, Non-Condensin | 1300 | 162 | 239.2 | 10/04/2019 |  |  | 11/18/2020
Allied Air | ROYALTON | 95G2DF090CE16* | Federally-Regulated Consumer Product | Non-Weatherized, Condensing Ga | 2123 | 248 | 288.412 | 10/04/2019 |  |  | 11/18/2020
Allied Air | ROYALTON | 80G1UH135DE20** | Federally-Regulated Consumer Product | Non-Weatherized, Non-Condensin | 2248 | 253 | 280.912 | 10/04/2019 |  |  | 11/18/2020
Allied Air | ROYALTON | 80G1UH110CE20** | Federally-Regulated Consumer Product | Non-Weatherized, Non-Condensin | 2053 | 244 | 272.332 | 10/04/2019 |  |  | 11/18/2020
Allied Air | ROYALTON | 95G1UH080CE16X-* | Federally-Regulated Consumer Product | Non-Weatherized, Condensing Ga | 1573 | 233 | 264.212 | 10/04/2019 |  |  | 11/18/2020
Allied Air | ROYALTON | 96G1DF070BE16-* | Federally-Regulated Consumer Product | Non-Weatherized, Condensing Ga | 1473 | 213 | 259.812 | 10/04/2019 |  |  | 11/18/2020
Allied Air | ROYALTON | 95G1UH045BE12-** | Federally-Regulated Consumer Product | Non-Weatherized, Condensing Ga | 1282 | 218 | 251.408 | 10/04/2019 |  |  | 11/18/2020
Allied Air | ROYALTON | 80G1UH080BE16X-* | Federally-Regulated Consumer Product | Non-Weatherized, Non-Condensin | 1656 | 201 | 254.864 | 10/04/2019 |  |  | 11/18/2020
Allied Air | ROYALTON | 96G1UH090CE16-* | Federally-Regulated Consumer Product | Non-Weatherized, Condensing Ga | 1566 | 217 | 263.904 | 10/04/2019 |  |  | 11/18/2020
Allied Air | ROYALTON | 95G1UH135DE20-** | Federally-Regulated Consumer Product | Non-Weatherized, Condensing Ga | 2215 | 258 | 292.46 | 10/04/2019 |  |  | 11/18/2020
Allied Air | ROYALTON | 95G1UH060BE12X-* | Federally-Regulated Consumer Product | Non-Weatherized, Condensing Ga | 1313 | 213 | 252.772 | 10/04/2019 |  |  | 11/18/2020
Allied Air | ROYALTON | 95G1UH110CE20-** | Federally-Regulated Consumer Product | Non-Weatherized, Condensing Ga | 1988 | 228 | 282.472 | 10/04/2019 |  |  | 11/18/2020
Allied Air | ROYALTON | 96G1UH070BE12-* | Federally-Regulated Consumer Product | Non-Weatherized, Condensing Ga | 1298 | 216 | 252.112 | 10/04/2019 |  |  | 11/18/2020
Allied Air | ROYALTON | 96G2UH090CV12-* | Federally-Regulated Consumer Product | Non-Weatherized, Condensing Ga | 1395 | 237 |  | 07/22/2020 | 57347 | 204718993 | 11/18/2020
Allied Air | ROYALTON | 80G1DF070BE12** | Federally-Regulated Consumer Product | Non-Weatherized, Non-Condensin | 1369 | 242 |  | 11/18/2020 | 66107 | 202361562 | 11/18/2020
Allied Air | ROYALTON | 96G2UH070BV12-* | Federally-Regulated Consumer Product | Non-Weatherized, Condensing Ga | 1413 | 257 |  | 11/18/2020 | 43058 | 204718992 | 11/18/2020
Allied Air | ROYALTON | 95G1DF110CE20-** | Federally-Regulated Consumer Product | Non-Weatherized, Condensing Ga | 2110 | 288 |  | 11/18/2020 | 110927 | 202361255 | 11/18/2020
Allied Air | ROYALTON | 95G2UH070BE12* | Federally-Regulated Consumer Product | Non-Weatherized, Condensing Ga | 1413 | 229 |  | 11/18/2020 | 43058 | 202361267 | 11/18/2020
Allied Air | ROYALTON | 80G1UH090CE20** | Federally-Regulated Consumer Product | Non-Weatherized, Non-Condensin | 2081 | 274 |  | 11/18/2020 | 87931 | 202361558 | 11/18/2020
Allied Air | ROYALTON | 95G1DF045BE12-** | Federally-Regulated Consumer Product | Non-Weatherized, Condensing Ga | 1222 | 249 |  | 11/18/2020 | 44213 | 202361252 | 11/18/2020
Allied Air | ROYALTON | 95G2UH135DE20* | Federally-Regulated Consumer Product | Non-Weatherized, Condensing Ga | 2135 | 268 |  | 11/18/2020 | 86786 | 202361270 | 11/18/2020
Allied Air | ROYALTON | 95G2UH090CE16* | Federally-Regulated Consumer Product | Non-Weatherized, Condensing Ga | 1820 | 239 |  | 11/18/2020 | 57582 | 202361268 | 11/18/2020
Allied Air | ROYALTON | 80G1UH070AE12** | Federally-Regulated Consumer Product | Non-Weatherized, Non-Condensin | 1317 | 240 |  | 11/18/2020 | 65588 | 204719222 | 11/18/2020
Allied Air | ROYALTON | 80G1UH070BE12** | Federally-Regulated Consumer Product | Non-Weatherized, Non-Condensin | 1361 | 242 |  | 11/18/2020 | 65645 | 202361556 | 11/18/2020
Allied Air | ROYALTON | 95G2DF110CE20* | Federally-Regulated Consumer Product | Non-Weatherized, Condensing Ga | 2134 | 229 |  | 11/18/2020 | 71922 | 202361274 | 11/18/2020
Allied Air | ROYALTON | 95G2DF045BE12* | Federally-Regulated Consumer Product | Non-Weatherized, Condensing Ga | 1325 | 204 |  | 11/18/2020 | 28499 | 202361271 | 11/18/2020
Allied Air | ROYALTON | 96G2UH090CV20-* | Federally-Regulated Consumer Product | Non-Weatherized, Condensing Ga | 2215 | 292 |  | 11/18/2020 | 56766 | 204718994 | 11/18/2020
Allied Air | ROYALTON | 96G1UH045BE12-* | Federally-Regulated Consumer Product | Non-Weatherized, Condensing Ga | 1284 | 251 |  | 11/18/2020 | 44162 | 202361256 | 11/18/2020
Allied Air | ROYALTON | 96G2UH135DV20-* | Federally-Regulated Consumer Product | Non-Weatherized, Condensing Ga | 2135 | 289 |  | 11/18/2020 | 86786 | 204718996 | 11/18/2020
Allied Air | ROYALTON | 80G2UH110CV20-* | Federally-Regulated Consumer Product | Non-Weatherized, Non-Condensin | 2230 | 280 |  | 11/18/2020 | 72566 | 202361567 | 11/18/2020
Allied Air | ROYALTON | 80G1DF045AE12** | Federally-Regulated Consumer Product | Non-Weatherized, Non-Condensin | 1233 | 236 |  | 11/18/2020 | 44020 | 202361561 | 11/18/2020
Allied Air | ROYALTON | 95G1DF090CE16-** | Federally-Regulated Consumer Product | Non-Weatherized, Condensing Ga | 1576 | 264 |  | 11/18/2020 | 87636 | 202361254 | 11/18/2020
Allied Air | ROYALTON | 95G2UH110CE20* | Federally-Regulated Consumer Product | Non-Weatherized, Condensing Ga | 2083 | 250 |  | 11/18/2020 | 71341 | 202361269 | 11/18/2020
Allied Air | ROYALTON | 80G1DF090BE16** | Federally-Regulated Consumer Product | Non-Weatherized, Non-Condensin | 1639 | 254 |  | 11/18/2020 | 87767 | 202361563 | 11/18/2020
Allied Air | ROYALTON | 80G1UH040AE12X-* | Federally-Regulated Consumer Product | Non-Weatherized, Non-Condensin | 1275 | 238 |  | 11/18/2020 | 40344 | 202361239 | 11/18/2020
Allied Air | ROYALTON | 95G1UH040BE12X-* | Federally-Regulated Consumer Product | Non-Weatherized, Condensing Ga | 1288 | 252 |  | 11/18/2020 | 40446 | 202361243 | 11/18/2020
Allied Air | ROYALTON | 80G1UH090BE16** | Federally-Regulated Consumer Product | Non-Weatherized, Non-Condensin | 1628 | 254 |  | 11/18/2020 | 87272 | 202361557 | 11/18/2020
Allied Air | ROYALTON | 96G2UH110CV20-* | Federally-Regulated Consumer Product | Non-Weatherized, Condensing Ga | 2083 | 287 |  | 11/18/2020 | 71341 | 204718995 | 11/18/2020
Allied Air | ROYALTON | 80G1UH100CE20X-* | Federally-Regulated Consumer Product | Non-Weatherized, Non-Condensin | 2027 | 271 |  | 11/18/2020 | 98944 | 202361242 | 11/18/2020
Allied Air | ROYALTON | 80G2UH070AV12-* | Federally-Regulated Consumer Product | Non-Weatherized, Non-Condensin | 1336 | 241 |  | 11/18/2020 | 43159 | 202361565 | 11/18/2020
Allied Air | ROYALTON | 96G1DF090CE16-* | Federally-Regulated Consumer Product | Non-Weatherized, Condensing Ga | 1542 | 263 |  | 11/18/2020 | 88229 | 202361262 | 11/18/2020
Allied Air | ROYALTON | 96G1DF045BE12-* | Federally-Regulated Consumer Product | Non-Weatherized, Condensing Ga | 1250 | 250 |  | 11/18/2020 | 44206 | 202361260 | 11/18/2020
Allied Air | ROYALTON | 95G2DF070BE16* | Federally-Regulated Consumer Product | Non-Weatherized, Condensing Ga | 1882 | 255 |  | 11/18/2020 | 43013 | 202361272 | 11/18/2020
Allied Air | ROYALTON | 95G1UH090CE16-** | Federally-Regulated Consumer Product | Non-Weatherized, Condensing Ga | 1535 | 263 |  | 11/18/2020 | 88204 | 202361249 | 11/18/2020
Allied Air | ROYALTON | 95G2UH045BE12* | Federally-Regulated Consumer Product | Non-Weatherized, Condensing Ga | 1310 | 201 |  | 11/18/2020 | 28806 | 202361266 | 11/18/2020
Allied Air | ROYALTON | 95G1UH070BE12-** | Federally-Regulated Consumer Product | Non-Weatherized, Condensing Ga | 1316 | 253 |  | 11/18/2020 | 66799 | 202361248 | 11/18/2020
Allied Air | ROYALTON | 96G2UH045BV12-* | Federally-Regulated Consumer Product | Non-Weatherized, Condensing Ga | 1310 | 253 |  | 11/18/2020 | 28806 | 204718991 | 11/18/2020
Allied Air | ROYALTON | 95G1UH100CE20X-* | Federally-Regulated Consumer Product | Non-Weatherized, Condensing Ga | 1967 | 282 |  | 11/18/2020 | 100411 | 202361246 | 11/18/2020
Allied Air | ROYALTON | 95G1DF070BE16-** | Federally-Regulated Consumer Product | Non-Weatherized, Condensing Ga | 1634 | 267 |  | 11/18/2020 | 65373 | 202361253 | 11/18/2020
Allied Air | ROYALTON | 80G2UH090BV16-* | Federally-Regulated Consumer Product | Non-Weatherized, Non-Condensin | 1811 | 262 |  | 11/18/2020 | 57033 | 202361566 | 11/18/2020
Allied Air | ROYALTON | 96G1UH110CE20-* | Federally-Regulated Consumer Product | Non-Weatherized, Condensing Ga | 2018 | 284 |  | 11/18/2020 | 110619 | 202361259 | 11/18/2020
Allied Air | ROYALTON | 96G2DF070BV16-* | Federally-Regulated Consumer Product | Non-Weatherized, Condensing Ga | 1882 | 278 |  | 11/18/2020 | 43013 | 204718997 | 11/18/2020
Allied Air | ROYALTON | 80G1DF110CE20** | Federally-Regulated Consumer Product | Non-Weatherized, Non-Condensin | 2147 | 276 |  | 11/18/2020 | 111057 | 202361564 | 11/18/2020
Allied Air | ROYALTON | 80G1UH060AE12X-* | Federally-Regulated Consumer Product | Non-Weatherized, Non-Condensin | 1300 | 239 |  | 11/18/2020 | 60374 | 202361240 | 11/18/2020
Allied Air | ROYALTON | 95G2DF090CE16* | Federally-Regulated Consumer Product | Non-Weatherized, Condensing Ga | 2123 | 248 |  | 11/18/2020 | 56779 | 202361273 | 11/18/2020
Allied Air | ROYALTON | 80G1UH135DE20** | Federally-Regulated Consumer Product | Non-Weatherized, Non-Condensin | 2248 | 281 |  | 11/18/2020 | 132455 | 202361560 | 11/18/2020
Allied Air | ROYALTON | 80G1UH110CE20** | Federally-Regulated Consumer Product | Non-Weatherized, Non-Condensin | 2053 | 272 |  | 11/18/2020 | 109478 | 202361559 | 11/18/2020
Allied Air | ROYALTON | 95G1UH080CE16X-* | Federally-Regulated Consumer Product | Non-Weatherized, Condensing Ga | 1573 | 264 |  | 11/18/2020 | 80908 | 202361245 | 11/18/2020
Allied Air | ROYALTON | 96G1DF070BE16-* | Federally-Regulated Consumer Product | Non-Weatherized, Condensing Ga | 1473 | 260 |  | 11/18/2020 | 66322 | 202361261 | 11/18/2020
Allied Air | ROYALTON | 95G1UH045BE12-** | Federally-Regulated Consumer Product | Non-Weatherized, Condensing Ga | 1282 | 251 |  | 11/18/2020 | 43901 | 202361247 | 11/18/2020
Allied Air | ROYALTON | 80G1UH080BE16X-* | Federally-Regulated Consumer Product | Non-Weatherized, Non-Condensin | 1656 | 255 |  | 11/18/2020 | 79712 | 202361241 | 11/18/2020
Allied Air | ROYALTON | 96G1UH090CE16-* | Federally-Regulated Consumer Product | Non-Weatherized, Condensing Ga | 1566 | 264 |  | 11/18/2020 | 87748 | 202361258 | 11/18/2020
Allied Air | ROYALTON | 95G1UH135DE20-** | Federally-Regulated Consumer Product | Non-Weatherized, Condensing Ga | 2215 | 292 |  | 11/18/2020 | 130202 | 202361251 | 11/18/2020
Allied Air | ROYALTON | 95G1UH060BE12X-* | Federally-Regulated Consumer Product | Non-Weatherized, Condensing Ga | 1313 | 253 |  | 11/18/2020 | 60222 | 202361244 | 11/18/2020
Allied Air | ROYALTON | 95G1UH110CE20-** | Federally-Regulated Consumer Product | Non-Weatherized, Condensing Ga | 1988 | 282 |  | 11/18/2020 | 109859 | 202361250 | 11/18/2020
Allied Air | ROYALTON | 96G1UH070BE12-* | Federally-Regulated Consumer Product | Non-Weatherized, Condensing Ga | 1298 | 252 |  | 11/18/2020 | 65683 | 202361257 | 11/18/2020
Allied Air | ROYALTON | 96G2UH090CV12-* | Federally-Regulated Consumer Product | Non-Weatherized, Condensing Ga | 1395 | 256 |  | 11/18/2020 | 57347 | 204718993 | 11/18/2020
Allied Air | ARMSTRONG AIR | A96UH2E110C20*-* | Federally-Regulated Consumer Product | Non-Weatherized, Condensing Ga | 1970 | 239 | 281.68 | 10/04/2019 |  |  | 11/18/2020
Allied Air | ARMSTRONG AIR | A96UH2E045B12*-* | Federally-Regulated Consumer Product | Non-Weatherized, Condensing Ga | 1332 | 189 | 253.608 | 10/04/2019 |  |  | 11/18/2020
Allied Air | ARMSTRONG AIR | A97DSMV090C16S-* | Federally-Regulated Consumer Product | Non-Weatherized, Condensing Ga | 1805 | 153 | 274.42 | 10/04/2019 |  |  | 11/18/2020
Allied Air | ARMSTRONG AIR | A95UH1E135D20*-** | Federally-Regulated Consumer Product | Non-Weatherized, Condensing Ga | 2215 | 258 | 292.46 | 10/04/2019 |  |  | 11/18/2020
Allied Air | ARMSTRONG AIR | A97USMV090C20S-* | Federally-Regulated Consumer Product | Non-Weatherized, Condensing Ga | 2103 | 189 | 287.532 | 10/04/2019 |  |  | 11/18/2020
Allied Air | ARMSTRONG AIR | A95DF1E045B12*-** | Federally-Regulated Consumer Product | Non-Weatherized, Condensing Ga | 1222 | 223 | 248.768 | 10/04/2019 |  |  | 11/18/2020
Allied Air | ARMSTRONG AIR | A95UH1E110C20*-** | Federally-Regulated Consumer Product | Non-Weatherized, Condensing Ga | 1988 | 228 | 282.472 | 10/04/2019 |  |  | 11/18/2020
Allied Air | ARMSTRONG AIR | A95DF1E070B16*-** | Federally-Regulated Consumer Product | Non-Weatherized, Condensing Ga | 1634 | 223 | 266.896 | 10/04/2019 |  |  | 11/18/2020
Allied Air | ARMSTRONG AIR | A97US2V080C20X-* | Federally-Regulated Consumer Product | Non-Weatherized, Condensing Ga | 2130 | 259 | 288.72 | 10/04/2019 |  |  | 11/18/2020
Allied Air | ARMSTRONG AIR | A96DS2V090C20-* | Federally-Regulated Consumer Product | Non-Weatherized, Condensing Ga | 2172 | 247 | 290.568 | 10/04/2019 |  |  | 11/18/2020
Allied Air | ARMSTRONG AIR | A96US2V110C20-* | Federally-Regulated Consumer Product | Non-Weatherized, Condensing Ga | 2033 | 220 | 284.452 | 10/04/2019 |  |  | 11/18/2020
Allied Air | ARMSTRONG AIR | A97USMV110C20S-* | Federally-Regulated Consumer Product | Non-Weatherized, Condensing Ga | 2042 | 175 | 284.848 | 10/04/2019 |  |  | 11/18/2020
Allied Air | ARMSTRONG AIR | A80US2V135D20-** | Federally-Regulated Consumer Product | Non-Weatherized, Non-Condensin | 2118 | 245 | 275.192 | 10/04/2019 |  |  | 11/18/2020
Allied Air | ARMSTRONG AIR | A97DSMV110C20S-* | Federally-Regulated Consumer Product | Non-Weatherized, Condensing Ga | 2138 | 169 | 289.072 | 10/04/2019 |  |  | 11/18/2020
Allied Air | ARMSTRONG AIR | A95UH1E045B12*-** | Federally-Regulated Consumer Product | Non-Weatherized, Condensing Ga | 1282 | 218 | 251.408 | 10/04/2019 |  |  | 11/18/2020
Allied Air | ARMSTRONG AIR | A97DSMV090C20S-* | Federally-Regulated Consumer Product | Non-Weatherized, Condensing Ga | 2151 | 186 | 289.644 | 10/04/2019 |  |  | 11/18/2020
Allied Air | ARMSTRONG AIR | A97USMV090C12S-* | Federally-Regulated Consumer Product | Non-Weatherized, Condensing Ga | 1469 | 147 | 259.636 | 10/04/2019 |  |  | 11/18/2020
Allied Air | ARMSTRONG AIR | A96DF2E070B16*-* | Federally-Regulated Consumer Product | Non-Weatherized, Condensing Ga | 1638 | 237 | 267.072 | 10/04/2019 |  |  | 11/18/2020
Allied Air | ARMSTRONG AIR | A96US2V135D20-* | Federally-Regulated Consumer Product | Non-Weatherized, Condensing Ga | 2097 | 260 | 287.268 | 10/04/2019 |  |  | 11/18/2020
Allied Air | ARMSTRONG AIR | A80US2V100C20X-* | Federally-Regulated Consumer Product | Non-Weatherized, Non-Condensin | 2045 | 243 | 271.98 | 10/04/2019 |  |  | 11/18/2020
Allied Air | ARMSTRONG AIR | A96DF2E090C16*-* | Federally-Regulated Consumer Product | Non-Weatherized, Condensing Ga | 1608 | 236 | 265.752 | 10/04/2019 |  |  | 11/18/2020
Allied Air | ARMSTRONG AIR | A80US2V090C20-** | Federally-Regulated Consumer Product | Non-Weatherized, Non-Condensin | 2045 | 196 | 271.98 | 10/04/2019 |  |  | 11/18/2020
Allied Air | ARMSTRONG AIR | A96UH2E090C16*-* | Federally-Regulated Consumer Product | Non-Weatherized, Condensing Ga | 1593 | 218 | 265.092 | 10/04/2019 |  |  | 11/18/2020
Allied Air | ARMSTRONG AIR | A97USMV070B12S-* | Federally-Regulated Consumer Product | Non-Weatherized, Condensing Ga | 1528 | 137 | 262.232 | 10/04/2019 |  |  | 11/18/2020
Allied Air | ARMSTRONG AIR | A96UH2E070B12*-* | Federally-Regulated Consumer Product | Non-Weatherized, Condensing Ga | 1293 | 188 | 251.892 | 10/04/2019 |  |  | 11/18/2020
Allied Air | ARMSTRONG AIR | A95DF1E090C16*-** | Federally-Regulated Consumer Product | Non-Weatherized, Condensing Ga | 1576 | 215 | 264.344 | 10/04/2019 |  |  | 11/18/2020
Allied Air | ARMSTRONG AIR | A96DF2E110C20*-* | Federally-Regulated Consumer Product | Non-Weatherized, Condensing Ga | 2109 | 244 | 287.796 | 10/04/2019 |  |  | 11/18/2020
Allied Air | ARMSTRONG AIR | A80US2V110C20-** | Federally-Regulated Consumer Product | Non-Weatherized, Non-Condensin | 2109 | 250 | 274.796 | 10/04/2019 |  |  | 11/18/2020
Allied Air | ARMSTRONG AIR | A95UH1E070B12*-** | Federally-Regulated Consumer Product | Non-Weatherized, Condensing Ga | 1316 | 215 | 252.904 | 10/04/2019 |  |  | 11/18/2020
Allied Air | ARMSTRONG AIR | A97USMV090C16S-* | Federally-Regulated Consumer Product | Non-Weatherized, Condensing Ga | 1892 | 165 | 278.248 | 10/04/2019 |  |  | 11/18/2020
Allied Air | ARMSTRONG AIR | A96UH2E030B08*-* | Federally-Regulated Consumer Product | Non-Weatherized, Condensing Ga | 910 | 190 | 235.04 | 10/04/2019 |  |  | 11/18/2020
Allied Air | ARMSTRONG AIR | A95DF1E110C20*-** | Federally-Regulated Consumer Product | Non-Weatherized, Condensing Ga | 2110 | 242 | 287.84 | 10/04/2019 |  |  | 11/18/2020
Allied Air | ARMSTRONG AIR | A80DS2V110C20-** | Federally-Regulated Consumer Product | Non-Weatherized, Non-Condensin | 1918 | 234 | 266.392 | 10/04/2019 |  |  | 11/18/2020
Allied Air | ARMSTRONG AIR | A80US2V080C20X-* | Federally-Regulated Consumer Product | Non-Weatherized, Non-Condensin | 2086 | 185 | 273.784 | 10/04/2019 |  |  | 11/18/2020
Allied Air | ARMSTRONG AIR | A97DSMV070B12S-* | Federally-Regulated Consumer Product | Non-Weatherized, Condensing Ga | 1551 | 133 | 263.244 | 10/04/2019 |  |  | 11/18/2020
Allied Air | ARMSTRONG AIR | A96DF2E045B12*-* | Federally-Regulated Consumer Product | Non-Weatherized, Condensing Ga | 1241 | 198 | 249.604 | 10/04/2019 |  |  | 11/18/2020
Allied Air | ARMSTRONG AIR | A95UH1E090C16*-** | Federally-Regulated Consumer Product | Non-Weatherized, Condensing Ga | 1535 | 214 | 262.54 | 10/04/2019 |  |  | 11/18/2020
Allied Air | ARMSTRONG AIR | A96DS2V110C20-* | Federally-Regulated Consumer Product | Non-Weatherized, Condensing Ga | 2132 | 238 | 288.808 | 10/04/2019 |  |  | 11/18/2020
Allied Air | Comfort-Aire | GDD95C110C5M | Federally-Regulated Consumer Product | Non-Weatherized, Condensing Ga | 2110 | 242 | 287.84 | 10/04/2019 |  |  | 11/18/2020
Allied Air | Comfort-Aire | GUH95C070B3M | Federally-Regulated Consumer Product | Non-Weatherized, Condensing Ga | 1316 | 215 | 252.904 | 10/04/2019 |  |  | 11/18/2020
Allied Air | Comfort-Aire | GUH96T135D5M-* | Federally-Regulated Consumer Product | Non-Weatherized, Condensing Ga | 2135 | 268 | 288.94 | 10/04/2019 |  |  | 11/18/2020
Allied Air | Comfort-Aire | GUH92C045B3M | Federally-Regulated Consumer Product | Non-Weatherized, Condensing Ga | 1276 | 226 |  | 07/22/2020 | 44281 | 204713844 | 11/18/2020
Allied Air | Comfort-Aire | GUH96T090C3M-* | Federally-Regulated Consumer Product | Non-Weatherized, Condensing Ga | 1395 | 237 | 256.38 | 10/04/2019 |  |  | 11/18/2020
Allied Air | Comfort-Aire | GUH95C045B3M | Federally-Regulated Consumer Product | Non-Weatherized, Condensing Ga | 1282 | 218 | 251.408 | 10/04/2019 |  |  | 11/18/2020
Allied Air | Comfort-Aire | GUH92C110C5M | Federally-Regulated Consumer Product | Non-Weatherized, Condensing Ga | 1966 | 263 |  | 07/22/2020 | 110142 | 204713854 | 11/18/2020
Allied Air | Comfort-Aire | GDD92C045B3M | Federally-Regulated Consumer Product | Non-Weatherized, Condensing Ga | 1307 | 217 |  | 07/22/2020 | 43616 | 204713856 | 11/18/2020
Allied Air | Comfort-Aire | GDD92C070B3M | Federally-Regulated Consumer Product | Non-Weatherized, Condensing Ga | 1331 | 216 |  | 07/22/2020 | 66519 | 204713858 | 11/18/2020
Allied Air | Comfort-Aire | GUH92C090C4M | Federally-Regulated Consumer Product | Non-Weatherized, Condensing Ga | 1652 | 206 |  | 07/22/2020 | 87424 | 204713850 | 11/18/2020
Allied Air | Comfort-Aire | GUH97M090C4M | Federally-Regulated Consumer Product | Non-Weatherized, Condensing Ga | 1892 | 165 | 278.248 | 10/04/2019 |  |  | 11/18/2020
Allied Air | Comfort-Aire | GUH96T045B3M-* | Federally-Regulated Consumer Product | Non-Weatherized, Condensing Ga | 1310 | 201 | 252.64 | 10/04/2019 |  |  | 11/18/2020
Allied Air | Comfort-Aire | GUH96T070B3M-* | Federally-Regulated Consumer Product | Non-Weatherized, Condensing Ga | 1413 | 229 | 257.172 | 10/04/2019 |  |  | 11/18/2020
Allied Air | Comfort-Aire | GUH95C110C5M | Federally-Regulated Consumer Product | Non-Weatherized, Condensing Ga | 1988 | 228 | 282.472 | 10/04/2019 |  |  | 11/18/2020
Allied Air | Comfort-Aire | GDD95C090C4M | Federally-Regulated Consumer Product | Non-Weatherized, Condensing Ga | 1576 | 215 | 264.344 | 10/04/2019 |  |  | 11/18/2020
Allied Air | Comfort-Aire | GUH95C135D5M | Federally-Regulated Consumer Product | Non-Weatherized, Condensing Ga | 2215 | 258 | 292.46 | 10/04/2019 |  |  | 11/18/2020
Allied Air | Comfort-Aire | GUH97M090C3M | Federally-Regulated Consumer Product | Non-Weatherized, Condensing Ga | 1469 | 147 | 259.636 | 10/04/2019 |  |  | 11/18/2020
Allied Air | Comfort-Aire | GUH97M110C5M | Federally-Regulated Consumer Product | Non-Weatherized, Condensing Ga | 2042 | 175 | 284.848 | 10/04/2019 |  |  | 11/18/2020
Allied Air | Comfort-Aire | GUH92C070B3M | Federally-Regulated Consumer Product | Non-Weatherized, Condensing Ga | 1277 | 225 |  | 07/22/2020 | 65742 | 204713846 | 11/18/2020
Allied Air | Comfort-Aire | GUH92C110C4M | Federally-Regulated Consumer Product | Non-Weatherized, Condensing Ga | 1574 | 245 |  | 07/22/2020 | 109805 | 204713852 | 11/18/2020
Allied Air | Comfort-Aire | GDD95C045B3M | Federally-Regulated Consumer Product | Non-Weatherized, Condensing Ga | 1222 | 223 | 248.768 | 10/04/2019 |  |  | 11/18/2020
Allied Air | Comfort-Aire | GUH96T110C5M-* | Federally-Regulated Consumer Product | Non-Weatherized, Condensing Ga | 2083 | 250 | 286.652 | 10/04/2019 |  |  | 11/18/2020
Allied Air | Comfort-Aire | GDD95C070B4M | Federally-Regulated Consumer Product | Non-Weatherized, Condensing Ga | 1634 | 223 | 266.896 | 10/04/2019 |  |  | 11/18/2020
Allied Air | Comfort-Aire | GUH92C090C3M | Federally-Regulated Consumer Product | Non-Weatherized, Condensing Ga | 1295 | 206 |  | 07/22/2020 | 88167 | 204713848 | 11/18/2020
Allied Air | Comfort-Aire | GUH97M090C5M | Federally-Regulated Consumer Product | Non-Weatherized, Condensing Ga | 2103 | 189 | 287.532 | 10/04/2019 |  |  | 11/18/2020
Allied Air | Comfort-Aire | GDD92C090C4M | Federally-Regulated Consumer Product | Non-Weatherized, Condensing Ga | 1659 | 208 |  | 07/22/2020 | 87251 | 204713860 | 11/18/2020
Allied Air | Comfort-Aire | GUH96T090C5M-* | Federally-Regulated Consumer Product | Non-Weatherized, Condensing Ga | 2215 | 267 | 292.46 | 10/04/2019 |  |  | 11/18/2020
Allied Air | Comfort-Aire | GUH95C090C4M | Federally-Regulated Consumer Product | Non-Weatherized, Condensing Ga | 1535 | 214 | 262.54 | 10/04/2019 |  |  | 11/18/2020
Allied Air | Comfort-Aire | GUH97M070B3M | Federally-Regulated Consumer Product | Non-Weatherized, Condensing Ga | 1528 | 137 | 262.232 | 10/04/2019 |  |  | 11/18/2020
Allied Air | Ducane | 96G2DF110CV20-* | Federally-Regulated Consumer Product | Non-Weatherized, Condensing Ga | 2134 | 229 | 288.896 | 10/04/2019 |  |  | 11/18/2020
Allied Air | Ducane | 92G1UH090CE16-* | Federally-Regulated Consumer Product | Non-Weatherized, Condensing Ga | 1652 | 206 | 267.688 | 10/04/2019 |  |  | 11/18/2020
Allied Air | Ducane | 96G2UH070BV12-* | Federally-Regulated Consumer Product | Non-Weatherized, Condensing Ga | 1413 | 229 | 257.172 | 10/04/2019 |  |  | 11/18/2020
Allied Air | Ducane | 95G1DF045BE12-** | Federally-Regulated Consumer Product | Non-Weatherized, Condensing Ga | 1222 | 223 | 248.768 | 10/04/2019 |  |  | 11/18/2020
Allied Air | Ducane | 95G1UH045BE12-** | Federally-Regulated Consumer Product | Non-Weatherized, Condensing Ga | 1282 | 218 | 251.408 | 10/04/2019 |  |  | 11/18/2020
Allied Air | Ducane | 95G1DF070BE16-** | Federally-Regulated Consumer Product | Non-Weatherized, Condensing Ga | 1634 | 223 | 266.896 | 10/04/2019 |  |  | 11/18/2020
Allied Air | Ducane | 96G2UH135DV20-* | Federally-Regulated Consumer Product | Non-Weatherized, Condensing Ga | 2135 | 268 | 288.94 | 10/04/2019 |  |  | 11/18/2020
Allied Air | Ducane | 96G2UH090CV20-* | Federally-Regulated Consumer Product | Non-Weatherized, Condensing Ga | 2215 | 267 | 292.46 | 10/04/2019 |  |  | 11/18/2020
Allied Air | Ducane | 96G2UH090CV12-* | Federally-Regulated Consumer Product | Non-Weatherized, Condensing Ga | 1395 | 237 | 256.38 | 10/04/2019 |  |  | 11/18/2020
Allied Air | Ducane | 95G1UH135DE20-** | Federally-Regulated Consumer Product | Non-Weatherized, Condensing Ga | 2215 | 258 | 292.46 | 10/04/2019 |  |  | 11/18/2020
Allied Air | Ducane | 96G2UH110CV20-* | Federally-Regulated Consumer Product | Non-Weatherized, Condensing Ga | 2083 | 250 | 286.652 | 10/04/2019 |  |  | 11/18/2020
Allied Air | Ducane | 95G1DF110CE20-** | Federally-Regulated Consumer Product | Non-Weatherized, Condensing Ga | 2110 | 242 | 287.84 | 10/04/2019 |  |  | 11/18/2020
Allied Air | Ducane | 92G1UH090CE12-* | Federally-Regulated Consumer Product | Non-Weatherized, Condensing Ga | 1295 | 206 | 251.98 | 10/04/2019 |  |  | 11/18/2020
Allied Air | Ducane | 92G1DF070BE12-* | Federally-Regulated Consumer Product | Non-Weatherized, Condensing Ga | 1331 | 216 | 253.564 | 10/04/2019 |  |  | 11/18/2020
Allied Air | Ducane | 92G1UH110CE16-* | Federally-Regulated Consumer Product | Non-Weatherized, Condensing Ga | 1574 | 245 | 264.256 | 10/04/2019 |  |  | 11/18/2020
Allied Air | Ducane | 95G1DF090CE16-** | Federally-Regulated Consumer Product | Non-Weatherized, Condensing Ga | 1576 | 215 | 264.344 | 10/04/2019 |  |  | 11/18/2020
Allied Air | Ducane | 96G2DF070BV16-* | Federally-Regulated Consumer Product | Non-Weatherized, Condensing Ga | 1882 | 255 | 277.808 | 10/04/2019 |  |  | 11/18/2020
Allied Air | Ducane | 96G2DF090CV20-* | Federally-Regulated Consumer Product | Non-Weatherized, Condensing Ga | 2123 | 248 | 288.412 | 10/04/2019 |  |  | 11/18/2020
Allied Air | Ducane | 95G1UH110CE20-** | Federally-Regulated Consumer Product | Non-Weatherized, Condensing Ga | 1988 | 228 | 282.472 | 10/04/2019 |  |  | 11/18/2020
Allied Air | Ducane | 95G1UH090CE16-** | Federally-Regulated Consumer Product | Non-Weatherized, Condensing Ga | 1535 | 214 | 262.54 | 10/04/2019 |  |  | 11/18/2020
Allied Air | Ducane | 92G1UH045BE12-* | Federally-Regulated Consumer Product | Non-Weatherized, Condensing Ga | 1276 | 226 | 251.144 | 10/04/2019 |  |  | 11/18/2020
Allied Air | Ducane | 92G1UH030BE12-* | Federally-Regulated Consumer Product | Non-Weatherized, Condensing Ga | 1311 | 182 | 252.684 | 10/04/2019 |  |  | 11/18/2020
Allied Air | Ducane | 92G1DF090CE16-* | Federally-Regulated Consumer Product | Non-Weatherized, Condensing Ga | 1659 | 208 | 267.996 | 10/04/2019 |  |  | 11/18/2020
Allied Air | Ducane | 92G1UH110CE20-* | Federally-Regulated Consumer Product | Non-Weatherized, Condensing Ga | 1966 | 263 | 281.504 | 10/04/2019 |  |  | 11/18/2020
Allied Air | Ducane | 95G1UH070BE12-** | Federally-Regulated Consumer Product | Non-Weatherized, Condensing Ga | 1316 | 215 | 252.904 | 10/04/2019 |  |  | 11/18/2020
Allied Air | Ducane | 92G1UH070BE12-* | Federally-Regulated Consumer Product | Non-Weatherized, Condensing Ga | 1277 | 225 | 251.188 | 10/04/2019 |  |  | 11/18/2020
Allied Air | Ducane | 96G2UH045BV12-* | Federally-Regulated Consumer Product | Non-Weatherized, Condensing Ga | 1310 | 201 | 252.64 | 10/04/2019 |  |  | 11/18/2020
Allied Air | Ducane | 92G1DF045BE12-* | Federally-Regulated Consumer Product | Non-Weatherized, Condensing Ga | 1307 | 217 | 252.508 | 10/04/2019 |  |  | 11/18/2020
Allied Air | BLUERIDGE | BG951UH090CE16-* | Federally-Regulated Consumer Product | Non-Weatherized, Condensing Ga | 1535 | 214 | 262.54 | 10/04/2019 |  |  | 11/18/2020
Allied Air | BLUERIDGE | BG951UH070BE12-* | Federally-Regulated Consumer Product | Non-Weatherized, Condensing Ga | 1316 | 215 | 252.904 | 10/04/2019 |  |  | 11/18/2020
Allied Air | BLUERIDGE | BG961UH045BE12 | Federally-Regulated Consumer Product | Non-Weatherized, Condensing Ga | 1284 | 226 | 251.496 | 10/04/2019 |  |  | 11/18/2020
Allied Air | BLUERIDGE | BG961UH090CE16 | Federally-Regulated Consumer Product | Non-Weatherized, Condensing Ga | 1566 | 217 | 263.904 | 10/04/2019 |  |  | 11/18/2020
Allied Air | BLUERIDGE | BG801UH090CE20-* | Federally-Regulated Consumer Product | Non-Weatherized, Non-Condensin | 2081 | 250 | 273.564 | 10/04/2019 |  |  | 11/18/2020
Allied Air | BLUERIDGE | BG951UH110CE20-* | Federally-Regulated Consumer Product | Non-Weatherized, Condensing Ga | 1988 | 228 | 282.472 | 10/04/2019 |  |  | 11/18/2020
Allied Air | BLUERIDGE | BG802UH110CV20-* | Federally-Regulated Consumer Product | Non-Weatherized, Non-Condensin | 2230 | 238 | 280.12 | 10/04/2019 |  |  | 11/18/2020
Allied Air | BLUERIDGE | BG961UH070BE12 | Federally-Regulated Consumer Product | Non-Weatherized, Condensing Ga | 1298 | 216 | 252.112 | 10/04/2019 |  |  | 11/18/2020
Allied Air | BLUERIDGE | BG801UH070BE12-* | Federally-Regulated Consumer Product | Non-Weatherized, Non-Condensin | 1361 | 170 | 241.884 | 10/04/2019 |  |  | 11/18/2020
Allied Air | BLUERIDGE | BG801UH090BE16-* | Federally-Regulated Consumer Product | Non-Weatherized, Non-Condensin | 1628 | 200 | 253.632 | 10/04/2019 |  |  | 11/18/2020
Allied Air | BLUERIDGE | BG801UH110CE20-* | Federally-Regulated Consumer Product | Non-Weatherized, Non-Condensin | 2053 | 244 | 272.332 | 10/04/2019 |  |  | 11/18/2020
Allied Air | BLUERIDGE | BG951UH045BE12-* | Federally-Regulated Consumer Product | Non-Weatherized, Condensing Ga | 1282 | 218 | 251.408 | 10/04/2019 |  |  | 11/18/2020
Allied Air | BLUERIDGE | BG802UH070AV12-* | Federally-Regulated Consumer Product | Non-Weatherized, Non-Condensin | 1336 | 210 | 240.784 | 10/04/2019 |  |  | 11/18/2020
Allied Air | BLUERIDGE | BG802UH090BV16-* | Federally-Regulated Consumer Product | Non-Weatherized, Non-Condensin | 1811 | 201 | 261.684 | 10/04/2019 |  |  | 11/18/2020
Allied Air | BLUERIDGE | BG961UH110CE20 | Federally-Regulated Consumer Product | Non-Weatherized, Condensing Ga | 2018 | 253 | 283.792 | 10/04/2019 |  |  | 11/18/2020
Allied Air | Alpine | BG962UH070BV12-* | Federally-Regulated Consumer Product | Non-Weatherized, Condensing Ga | 1413 | 229 | 257.172 | 10/04/2019 |  |  | 11/18/2020
Allied Air | Alpine | BG962UH110CV20-* | Federally-Regulated Consumer Product | Non-Weatherized, Condensing Ga | 2083 | 250 | 286.652 | 10/04/2019 |  |  | 11/18/2020
Allied Air | Alpine | BG962UH090CV20-* | Federally-Regulated Consumer Product | Non-Weatherized, Condensing Ga | 2215 | 267 | 292.46 | 10/04/2019 |  |  | 11/18/2020
Allied Air | Alpine | BG962UH090CV12-* | Federally-Regulated Consumer Product | Non-Weatherized, Condensing Ga | 1395 | 237 | 256.38 | 10/04/2019 |  |  | 11/18/2020
Lennox Industries Inc. | Lennox | ML196DF110XE60C-* | Federally-Regulated Consumer Product | Non-Weatherized, Condensing Ga | 2033 | 284 |  | 11/11/2020 | 111365 | 205991400 | 11/18/2020
Lennox Industries Inc. | Lennox | ML196UH030XE24B-* | Federally-Regulated Consumer Product | Non-Weatherized, Condensing Ga | 870 | 233 |  | 09/02/2020 | 29792 | 204454165 | 11/18/2020
Lennox Industries Inc. | Lennox | ML196UH110XE60C-* | Federally-Regulated Consumer Product | Non-Weatherized, Condensing Ga | 2018 | 284 |  | 08/26/2020 | 110619 | 204454170 | 11/18/2020
Lennox Industries Inc. | Lennox | ML196DF070XE48B-* | Federally-Regulated Consumer Product | Non-Weatherized, Condensing Ga | 1473 | 260 |  | 08/26/2020 | 66322 | 204454172 | 11/18/2020
Lennox Industries Inc. | Lennox | ML196DF045XE36B-* | Federally-Regulated Consumer Product | Non-Weatherized, Condensing Ga | 1250 | 250 |  | 08/26/2020 | 44206 | 204454171 | 11/18/2020
Lennox Industries Inc. | Lennox | ML196UH090XE60C-* | Federally-Regulated Consumer Product | Non-Weatherized, Condensing Ga | 1888 | 278 |  | 11/11/2020 | 88383 | 205991398 | 11/18/2020
Lennox Industries Inc. | Lennox | ML196UH090XE36C-* | Federally-Regulated Consumer Product | Non-Weatherized, Condensing Ga | 1386 | 256 |  | 11/11/2020 | 88380 | 205991397 | 11/18/2020
Lennox Industries Inc. | Lennox | ML196UH070XE48B-* | Federally-Regulated Consumer Product | Non-Weatherized, Condensing Ga | 1693 | 269 |  | 11/11/2020 | 66189 | 205991396 | 11/18/2020
Lennox Industries Inc. | Lennox | ML196DF090XE48C-* | Federally-Regulated Consumer Product | Non-Weatherized, Condensing Ga | 1542 | 263 |  | 08/26/2020 | 88229 | 204454173 | 11/18/2020
Lennox Industries Inc. | Lennox | ML196UH090XE48C-* | Federally-Regulated Consumer Product | Non-Weatherized, Condensing Ga | 1566 | 264 |  | 08/26/2020 | 87748 | 204454169 | 11/18/2020
Lennox Industries Inc. | Lennox | ML196UH070XE36B-* | Federally-Regulated Consumer Product | Non-Weatherized, Condensing Ga | 1298 | 252 |  | 08/26/2020 | 65683 | 204454168 | 11/18/2020
Lennox Industries Inc. | Lennox | ML196UH045XE24B-* | Federally-Regulated Consumer Product | Non-Weatherized, Condensing Ga | 918 | 235 |  | 09/02/2020 | 43787 | 204454166 | 11/18/2020
Lennox Industries Inc. | Lennox | ML196UH135XE60D-* | Federally-Regulated Consumer Product | Non-Weatherized, Condensing Ga | 2388 | 300 |  | 11/11/2020 | 132320 | 205991399 | 11/18/2020
Lennox Industries Inc. | Lennox | ML196UH045XE36B-* | Federally-Regulated Consumer Product | Non-Weatherized, Condensing Ga | 1284 | 251 |  | 08/26/2020 | 44162 | 204454167 | 11/18/2020
Johnson Controls, Inc. | LUXAIRE BY JOHNSON CONTROLS | PCG4A240752X2 | Federally-Regulated Consumer Product | Weatherized Non-Condensing Gas | 1394 | 255 | 260.336 | 10/09/2019 |  |  | 11/18/2020
Johnson Controls, Inc. | LUXAIRE BY JOHNSON CONTROLS | PCG4A240502X2 | Federally-Regulated Consumer Product | Weatherized Non-Condensing Gas | 1118 | 243 | 248.192 | 10/09/2019 |  |  | 11/18/2020
Allied Air | BLUERIDGE | BG951UH090CE16-* | Federally-Regulated Consumer Product | Non-Weatherized, Condensing Ga | 1535 | 263 |  | 11/18/2020 | 88204 | 203330700 | 11/18/2020
Allied Air | BLUERIDGE | BG951UH070BE12-* | Federally-Regulated Consumer Product | Non-Weatherized, Condensing Ga | 1316 | 253 |  | 11/18/2020 | 66799 | 203330699 | 11/18/2020
Allied Air | BLUERIDGE | BG961UH045BE12 | Federally-Regulated Consumer Product | Non-Weatherized, Condensing Ga | 1284 | 251 |  | 11/18/2020 | 44162 | 203330712 | 11/18/2020
Allied Air | BLUERIDGE | BG961UH090CE16 | Federally-Regulated Consumer Product | Non-Weatherized, Condensing Ga | 1566 | 264 |  | 11/18/2020 | 87748 | 203330714 | 11/18/2020
Allied Air | BLUERIDGE | BG801UH090CE20-* | Federally-Regulated Consumer Product | Non-Weatherized, Non-Condensin | 2081 | 274 |  | 11/18/2020 | 87931 | 203330681 | 11/18/2020
Allied Air | BLUERIDGE | BG951UH110CE20-* | Federally-Regulated Consumer Product | Non-Weatherized, Condensing Ga | 1988 | 282 |  | 11/18/2020 | 109853 | 203330701 | 11/18/2020
Allied Air | BLUERIDGE | BG802UH110CV20-* | Federally-Regulated Consumer Product | Non-Weatherized, Non-Condensin | 2230 | 280 |  | 11/18/2020 | 72566 | 203330678 | 11/18/2020
Allied Air | BLUERIDGE | BG961UH070BE12 | Federally-Regulated Consumer Product | Non-Weatherized, Condensing Ga | 1298 | 252 |  | 11/18/2020 | 65683 | 203330713 | 11/18/2020
Allied Air | BLUERIDGE | BG801UH070BE12-* | Federally-Regulated Consumer Product | Non-Weatherized, Non-Condensin | 1361 | 242 |  | 11/18/2020 | 65645 | 203330679 | 11/18/2020
Allied Air | BLUERIDGE | BG801UH090BE16-* | Federally-Regulated Consumer Product | Non-Weatherized, Non-Condensin | 1628 | 254 |  | 11/18/2020 | 87272 | 203330680 | 11/18/2020
Allied Air | BLUERIDGE | BG801UH110CE20-* | Federally-Regulated Consumer Product | Non-Weatherized, Non-Condensin | 2053 | 272 |  | 11/18/2020 | 109478 | 203330682 | 11/18/2020
Allied Air | BLUERIDGE | BG951UH045BE12-* | Federally-Regulated Consumer Product | Non-Weatherized, Condensing Ga | 1282 | 251 |  | 11/18/2020 | 43901 | 203330698 | 11/18/2020
Allied Air | BLUERIDGE | BG802UH070AV12-* | Federally-Regulated Consumer Product | Non-Weatherized, Non-Condensin | 1336 | 241 |  | 11/18/2020 | 43159 | 203330676 | 11/18/2020
Allied Air | BLUERIDGE | BG802UH090BV16-* | Federally-Regulated Consumer Product | Non-Weatherized, Non-Condensin | 1811 | 262 |  | 11/18/2020 | 57033 | 203330677 | 11/18/2020
Allied Air | BLUERIDGE | BG961UH110CE20 | Federally-Regulated Consumer Product | Non-Weatherized, Condensing Ga | 2018 | 284 |  | 11/18/2020 | 110619 | 203330715 | 11/18/2020
Johnson Controls, Inc. | COLEMAN BY JOHNSON CONTROLS | PCG4A240502X2 | Federally-Regulated Consumer Product | Weatherized Non-Condensing Gas | 1118 | 243 | 248.192 | 10/09/2019 |  |  | 11/18/2020
Johnson Controls, Inc. | COLEMAN BY JOHNSON CONTROLS | PCG4A240752X2 | Federally-Regulated Consumer Product | Weatherized Non-Condensing Gas | 1394 | 255 | 260.336 | 10/09/2019 |  |  | 11/18/2020
Allied Air | Ducane | 96G2DF110CV20-* | Federally-Regulated Consumer Product | Non-Weatherized, Condensing Ga | 2134 | 289 |  | 11/18/2020 | 71922 | 204388741 | 11/18/2020
Allied Air | Ducane | 92G1UH090CE16-* | Federally-Regulated Consumer Product | Non-Weatherized, Condensing Ga | 1652 | 268 |  | 11/18/2020 | 87424 | 204183656 | 11/18/2020
Allied Air | Ducane | 96G2UH070BV12-* | Federally-Regulated Consumer Product | Non-Weatherized, Condensing Ga | 1413 | 257 |  | 11/18/2020 | 43058 | 204388724 | 11/18/2020
Allied Air | Ducane | 95G1DF045BE12-** | Federally-Regulated Consumer Product | Non-Weatherized, Condensing Ga | 1222 | 249 |  | 11/18/2020 | 44213 | 202195673 | 11/18/2020
Allied Air | Ducane | 95G1UH045BE12-** | Federally-Regulated Consumer Product | Non-Weatherized, Condensing Ga | 1282 | 251 |  | 11/18/2020 | 43901 | 202195668 | 11/18/2020
Allied Air | Ducane | 95G1DF070BE16-** | Federally-Regulated Consumer Product | Non-Weatherized, Condensing Ga | 1634 | 267 |  | 11/18/2020 | 65373 | 202195674 | 11/18/2020
Allied Air | Ducane | 96G2UH135DV20-* | Federally-Regulated Consumer Product | Non-Weatherized, Condensing Ga | 2135 | 289 |  | 11/18/2020 | 86786 | 204388734 | 11/18/2020
Allied Air | Ducane | 96G2UH090CV20-* | Federally-Regulated Consumer Product | Non-Weatherized, Condensing Ga | 2215 | 292 |  | 11/18/2020 | 56766 | 204388729 | 11/18/2020
Allied Air | Ducane | 96G2UH090CV12-* | Federally-Regulated Consumer Product | Non-Weatherized, Condensing Ga | 1395 | 256 |  | 11/18/2020 | 57347 | 204388727 | 11/18/2020
Allied Air | Ducane | 95G1UH135DE20-** | Federally-Regulated Consumer Product | Non-Weatherized, Condensing Ga | 2215 | 292 |  | 11/18/2020 | 130202 | 202195672 | 11/18/2020
Allied Air | Ducane | 96G2UH110CV20-* | Federally-Regulated Consumer Product | Non-Weatherized, Condensing Ga | 2083 | 287 |  | 11/18/2020 | 71341 | 204388731 | 11/18/2020
Allied Air | Ducane | 95G1DF110CE20-** | Federally-Regulated Consumer Product | Non-Weatherized, Condensing Ga | 2110 | 288 |  | 11/18/2020 | 110927 | 202195676 | 11/18/2020
Allied Air | Ducane | 92G1UH090CE12-* | Federally-Regulated Consumer Product | Non-Weatherized, Condensing Ga | 1295 | 252 |  | 11/18/2020 | 88167 | 204183654 | 11/18/2020
Allied Air | Ducane | 92G1DF070BE12-* | Federally-Regulated Consumer Product | Non-Weatherized, Condensing Ga | 1331 | 254 |  | 11/18/2020 | 66519 | 204183664 | 11/18/2020
Allied Air | Ducane | 92G1UH110CE16-* | Federally-Regulated Consumer Product | Non-Weatherized, Condensing Ga | 1574 | 264 |  | 11/18/2020 | 109805 | 204183658 | 11/18/2020
Allied Air | Ducane | 95G1DF090CE16-** | Federally-Regulated Consumer Product | Non-Weatherized, Condensing Ga | 1576 | 264 |  | 11/18/2020 | 87636 | 202195675 | 11/18/2020
Allied Air | Ducane | 96G2DF070BV16-* | Federally-Regulated Consumer Product | Non-Weatherized, Condensing Ga | 1882 | 278 |  | 11/18/2020 | 43013 | 204388737 | 11/18/2020
Allied Air | Ducane | 96G2DF090CV20-* | Federally-Regulated Consumer Product | Non-Weatherized, Condensing Ga | 2123 | 288 |  | 11/18/2020 | 56779 | 204388739 | 11/18/2020
Allied Air | Ducane | 95G1UH110CE20-** | Federally-Regulated Consumer Product | Non-Weatherized, Condensing Ga | 1988 | 282 |  | 11/18/2020 | 109853 | 202195671 | 11/18/2020
Allied Air | Ducane | 95G1UH090CE16-** | Federally-Regulated Consumer Product | Non-Weatherized, Condensing Ga | 1535 | 263 |  | 11/18/2020 | 88204 | 202195670 | 11/18/2020
Allied Air | Ducane | 92G1UH045BE12-* | Federally-Regulated Consumer Product | Non-Weatherized, Condensing Ga | 1276 | 251 |  | 11/18/2020 | 44281 | 204183650 | 11/18/2020
Allied Air | Ducane | 92G1UH030BE12-* | Federally-Regulated Consumer Product | Non-Weatherized, Condensing Ga | 1311 | 253 |  | 11/18/2020 | 29941 | 204183647 | 11/18/2020
Allied Air | Ducane | 92G1DF090CE16-* | Federally-Regulated Consumer Product | Non-Weatherized, Condensing Ga | 1659 | 268 |  | 11/18/2020 | 87251 | 204183666 | 11/18/2020
Allied Air | Ducane | 92G1UH110CE20-* | Federally-Regulated Consumer Product | Non-Weatherized, Condensing Ga | 1966 | 282 |  | 11/18/2020 | 110142 | 204183660 | 11/18/2020
Allied Air | Ducane | 95G1UH070BE12-** | Federally-Regulated Consumer Product | Non-Weatherized, Condensing Ga | 1316 | 253 |  | 11/18/2020 | 66799 | 202195669 | 11/18/2020
Allied Air | Ducane | 92G1UH070BE12-* | Federally-Regulated Consumer Product | Non-Weatherized, Condensing Ga | 1277 | 251 |  | 11/18/2020 | 65742 | 204183652 | 11/18/2020
Allied Air | Ducane | 96G2UH045BV12-* | Federally-Regulated Consumer Product | Non-Weatherized, Condensing Ga | 1310 | 253 |  | 11/18/2020 | 28806 | 204388722 | 11/18/2020
Allied Air | Ducane | 92G1DF045BE12-* | Federally-Regulated Consumer Product | Non-Weatherized, Condensing Ga | 1307 | 253 |  | 11/18/2020 | 43616 | 204183662 | 11/18/2020
Johnson Controls, Inc. | GUARDIAN BY JOHNSON CONTROLS | PCG4A240502X2 | Federally-Regulated Consumer Product | Weatherized Non-Condensing Gas | 1118 | 243 | 248.192 | 10/09/2019 |  |  | 11/18/2020
Johnson Controls, Inc. | GUARDIAN BY JOHNSON CONTROLS | PCG4A240752X2 | Federally-Regulated Consumer Product | Weatherized Non-Condensing Gas | 1394 | 255 | 260.336 | 10/09/2019 |  |  | 11/18/2020
Johnson Controls, Inc. | EVCON BY JOHNSON CONTROLS | PCG4A240502X2 | Federally-Regulated Consumer Product | Weatherized Non-Condensing Gas | 1118 | 243 | 248.192 | 10/09/2019 |  |  | 11/18/2020
Johnson Controls, Inc. | EVCON BY JOHNSON CONTROLS | PCG4A240752X2 | Federally-Regulated Consumer Product | Weatherized Non-Condensing Gas | 1394 | 255 | 260.336 | 10/09/2019 |  |  | 11/18/2020
Johnson Controls, Inc. | LUXAIRE BY JOHNSON CONTROLS | PCG4A240752X2 | Federally-Regulated Consumer Product | Weatherized Non-Condensing Gas | 1394 | 255 |  | 11/18/2020 | 75189 | 202345997 | 11/18/2020
Johnson Controls, Inc. | LUXAIRE BY JOHNSON CONTROLS | PCG4A240502X2 | Federally-Regulated Consumer Product | Weatherized Non-Condensing Gas | 1118 | 243 |  | 11/18/2020 | 50782 | 202345996 | 11/18/2020
Johnson Controls, Inc. | CHAMPION HEATING AND COOLING | PCG6A360752X4 | Federally-Regulated Consumer Product | Weatherized Non-Condensing Gas | 1386 | 259 |  | 11/04/2020 | 49201 | 206168423 | 11/18/2020
Johnson Controls, Inc. | CHAMPION HEATING AND COOLING | PCG6A361002X4 | Federally-Regulated Consumer Product | Weatherized Non-Condensing Gas | 1741 | 274 |  | 11/04/2020 | 65248 | 206168438 | 11/18/2020
Johnson Controls, Inc. | CHAMPION HEATING AND COOLING | PCG6A240752X4 | Federally-Regulated Consumer Product | Weatherized Non-Condensing Gas | 1290 | 254 |  | 11/04/2020 | 49395 | 206136948 | 11/18/2020
Johnson Controls, Inc. | COLEMAN BY JOHNSON CONTROLS | PCG4B600652X1 | Federally-Regulated Consumer Product | Weatherized Non-Condensing Gas | 2344 | 296 | 302.136 | 10/09/2019 |  |  | 11/18/2020
Johnson Controls, Inc. | COLEMAN BY JOHNSON CONTROLS | PCG4B600652X2 | Federally-Regulated Consumer Product | Weatherized Non-Condensing Gas | 2344 | 296 | 302.136 | 10/09/2019 |  |  | 11/18/2020
Johnson Controls, Inc. | COLEMAN BY JOHNSON CONTROLS | PCG6A240752X1 | Federally-Regulated Consumer Product | Weatherized Non-Condensing Gas | 921 | 235 | 239.524 | 10/09/2019 |  |  | 11/18/2020
Johnson Controls, Inc. | COLEMAN BY JOHNSON CONTROLS | PCG6A361002X4 | Federally-Regulated Consumer Product | Weatherized Non-Condensing Gas | 1741 | 274 |  | 11/04/2020 | 65248 | 206168427 | 11/18/2020
Johnson Controls, Inc. | COLEMAN BY JOHNSON CONTROLS | PCG4B601002X2 | Federally-Regulated Consumer Product | Weatherized Non-Condensing Gas | 2123 | 287 | 292.412 | 10/09/2019 |  |  | 11/18/2020
Johnson Controls, Inc. | COLEMAN BY JOHNSON CONTROLS | PCG4B481252X2 | Federally-Regulated Consumer Product | Weatherized Non-Condensing Gas | 1941 | 279 | 284.404 | 10/09/2019 |  |  | 11/18/2020
Johnson Controls, Inc. | COLEMAN BY JOHNSON CONTROLS | PCG6A360752X4 | Federally-Regulated Consumer Product | Weatherized Non-Condensing Gas | 1386 | 259 |  | 11/04/2020 | 49201 | 206168415 | 11/18/2020
Johnson Controls, Inc. | COLEMAN BY JOHNSON CONTROLS | PCG6A240752X4 | Federally-Regulated Consumer Product | Weatherized Non-Condensing Gas | 1290 | 254 |  | 11/04/2020 | 49395 | 206136943 | 11/18/2020
Johnson Controls, Inc. | COLEMAN BY JOHNSON CONTROLS | PCG6B480652X1 | Federally-Regulated Consumer Product | Weatherized Non-Condensing Gas | 1709 | 269 | 274.196 | 10/09/2019 |  |  | 11/18/2020
Johnson Controls, Inc. | COLEMAN BY JOHNSON CONTROLS | PCG4B480652X2 | Federally-Regulated Consumer Product | Weatherized Non-Condensing Gas | 1977 | 280 | 285.988 | 10/09/2019 |  |  | 11/18/2020
Johnson Controls, Inc. | COLEMAN BY JOHNSON CONTROLS | PCG6A300502X1 | Federally-Regulated Consumer Product | Weatherized Non-Condensing Gas | 1019 | 239 | 243.836 | 10/09/2019 |  |  | 11/18/2020
Johnson Controls, Inc. | COLEMAN BY JOHNSON CONTROLS | PCG6B481002X1 | Federally-Regulated Consumer Product | Weatherized Non-Condensing Gas | 1569 | 263 | 268.036 | 10/09/2019 |  |  | 11/18/2020
Johnson Controls, Inc. | COLEMAN BY JOHNSON CONTROLS | PCG6B361002X1 | Federally-Regulated Consumer Product | Weatherized Non-Condensing Gas | 1159 | 245 | 249.996 | 10/09/2019 |  |  | 11/18/2020
Johnson Controls, Inc. | COLEMAN BY JOHNSON CONTROLS | PCG6B601252X1 | Federally-Regulated Consumer Product | Weatherized Non-Condensing Gas | 1967 | 280 | 285.548 | 10/09/2019 |  |  | 11/18/2020
Johnson Controls, Inc. | COLEMAN BY JOHNSON CONTROLS | PCG4B601002X1 | Federally-Regulated Consumer Product | Weatherized Non-Condensing Gas | 2123 | 287 | 292.412 | 10/09/2019 |  |  | 11/18/2020
Johnson Controls, Inc. | COLEMAN BY JOHNSON CONTROLS | PCG4B481002X2 | Federally-Regulated Consumer Product | Weatherized Non-Condensing Gas | 2010 | 282 | 287.44 | 10/09/2019 |  |  | 11/18/2020
Johnson Controls, Inc. | COLEMAN BY JOHNSON CONTROLS | PCG4B601252X2 | Federally-Regulated Consumer Product | Weatherized Non-Condensing Gas | 2207 | 290 | 296.108 | 10/09/2019 |  |  | 11/18/2020
Johnson Controls, Inc. | COLEMAN BY JOHNSON CONTROLS | PCG6B601002X1 | Federally-Regulated Consumer Product | Weatherized Non-Condensing Gas | 1773 | 271 | 277.012 | 10/09/2019 |  |  | 11/18/2020
Johnson Controls, Inc. | COLEMAN BY JOHNSON CONTROLS | PCG6B600652X1 | Federally-Regulated Consumer Product | Weatherized Non-Condensing Gas | 1791 | 272 | 277.804 | 10/09/2019 |  |  | 11/18/2020
Johnson Controls, Inc. | COLEMAN BY JOHNSON CONTROLS | PCG6A240502X1 | Federally-Regulated Consumer Product | Weatherized Non-Condensing Gas | 705 | 225 | 230.02 | 10/09/2019 |  |  | 11/18/2020
Johnson Controls, Inc. | COLEMAN BY JOHNSON CONTROLS | PCG6B360652X1 | Federally-Regulated Consumer Product | Weatherized Non-Condensing Gas | 1170 | 245 | 250.48 | 10/09/2019 |  |  | 11/18/2020
Johnson Controls, Inc. | COLEMAN BY JOHNSON CONTROLS | PCG4B601252X1 | Federally-Regulated Consumer Product | Weatherized Non-Condensing Gas | 2207 | 290 | 296.108 | 10/09/2019 |  |  | 11/18/2020
Allied Air | Alpine | BG962UH070BV12-* | Federally-Regulated Consumer Product | Non-Weatherized, Condensing Ga | 1413 | 257 |  | 11/18/2020 | 43058 | 204388726 | 11/18/2020
Allied Air | Alpine | BG962UH110CV20-* | Federally-Regulated Consumer Product | Non-Weatherized, Condensing Ga | 2083 | 287 |  | 11/18/2020 | 71341 | 204388733 | 11/18/2020
Allied Air | Alpine | BG962UH090CV20-* | Federally-Regulated Consumer Product | Non-Weatherized, Condensing Ga | 2215 | 292 |  | 11/18/2020 | 56766 | 204388759 | 11/18/2020
Allied Air | Alpine | BG962UH090CV12-* | Federally-Regulated Consumer Product | Non-Weatherized, Condensing Ga | 1395 | 256 |  | 11/18/2020 | 57347 | 204388758 | 11/18/2020
Allied Air | MRCOOL | MGM80SE090B4A | Federally-Regulated Consumer Product | Non-Weatherized, Non-Condensin | 1628 | 200 | 253.632 | 10/04/2019 |  |  | 11/18/2020
Allied Air | MRCOOL | MGD80SE090B4A | Federally-Regulated Consumer Product | Non-Weatherized, Non-Condensin | 1639 | 189 | 254.116 | 10/04/2019 |  |  | 11/18/2020
Allied Air | MRCOOL | MGM95SE090C4XA | Federally-Regulated Consumer Product | Non-Weatherized, Condensing Ga | 1595 | 214 | 265.18 | 10/04/2019 |  |  | 11/18/2020
Allied Air | MRCOOL | MGD95SE045B3XA | Federally-Regulated Consumer Product | Non-Weatherized, Condensing Ga | 1222 | 223 | 248.768 | 10/04/2019 |  |  | 11/18/2020
Allied Air | MRCOOL | MGM80SE135D5A | Federally-Regulated Consumer Product | Non-Weatherized, Non-Condensin | 2248 | 253 | 280.912 | 10/04/2019 |  |  | 11/18/2020
Allied Air | MRCOOL | MGD80SE070B3A | Federally-Regulated Consumer Product | Non-Weatherized, Non-Condensin | 1369 | 181 | 242.236 | 10/04/2019 |  |  | 11/18/2020
Allied Air | MRCOOL | MGD80SE110C5A | Federally-Regulated Consumer Product | Non-Weatherized, Non-Condensin | 2147 | 230 | 276.468 | 10/04/2019 |  |  | 11/18/2020
Allied Air | MRCOOL | MGM80SE070B3A | Federally-Regulated Consumer Product | Non-Weatherized, Non-Condensin | 1361 | 170 | 241.884 | 10/04/2019 |  |  | 11/18/2020
Allied Air | MRCOOL | MGM95SE110C5XA | Federally-Regulated Consumer Product | Non-Weatherized, Condensing Ga | 1988 | 228 | 282.472 | 10/04/2019 |  |  | 11/18/2020
Allied Air | MRCOOL | MGD95SE090C4XA | Federally-Regulated Consumer Product | Non-Weatherized, Condensing Ga | 1576 | 215 | 264.344 | 10/04/2019 |  |  | 11/18/2020
Allied Air | MRCOOL | MGD95SE070B4XA | Federally-Regulated Consumer Product | Non-Weatherized, Condensing Ga | 1634 | 223 | 266.896 | 10/04/2019 |  |  | 11/18/2020
Allied Air | MRCOOL | MGM95SE045B3XA | Federally-Regulated Consumer Product | Non-Weatherized, Condensing Ga | 1282 | 218 | 251.408 | 10/04/2019 |  |  | 11/18/2020
Allied Air | MRCOOL | MGM95SE070B3XA | Federally-Regulated Consumer Product | Non-Weatherized, Condensing Ga | 1316 | 215 | 252.904 | 10/04/2019 |  |  | 11/18/2020
Allied Air | MRCOOL | MGD95SE110C5XA | Federally-Regulated Consumer Product | Non-Weatherized, Condensing Ga | 2110 | 242 | 287.84 | 10/04/2019 |  |  | 11/18/2020
Allied Air | MRCOOL | MGM80SE110C5A | Federally-Regulated Consumer Product | Non-Weatherized, Non-Condensin | 2053 | 244 | 272.332 | 10/04/2019 |  |  | 11/18/2020
Allied Air | MRCOOL | MGM95SE135D5XA | Federally-Regulated Consumer Product | Non-Weatherized, Condensing Ga | 2215 | 258 | 292.46 | 10/04/2019 |  |  | 11/18/2020
Allied Air | MRCOOL | MGD80SE045A3A | Federally-Regulated Consumer Product | Non-Weatherized, Non-Condensin | 1233 | 178 | 236.252 | 10/04/2019 |  |  | 11/18/2020
Allied Air | MRCOOL | MGM80SE090C5A | Federally-Regulated Consumer Product | Non-Weatherized, Non-Condensin | 2081 | 250 | 273.564 | 10/04/2019 |  |  | 11/18/2020
Allied Air | Concord | 96G2UH090CV20-* | Federally-Regulated Consumer Product | Non-Weatherized, Condensing Ga | 2215 | 267 | 292.46 | 10/04/2019 |  |  | 11/18/2020
Allied Air | Concord | 96G2UH090CV12-* | Federally-Regulated Consumer Product | Non-Weatherized, Condensing Ga | 1395 | 237 | 256.38 | 10/04/2019 |  |  | 11/18/2020
Allied Air | Concord | 92G1UH030BE12-* | Federally-Regulated Consumer Product | Non-Weatherized, Condensing Ga | 1311 | 182 | 252.684 | 10/04/2019 |  |  | 11/18/2020
Allied Air | Concord | 92G1DF090CE16-* | Federally-Regulated Consumer Product | Non-Weatherized, Condensing Ga | 1659 | 208 | 267.996 | 10/04/2019 |  |  | 11/18/2020
Allied Air | Concord | 96G2UH045BV12-* | Federally-Regulated Consumer Product | Non-Weatherized, Condensing Ga | 1310 | 201 | 252.64 | 10/04/2019 |  |  | 11/18/2020
Allied Air | Concord | 96G2DF110CV20-* | Federally-Regulated Consumer Product | Non-Weatherized, Condensing Ga | 2134 | 229 | 288.896 | 10/04/2019 |  |  | 11/18/2020
Allied Air | Concord | 92G1UH070BE12-* | Federally-Regulated Consumer Product | Non-Weatherized, Condensing Ga | 1277 | 225 | 251.188 | 10/04/2019 |  |  | 11/18/2020
Allied Air | Concord | 92G1UH090CE16-* | Federally-Regulated Consumer Product | Non-Weatherized, Condensing Ga | 1652 | 206 | 267.688 | 10/04/2019 |  |  | 11/18/2020
Allied Air | Concord | 92G1UH090CE12-* | Federally-Regulated Consumer Product | Non-Weatherized, Condensing Ga | 1295 | 206 | 251.98 | 10/04/2019 |  |  | 11/18/2020
Allied Air | Concord | 96G2DF070BV16-* | Federally-Regulated Consumer Product | Non-Weatherized, Condensing Ga | 1882 | 255 | 277.808 | 10/04/2019 |  |  | 11/18/2020
Allied Air | Concord | 92G1DF070BE12-* | Federally-Regulated Consumer Product | Non-Weatherized, Condensing Ga | 1331 | 216 | 253.564 | 10/04/2019 |  |  | 11/18/2020
Allied Air | Concord | 96G2DF090CV20-* | Federally-Regulated Consumer Product | Non-Weatherized, Condensing Ga | 2123 | 248 | 288.412 | 10/04/2019 |  |  | 11/18/2020
Allied Air | Concord | 92G1UH110CE20-* | Federally-Regulated Consumer Product | Non-Weatherized, Condensing Ga | 1966 | 263 | 281.504 | 10/04/2019 |  |  | 11/18/2020
Allied Air | Concord | 96G2UH070BV12-* | Federally-Regulated Consumer Product | Non-Weatherized, Condensing Ga | 1413 | 229 | 257.172 | 10/04/2019 |  |  | 11/18/2020
Allied Air | Concord | 92G1UH045BE12-* | Federally-Regulated Consumer Product | Non-Weatherized, Condensing Ga | 1276 | 226 | 251.144 | 10/04/2019 |  |  | 11/18/2020
Allied Air | Concord | 92G1DF045BE12-* | Federally-Regulated Consumer Product | Non-Weatherized, Condensing Ga | 1307 | 217 | 252.508 | 10/04/2019 |  |  | 11/18/2020
Allied Air | Concord | 92G1UH110CE16-* | Federally-Regulated Consumer Product | Non-Weatherized, Condensing Ga | 1574 | 245 | 264.256 | 10/04/2019 |  |  | 11/18/2020
Allied Air | Concord | 96G2UH135DV20-* | Federally-Regulated Consumer Product | Non-Weatherized, Condensing Ga | 2135 | 268 | 288.94 | 10/04/2019 |  |  | 11/18/2020
Allied Air | Concord | 96G2UH110CV20-* | Federally-Regulated Consumer Product | Non-Weatherized, Condensing Ga | 2083 | 250 | 286.652 | 10/04/2019 |  |  | 11/18/2020
Johnson Controls, Inc. | FRASER-JOHNSTON BY JOHNSON CONTROLS | PCG4A300502X3 | Federally-Regulated Consumer Product | Weatherized Non-Condensing Gas | 1130 | 244 |  | 07/22/2020 | 49570 | 205281300 | 11/18/2020
Johnson Controls, Inc. | FRASER-JOHNSTON BY JOHNSON CONTROLS | PCG4A300752X3 | Federally-Regulated Consumer Product | Weatherized Non-Condensing Gas | 1414 | 256 |  | 07/22/2020 | 75125 | 205281301 | 11/18/2020
Johnson Controls, Inc. | FRASER-JOHNSTON BY JOHNSON CONTROLS | PCG4A361002X3 | Federally-Regulated Consumer Product | Weatherized Non-Condensing Gas | 1907 | 277 |  | 07/22/2020 | 100985 | 205281304 | 11/18/2020
Johnson Controls, Inc. | FRASER-JOHNSTON BY JOHNSON CONTROLS | PCG4A240502X2 | Federally-Regulated Consumer Product | Weatherized Non-Condensing Gas | 1118 | 243 | 248.192 | 10/09/2019 |  |  | 11/18/2020
Johnson Controls, Inc. | FRASER-JOHNSTON BY JOHNSON CONTROLS | PCG4A360502X3 | Federally-Regulated Consumer Product | Weatherized Non-Condensing Gas | 1263 | 249 |  | 07/22/2020 | 49892 | 205281302 | 11/18/2020
Johnson Controls, Inc. | FRASER-JOHNSTON BY JOHNSON CONTROLS | PCG4A360752X3 | Federally-Regulated Consumer Product | Weatherized Non-Condensing Gas | 1396 | 255 |  | 07/22/2020 | 74384 | 205281303 | 11/18/2020
Johnson Controls, Inc. | FRASER-JOHNSTON BY JOHNSON CONTROLS | PCG4A240752X2 | Federally-Regulated Consumer Product | Weatherized Non-Condensing Gas | 1394 | 255 | 260.336 | 10/09/2019 |  |  | 11/18/2020
Johnson Controls, Inc. | COLEMAN BY JOHNSON CONTROLS | PCG4A240502X2 | Federally-Regulated Consumer Product | Weatherized Non-Condensing Gas | 1118 | 243 |  | 11/18/2020 | 50782 | 202345989 | 11/18/2020
Johnson Controls, Inc. | COLEMAN BY JOHNSON CONTROLS | PCG4A240752X2 | Federally-Regulated Consumer Product | Weatherized Non-Condensing Gas | 1394 | 255 |  | 11/18/2020 | 75189 | 202345990 | 11/18/2020
Allied Air | Century | GUH96T045B3M-* | Federally-Regulated Consumer Product | Non-Weatherized, Condensing Ga | 1310 | 201 | 252.64 | 10/04/2019 |  |  | 11/18/2020
Allied Air | Century | GUH80C110C5M | Federally-Regulated Consumer Product | Non-Weatherized, Non-Condensin | 2053 | 244 |  | 07/22/2020 | 109478 | 204717611 | 11/18/2020
Allied Air | Century | GUH95C110C5M | Federally-Regulated Consumer Product | Non-Weatherized, Condensing Ga | 1988 | 228 | 282.472 | 10/04/2019 |  |  | 11/18/2020
Allied Air | Century | GUH96T090C5M-* | Federally-Regulated Consumer Product | Non-Weatherized, Condensing Ga | 2215 | 267 | 292.46 | 10/04/2019 |  |  | 11/18/2020
Allied Air | Century | GUH96T070B3M-* | Federally-Regulated Consumer Product | Non-Weatherized, Condensing Ga | 1413 | 229 | 257.172 | 10/04/2019 |  |  | 11/18/2020
Allied Air | Century | GDD80C110C5M | Federally-Regulated Consumer Product | Non-Weatherized, Non-Condensin | 2147 | 230 |  | 07/22/2020 | 111057 | 204717621 | 11/18/2020
Allied Air | Century | GUH80C090B4M | Federally-Regulated Consumer Product | Non-Weatherized, Non-Condensin | 1628 | 200 |  | 07/22/2020 | 87272 | 204717607 | 11/18/2020
Allied Air | Century | GUH96T110C5M-* | Federally-Regulated Consumer Product | Non-Weatherized, Condensing Ga | 2083 | 250 | 286.652 | 10/04/2019 |  |  | 11/18/2020
Allied Air | Century | GUH97M090C3M | Federally-Regulated Consumer Product | Non-Weatherized, Condensing Ga | 1469 | 147 | 259.636 | 10/04/2019 |  |  | 11/18/2020
Allied Air | Century | GUH96T090C3M-* | Federally-Regulated Consumer Product | Non-Weatherized, Condensing Ga | 1395 | 237 | 256.38 | 10/04/2019 |  |  | 11/18/2020
Allied Air | Century | GUH80C135D5M | Federally-Regulated Consumer Product | Non-Weatherized, Non-Condensin | 2248 | 253 |  | 07/22/2020 | 132455 | 204717613 | 11/18/2020
Allied Air | Century | GUH95C070B3M | Federally-Regulated Consumer Product | Non-Weatherized, Condensing Ga | 1316 | 215 | 252.904 | 10/04/2019 |  |  | 11/18/2020
Allied Air | Century | GUH97M110C5M | Federally-Regulated Consumer Product | Non-Weatherized, Condensing Ga | 2042 | 175 | 284.848 | 10/04/2019 |  |  | 11/18/2020
Allied Air | Century | GUH92C110C5M | Federally-Regulated Consumer Product | Non-Weatherized, Condensing Ga | 1966 | 263 |  | 07/22/2020 | 110142 | 204713853 | 11/18/2020
Allied Air | Century | GDD95C070B4M | Federally-Regulated Consumer Product | Non-Weatherized, Condensing Ga | 1634 | 223 | 266.896 | 10/04/2019 |  |  | 11/18/2020
Allied Air | Century | GUH95C045B3M | Federally-Regulated Consumer Product | Non-Weatherized, Condensing Ga | 1282 | 218 | 251.408 | 10/04/2019 |  |  | 11/18/2020
Allied Air | Century | GUH80C090C5M | Federally-Regulated Consumer Product | Non-Weatherized, Non-Condensin | 2081 | 250 |  | 07/22/2020 | 87931 | 204717609 | 11/18/2020
Allied Air | Century | GUH95C090C4M | Federally-Regulated Consumer Product | Non-Weatherized, Condensing Ga | 1535 | 214 | 262.54 | 10/04/2019 |  |  | 11/18/2020
Allied Air | Century | GUH97M090C4M | Federally-Regulated Consumer Product | Non-Weatherized, Condensing Ga | 1892 | 165 | 278.248 | 10/04/2019 |  |  | 11/18/2020
Allied Air | Century | GDD95C110C5M | Federally-Regulated Consumer Product | Non-Weatherized, Condensing Ga | 2110 | 242 | 287.84 | 10/04/2019 |  |  | 11/18/2020
Allied Air | Century | GDD92C070B3M | Federally-Regulated Consumer Product | Non-Weatherized, Condensing Ga | 1331 | 216 |  | 07/22/2020 | 66519 | 204713857 | 11/18/2020
Allied Air | Century | GUH92C110C4M | Federally-Regulated Consumer Product | Non-Weatherized, Condensing Ga | 1574 | 245 |  | 07/22/2020 | 109805 | 204713851 | 11/18/2020
Allied Air | Century | GDD95C045B3M | Federally-Regulated Consumer Product | Non-Weatherized, Condensing Ga | 1222 | 223 | 248.768 | 10/04/2019 |  |  | 11/18/2020
Allied Air | Century | GDD80C090B4M | Federally-Regulated Consumer Product | Non-Weatherized, Non-Condensin | 1639 | 189 |  | 07/22/2020 | 87767 | 204717619 | 11/18/2020
Allied Air | Century | GDD95C090C4M | Federally-Regulated Consumer Product | Non-Weatherized, Condensing Ga | 1576 | 215 | 264.344 | 10/04/2019 |  |  | 11/18/2020
Allied Air | Century | GUH96T135D5M-* | Federally-Regulated Consumer Product | Non-Weatherized, Condensing Ga | 2135 | 268 | 288.94 | 10/04/2019 |  |  | 11/18/2020
Allied Air | Century | GDD80C045A3M | Federally-Regulated Consumer Product | Non-Weatherized, Non-Condensin | 1233 | 178 |  | 07/22/2020 | 44020 | 204717615 | 11/18/2020
Allied Air | Century | GDD92C045B3M | Federally-Regulated Consumer Product | Non-Weatherized, Condensing Ga | 1307 | 217 |  | 07/22/2020 | 43616 | 204713855 | 11/18/2020
Allied Air | Century | GDD92C090C4M | Federally-Regulated Consumer Product | Non-Weatherized, Condensing Ga | 1659 | 208 |  | 07/22/2020 | 87251 | 204713859 | 11/18/2020
Allied Air | Century | GUH95C135D5M | Federally-Regulated Consumer Product | Non-Weatherized, Condensing Ga | 2215 | 258 | 292.46 | 10/04/2019 |  |  | 11/18/2020
Allied Air | Century | GUH92C090C4M | Federally-Regulated Consumer Product | Non-Weatherized, Condensing Ga | 1652 | 206 |  | 07/22/2020 | 87424 | 204713849 | 11/18/2020
Allied Air | Century | GUH80C070B3M | Federally-Regulated Consumer Product | Non-Weatherized, Non-Condensin | 1361 | 170 |  | 07/22/2020 | 65645 | 204717605 | 11/18/2020
Allied Air | Century | GDD80C070B3M | Federally-Regulated Consumer Product | Non-Weatherized, Non-Condensin | 1369 | 181 |  | 07/22/2020 | 66107 | 204717617 | 11/18/2020
Allied Air | Century | GUH97M070B3M | Federally-Regulated Consumer Product | Non-Weatherized, Condensing Ga | 1528 | 137 | 262.232 | 10/04/2019 |  |  | 11/18/2020
Allied Air | Century | GUH97M090C5M | Federally-Regulated Consumer Product | Non-Weatherized, Condensing Ga | 2103 | 189 | 287.532 | 10/04/2019 |  |  | 11/18/2020
Allied Air | MRCOOL | MGM80SE090B4A | Federally-Regulated Consumer Product | Non-Weatherized, Non-Condensin | 1628 | 254 |  | 11/18/2020 | 87272 | 204085899 | 11/18/2020
Allied Air | MRCOOL | MGD80SE090B4A | Federally-Regulated Consumer Product | Non-Weatherized, Non-Condensin | 1639 | 254 |  | 11/18/2020 | 87767 | 204085906 | 11/18/2020
Allied Air | MRCOOL | MGM95SE090C4XA | Federally-Regulated Consumer Product | Non-Weatherized, Condensing Ga | 1535 | 263 |  | 11/18/2020 | 88204 | 204085889 | 11/18/2020
Allied Air | MRCOOL | MGD95SE045B3XA | Federally-Regulated Consumer Product | Non-Weatherized, Condensing Ga | 1222 | 249 |  | 11/18/2020 | 44213 | 204085892 | 11/18/2020
Allied Air | MRCOOL | MGM80SE135D5A | Federally-Regulated Consumer Product | Non-Weatherized, Non-Condensin | 2248 | 281 |  | 11/18/2020 | 132455 | 204085903 | 11/18/2020
Allied Air | MRCOOL | MGD80SE070B3A | Federally-Regulated Consumer Product | Non-Weatherized, Non-Condensin | 1369 | 242 |  | 11/18/2020 | 66107 | 204085905 | 11/18/2020
Allied Air | MRCOOL | MGD80SE110C5A | Federally-Regulated Consumer Product | Non-Weatherized, Non-Condensin | 2147 | 276 |  | 11/18/2020 | 111057 | 204085907 | 11/18/2020
Allied Air | MRCOOL | MGM80SE070B3A | Federally-Regulated Consumer Product | Non-Weatherized, Non-Condensin | 1361 | 242 |  | 11/18/2020 | 65645 | 204085898 | 11/18/2020
Allied Air | MRCOOL | MGM95SE110C5XA | Federally-Regulated Consumer Product | Non-Weatherized, Condensing Ga | 1988 | 282 |  | 11/18/2020 | 109859 | 204085890 | 11/18/2020
Allied Air | MRCOOL | MGD95SE090C4XA | Federally-Regulated Consumer Product | Non-Weatherized, Condensing Ga | 1576 | 264 |  | 11/18/2020 | 87636 | 204085894 | 11/18/2020
Allied Air | MRCOOL | MGD95SE070B4XA | Federally-Regulated Consumer Product | Non-Weatherized, Condensing Ga | 1634 | 267 |  | 11/18/2020 | 65373 | 204085893 | 11/18/2020
Allied Air | MRCOOL | MGM95SE045B3XA | Federally-Regulated Consumer Product | Non-Weatherized, Condensing Ga | 1282 | 251 |  | 11/18/2020 | 43901 | 204085887 | 11/18/2020
Allied Air | MRCOOL | MGM95SE070B3XA | Federally-Regulated Consumer Product | Non-Weatherized, Condensing Ga | 1316 | 253 |  | 11/18/2020 | 66799 | 204085888 | 11/18/2020
Allied Air | MRCOOL | MGD95SE110C5XA | Federally-Regulated Consumer Product | Non-Weatherized, Condensing Ga | 2110 | 288 |  | 11/18/2020 | 110927 | 204085896 | 11/18/2020
Allied Air | MRCOOL | MGM80SE110C5A | Federally-Regulated Consumer Product | Non-Weatherized, Non-Condensin | 2053 | 272 |  | 11/18/2020 | 109478 | 204085901 | 11/18/2020
Allied Air | MRCOOL | MGM95SE135D5XA | Federally-Regulated Consumer Product | Non-Weatherized, Condensing Ga | 2215 | 292 |  | 11/18/2020 | 130202 | 204085891 | 11/18/2020
Allied Air | MRCOOL | MGD80SE045A3A | Federally-Regulated Consumer Product | Non-Weatherized, Non-Condensin | 1233 | 236 |  | 11/18/2020 | 44020 | 204085904 | 11/18/2020
Allied Air | MRCOOL | MGM80SE090C5A | Federally-Regulated Consumer Product | Non-Weatherized, Non-Condensin | 2081 | 274 |  | 11/18/2020 | 87931 | 204085900 | 11/18/2020
Allied Air | Airease | A97USMV090C16S-* | Federally-Regulated Consumer Product | Non-Weatherized, Condensing Ga | 1892 | 165 | 278.248 | 10/04/2019 |  |  | 11/18/2020
Allied Air | Airease | A97DSMV070B12S-* | Federally-Regulated Consumer Product | Non-Weatherized, Condensing Ga | 1551 | 133 | 263.244 | 10/04/2019 |  |  | 11/18/2020
Allied Air | Airease | A95UH1E045B12*-** | Federally-Regulated Consumer Product | Non-Weatherized, Condensing Ga | 1282 | 218 | 251.408 | 10/04/2019 |  |  | 11/18/2020
Allied Air | Airease | A95UH1E135D20*-** | Federally-Regulated Consumer Product | Non-Weatherized, Condensing Ga | 2215 | 258 | 292.46 | 10/04/2019 |  |  | 11/18/2020
Allied Air | Airease | A97USMV070B12S-* | Federally-Regulated Consumer Product | Non-Weatherized, Condensing Ga | 1528 | 137 | 262.232 | 10/04/2019 |  |  | 11/18/2020
Allied Air | Airease | A95UH1E090C16*-** | Federally-Regulated Consumer Product | Non-Weatherized, Condensing Ga | 1535 | 214 | 262.54 | 10/04/2019 |  |  | 11/18/2020
Allied Air | Airease | A97DSMV110C20S-* | Federally-Regulated Consumer Product | Non-Weatherized, Condensing Ga | 2138 | 169 | 289.072 | 10/04/2019 |  |  | 11/18/2020
Allied Air | Airease | A80US2V100C20X-* | Federally-Regulated Consumer Product | Non-Weatherized, Non-Condensin | 2045 | 243 | 271.98 | 10/04/2019 |  |  | 11/18/2020
Allied Air | Airease | A97DSMV090C16S-* | Federally-Regulated Consumer Product | Non-Weatherized, Condensing Ga | 1805 | 153 | 274.42 | 10/04/2019 |  |  | 11/18/2020
Allied Air | Airease | A80US2V135D20-** | Federally-Regulated Consumer Product | Non-Weatherized, Non-Condensin | 2118 | 245 | 275.192 | 10/04/2019 |  |  | 11/18/2020
Allied Air | Airease | A80DS2V110C20-** | Federally-Regulated Consumer Product | Non-Weatherized, Non-Condensin | 1918 | 234 | 266.392 | 10/04/2019 |  |  | 11/18/2020
Allied Air | Airease | A96DF2E070B16*-* | Federally-Regulated Consumer Product | Non-Weatherized, Condensing Ga | 1638 | 237 | 267.072 | 10/04/2019 |  |  | 11/18/2020
Allied Air | Airease | A96DS2V090C20-* | Federally-Regulated Consumer Product | Non-Weatherized, Condensing Ga | 2172 | 247 | 290.568 | 10/04/2019 |  |  | 11/18/2020
Allied Air | Airease | A95DF1E045B12*-** | Federally-Regulated Consumer Product | Non-Weatherized, Condensing Ga | 1222 | 223 | 248.768 | 10/04/2019 |  |  | 11/18/2020
Allied Air | Airease | A96US2V110C20-* | Federally-Regulated Consumer Product | Non-Weatherized, Condensing Ga | 2033 | 220 | 284.452 | 10/04/2019 |  |  | 11/18/2020
Allied Air | Airease | A97USMV090C12S-* | Federally-Regulated Consumer Product | Non-Weatherized, Condensing Ga | 1469 | 147 | 259.636 | 10/04/2019 |  |  | 11/18/2020
Allied Air | Airease | A96UH2E045B12*-* | Federally-Regulated Consumer Product | Non-Weatherized, Condensing Ga | 1332 | 189 | 253.608 | 10/04/2019 |  |  | 11/18/2020
Allied Air | Airease | A96US2V090C20-* | Federally-Regulated Consumer Product | Non-Weatherized, Condensing Ga | 2200 | 253 | 291.8 | 10/04/2019 |  |  | 11/18/2020
Allied Air | Airease | A97US2V080C20X-* | Federally-Regulated Consumer Product | Non-Weatherized, Condensing Ga | 2130 | 259 | 288.72 | 10/04/2019 |  |  | 11/18/2020
Allied Air | Airease | A97USMV110C20S-* | Federally-Regulated Consumer Product | Non-Weatherized, Condensing Ga | 2042 | 175 | 284.848 | 10/04/2019 |  |  | 11/18/2020
Allied Air | Airease | A80US2V090C20-** | Federally-Regulated Consumer Product | Non-Weatherized, Non-Condensin | 2045 | 196 | 271.98 | 10/04/2019 |  |  | 11/18/2020
Allied Air | Airease | A96UH2E030B08*-* | Federally-Regulated Consumer Product | Non-Weatherized, Condensing Ga | 910 | 190 | 235.04 | 10/04/2019 |  |  | 11/18/2020
Allied Air | Airease | A96UH2E090C16*-* | Federally-Regulated Consumer Product | Non-Weatherized, Condensing Ga | 1593 | 218 | 265.092 | 10/04/2019 |  |  | 11/18/2020
Allied Air | Airease | A96DF2E110C20*-* | Federally-Regulated Consumer Product | Non-Weatherized, Condensing Ga | 2109 | 244 | 287.796 | 10/04/2019 |  |  | 11/18/2020
Allied Air | Airease | A95DF1E090C16*-** | Federally-Regulated Consumer Product | Non-Weatherized, Condensing Ga | 1576 | 215 | 264.344 | 10/04/2019 |  |  | 11/18/2020
Allied Air | Airease | A95DF1E070B16*-** | Federally-Regulated Consumer Product | Non-Weatherized, Condensing Ga | 1634 | 223 | 266.896 | 10/04/2019 |  |  | 11/18/2020
Allied Air | Airease | A96DF2E045B12*-* | Federally-Regulated Consumer Product | Non-Weatherized, Condensing Ga | 1241 | 198 | 249.604 | 10/04/2019 |  |  | 11/18/2020
Allied Air | Airease | A95UH1E070B12*-** | Federally-Regulated Consumer Product | Non-Weatherized, Condensing Ga | 1316 | 215 | 252.904 | 10/04/2019 |  |  | 11/18/2020
Allied Air | Airease | A97USMV090C20S-* | Federally-Regulated Consumer Product | Non-Weatherized, Condensing Ga | 2103 | 189 | 287.532 | 10/04/2019 |  |  | 11/18/2020
Allied Air | Airease | A97DSMV090C20S-* | Federally-Regulated Consumer Product | Non-Weatherized, Condensing Ga | 2151 | 186 | 289.644 | 10/04/2019 |  |  | 11/18/2020
Allied Air | Airease | A95DF1E110C20*-** | Federally-Regulated Consumer Product | Non-Weatherized, Condensing Ga | 2110 | 242 | 287.84 | 10/04/2019 |  |  | 11/18/2020
Allied Air | Airease | A96US2V135D20-* | Federally-Regulated Consumer Product | Non-Weatherized, Condensing Ga | 2097 | 260 | 287.268 | 10/04/2019 |  |  | 11/18/2020
Allied Air | Airease | A96DF2E090C16*-* | Federally-Regulated Consumer Product | Non-Weatherized, Condensing Ga | 1608 | 236 | 265.752 | 10/04/2019 |  |  | 11/18/2020
Allied Air | Airease | A96DS2V110C20-* | Federally-Regulated Consumer Product | Non-Weatherized, Condensing Ga | 2132 | 238 | 288.808 | 10/04/2019 |  |  | 11/18/2020
Allied Air | Airease | A95UH1E110C20*-** | Federally-Regulated Consumer Product | Non-Weatherized, Condensing Ga | 1988 | 228 | 282.472 | 10/04/2019 |  |  | 11/18/2020
Allied Air | Airease | A80US2V110C20-** | Federally-Regulated Consumer Product | Non-Weatherized, Non-Condensin | 2109 | 250 | 274.796 | 10/04/2019 |  |  | 11/18/2020
Allied Air | Airease | A96UH2E070B12*-* | Federally-Regulated Consumer Product | Non-Weatherized, Condensing Ga | 1293 | 188 | 251.892 | 10/04/2019 |  |  | 11/18/2020
Allied Air | Airease | A80US2V080C20X-* | Federally-Regulated Consumer Product | Non-Weatherized, Non-Condensin | 2086 | 185 | 273.784 | 10/04/2019 |  |  | 11/18/2020
Allied Air | Airease | A96UH2E110C20*-* | Federally-Regulated Consumer Product | Non-Weatherized, Condensing Ga | 1970 | 239 | 281.68 | 10/04/2019 |  |  | 11/18/2020
Johnson Controls, Inc. | FRASER-JOHNSTON BY JOHNSON CONTROLS | PCG4A300502X3 | Federally-Regulated Consumer Product | Weatherized Non-Condensing Gas | 1130 | 244 |  | 11/18/2020 | 49570 | 205281300 | 11/18/2020
Johnson Controls, Inc. | FRASER-JOHNSTON BY JOHNSON CONTROLS | PCG4A300752X3 | Federally-Regulated Consumer Product | Weatherized Non-Condensing Gas | 1414 | 256 |  | 11/18/2020 | 75125 | 205281301 | 11/18/2020
Johnson Controls, Inc. | FRASER-JOHNSTON BY JOHNSON CONTROLS | PCG4A361002X3 | Federally-Regulated Consumer Product | Weatherized Non-Condensing Gas | 1907 | 277 |  | 11/18/2020 | 100985 | 205281304 | 11/18/2020
Johnson Controls, Inc. | FRASER-JOHNSTON BY JOHNSON CONTROLS | PCG4A240502X2 | Federally-Regulated Consumer Product | Weatherized Non-Condensing Gas | 1118 | 243 |  | 11/18/2020 | 50782 | 202346010 | 11/18/2020
Johnson Controls, Inc. | FRASER-JOHNSTON BY JOHNSON CONTROLS | PCG4A360502X3 | Federally-Regulated Consumer Product | Weatherized Non-Condensing Gas | 1263 | 249 |  | 11/18/2020 | 49892 | 205281302 | 11/18/2020
Johnson Controls, Inc. | FRASER-JOHNSTON BY JOHNSON CONTROLS | PCG4A360752X3 | Federally-Regulated Consumer Product | Weatherized Non-Condensing Gas | 1396 | 255 |  | 11/18/2020 | 74384 | 205281303 | 11/18/2020
Johnson Controls, Inc. | FRASER-JOHNSTON BY JOHNSON CONTROLS | PCG4A240752X2 | Federally-Regulated Consumer Product | Weatherized Non-Condensing Gas | 1394 | 255 |  | 11/18/2020 | 75189 | 202346011 | 11/18/2020
Allied Air | Concord | 96G2UH090CV20-* | Federally-Regulated Consumer Product | Non-Weatherized, Condensing Ga | 2215 | 292 |  | 11/18/2020 | 56766 | 204388730 | 11/18/2020
Allied Air | Concord | 96G2UH090CV12-* | Federally-Regulated Consumer Product | Non-Weatherized, Condensing Ga | 1395 | 256 |  | 11/18/2020 | 57347 | 204388728 | 11/18/2020
Allied Air | Concord | 92G1UH030BE12-* | Federally-Regulated Consumer Product | Non-Weatherized, Condensing Ga | 1311 | 253 |  | 11/18/2020 | 29941 | 204183649 | 11/18/2020
Allied Air | Concord | 92G1DF090CE16-* | Federally-Regulated Consumer Product | Non-Weatherized, Condensing Ga | 1659 | 268 |  | 11/18/2020 | 87251 | 204183667 | 11/18/2020
Allied Air | Concord | 96G2UH045BV12-* | Federally-Regulated Consumer Product | Non-Weatherized, Condensing Ga | 1310 | 253 |  | 11/18/2020 | 28806 | 204388723 | 11/18/2020
Allied Air | Concord | 96G2DF110CV20-* | Federally-Regulated Consumer Product | Non-Weatherized, Condensing Ga | 2134 | 289 |  | 11/18/2020 | 71922 | 204388742 | 11/18/2020
Allied Air | Concord | 92G1UH070BE12-* | Federally-Regulated Consumer Product | Non-Weatherized, Condensing Ga | 1277 | 251 |  | 11/18/2020 | 65742 | 204183653 | 11/18/2020
Allied Air | Concord | 92G1UH090CE16-* | Federally-Regulated Consumer Product | Non-Weatherized, Condensing Ga | 1652 | 268 |  | 11/18/2020 | 87424 | 204183657 | 11/18/2020
Allied Air | Concord | 92G1UH090CE12-* | Federally-Regulated Consumer Product | Non-Weatherized, Condensing Ga | 1295 | 252 |  | 11/18/2020 | 88167 | 204183655 | 11/18/2020
Allied Air | Concord | 96G2DF070BV16-* | Federally-Regulated Consumer Product | Non-Weatherized, Condensing Ga | 1882 | 278 |  | 11/18/2020 | 43013 | 204388738 | 11/18/2020
Allied Air | Concord | 92G1DF070BE12-* | Federally-Regulated Consumer Product | Non-Weatherized, Condensing Ga | 1331 | 254 |  | 11/18/2020 | 66519 | 204183665 | 11/18/2020
Allied Air | Concord | 96G2DF090CV20-* | Federally-Regulated Consumer Product | Non-Weatherized, Condensing Ga | 2123 | 288 |  | 11/18/2020 | 56779 | 204388740 | 11/18/2020
Allied Air | Concord | 92G1UH110CE20-* | Federally-Regulated Consumer Product | Non-Weatherized, Condensing Ga | 1966 | 282 |  | 11/18/2020 | 110142 | 204183661 | 11/18/2020
Allied Air | Concord | 96G2UH070BV12-* | Federally-Regulated Consumer Product | Non-Weatherized, Condensing Ga | 1413 | 257 |  | 11/18/2020 | 43058 | 204388725 | 11/18/2020
Allied Air | Concord | 92G1UH045BE12-* | Federally-Regulated Consumer Product | Non-Weatherized, Condensing Ga | 1276 | 251 |  | 11/18/2020 | 44281 | 204183651 | 11/18/2020
Allied Air | Concord | 92G1DF045BE12-* | Federally-Regulated Consumer Product | Non-Weatherized, Condensing Ga | 1307 | 253 |  | 11/18/2020 | 43616 | 204183663 | 11/18/2020
Allied Air | Concord | 92G1UH110CE16-* | Federally-Regulated Consumer Product | Non-Weatherized, Condensing Ga | 1574 | 264 |  | 11/18/2020 | 109805 | 204183659 | 11/18/2020
Allied Air | Concord | 96G2UH135DV20-* | Federally-Regulated Consumer Product | Non-Weatherized, Condensing Ga | 2135 | 289 |  | 11/18/2020 | 86786 | 204388735 | 11/18/2020
Allied Air | Concord | 96G2UH110CV20-* | Federally-Regulated Consumer Product | Non-Weatherized, Condensing Ga | 2083 | 287 |  | 11/18/2020 | 71341 | 204388732 | 11/18/2020
Johnson Controls, Inc. | GUARDIAN BY JOHNSON CONTROLS | PCG4A240502X2 | Federally-Regulated Consumer Product | Weatherized Non-Condensing Gas | 1118 | 243 |  | 11/18/2020 | 50782 | 202346017 | 11/18/2020
Johnson Controls, Inc. | GUARDIAN BY JOHNSON CONTROLS | PCG4A240752X2 | Federally-Regulated Consumer Product | Weatherized Non-Condensing Gas | 1394 | 255 |  | 11/18/2020 | 75189 | 202346018 | 11/18/2020
Johnson Controls, Inc. | EVCON BY JOHNSON CONTROLS | PCG4A240502X2 | Federally-Regulated Consumer Product | Weatherized Non-Condensing Gas | 1118 | 243 |  | 11/18/2020 | 50782 | 202346003 | 11/18/2020
Johnson Controls, Inc. | EVCON BY JOHNSON CONTROLS | PCG4A240752X2 | Federally-Regulated Consumer Product | Weatherized Non-Condensing Gas | 1394 | 255 |  | 11/18/2020 | 75189 | 202346004 | 11/18/2020
Rheem Sales Company, Inc. | Sure | S97VA115M524KSA | Federally-Regulated Consumer Product | Non-Weatherized, Condensing Ga | 1959 | 281 | 281 | 10/07/2020 | 44459 | 202356692 | 11/25/2020
Rheem Sales Company, Inc. | Sure | RGEA14024AJT061AB | Federally-Regulated Consumer Product | Weatherized Non-Condensing Gas | 1127 | 249 |  | 09/30/2020 | 80320 | 203404419 | 11/25/2020
Rheem Sales Company, Inc. | Sure | RGEA14036AJT081AB | Federally-Regulated Consumer Product | Weatherized Non-Condensing Gas | 1430 | 262 |  | 09/30/2020 | 99665 | 203404459 | 11/25/2020
Rheem Sales Company, Inc. | Sure | S801CA075417MSA | Federally-Regulated Consumer Product | Non-Weatherized, Non-Condensin | 1496 | 248 |  | 09/30/2020 | 75177 | 203327140 | 11/25/2020
Rheem Sales Company, Inc. | Sure | S95TC0701521MSA | Federally-Regulated Consumer Product | Non-Weatherized, Condensing Ga | 1983 | 279 | 282 | 10/07/2020 | 70360 | 203261701 | 11/25/2020
Rheem Sales Company, Inc. | Sure | S801CA075417MXA | Federally-Regulated Consumer Product | Non-Weatherized, Non-Condensin | 1496 | 248 |  | 09/30/2020 | 75177 | 203327143 | 11/25/2020
Rheem Sales Company, Inc. | Sure | S801TA070417MUA | Federally-Regulated Consumer Product | Non-Weatherized, Non-Condensin | 1823 | 262 |  | 09/30/2020 | 70109 | 204501685 | 11/25/2020
Rheem Sales Company, Inc. | Sure | RGEA14024AJT081AB | Federally-Regulated Consumer Product | Weatherized Non-Condensing Gas | 1127 | 249 |  | 09/30/2020 | 80320 | 203404427 | 11/25/2020
Rheem Sales Company, Inc. | Sure | RGEA14030AJT08XAB | Federally-Regulated Consumer Product | Weatherized Non-Condensing Gas | 1147 | 249 |  | 09/30/2020 | 79965 | 203404447 | 11/25/2020
Rheem Sales Company, Inc. | Sure | S801CA125524ZXA | Federally-Regulated Consumer Product | Non-Weatherized, Non-Condensin | 1835 | 263 | 263 | 09/30/2020 | 124289 | 203327185 | 11/25/2020
Rheem Sales Company, Inc. | Sure | S802TA100417MSA | Federally-Regulated Consumer Product | Non-Weatherized, Non-Condensin | 1730 | 258 | 258 | 09/30/2020 | 70020 | 204007876 | 11/25/2020
Rheem Sales Company, Inc. | Sure | S802TA075317MSA | Federally-Regulated Consumer Product | Non-Weatherized, Non-Condensin | 1539 | 250 | 250 | 10/07/2020 | 52505 | 204007870 | 11/25/2020
Rheem Sales Company, Inc. | Sure | RGEA14060AJT10XAB | Federally-Regulated Consumer Product | Weatherized Non-Condensing Gas | 1911 | 283 | 283 | 09/30/2020 | 99261 | 203404507 | 11/25/2020
Rheem Sales Company, Inc. | Sure | S802TA125524MSA | Federally-Regulated Consumer Product | Non-Weatherized, Non-Condensin | 1899 | 266 | 266 | 10/07/2020 | 87546 | 204007882 | 11/25/2020
Rheem Sales Company, Inc. | Sure | S98VB070M317USA | Federally-Regulated Consumer Product | Non-Weatherized, Condensing Ga | 1162 | 246 | 246 | 10/07/2020 | 28246 | 202356695 | 11/25/2020
Rheem Sales Company, Inc. | Sure | S802TA075317MXA | Federally-Regulated Consumer Product | Non-Weatherized, Non-Condensin | 1539 | 250 | 250 | 10/07/2020 | 52505 | 204099263 | 11/25/2020
Rheem Sales Company, Inc. | Sure | S802TA100521MXA | Federally-Regulated Consumer Product | Non-Weatherized, Non-Condensin | 1952 | 268 | 268 | 10/07/2020 | 70078 | 204099274 | 11/25/2020
Rheem Sales Company, Inc. | Sure | S801CA100521MXA | Federally-Regulated Consumer Product | Non-Weatherized, Non-Condensin | 1812 | 262 | 262 | 10/07/2020 | 99863 | 203327155 | 11/25/2020
Rheem Sales Company, Inc. | Sure | S98VB060M317USA | Federally-Regulated Consumer Product | Non-Weatherized, Condensing Ga | 1110 | 244 | 244 | 10/07/2020 | 22600 | 202356693 | 11/25/2020
Rheem Sales Company, Inc. | Sure | RGEA14024AJT06XAB | Federally-Regulated Consumer Product | Weatherized Non-Condensing Gas | 1127 | 249 |  | 09/30/2020 | 80320 | 203404423 | 11/25/2020
Rheem Sales Company, Inc. | Sure | S802TA125524MXA | Federally-Regulated Consumer Product | Non-Weatherized, Non-Condensin | 1899 | 266 | 266 | 10/07/2020 | 87546 | 204099278 | 11/25/2020
Rheem Sales Company, Inc. | Sure | S801TA100521MUA | Federally-Regulated Consumer Product | Non-Weatherized, Non-Condensin | 1861 | 264 |  | 09/30/2020 | 98348 | 202132851 | 11/25/2020
Rheem Sales Company, Inc. | Sure | S801TA050317MUA | Federally-Regulated Consumer Product | Non-Weatherized, Non-Condensin | 1165 | 233 |  | 09/30/2020 | 49157 | 202132849 | 11/25/2020
Rheem Sales Company, Inc. | Sure | RGEA15048AJV08XAB | Federally-Regulated Consumer Product | Weatherized Non-Condensing Gas | 1720 | 275 | 275 | 09/30/2020 | 99897 | 203404591 | 11/25/2020
Rheem Sales Company, Inc. | Sure | S802TA100521MSA | Federally-Regulated Consumer Product | Non-Weatherized, Non-Condensin | 1952 | 268 | 268 | 10/07/2020 | 70078 | 204007879 | 11/25/2020
Rheem Sales Company, Inc. | Sure | RGEA14036AJT06XAB | Federally-Regulated Consumer Product | Weatherized Non-Condensing Gas | 1430 | 262 | 262 | 09/30/2020 | 99665 | 203404455 | 11/25/2020
Rheem Sales Company, Inc. | Sure | RGEA14048AJT10XAB | Federally-Regulated Consumer Product | Weatherized Non-Condensing Gas | 1809 | 279 | 279 | 09/30/2020 | 99189 | 203404499 | 11/25/2020
Rheem Sales Company, Inc. | Sure | S801CA100521ZSA | Federally-Regulated Consumer Product | Non-Weatherized, Non-Condensin | 1895 | 265 | 265 | 09/30/2020 | 100302 | 203327176 | 11/25/2020
Rheem Sales Company, Inc. | Sure | S801CA125524MSA | Federally-Regulated Consumer Product | Non-Weatherized, Non-Condensin | 1991 | 270 | 270 | 09/30/2020 | 123598 | 203327158 | 11/25/2020
Rheem Sales Company, Inc. | Sure | RGEA14042AJT10XAB | Federally-Regulated Consumer Product | Weatherized Non-Condensing Gas | 1494 | 265 |  | 09/30/2020 | 99609 | 203404483 | 11/25/2020
Rheem Sales Company, Inc. | Sure | RGEA15030AJV081AB | Federally-Regulated Consumer Product | Weatherized Non-Condensing Gas | 1402 | 261 |  | 09/30/2020 | 80658 | 203404535 | 11/25/2020
Rheem Sales Company, Inc. | Sure | RGEA14048AJT101AB | Federally-Regulated Consumer Product | Weatherized Non-Condensing Gas | 1809 | 279 | 279 | 09/30/2020 | 99189 | 203404495 | 11/25/2020
Rheem Sales Company, Inc. | Sure | RGEA14036AJT101AB | Federally-Regulated Consumer Product | Weatherized Non-Condensing Gas | 1430 | 262 | 262 | 09/30/2020 | 99665 | 203404467 | 11/25/2020
Rheem Sales Company, Inc. | Sure | S801CA100521MSA | Federally-Regulated Consumer Product | Non-Weatherized, Non-Condensin | 1812 | 262 | 262 | 10/07/2020 | 99863 | 203327152 | 11/25/2020
Rheem Sales Company, Inc. | Sure | S801CA075421MXA | Federally-Regulated Consumer Product | Non-Weatherized, Non-Condensin | 1634 | 254 |  | 09/30/2020 | 75736 | 203327149 | 11/25/2020
Rheem Sales Company, Inc. | Sure | RGEA14048AJT08XAB | Federally-Regulated Consumer Product | Weatherized Non-Condensing Gas | 1809 | 279 | 279 | 09/30/2020 | 99189 | 203404491 | 11/25/2020
Rheem Sales Company, Inc. | Sure | RGEA15030AJV061AB | Federally-Regulated Consumer Product | Weatherized Non-Condensing Gas | 1402 | 261 |  | 09/30/2020 | 80658 | 203404527 | 11/25/2020
Rheem Sales Company, Inc. | Sure | RGEA15030AJV08XAB | Federally-Regulated Consumer Product | Weatherized Non-Condensing Gas | 1402 | 261 |  | 09/30/2020 | 80658 | 203404539 | 11/25/2020
Rheem Sales Company, Inc. | Sure | S801TA070317MUA | Federally-Regulated Consumer Product | Non-Weatherized, Non-Condensin | 1189 | 234 |  | 09/30/2020 | 70542 | 202132850 | 11/25/2020
Rheem Sales Company, Inc. | Sure | RGEA14024AJT08XAB | Federally-Regulated Consumer Product | Weatherized Non-Condensing Gas | 1127 | 249 |  | 09/30/2020 | 80320 | 203404431 | 11/25/2020
Rheem Sales Company, Inc. | Sure | S802TA150524MXA | Federally-Regulated Consumer Product | Non-Weatherized, Non-Condensin | 2092 | 274 | 274 | 10/07/2020 | 104565 | 204099281 | 11/25/2020
Rheem Sales Company, Inc. | Sure | S97VA100M521KSA | Federally-Regulated Consumer Product | Non-Weatherized, Condensing Ga | 1990 | 282 | 283 | 10/07/2020 | 39222 | 202356689 | 11/25/2020
Rheem Sales Company, Inc. | Sure | RGEA14042AJT101AB | Federally-Regulated Consumer Product | Weatherized Non-Condensing Gas | 1494 | 265 |  | 09/30/2020 | 99609 | 203404480 | 11/25/2020
Rheem Sales Company, Inc. | Sure | S802TA075417MSA | Federally-Regulated Consumer Product | Non-Weatherized, Non-Condensin | 1884 | 265 |  | 09/30/2020 | 52545 | 204007873 | 11/25/2020
Rheem Sales Company, Inc. | Sure | S92TA0701521MSA | Federally-Regulated Consumer Product | Non-Weatherized, Condensing Ga | 1983 | 282 |  | 09/30/2020 | 70360 | 203269466 | 11/25/2020
Rheem Sales Company, Inc. | Sure | S801CA125524MXA | Federally-Regulated Consumer Product | Non-Weatherized, Non-Condensin | 1991 | 270 | 270 | 09/30/2020 | 123598 | 203327161 | 11/25/2020
Rheem Sales Company, Inc. | Sure | S97VA060M317KSA | Federally-Regulated Consumer Product | Non-Weatherized, Condensing Ga | 1327 | 253 | 253 | 10/07/2020 | 22218 | 202356690 | 11/25/2020
Rheem Sales Company, Inc. | Sure | S98VB115M524USA | Federally-Regulated Consumer Product | Non-Weatherized, Condensing Ga | 1971 | 282 | 282 | 10/07/2020 | 44499 | 202356697 | 11/25/2020
Rheem Sales Company, Inc. | Sure | RGEA14036AJT08XAB | Federally-Regulated Consumer Product | Weatherized Non-Condensing Gas | 1430 | 262 |  | 09/30/2020 | 99665 | 203404463 | 11/25/2020
Rheem Sales Company, Inc. | Sure | S801TB100521MUA | Federally-Regulated Consumer Product | Non-Weatherized, Non-Condensin | 2096 | 274 |  | 09/30/2020 | 100583 | 204501688 | 11/25/2020
Rheem Sales Company, Inc. | Sure | RGEA14036AJT061AB | Federally-Regulated Consumer Product | Weatherized Non-Condensing Gas | 1430 | 262 | 262 | 09/30/2020 | 99665 | 203404451 | 11/25/2020
Rheem Sales Company, Inc. | Sure | RGEA14048AJT081AB | Federally-Regulated Consumer Product | Weatherized Non-Condensing Gas | 1809 | 279 | 279 | 09/30/2020 | 99189 | 203404487 | 11/25/2020
Rheem Sales Company, Inc. | Sure | S801CA075521ZXA | Federally-Regulated Consumer Product | Non-Weatherized, Non-Condensin | 1892 | 265 |  | 09/30/2020 | 99827 | 203327173 | 11/25/2020
Rheem Sales Company, Inc. | Sure | S801TA050417MUA | Federally-Regulated Consumer Product | Non-Weatherized, Non-Condensin | 1502 | 248 |  | 09/30/2020 | 50342 | 204501682 | 11/25/2020
Rheem Sales Company, Inc. | Sure | RGEA14030AJT06XAB | Federally-Regulated Consumer Product | Weatherized Non-Condensing Gas | 1147 | 249 |  | 09/30/2020 | 79965 | 203404439 | 11/25/2020
Rheem Sales Company, Inc. | Sure | S801CA075521ZSA | Federally-Regulated Consumer Product | Non-Weatherized, Non-Condensin | 1892 | 265 |  | 09/30/2020 | 99827 | 203327170 | 11/25/2020
Rheem Sales Company, Inc. | Sure | S801CA050314MSA | Federally-Regulated Consumer Product | Non-Weatherized, Non-Condensin | 1388 | 184 |  | 09/30/2020 | 49660 | 203327134 | 11/25/2020
Rheem Sales Company, Inc. | Sure | S801CA075421MSA | Federally-Regulated Consumer Product | Non-Weatherized, Non-Condensin | 1634 | 254 |  | 09/30/2020 | 75736 | 203327146 | 11/25/2020
Rheem Sales Company, Inc. | Sure | RGEA14036AJT10XAB | Federally-Regulated Consumer Product | Weatherized Non-Condensing Gas | 1430 | 262 | 262 | 09/30/2020 | 99665 | 203404471 | 11/25/2020
Rheem Sales Company, Inc. | Sure | RGEA15048AJV10XAB | Federally-Regulated Consumer Product | Weatherized Non-Condensing Gas | 1720 | 275 | 275 | 09/30/2020 | 99897 | 203404599 | 11/25/2020
Rheem Sales Company, Inc. | Sure | S802TA100417MXA | Federally-Regulated Consumer Product | Non-Weatherized, Non-Condensin | 1730 | 258 | 258 | 09/30/2020 | 70020 | 204099271 | 11/25/2020
Rheem Sales Company, Inc. | Sure | S802TA075417MXA | Federally-Regulated Consumer Product | Non-Weatherized, Non-Condensin | 1884 | 265 |  | 09/30/2020 | 52545 | 204099267 | 11/25/2020
Rheem Sales Company, Inc. | Sure | RGEA14030AJT081AB | Federally-Regulated Consumer Product | Weatherized Non-Condensing Gas | 1147 | 249 |  | 09/30/2020 | 79965 | 203404443 | 11/25/2020
Rheem Sales Company, Inc. | Sure | S801CA050314MXA | Federally-Regulated Consumer Product | Non-Weatherized, Non-Condensin | 1388 | 184 |  | 09/30/2020 | 49660 | 203327137 | 11/25/2020
Rheem Sales Company, Inc. | Sure | S98VB085M521USA | Federally-Regulated Consumer Product | Non-Weatherized, Condensing Ga | 2209 | 292 | 292 | 10/07/2020 | 33631 | 202356694 | 11/25/2020
Rheem Sales Company, Inc. | Sure | RGEA15048AJV081AB | Federally-Regulated Consumer Product | Weatherized Non-Condensing Gas | 1720 | 275 | 275 | 09/30/2020 | 99897 | 203404587 | 11/25/2020
Rheem Sales Company, Inc. | Sure | RGEA14042AJT081AB | Federally-Regulated Consumer Product | Weatherized Non-Condensing Gas | 1494 | 265 |  | 09/30/2020 | 99609 | 203404474 | 11/25/2020
Rheem Sales Company, Inc. | Sure | S802TA150524MSA | Federally-Regulated Consumer Product | Non-Weatherized, Non-Condensin | 2092 | 274 | 274 | 10/07/2020 | 104565 | 204007885 | 11/25/2020
Rheem Sales Company, Inc. | Sure | S801CA100521ZXA | Federally-Regulated Consumer Product | Non-Weatherized, Non-Condensin | 1895 | 265 | 265 | 09/30/2020 | 100302 | 203327179 | 11/25/2020
Rheem Sales Company, Inc. | Sure | S96VA0702521MSA | Federally-Regulated Consumer Product | Non-Weatherized, Condensing Ga | 1923 | 280 | 280 | 10/07/2020 | 49235 | 203261704 | 11/25/2020
Rheem Sales Company, Inc. | Sure | RGEA15048AJV101AB | Federally-Regulated Consumer Product | Weatherized Non-Condensing Gas | 1720 | 275 | 275 | 09/30/2020 | 99897 | 203404595 | 11/25/2020
Rheem Sales Company, Inc. | Sure | RGEA15030AJV06XAB | Federally-Regulated Consumer Product | Weatherized Non-Condensing Gas | 1402 | 261 |  | 09/30/2020 | 80658 | 203404531 | 11/25/2020
Rheem Sales Company, Inc. | Sure | S801CA125524ZSA | Federally-Regulated Consumer Product | Non-Weatherized, Non-Condensin | 1835 | 263 | 263 | 09/30/2020 | 124289 | 203327182 | 11/25/2020
Rheem Sales Company, Inc. | Sure | RGEA14042AJT08XAB | Federally-Regulated Consumer Product | Weatherized Non-Condensing Gas | 1494 | 265 |  | 09/30/2020 | 99609 | 203404477 | 11/25/2020
Rheem Sales Company, Inc. | Sure | RGEA14030AJT061AB | Federally-Regulated Consumer Product | Weatherized Non-Condensing Gas | 1147 | 249 |  | 09/30/2020 | 79965 | 203404435 | 11/25/2020
Rheem Sales Company, Inc. | Weatherking | RGEA15048AJV10XAB | Federally-Regulated Consumer Product | Weatherized Non-Condensing Gas | 1720 | 275 |  | 09/30/2020 | 99897 | 203404600 | 11/25/2020
Rheem Sales Company, Inc. | Weatherking | W802TA075317MSA | Federally-Regulated Consumer Product | Non-Weatherized, Non-Condensin | 1539 | 250 |  | 10/07/2020 | 52505 | 204007871 | 11/25/2020
Rheem Sales Company, Inc. | Weatherking | W801CA125524MXA | Federally-Regulated Consumer Product | Non-Weatherized, Non-Condensin | 1991 | 270 |  | 09/30/2020 | 123598 | 203327162 | 11/25/2020
Rheem Sales Company, Inc. | Weatherking | W801TB100521MUA | Federally-Regulated Consumer Product | Non-Weatherized, Non-Condensin | 2096 | 274 |  | 09/30/2020 | 100583 | 204501689 | 11/25/2020
Rheem Sales Company, Inc. | Weatherking | W801CA075521ZXA | Federally-Regulated Consumer Product | Non-Weatherized, Non-Condensin | 1892 | 265 |  | 09/30/2020 | 99827 | 203327174 | 11/25/2020
Rheem Sales Company, Inc. | Weatherking | W802TA125524MXA | Federally-Regulated Consumer Product | Non-Weatherized, Non-Condensin | 1899 | 266 |  | 10/07/2020 | 87546 | 204099279 | 11/25/2020
Rheem Sales Company, Inc. | Weatherking | RGEA15048AJV081AB | Federally-Regulated Consumer Product | Weatherized Non-Condensing Gas | 1720 | 275 |  | 09/30/2020 | 99897 | 203404588 | 11/25/2020
Rheem Sales Company, Inc. | Weatherking | RGEA14042AJT08XAB | Federally-Regulated Consumer Product | Weatherized Non-Condensing Gas | 1494 | 265 |  | 09/30/2020 | 99609 | 203404478 | 11/25/2020
Rheem Sales Company, Inc. | Weatherking | W801TA050417MUA | Federally-Regulated Consumer Product | Non-Weatherized, Non-Condensin | 1502 | 248 |  | 09/30/2020 | 50342 | 204501683 | 11/25/2020
Rheem Sales Company, Inc. | Weatherking | W802TA150524MSA | Federally-Regulated Consumer Product | Non-Weatherized, Non-Condensin | 2092 | 274 |  | 10/07/2020 | 104565 | 204007886 | 11/25/2020
Rheem Sales Company, Inc. | Weatherking | RGEA14048AJT081AB | Federally-Regulated Consumer Product | Weatherized Non-Condensing Gas | 1809 | 279 |  | 09/30/2020 | 99189 | 203404488 | 11/25/2020
Rheem Sales Company, Inc. | Weatherking | W802TA125524MSA | Federally-Regulated Consumer Product | Non-Weatherized, Non-Condensin | 1899 | 266 |  | 10/07/2020 | 87546 | 204007883 | 11/25/2020
Rheem Sales Company, Inc. | Weatherking | W801CA100521MXA | Federally-Regulated Consumer Product | Non-Weatherized, Non-Condensin | 1812 | 262 |  | 10/07/2020 | 99863 | 203327156 | 11/25/2020
Rheem Sales Company, Inc. | Weatherking | W801CA125524MSA | Federally-Regulated Consumer Product | Non-Weatherized, Non-Condensin | 1991 | 270 |  | 09/30/2020 | 123598 | 203327159 | 11/25/2020
Rheem Sales Company, Inc. | Weatherking | W801TA050317MUA | Federally-Regulated Consumer Product | Non-Weatherized, Non-Condensin | 1165 | 233 |  | 09/30/2020 | 49157 | 202132852 | 11/25/2020
Rheem Sales Company, Inc. | Weatherking | W801CA050314MSA | Federally-Regulated Consumer Product | Non-Weatherized, Non-Condensin | 1388 | 184 |  | 09/30/2020 | 49660 | 203327135 | 11/25/2020
Rheem Sales Company, Inc. | Weatherking | RGEA14030AJT08XAB | Federally-Regulated Consumer Product | Weatherized Non-Condensing Gas | 1147 | 249 |  | 09/30/2020 | 79965 | 203404448 | 11/25/2020
Rheem Sales Company, Inc. | Weatherking | W801TA100521MUA | Federally-Regulated Consumer Product | Non-Weatherized, Non-Condensin | 1861 | 264 |  | 09/30/2020 | 98348 | 202132854 | 11/25/2020
Rheem Sales Company, Inc. | Weatherking | RGEA14030AJT06XAB | Federally-Regulated Consumer Product | Weatherized Non-Condensing Gas | 1147 | 249 |  | 09/30/2020 | 79965 | 203404440 | 11/25/2020
Rheem Sales Company, Inc. | Weatherking | W801CA075421MSA | Federally-Regulated Consumer Product | Non-Weatherized, Non-Condensin | 1634 | 254 |  | 09/30/2020 | 75736 | 203327147 | 11/25/2020
Rheem Sales Company, Inc. | Weatherking | RGEA14042AJT10XAB | Federally-Regulated Consumer Product | Weatherized Non-Condensing Gas | 1494 | 265 |  | 09/30/2020 | 99609 | 203404484 | 11/25/2020
Rheem Sales Company, Inc. | Weatherking | RGEA14060AJT10XAB | Federally-Regulated Consumer Product | Weatherized Non-Condensing Gas | 1911 | 283 |  | 09/30/2020 | 99261 | 203404508 | 11/25/2020
Rheem Sales Company, Inc. | Weatherking | RGEA14024AJT061AB | Federally-Regulated Consumer Product | Weatherized Non-Condensing Gas | 1127 | 249 |  | 09/30/2020 | 80320 | 203404420 | 11/25/2020
Rheem Sales Company, Inc. | Weatherking | W802TA100521MXA | Federally-Regulated Consumer Product | Non-Weatherized, Non-Condensin | 1952 | 268 |  | 10/07/2020 | 70078 | 204099276 | 11/25/2020
Rheem Sales Company, Inc. | Weatherking | RGEA14036AJT081AB | Federally-Regulated Consumer Product | Weatherized Non-Condensing Gas | 1430 | 262 |  | 09/30/2020 | 99665 | 203404460 | 11/25/2020
Rheem Sales Company, Inc. | Weatherking | W801CA075521ZSA | Federally-Regulated Consumer Product | Non-Weatherized, Non-Condensin | 1892 | 265 |  | 09/30/2020 | 99827 | 203327171 | 11/25/2020
Rheem Sales Company, Inc. | Weatherking | RGEA15030AJV061AB | Federally-Regulated Consumer Product | Weatherized Non-Condensing Gas | 1402 | 261 |  | 09/30/2020 | 80658 | 203404528 | 11/25/2020
Rheem Sales Company, Inc. | Weatherking | RGEA14048AJT08XAB | Federally-Regulated Consumer Product | Weatherized Non-Condensing Gas | 1809 | 279 |  | 09/30/2020 | 99189 | 203404492 | 11/25/2020
Rheem Sales Company, Inc. | Weatherking | RGEA14024AJT06XAB | Federally-Regulated Consumer Product | Weatherized Non-Condensing Gas | 1127 | 249 |  | 09/30/2020 | 80320 | 203404424 | 11/25/2020
Rheem Sales Company, Inc. | Weatherking | W801CA050314MXA | Federally-Regulated Consumer Product | Non-Weatherized, Non-Condensin | 1388 | 184 |  | 09/30/2020 | 49660 | 203327138 | 11/25/2020
Rheem Sales Company, Inc. | Weatherking | W801TA075421MSA | Federally-Regulated Consumer Product | Non-Weatherized, Non-Condensin | 1634 | 254 |  | 09/30/2020 | 75736 | 8087159 | 11/25/2020
Rheem Sales Company, Inc. | Weatherking | RGEA15030AJV06XAB | Federally-Regulated Consumer Product | Weatherized Non-Condensing Gas | 1402 | 261 |  | 09/30/2020 | 80658 | 203404532 | 11/25/2020
Rheem Sales Company, Inc. | Weatherking | W801CA075417MSA | Federally-Regulated Consumer Product | Non-Weatherized, Non-Condensin | 1496 | 248 |  | 09/30/2020 | 75177 | 203327141 | 11/25/2020
Rheem Sales Company, Inc. | Weatherking | W801CA075421MXA | Federally-Regulated Consumer Product | Non-Weatherized, Non-Condensin | 1634 | 254 |  | 09/30/2020 | 75736 | 203327150 | 11/25/2020
Rheem Sales Company, Inc. | Weatherking | RGEA14030AJT081AB | Federally-Regulated Consumer Product | Weatherized Non-Condensing Gas | 1147 | 249 |  | 09/30/2020 | 79965 | 203404444 | 11/25/2020
Rheem Sales Company, Inc. | Weatherking | RGEA15048AJV08XAB | Federally-Regulated Consumer Product | Weatherized Non-Condensing Gas | 1720 | 275 |  | 09/30/2020 | 99897 | 203404592 | 11/25/2020
Rheem Sales Company, Inc. | Weatherking | RGEA15048AJV101AB | Federally-Regulated Consumer Product | Weatherized Non-Condensing Gas | 1720 | 275 |  | 09/30/2020 | 99897 | 203404596 | 11/25/2020
Rheem Sales Company, Inc. | Weatherking | RGEA15060AJV10XAB | Federally-Regulated Consumer Product | Weatherized Non-Condensing Gas | 2166 | 294 |  | 09/30/2020 | 100081 | 203404608 | 11/25/2020
Rheem Sales Company, Inc. | Weatherking | W95TC0701521MSA | Federally-Regulated Consumer Product | Non-Weatherized, Condensing Ga | 1983 | 279 |  | 10/07/2020 | 70360 | 203261702 | 11/25/2020
Rheem Sales Company, Inc. | Weatherking | W802TA075417MSA | Federally-Regulated Consumer Product | Non-Weatherized, Non-Condensin | 1884 | 265 |  | 09/30/2020 | 52545 | 204007874 | 11/25/2020
Rheem Sales Company, Inc. | Weatherking | W801TA075421MXA | Federally-Regulated Consumer Product | Non-Weatherized, Non-Condensin | 1634 | 200 | 253.896 | 10/03/2019 |  |  | 11/25/2020
Rheem Sales Company, Inc. | Weatherking | W802TA150524MXA | Federally-Regulated Consumer Product | Non-Weatherized, Non-Condensin | 2092 | 274 |  | 10/07/2020 | 104565 | 204099283 | 11/25/2020
Rheem Sales Company, Inc. | Weatherking | W801TA070417MUA | Federally-Regulated Consumer Product | Non-Weatherized, Non-Condensin | 1823 | 262 |  | 09/30/2020 | 70109 | 204501686 | 11/25/2020
Rheem Sales Company, Inc. | Weatherking | W801CA100521ZSA | Federally-Regulated Consumer Product | Non-Weatherized, Non-Condensin | 1895 | 265 |  | 09/30/2020 | 100302 | 203327177 | 11/25/2020
Rheem Sales Company, Inc. | Weatherking | RGEA14042AJT081AB | Federally-Regulated Consumer Product | Weatherized Non-Condensing Gas | 1494 | 265 |  | 09/30/2020 | 99609 | 203404475 | 11/25/2020
Rheem Sales Company, Inc. | Weatherking | W801CA075417MXA | Federally-Regulated Consumer Product | Non-Weatherized, Non-Condensin | 1496 | 248 |  | 09/30/2020 | 75177 | 203327144 | 11/25/2020
Rheem Sales Company, Inc. | Weatherking | W801CA100521ZXA | Federally-Regulated Consumer Product | Non-Weatherized, Non-Condensin | 1895 | 265 |  | 09/30/2020 | 100302 | 203327180 | 11/25/2020
Rheem Sales Company, Inc. | Weatherking | RGEA15060AJV101AB | Federally-Regulated Consumer Product | Weatherized Non-Condensing Gas | 2166 | 294 |  | 09/30/2020 | 100081 | 203404604 | 11/25/2020
Rheem Sales Company, Inc. | Weatherking | RGEA14036AJT061AB | Federally-Regulated Consumer Product | Weatherized Non-Condensing Gas | 1430 | 262 |  | 09/30/2020 | 99665 | 203404452 | 11/25/2020
Rheem Sales Company, Inc. | Weatherking | W801CA125524ZXA | Federally-Regulated Consumer Product | Non-Weatherized, Non-Condensin | 1835 | 263 |  | 09/30/2020 | 124289 | 203327186 | 11/25/2020
Rheem Sales Company, Inc. | Weatherking | RGEA14036AJT10XAB | Federally-Regulated Consumer Product | Weatherized Non-Condensing Gas | 1430 | 262 |  | 09/30/2020 | 99665 | 203404472 | 11/25/2020
Rheem Sales Company, Inc. | Weatherking | W802TA050314MXA | Federally-Regulated Consumer Product | Non-Weatherized, Non-Condensin | 1260 | 237 |  | 09/30/2020 | 35654 | 204099261 | 11/25/2020
Rheem Sales Company, Inc. | Weatherking | W801CA125524ZSA | Federally-Regulated Consumer Product | Non-Weatherized, Non-Condensin | 1835 | 263 |  | 09/30/2020 | 124289 | 203327183 | 11/25/2020
Rheem Sales Company, Inc. | Weatherking | RGEA14036AJT101AB | Federally-Regulated Consumer Product | Weatherized Non-Condensing Gas | 1430 | 262 |  | 09/30/2020 | 99665 | 203404468 | 11/25/2020
Rheem Sales Company, Inc. | Weatherking | W802TA075417MXA | Federally-Regulated Consumer Product | Non-Weatherized, Non-Condensin | 1884 | 265 |  | 09/30/2020 | 52545 | 204099268 | 11/25/2020
Rheem Sales Company, Inc. | Weatherking | RGEA14030AJT061AB | Federally-Regulated Consumer Product | Weatherized Non-Condensing Gas | 1147 | 249 |  | 09/30/2020 | 79965 | 203404436 | 11/25/2020
Rheem Sales Company, Inc. | Weatherking | RGEA15030AJV081AB | Federally-Regulated Consumer Product | Weatherized Non-Condensing Gas | 1402 | 261 |  | 09/30/2020 | 80658 | 203404536 | 11/25/2020
Rheem Sales Company, Inc. | Weatherking | W801TA070317MUA | Federally-Regulated Consumer Product | Non-Weatherized, Non-Condensin | 1189 | 234 |  | 09/30/2020 | 70542 | 202132853 | 11/25/2020
Rheem Sales Company, Inc. | Weatherking | RGEA14024AJT081AB | Federally-Regulated Consumer Product | Weatherized Non-Condensing Gas | 1127 | 249 |  | 09/30/2020 | 80320 | 203404428 | 11/25/2020
Rheem Sales Company, Inc. | Weatherking | W802TA100417MSA | Federally-Regulated Consumer Product | Non-Weatherized, Non-Condensin | 1730 | 258 |  | 09/30/2020 | 70020 | 204007877 | 11/25/2020
Rheem Sales Company, Inc. | Weatherking | W801CA100521MSA | Federally-Regulated Consumer Product | Non-Weatherized, Non-Condensin | 1812 | 262 |  | 10/07/2020 | 99863 | 203327153 | 11/25/2020
Rheem Sales Company, Inc. | Weatherking | W802TA075317MXA | Federally-Regulated Consumer Product | Non-Weatherized, Non-Condensin | 1539 | 250 |  | 10/07/2020 | 52505 | 204099265 | 11/25/2020
Rheem Sales Company, Inc. | Weatherking | RGEA14048AJT101AB | Federally-Regulated Consumer Product | Weatherized Non-Condensing Gas | 1809 | 279 |  | 09/30/2020 | 99189 | 203404496 | 11/25/2020
Rheem Sales Company, Inc. | Weatherking | RGEA14036AJT08XAB | Federally-Regulated Consumer Product | Weatherized Non-Condensing Gas | 1430 | 262 |  | 09/30/2020 | 99665 | 203404464 | 11/25/2020
Rheem Sales Company, Inc. | Weatherking | W802TA100521MSA | Federally-Regulated Consumer Product | Non-Weatherized, Non-Condensin | 1952 | 268 |  | 10/07/2020 | 70078 | 204007880 | 11/25/2020
Rheem Sales Company, Inc. | Weatherking | RGEA14048AJT10XAB | Federally-Regulated Consumer Product | Weatherized Non-Condensing Gas | 1809 | 279 |  | 09/30/2020 | 99189 | 203404500 | 11/25/2020
Rheem Sales Company, Inc. | Weatherking | RGEA15030AJV08XAB | Federally-Regulated Consumer Product | Weatherized Non-Condensing Gas | 1402 | 261 |  | 09/30/2020 | 80658 | 203404540 | 11/25/2020
Rheem Sales Company, Inc. | Weatherking | RGEA14042AJT101AB | Federally-Regulated Consumer Product | Weatherized Non-Condensing Gas | 1494 | 265 |  | 09/30/2020 | 99609 | 203404481 | 11/25/2020
Rheem Sales Company, Inc. | Weatherking | W802TA100417MXA | Federally-Regulated Consumer Product | Non-Weatherized, Non-Condensin | 1730 | 258 |  | 09/30/2020 | 70020 | 204099272 | 11/25/2020
Rheem Sales Company, Inc. | Weatherking | RGEA14024AJT08XAB | Federally-Regulated Consumer Product | Weatherized Non-Condensing Gas | 1127 | 249 |  | 09/30/2020 | 80320 | 203404432 | 11/25/2020
Rheem Sales Company, Inc. | Weatherking | RGEA14036AJT06XAB | Federally-Regulated Consumer Product | Weatherized Non-Condensing Gas | 1430 | 262 |  | 09/30/2020 | 99665 | 203404456 | 11/25/2020
Rheem Sales Company, Inc. | Weatherking | W801TA125524MXA | Federally-Regulated Consumer Product | Non-Weatherized, Non-Condensin | 1991 | 219 | 269.604 | 10/03/2019 |  |  | 11/25/2020
Rheem Sales Company, Inc. | Weatherking | W92TA0851521MSA | Federally-Regulated Consumer Product | Non-Weatherized, Condensing Ga | 1929 | 280 |  | 09/30/2020 | 84515 | 9958613 | 11/25/2020
Rheem Sales Company, Inc. | Weatherking | W801TA100521ZSB | Federally-Regulated Consumer Product | Non-Weatherized, Non-Condensin | 1895 | 265 |  | 09/30/2020 | 100302 | 8087175 | 11/25/2020
Rheem Sales Company, Inc. | Weatherking | W96TA1002521MSA | Federally-Regulated Consumer Product | Non-Weatherized, Condensing Ga | 1930 | 280 |  | 10/07/2020 | 69202 | 9950859 | 11/25/2020
Rheem Sales Company, Inc. | Weatherking | W801TA100521MXA | Federally-Regulated Consumer Product | Non-Weatherized, Non-Condensin | 1812 | 262 |  | 10/07/2020 | 99863 | 7490403 | 11/25/2020
Rheem Sales Company, Inc. | Weatherking | W95TC0401317MSA | Federally-Regulated Consumer Product | Non-Weatherized, Condensing Ga | 1107 | 218 | 243.708 | 10/03/2019 |  |  | 11/25/2020
Rheem Sales Company, Inc. | Weatherking | W92TA1001521MSA | Federally-Regulated Consumer Product | Non-Weatherized, Condensing Ga | 2066 | 286 |  | 09/30/2020 | 98023 | 9958617 | 11/25/2020
Rheem Sales Company, Inc. | Weatherking | W96TA1152524MSA | Federally-Regulated Consumer Product | Non-Weatherized, Condensing Ga | 1935 | 280 |  | 10/07/2020 | 78711 | 9950863 | 11/25/2020
Rheem Sales Company, Inc. | Weatherking | W801TA075417MXA | Federally-Regulated Consumer Product | Non-Weatherized, Non-Condensin | 1496 | 248 |  | 09/30/2020 | 75177 | 7490380 | 11/25/2020
Rheem Sales Company, Inc. | Weatherking | W95TC0701317MSA | Federally-Regulated Consumer Product | Non-Weatherized, Condensing Ga | 1362 | 247 | 254.928 | 10/03/2019 |  |  | 11/25/2020
Rheem Sales Company, Inc. | Weatherking | W95TC0851521MSA | Federally-Regulated Consumer Product | Non-Weatherized, Condensing Ga | 1929 | 280 |  | 10/07/2020 | 84515 | 8934621 | 11/25/2020
Rheem Sales Company, Inc. | Weatherking | W801TA050314MXA | Federally-Regulated Consumer Product | Non-Weatherized, Non-Condensin | 1388 | 243 |  | 09/30/2020 | 49660 | 7490361 | 11/25/2020
Rheem Sales Company, Inc. | Weatherking | W92TA0601317MSA | Federally-Regulated Consumer Product | Non-Weatherized, Condensing Ga | 1156 | 246 |  | 09/30/2020 | 55624 | 9958605 | 11/25/2020
Rheem Sales Company, Inc. | Weatherking | W801TA050314MSA | Federally-Regulated Consumer Product | Non-Weatherized, Non-Condensin | 1388 | 243 |  | 09/30/2020 | 49660 | 7490352 | 11/25/2020
Rheem Sales Company, Inc. | Weatherking | W801TA075521ZSB | Federally-Regulated Consumer Product | Non-Weatherized, Non-Condensin | 1883 | 265 |  | 09/30/2020 | 75029 | 8087167 | 11/25/2020
Rheem Sales Company, Inc. | Weatherking | W801TA075417MSA | Federally-Regulated Consumer Product | Non-Weatherized, Non-Condensin | 1496 | 248 |  | 09/30/2020 | 75177 | 7490371 | 11/25/2020
Rheem Sales Company, Inc. | Weatherking | W96TA0602317MSA | Federally-Regulated Consumer Product | Non-Weatherized, Condensing Ga | 1342 | 241 | 254.048 | 10/03/2019 |  |  | 11/25/2020
Rheem Sales Company, Inc. | Weatherking | W96TA0852521MSA | Federally-Regulated Consumer Product | Non-Weatherized, Condensing Ga | 2115 | 288 |  | 10/07/2020 | 58240 | 9950855 | 11/25/2020
Rheem Sales Company, Inc. | Weatherking | W96TA0402317MSA | Federally-Regulated Consumer Product | Non-Weatherized, Condensing Ga | 1252 | 250 |  | 10/07/2020 | 29298 | 9950843 | 11/25/2020
Rheem Sales Company, Inc. | Weatherking | W92TA1151524MSA | Federally-Regulated Consumer Product | Non-Weatherized, Condensing Ga | 2041 | 285 |  | 09/30/2020 | 111488 | 9958621 | 11/25/2020
Rheem Sales Company, Inc. | Weatherking | W801TA125524ZSB | Federally-Regulated Consumer Product | Non-Weatherized, Non-Condensin | 1835 | 263 |  | 09/30/2020 | 124289 | 8087183 | 11/25/2020
Rheem Sales Company, Inc. | Weatherking | W801TA075521ZXB | Federally-Regulated Consumer Product | Non-Weatherized, Non-Condensin | 1883 | 265 |  | 09/30/2020 | 75029 | 8087171 | 11/25/2020
Rheem Sales Company, Inc. | Weatherking | W95TC0601317MSA | Federally-Regulated Consumer Product | Non-Weatherized, Condensing Ga | 1156 | 246 |  | 10/07/2020 | 55624 | 8934613 | 11/25/2020
Rheem Sales Company, Inc. | Weatherking | W801TA100521ZXB | Federally-Regulated Consumer Product | Non-Weatherized, Non-Condensin | 1895 | 265 |  | 09/30/2020 | 100302 | 8087179 | 11/25/2020
Rheem Sales Company, Inc. | Weatherking | W801TA125524MSA | Federally-Regulated Consumer Product | Non-Weatherized, Non-Condensin | 1991 | 270 |  | 09/30/2020 | 123598 | 7490414 | 11/25/2020
Rheem Sales Company, Inc. | Weatherking | W801TA125524ZXB | Federally-Regulated Consumer Product | Non-Weatherized, Non-Condensin | 1835 | 263 |  | 09/30/2020 | 124289 | 8087187 | 11/25/2020
Rheem Sales Company, Inc. | Weatherking | W801TA100521MSA | Federally-Regulated Consumer Product | Non-Weatherized, Non-Condensin | 1812 | 262 |  | 10/07/2020 | 99863 | 7490391 | 11/25/2020
Rheem Sales Company, Inc. | Weatherking | W95TC1001521MSA | Federally-Regulated Consumer Product | Non-Weatherized, Condensing Ga | 2066 | 286 |  | 10/07/2020 | 98023 | 8934625 | 11/25/2020
Rheem Sales Company, Inc. | Weatherking | W96TA0702317MSA | Federally-Regulated Consumer Product | Non-Weatherized, Condensing Ga | 1321 | 253 |  | 10/07/2020 | 49242 | 9950851 | 11/25/2020
Rheem Sales Company, Inc. | Weatherking | W92TA0701317MSA | Federally-Regulated Consumer Product | Non-Weatherized, Condensing Ga | 1362 | 255 |  | 09/30/2020 | 69960 | 9958609 | 11/25/2020
Rheem Sales Company, Inc. | Weatherking | W95TC1151524MSA | Federally-Regulated Consumer Product | Non-Weatherized, Condensing Ga | 2041 | 285 |  | 10/07/2020 | 111488 | 8934629 | 11/25/2020
Rheem Sales Company, Inc. | Weatherking | W92TA0401317MSA | Federally-Regulated Consumer Product | Non-Weatherized, Condensing Ga | 1107 | 244 |  | 09/30/2020 | 41877 | 9958601 | 11/25/2020
Rheem Sales Company, Inc. | Weatherking | RGEA14060AJT101AB | Federally-Regulated Consumer Product | Weatherized Non-Condensing Gas | 1911 | 283 |  | 10/14/2020 | 99261 | 203404504 | 11/25/2020
Dettson Industries, Inc. | Dettson | AMP112SV-BF | Federally-Regulated Consumer Product | Non-Weatherized, Non-Condensin | 1629 | 347 | 497.659 | 10/04/2019 |  |  | 11/25/2020
Dettson Industries, Inc. | Dettson | AMP112SV-CAR | Federally-Regulated Consumer Product | Non-Weatherized, Non-Condensin | 1629 | 347 | 497.659 | 10/04/2019 |  |  | 11/25/2020
Dettson Industries, Inc. | Dettson | AMP112SV-BNX | Federally-Regulated Consumer Product | Non-Weatherized, Non-Condensin | 1629 | 347 | 497.659 | 10/04/2019 |  |  | 11/25/2020
Dettson Industries, Inc. | Dettson | AMP095SV-CAR | Federally-Regulated Consumer Product | Non-Weatherized, Non-Condensin | 1629 | 347 | 497.659 | 10/04/2019 |  |  | 11/25/2020
Dettson Industries, Inc. | Dettson | AMP095SV-BF | Federally-Regulated Consumer Product | Non-Weatherized, Non-Condensin | 1629 | 347 | 497.659 | 10/04/2019 |  |  | 11/25/2020
Dettson Industries, Inc. | Dettson | AMP112SV-RF | Federally-Regulated Consumer Product | Non-Weatherized, Non-Condensin | 1629 | 347 | 497.659 | 10/04/2019 |  |  | 11/25/2020
Dettson Industries, Inc. | Dettson | AMP095SV-RF | Federally-Regulated Consumer Product | Non-Weatherized, Non-Condensin | 1629 | 347 | 497.659 | 10/04/2019 |  |  | 11/25/2020
Dettson Industries, Inc. | Dettson | AMP095SV-BNX | Federally-Regulated Consumer Product | Non-Weatherized, Non-Condensin | 1629 | 347 | 497.659 | 10/04/2019 |  |  | 11/25/2020
Rheem Sales Company, Inc. | Fujitsu | FF75173TT80M | Federally-Regulated Consumer Product | Non-Weatherized, Non-Condensin | 1539 | 250 |  | 10/07/2020 | 52505 | 204007903 | 11/25/2020
Rheem Sales Company, Inc. | Fujitsu | RGEA14048AJT101AB | Federally-Regulated Consumer Product | Weatherized Non-Condensing Gas | 1809 | 279 | 279 | 09/30/2020 | 99189 | 204117040 | 11/25/2020
Rheem Sales Company, Inc. | Fujitsu | FF100215TS80ZB | Federally-Regulated Consumer Product | Non-Weatherized, Non-Condensin | 2096 | 274 |  | 09/30/2020 | 100583 | 204515051 | 11/25/2020
Rheem Sales Company, Inc. | Fujitsu | RGEA14042AJT101AB | Federally-Regulated Consumer Product | Weatherized Non-Condensing Gas | 1494 | 265 |  | 09/30/2020 | 99609 | 204117036 | 11/25/2020
Rheem Sales Company, Inc. | Fujitsu | RGEA14042AJT08XAB | Federally-Regulated Consumer Product | Weatherized Non-Condensing Gas | 1494 | 265 |  | 09/30/2020 | 99609 | 204117035 | 11/25/2020
Rheem Sales Company, Inc. | Fujitsu | FF70173TS80Z | Federally-Regulated Consumer Product | Non-Weatherized, Non-Condensin | 1189 | 234 |  | 09/30/2020 | 70542 | 202132857 | 11/25/2020
Rheem Sales Company, Inc. | Fujitsu | FF50143CS80M | Federally-Regulated Consumer Product | Non-Weatherized, Non-Condensin | 1388 | 184 |  | 09/30/2020 | 49660 | 203327189 | 11/25/2020
Rheem Sales Company, Inc. | Fujitsu | FF60173TS92M | Federally-Regulated Consumer Product | Non-Weatherized, Condensing Ga | 1156 | 246 |  | 09/30/2020 | 55624 | 10260138 | 11/25/2020
Rheem Sales Company, Inc. | Fujitsu | RGEA16024AJV062AB | Federally-Regulated Consumer Product | Weatherized Non-Condensing Gas | 1358 | 259 | 259 | 09/30/2020 | 46205 | 205785653 | 11/25/2020
Rheem Sales Company, Inc. | Fujitsu | FF50143CS80X | Federally-Regulated Consumer Product | Non-Weatherized, Non-Condensin | 1388 | 184 |  | 09/30/2020 | 49660 | 203327190 | 11/25/2020
Rheem Sales Company, Inc. | Fujitsu | FF100174TT80X | Federally-Regulated Consumer Product | Non-Weatherized, Non-Condensin | 1730 | 225 | 258.12 | 10/03/2019 |  |  | 11/25/2020
Rheem Sales Company, Inc. | Fujitsu | FF75174TT80X | Federally-Regulated Consumer Product | Non-Weatherized, Non-Condensin | 1884 | 265 |  | 09/30/2020 | 52545 | 204100501 | 11/25/2020
Rheem Sales Company, Inc. | Fujitsu | FF75174CS80M | Federally-Regulated Consumer Product | Non-Weatherized, Non-Condensin | 1496 | 248 |  | 09/30/2020 | 75177 | 203327191 | 11/25/2020
Rheem Sales Company, Inc. | Fujitsu | RGEA14036AJT08XAB | Federally-Regulated Consumer Product | Weatherized Non-Condensing Gas | 1430 | 262 |  | 09/30/2020 | 99665 | 204117031 | 11/25/2020
Rheem Sales Company, Inc. | Fujitsu | FF125245TT80M | Federally-Regulated Consumer Product | Non-Weatherized, Non-Condensin | 1899 | 266 |  | 10/07/2020 | 87546 | 204007907 | 11/25/2020
Rheem Sales Company, Inc. | Fujitsu | RGEA14036AJT10XAB | Federally-Regulated Consumer Product | Weatherized Non-Condensing Gas | 1430 | 262 | 262 | 09/30/2020 | 99665 | 204117033 | 11/25/2020
Rheem Sales Company, Inc. | Fujitsu | FF70215TT96M | Federally-Regulated Consumer Product | Non-Weatherized, Condensing Ga | 1854 | 277 |  | 09/30/2020 | 49250 | 203261712 | 11/25/2020
Rheem Sales Company, Inc. | Fujitsu | FF115245TS92M | Federally-Regulated Consumer Product | Non-Weatherized, Condensing Ga | 2041 | 285 |  | 09/30/2020 | 111488 | 10260142 | 11/25/2020
Rheem Sales Company, Inc. | Fujitsu | FF70174TS80Z | Federally-Regulated Consumer Product | Non-Weatherized, Non-Condensin | 1823 | 262 |  | 09/30/2020 | 70109 | 204515050 | 11/25/2020
Rheem Sales Company, Inc. | Fujitsu | RGEA14024AJT081AB | Federally-Regulated Consumer Product | Weatherized Non-Condensing Gas | 1127 | 249 |  | 09/30/2020 | 80320 | 204117022 | 11/25/2020
Rheem Sales Company, Inc. | Fujitsu | FF70215TS92M | Federally-Regulated Consumer Product | Non-Weatherized, Condensing Ga | 1983 | 282 |  | 09/30/2020 | 70360 | 203269554 | 11/25/2020
Rheem Sales Company, Inc. | Fujitsu | RGEA14048AJT081AB | Federally-Regulated Consumer Product | Weatherized Non-Condensing Gas | 1809 | 279 | 279 | 09/30/2020 | 99189 | 204117038 | 11/25/2020
Rheem Sales Company, Inc. | Fujitsu | RGEA15030AJV08XAB | Federally-Regulated Consumer Product | Weatherized Non-Condensing Gas | 1402 | 261 |  | 09/30/2020 | 80658 | 204117051 | 11/25/2020
Rheem Sales Company, Inc. | Fujitsu | RGEA16036AJV062AB | Federally-Regulated Consumer Product | Weatherized Non-Condensing Gas | 1648 | 259 |  | 09/30/2020 | 76362 | 205785655 | 11/25/2020
Rheem Sales Company, Inc. | Fujitsu | FF70215TS95M | Federally-Regulated Consumer Product | Non-Weatherized, Condensing Ga | 1983 | 227 | 282.252 | 10/03/2019 |  |  | 11/25/2020
Rheem Sales Company, Inc. | Fujitsu | RGEA15030AJV061AB | Federally-Regulated Consumer Product | Weatherized Non-Condensing Gas | 1402 | 261 |  | 09/30/2020 | 80658 | 204117048 | 11/25/2020
Rheem Sales Company, Inc. | Fujitsu | RGEA15048AJV101AB | Federally-Regulated Consumer Product | Weatherized Non-Condensing Gas | 1720 | 275 | 275 | 09/30/2020 | 99897 | 204117064 | 11/25/2020
Rheem Sales Company, Inc. | Fujitsu | FF75173TT80X | Federally-Regulated Consumer Product | Non-Weatherized, Non-Condensin | 1539 | 250 |  | 10/07/2020 | 52505 | 204100500 | 11/25/2020
Rheem Sales Company, Inc. | Fujitsu | RGEA14024AJT08XAB | Federally-Regulated Consumer Product | Weatherized Non-Condensing Gas | 1127 | 249 |  | 09/30/2020 | 80320 | 204117023 | 11/25/2020
Rheem Sales Company, Inc. | Fujitsu | FF125245CS80M | Federally-Regulated Consumer Product | Non-Weatherized, Non-Condensin | 1991 | 270 | 270 | 09/30/2020 | 123598 | 203327197 | 11/25/2020
Rheem Sales Company, Inc. | Fujitsu | RGEA15030AJV081AB | Federally-Regulated Consumer Product | Weatherized Non-Condensing Gas | 1402 | 261 |  | 09/30/2020 | 80658 | 204117050 | 11/25/2020
Rheem Sales Company, Inc. | Fujitsu | RGEA14036AJT061AB | Federally-Regulated Consumer Product | Weatherized Non-Condensing Gas | 1430 | 262 | 262 | 09/30/2020 | 99665 | 204117028 | 11/25/2020
Rheem Sales Company, Inc. | Fujitsu | RGEA14030AJT061AB | Federally-Regulated Consumer Product | Weatherized Non-Condensing Gas | 1147 | 249 |  | 09/30/2020 | 79965 | 204117024 | 11/25/2020
Rheem Sales Company, Inc. | Fujitsu | FF100174TT80M | Federally-Regulated Consumer Product | Non-Weatherized, Non-Condensin | 1730 | 258 | 258 | 09/30/2020 | 70020 | 204007905 | 11/25/2020
Rheem Sales Company, Inc. | Fujitsu | RGEA16024AJV06TAB | Federally-Regulated Consumer Product | Weatherized Non-Condensing Gas | 1358 | 259 | 259 | 09/30/2020 | 46205 | 205785654 | 11/25/2020
Rheem Sales Company, Inc. | Fujitsu | FF70215LT96M | Federally-Regulated Consumer Product | Non-Weatherized, Condensing Ga | 1923 | 280 |  | 09/30/2020 | 49235 | 203261711 | 11/25/2020
Rheem Sales Company, Inc. | Fujitsu | FF100215TT96M | Federally-Regulated Consumer Product | Non-Weatherized, Condensing Ga | 1930 | 280 | 280 | 09/30/2020 | 69202 | 10515072 | 11/25/2020
Rheem Sales Company, Inc. | Fujitsu | FF100215CS80Y | Federally-Regulated Consumer Product | Non-Weatherized, Non-Condensin | 1895 | 234 | 265.38 | 10/03/2019 |  |  | 11/25/2020
Rheem Sales Company, Inc. | Fujitsu | RGEA14036AJT06XAB | Federally-Regulated Consumer Product | Weatherized Non-Condensing Gas | 1430 | 262 | 262 | 09/30/2020 | 99665 | 204117029 | 11/25/2020
Rheem Sales Company, Inc. | Fujitsu | FF125245CS80Y | Federally-Regulated Consumer Product | Non-Weatherized, Non-Condensin | 1835 | 263 | 263 | 09/30/2020 | 124289 | 203327206 | 11/25/2020
Rheem Sales Company, Inc. | Fujitsu | FF125245TT80X | Federally-Regulated Consumer Product | Non-Weatherized, Non-Condensin | 1899 | 266 |  | 10/07/2020 | 87546 | 204100504 | 11/25/2020
Rheem Sales Company, Inc. | Fujitsu | FF100215TT80M | Federally-Regulated Consumer Product | Non-Weatherized, Non-Condensin | 1952 | 268 |  | 10/07/2020 | 70078 | 204007906 | 11/25/2020
Rheem Sales Company, Inc. | Fujitsu | FF75215CS80D | Federally-Regulated Consumer Product | Non-Weatherized, Non-Condensin | 1892 | 265 |  | 09/30/2020 | 99827 | 203327201 | 11/25/2020
Rheem Sales Company, Inc. | Fujitsu | FF75215CS80Y | Federally-Regulated Consumer Product | Non-Weatherized, Non-Condensin | 1892 | 265 |  | 09/30/2020 | 99827 | 203327202 | 11/25/2020
Rheem Sales Company, Inc. | Fujitsu | RGEA16036AJV06TAB | Federally-Regulated Consumer Product | Weatherized Non-Condensing Gas | 1648 | 259 |  | 09/30/2020 | 76362 | 205785656 | 11/25/2020
Rheem Sales Company, Inc. | Fujitsu | RGEA15048AJV081AB | Federally-Regulated Consumer Product | Weatherized Non-Condensing Gas | 1720 | 275 | 275 | 09/30/2020 | 99897 | 204117062 | 11/25/2020
Rheem Sales Company, Inc. | Fujitsu | RGEA14030AJT08XAB | Federally-Regulated Consumer Product | Weatherized Non-Condensing Gas | 1147 | 249 |  | 09/30/2020 | 79965 | 204117027 | 11/25/2020
Rheem Sales Company, Inc. | Fujitsu | FF100215TS80ZA | Federally-Regulated Consumer Product | Non-Weatherized, Non-Condensin | 1861 | 264 |  | 09/30/2020 | 98348 | 205085388 | 11/25/2020
Rheem Sales Company, Inc. | Fujitsu | FF85215TT96M | Federally-Regulated Consumer Product | Non-Weatherized, Condensing Ga | 2115 | 288 |  | 09/30/2020 | 58240 | 10515071 | 11/25/2020
Rheem Sales Company, Inc. | Fujitsu | RGEA15048AJV08XAB | Federally-Regulated Consumer Product | Weatherized Non-Condensing Gas | 1720 | 275 | 275 | 09/30/2020 | 99897 | 204117063 | 11/25/2020
Rheem Sales Company, Inc. | Fujitsu | RGEA14042AJT081AB | Federally-Regulated Consumer Product | Weatherized Non-Condensing Gas | 1494 | 265 |  | 09/30/2020 | 99609 | 204117034 | 11/25/2020
Rheem Sales Company, Inc. | Fujitsu | RGEA14030AJT06XAB | Federally-Regulated Consumer Product | Weatherized Non-Condensing Gas | 1147 | 249 |  | 09/30/2020 | 79965 | 204117025 | 11/25/2020
Rheem Sales Company, Inc. | Fujitsu | RGEA16036AJV082AB | Federally-Regulated Consumer Product | Weatherized Non-Condensing Gas | 1648 | 272 | 272 | 09/30/2020 | 76362 | 205785657 | 11/25/2020
Rheem Sales Company, Inc. | Fujitsu | RGEA14042AJT10XAB | Federally-Regulated Consumer Product | Weatherized Non-Condensing Gas | 1494 | 265 |  | 09/30/2020 | 99609 | 204117037 | 11/25/2020
Rheem Sales Company, Inc. | Fujitsu | FF100215TS92M | Federally-Regulated Consumer Product | Non-Weatherized, Condensing Ga | 2066 | 262 | 285.904 | 10/03/2019 |  |  | 11/25/2020
Rheem Sales Company, Inc. | Fujitsu | RGEA14024AJT06XAB | Federally-Regulated Consumer Product | Weatherized Non-Condensing Gas | 1127 | 249 |  | 09/30/2020 | 80320 | 204117021 | 11/25/2020
Rheem Sales Company, Inc. | Fujitsu | FF75174TT80M | Federally-Regulated Consumer Product | Non-Weatherized, Non-Condensin | 1884 | 265 |  | 09/30/2020 | 52545 | 204007904 | 11/25/2020
Rheem Sales Company, Inc. | Fujitsu | FF150245TT80X | Federally-Regulated Consumer Product | Non-Weatherized, Non-Condensin | 2092 | 274 |  | 10/07/2020 | 104565 | 204100505 | 11/25/2020
Rheem Sales Company, Inc. | Fujitsu | RGEA14030AJT081AB | Federally-Regulated Consumer Product | Weatherized Non-Condensing Gas | 1147 | 249 |  | 09/30/2020 | 79965 | 204117026 | 11/25/2020
Rheem Sales Company, Inc. | Fujitsu | RGEA14036AJT101AB | Federally-Regulated Consumer Product | Weatherized Non-Condensing Gas | 1430 | 262 | 262 | 09/30/2020 | 99665 | 204117032 | 11/25/2020
Rheem Sales Company, Inc. | Fujitsu | FF115245TT96M | Federally-Regulated Consumer Product | Non-Weatherized, Condensing Ga | 1935 | 280 | 280 | 09/30/2020 | 78711 | 10515073 | 11/25/2020
Rheem Sales Company, Inc. | Fujitsu | FF75174CS80X | Federally-Regulated Consumer Product | Non-Weatherized, Non-Condensin | 1496 | 248 |  | 09/30/2020 | 75177 | 203327192 | 11/25/2020
Rheem Sales Company, Inc. | Fujitsu | RGEA16036AJV08TAB | Federally-Regulated Consumer Product | Weatherized Non-Condensing Gas | 1648 | 272 | 272 | 09/30/2020 | 76362 | 205785658 | 11/25/2020
Rheem Sales Company, Inc. | Fujitsu | FF75214CS80M | Federally-Regulated Consumer Product | Non-Weatherized, Non-Condensin | 1634 | 254 |  | 09/30/2020 | 75736 | 203327193 | 11/25/2020
Rheem Sales Company, Inc. | Fujitsu | FF125245CS80D | Federally-Regulated Consumer Product | Non-Weatherized, Non-Condensin | 1835 | 263 | 263 | 09/30/2020 | 124289 | 203327205 | 11/25/2020
Rheem Sales Company, Inc. | Fujitsu | FF100215CS80M | Federally-Regulated Consumer Product | Non-Weatherized, Non-Condensin | 1812 | 262 |  | 10/07/2020 | 99863 | 203327195 | 11/25/2020
Rheem Sales Company, Inc. | Fujitsu | RGEA15048AJV10XAB | Federally-Regulated Consumer Product | Weatherized Non-Condensing Gas | 1720 | 275 | 275 | 09/30/2020 | 99897 | 204117065 | 11/25/2020
Rheem Sales Company, Inc. | Fujitsu | RGEA15030AJV06XAB | Federally-Regulated Consumer Product | Weatherized Non-Condensing Gas | 1402 | 261 |  | 09/30/2020 | 80658 | 204117049 | 11/25/2020
Rheem Sales Company, Inc. | Fujitsu | RGEA14060AJT10XAB | Federally-Regulated Consumer Product | Weatherized Non-Condensing Gas | 1911 | 283 | 283 | 09/30/2020 | 99261 | 204117043 | 11/25/2020
Rheem Sales Company, Inc. | Fujitsu | FF100215CS80D | Federally-Regulated Consumer Product | Non-Weatherized, Non-Condensin | 1895 | 265 | 265 | 09/30/2020 | 100302 | 203327203 | 11/25/2020
Rheem Sales Company, Inc. | Fujitsu | FF150245TT80M | Federally-Regulated Consumer Product | Non-Weatherized, Non-Condensin | 2092 | 274 |  | 10/07/2020 | 104565 | 204007908 | 11/25/2020
Rheem Sales Company, Inc. | Fujitsu | FF50174TS80Z | Federally-Regulated Consumer Product | Non-Weatherized, Non-Condensin | 1502 | 248 |  | 09/30/2020 | 50342 | 204515049 | 11/25/2020
Rheem Sales Company, Inc. | Fujitsu | FF75214CS80X | Federally-Regulated Consumer Product | Non-Weatherized, Non-Condensin | 1634 | 254 |  | 09/30/2020 | 75736 | 203327194 | 11/25/2020
Rheem Sales Company, Inc. | Fujitsu | RGEA14048AJT08XAB | Federally-Regulated Consumer Product | Weatherized Non-Condensing Gas | 1809 | 279 | 279 | 09/30/2020 | 99189 | 204117039 | 11/25/2020
Rheem Sales Company, Inc. | Fujitsu | RGEA14048AJT10XAB | Federally-Regulated Consumer Product | Weatherized Non-Condensing Gas | 1809 | 279 | 279 | 09/30/2020 | 99189 | 204117041 | 11/25/2020
Rheem Sales Company, Inc. | Fujitsu | FF100215CS80X | Federally-Regulated Consumer Product | Non-Weatherized, Non-Condensin | 1812 | 262 |  | 10/07/2020 | 99863 | 203327196 | 11/25/2020
Rheem Sales Company, Inc. | Fujitsu | RGEA14036AJT081AB | Federally-Regulated Consumer Product | Weatherized Non-Condensing Gas | 1430 | 262 |  | 09/30/2020 | 99665 | 204117030 | 11/25/2020
Rheem Sales Company, Inc. | Fujitsu | FF125245CS80X | Federally-Regulated Consumer Product | Non-Weatherized, Non-Condensin | 1991 | 270 | 270 | 09/30/2020 | 123598 | 203327198 | 11/25/2020
Rheem Sales Company, Inc. | Fujitsu | RGEA14024AJT061AB | Federally-Regulated Consumer Product | Weatherized Non-Condensing Gas | 1127 | 249 |  | 09/30/2020 | 80320 | 204117020 | 11/25/2020
Rheem Sales Company, Inc. | Fujitsu | FF100215TT80X | Federally-Regulated Consumer Product | Non-Weatherized, Non-Condensin | 1952 | 268 |  | 10/07/2020 | 70078 | 204100503 | 11/25/2020
Rheem Sales Company, Inc. | Weatherking | RGEA15048AJV10XAB | Federally-Regulated Consumer Product | Weatherized Non-Condensing Gas | 1720 | 275 |  | 11/25/2020 | 99897 | 203404600 | 11/25/2020
Rheem Sales Company, Inc. | Weatherking | W802TA075317MSA | Federally-Regulated Consumer Product | Non-Weatherized, Non-Condensin | 1539 | 250 |  | 11/25/2020 | 52505 | 204007871 | 11/25/2020
Rheem Sales Company, Inc. | Weatherking | W801CA125524MXA | Federally-Regulated Consumer Product | Non-Weatherized, Non-Condensin | 1991 | 270 |  | 11/25/2020 | 123598 | 203327162 | 11/25/2020
Rheem Sales Company, Inc. | Weatherking | W801TB100521MUA | Federally-Regulated Consumer Product | Non-Weatherized, Non-Condensin | 2096 | 274 |  | 11/25/2020 | 100583 | 204501689 | 11/25/2020
Rheem Sales Company, Inc. | Weatherking | W801CA075521ZXA | Federally-Regulated Consumer Product | Non-Weatherized, Non-Condensin | 1892 | 265 |  | 11/25/2020 | 99827 | 203327174 | 11/25/2020
Rheem Sales Company, Inc. | Weatherking | W802TA125524MXA | Federally-Regulated Consumer Product | Non-Weatherized, Non-Condensin | 1899 | 266 |  | 11/25/2020 | 87546 | 204099279 | 11/25/2020
Rheem Sales Company, Inc. | Weatherking | RGEA15048AJV081AB | Federally-Regulated Consumer Product | Weatherized Non-Condensing Gas | 1720 | 275 |  | 11/25/2020 | 99897 | 203404588 | 11/25/2020
Rheem Sales Company, Inc. | Weatherking | RGEA14042AJT08XAB | Federally-Regulated Consumer Product | Weatherized Non-Condensing Gas | 1494 | 265 |  | 11/25/2020 | 99609 | 203404478 | 11/25/2020
Rheem Sales Company, Inc. | Weatherking | W801TA050417MUA | Federally-Regulated Consumer Product | Non-Weatherized, Non-Condensin | 1502 | 248 |  | 11/25/2020 | 50342 | 204501683 | 11/25/2020
Rheem Sales Company, Inc. | Weatherking | W802TA150524MSA | Federally-Regulated Consumer Product | Non-Weatherized, Non-Condensin | 2092 | 274 |  | 11/25/2020 | 104565 | 204007886 | 11/25/2020
Rheem Sales Company, Inc. | Weatherking | RGEA14048AJT081AB | Federally-Regulated Consumer Product | Weatherized Non-Condensing Gas | 1809 | 279 |  | 11/25/2020 | 99189 | 203404488 | 11/25/2020
Rheem Sales Company, Inc. | Weatherking | W802TA125524MSA | Federally-Regulated Consumer Product | Non-Weatherized, Non-Condensin | 1899 | 266 |  | 11/25/2020 | 87546 | 204007883 | 11/25/2020
Rheem Sales Company, Inc. | Weatherking | W801CA100521MXA | Federally-Regulated Consumer Product | Non-Weatherized, Non-Condensin | 1812 | 262 |  | 11/25/2020 | 99863 | 203327156 | 11/25/2020
Rheem Sales Company, Inc. | Weatherking | W801CA125524MSA | Federally-Regulated Consumer Product | Non-Weatherized, Non-Condensin | 1991 | 270 |  | 11/25/2020 | 123598 | 203327159 | 11/25/2020
Rheem Sales Company, Inc. | Weatherking | W801TA050317MUA | Federally-Regulated Consumer Product | Non-Weatherized, Non-Condensin | 1165 | 233 |  | 11/25/2020 | 49157 | 202132852 | 11/25/2020
Rheem Sales Company, Inc. | Weatherking | W801CA050314MSA | Federally-Regulated Consumer Product | Non-Weatherized, Non-Condensin | 1388 | 184 |  | 11/25/2020 | 49660 | 203327135 | 11/25/2020
Rheem Sales Company, Inc. | Weatherking | RGEA14030AJT08XAB | Federally-Regulated Consumer Product | Weatherized Non-Condensing Gas | 1147 | 249 |  | 11/25/2020 | 79965 | 203404448 | 11/25/2020
Rheem Sales Company, Inc. | Weatherking | W801TA100521MUA | Federally-Regulated Consumer Product | Non-Weatherized, Non-Condensin | 1861 | 264 |  | 11/25/2020 | 98348 | 202132854 | 11/25/2020
Rheem Sales Company, Inc. | Weatherking | RGEA14030AJT06XAB | Federally-Regulated Consumer Product | Weatherized Non-Condensing Gas | 1147 | 249 |  | 11/25/2020 | 79965 | 203404440 | 11/25/2020
Rheem Sales Company, Inc. | Weatherking | W801CA075421MSA | Federally-Regulated Consumer Product | Non-Weatherized, Non-Condensin | 1634 | 254 |  | 11/25/2020 | 75736 | 203327147 | 11/25/2020
Rheem Sales Company, Inc. | Weatherking | RGEA14042AJT10XAB | Federally-Regulated Consumer Product | Weatherized Non-Condensing Gas | 1494 | 265 |  | 11/25/2020 | 99609 | 203404484 | 11/25/2020
Rheem Sales Company, Inc. | Weatherking | RGEA14060AJT10XAB | Federally-Regulated Consumer Product | Weatherized Non-Condensing Gas | 1911 | 283 |  | 11/25/2020 | 99261 | 203404508 | 11/25/2020
Rheem Sales Company, Inc. | Weatherking | RGEA14024AJT061AB | Federally-Regulated Consumer Product | Weatherized Non-Condensing Gas | 1127 | 249 |  | 11/25/2020 | 80320 | 203404420 | 11/25/2020
Rheem Sales Company, Inc. | Weatherking | W802TA100521MXA | Federally-Regulated Consumer Product | Non-Weatherized, Non-Condensin | 1952 | 268 |  | 11/25/2020 | 70078 | 204099276 | 11/25/2020
Rheem Sales Company, Inc. | Weatherking | RGEA14036AJT081AB | Federally-Regulated Consumer Product | Weatherized Non-Condensing Gas | 1430 | 262 |  | 11/25/2020 | 99665 | 203404460 | 11/25/2020
Rheem Sales Company, Inc. | Weatherking | W801CA075521ZSA | Federally-Regulated Consumer Product | Non-Weatherized, Non-Condensin | 1892 | 265 |  | 11/25/2020 | 99827 | 203327171 | 11/25/2020
Rheem Sales Company, Inc. | Weatherking | RGEA15030AJV061AB | Federally-Regulated Consumer Product | Weatherized Non-Condensing Gas | 1402 | 261 |  | 11/25/2020 | 80658 | 203404528 | 11/25/2020
Rheem Sales Company, Inc. | Weatherking | RGEA14048AJT08XAB | Federally-Regulated Consumer Product | Weatherized Non-Condensing Gas | 1809 | 279 |  | 11/25/2020 | 99189 | 203404492 | 11/25/2020
Rheem Sales Company, Inc. | Weatherking | RGEA14024AJT06XAB | Federally-Regulated Consumer Product | Weatherized Non-Condensing Gas | 1127 | 249 |  | 11/25/2020 | 80320 | 203404424 | 11/25/2020
Rheem Sales Company, Inc. | Weatherking | W801CA050314MXA | Federally-Regulated Consumer Product | Non-Weatherized, Non-Condensin | 1388 | 184 |  | 11/25/2020 | 49660 | 203327138 | 11/25/2020
Rheem Sales Company, Inc. | Weatherking | W801TA075421MSA | Federally-Regulated Consumer Product | Non-Weatherized, Non-Condensin | 1634 | 254 |  | 11/25/2020 | 75736 | 8087159 | 11/25/2020
Rheem Sales Company, Inc. | Weatherking | RGEA15030AJV06XAB | Federally-Regulated Consumer Product | Weatherized Non-Condensing Gas | 1402 | 261 |  | 11/25/2020 | 80658 | 203404532 | 11/25/2020
Rheem Sales Company, Inc. | Weatherking | W801CA075417MSA | Federally-Regulated Consumer Product | Non-Weatherized, Non-Condensin | 1496 | 248 |  | 11/25/2020 | 75177 | 203327141 | 11/25/2020
Rheem Sales Company, Inc. | Weatherking | W801CA075421MXA | Federally-Regulated Consumer Product | Non-Weatherized, Non-Condensin | 1634 | 254 |  | 11/25/2020 | 75736 | 203327150 | 11/25/2020
Rheem Sales Company, Inc. | Weatherking | RGEA14030AJT081AB | Federally-Regulated Consumer Product | Weatherized Non-Condensing Gas | 1147 | 249 |  | 11/25/2020 | 79965 | 203404444 | 11/25/2020
Rheem Sales Company, Inc. | Weatherking | RGEA15048AJV08XAB | Federally-Regulated Consumer Product | Weatherized Non-Condensing Gas | 1720 | 275 |  | 11/25/2020 | 99897 | 203404592 | 11/25/2020
Rheem Sales Company, Inc. | Weatherking | RGEA15048AJV101AB | Federally-Regulated Consumer Product | Weatherized Non-Condensing Gas | 1720 | 275 |  | 11/25/2020 | 99897 | 203404596 | 11/25/2020
Rheem Sales Company, Inc. | Weatherking | RGEA15060AJV10XAB | Federally-Regulated Consumer Product | Weatherized Non-Condensing Gas | 2166 | 294 |  | 11/25/2020 | 100081 | 203404608 | 11/25/2020
Rheem Sales Company, Inc. | Weatherking | W95TC0701521MSA | Federally-Regulated Consumer Product | Non-Weatherized, Condensing Ga | 1983 | 279 |  | 11/25/2020 | 70360 | 203261702 | 11/25/2020
Rheem Sales Company, Inc. | Weatherking | W802TA075417MSA | Federally-Regulated Consumer Product | Non-Weatherized, Non-Condensin | 1884 | 265 |  | 11/25/2020 | 52545 | 204007874 | 11/25/2020
Rheem Sales Company, Inc. | Weatherking | W801TA075421MXA | Federally-Regulated Consumer Product | Non-Weatherized, Non-Condensin | 1634 | 254 |  | 11/25/2020 | 75736 | 8087163 | 11/25/2020
Rheem Sales Company, Inc. | Weatherking | W802TA150524MXA | Federally-Regulated Consumer Product | Non-Weatherized, Non-Condensin | 2092 | 274 |  | 11/25/2020 | 104565 | 204099283 | 11/25/2020
Rheem Sales Company, Inc. | Weatherking | W801TA070417MUA | Federally-Regulated Consumer Product | Non-Weatherized, Non-Condensin | 1823 | 262 |  | 11/25/2020 | 70109 | 204501686 | 11/25/2020
Rheem Sales Company, Inc. | Weatherking | W801CA100521ZSA | Federally-Regulated Consumer Product | Non-Weatherized, Non-Condensin | 1895 | 265 |  | 11/25/2020 | 100302 | 203327177 | 11/25/2020
Rheem Sales Company, Inc. | Weatherking | RGEA14042AJT081AB | Federally-Regulated Consumer Product | Weatherized Non-Condensing Gas | 1494 | 265 |  | 11/25/2020 | 99609 | 203404475 | 11/25/2020
Rheem Sales Company, Inc. | Weatherking | W801CA075417MXA | Federally-Regulated Consumer Product | Non-Weatherized, Non-Condensin | 1496 | 248 |  | 11/25/2020 | 75177 | 203327144 | 11/25/2020
Rheem Sales Company, Inc. | Weatherking | W801CA100521ZXA | Federally-Regulated Consumer Product | Non-Weatherized, Non-Condensin | 1895 | 265 |  | 11/25/2020 | 100302 | 203327180 | 11/25/2020
Rheem Sales Company, Inc. | Weatherking | RGEA15060AJV101AB | Federally-Regulated Consumer Product | Weatherized Non-Condensing Gas | 2166 | 294 |  | 11/25/2020 | 100081 | 203404604 | 11/25/2020
Rheem Sales Company, Inc. | Weatherking | RGEA14036AJT061AB | Federally-Regulated Consumer Product | Weatherized Non-Condensing Gas | 1430 | 262 |  | 11/25/2020 | 99665 | 203404452 | 11/25/2020
Rheem Sales Company, Inc. | Weatherking | W801CA125524ZXA | Federally-Regulated Consumer Product | Non-Weatherized, Non-Condensin | 1835 | 263 |  | 11/25/2020 | 124289 | 203327186 | 11/25/2020
Rheem Sales Company, Inc. | Weatherking | RGEA14036AJT10XAB | Federally-Regulated Consumer Product | Weatherized Non-Condensing Gas | 1430 | 262 |  | 11/25/2020 | 99665 | 203404472 | 11/25/2020
Rheem Sales Company, Inc. | Weatherking | W802TA050314MXA | Federally-Regulated Consumer Product | Non-Weatherized, Non-Condensin | 1260 | 237 |  | 11/25/2020 | 35654 | 204099261 | 11/25/2020
Rheem Sales Company, Inc. | Weatherking | W801CA125524ZSA | Federally-Regulated Consumer Product | Non-Weatherized, Non-Condensin | 1835 | 263 |  | 11/25/2020 | 124289 | 203327183 | 11/25/2020
Rheem Sales Company, Inc. | Weatherking | RGEA14036AJT101AB | Federally-Regulated Consumer Product | Weatherized Non-Condensing Gas | 1430 | 262 |  | 11/25/2020 | 99665 | 203404468 | 11/25/2020
Rheem Sales Company, Inc. | Weatherking | W802TA075417MXA | Federally-Regulated Consumer Product | Non-Weatherized, Non-Condensin | 1884 | 265 |  | 11/25/2020 | 52545 | 204099268 | 11/25/2020
Rheem Sales Company, Inc. | Weatherking | RGEA14030AJT061AB | Federally-Regulated Consumer Product | Weatherized Non-Condensing Gas | 1147 | 249 |  | 11/25/2020 | 79965 | 203404436 | 11/25/2020
Rheem Sales Company, Inc. | Weatherking | RGEA15030AJV081AB | Federally-Regulated Consumer Product | Weatherized Non-Condensing Gas | 1402 | 261 |  | 11/25/2020 | 80658 | 203404536 | 11/25/2020
Rheem Sales Company, Inc. | Weatherking | W801TA070317MUA | Federally-Regulated Consumer Product | Non-Weatherized, Non-Condensin | 1189 | 234 |  | 11/25/2020 | 70542 | 202132853 | 11/25/2020
Rheem Sales Company, Inc. | Weatherking | RGEA14024AJT081AB | Federally-Regulated Consumer Product | Weatherized Non-Condensing Gas | 1127 | 249 |  | 11/25/2020 | 80320 | 203404428 | 11/25/2020
Rheem Sales Company, Inc. | Weatherking | W802TA100417MSA | Federally-Regulated Consumer Product | Non-Weatherized, Non-Condensin | 1730 | 258 |  | 11/25/2020 | 70020 | 204007877 | 11/25/2020
Rheem Sales Company, Inc. | Weatherking | W801CA100521MSA | Federally-Regulated Consumer Product | Non-Weatherized, Non-Condensin | 1812 | 262 |  | 11/25/2020 | 99863 | 203327153 | 11/25/2020
Rheem Sales Company, Inc. | Weatherking | W802TA075317MXA | Federally-Regulated Consumer Product | Non-Weatherized, Non-Condensin | 1539 | 250 |  | 11/25/2020 | 52505 | 204099265 | 11/25/2020
Rheem Sales Company, Inc. | Weatherking | RGEA14048AJT101AB | Federally-Regulated Consumer Product | Weatherized Non-Condensing Gas | 1809 | 279 |  | 11/25/2020 | 99189 | 203404496 | 11/25/2020
Rheem Sales Company, Inc. | Weatherking | RGEA14036AJT08XAB | Federally-Regulated Consumer Product | Weatherized Non-Condensing Gas | 1430 | 262 |  | 11/25/2020 | 99665 | 203404464 | 11/25/2020
Rheem Sales Company, Inc. | Weatherking | W802TA100521MSA | Federally-Regulated Consumer Product | Non-Weatherized, Non-Condensin | 1952 | 268 |  | 11/25/2020 | 70078 | 204007880 | 11/25/2020
Rheem Sales Company, Inc. | Weatherking | RGEA14048AJT10XAB | Federally-Regulated Consumer Product | Weatherized Non-Condensing Gas | 1809 | 279 |  | 11/25/2020 | 99189 | 203404500 | 11/25/2020
Rheem Sales Company, Inc. | Weatherking | RGEA15030AJV08XAB | Federally-Regulated Consumer Product | Weatherized Non-Condensing Gas | 1402 | 261 |  | 11/25/2020 | 80658 | 203404540 | 11/25/2020
Rheem Sales Company, Inc. | Weatherking | RGEA14042AJT101AB | Federally-Regulated Consumer Product | Weatherized Non-Condensing Gas | 1494 | 265 |  | 11/25/2020 | 99609 | 203404481 | 11/25/2020
Rheem Sales Company, Inc. | Weatherking | W802TA100417MXA | Federally-Regulated Consumer Product | Non-Weatherized, Non-Condensin | 1730 | 258 |  | 11/25/2020 | 70020 | 204099272 | 11/25/2020
Rheem Sales Company, Inc. | Weatherking | RGEA14024AJT08XAB | Federally-Regulated Consumer Product | Weatherized Non-Condensing Gas | 1127 | 249 |  | 11/25/2020 | 80320 | 203404432 | 11/25/2020
Rheem Sales Company, Inc. | Weatherking | RGEA14036AJT06XAB | Federally-Regulated Consumer Product | Weatherized Non-Condensing Gas | 1430 | 262 |  | 11/25/2020 | 99665 | 203404456 | 11/25/2020
Rheem Sales Company, Inc. | Ruud | R801TA070417MUA | Federally-Regulated Consumer Product | Non-Weatherized, Non-Condensin | 1823 | 262 |  | 09/30/2020 | 70109 | 204501684 | 11/25/2020
Rheem Sales Company, Inc. | Ruud | RGEA16048AJV102AB | Federally-Regulated Consumer Product | Weatherized Non-Condensing Gas | 1845 | 280 |  | 09/30/2020 | 76171 | 203404630 | 11/25/2020
Rheem Sales Company, Inc. | Ruud | R801TB100521MUA | Federally-Regulated Consumer Product | Non-Weatherized, Non-Condensin | 2096 | 274 |  | 09/30/2020 | 100583 | 204501687 | 11/25/2020
Rheem Sales Company, Inc. | Ruud | R802TA100417MSA | Federally-Regulated Consumer Product | Non-Weatherized, Non-Condensin | 1730 | 258 | 258 | 09/30/2020 | 70020 | 204007875 | 11/25/2020
Rheem Sales Company, Inc. | Ruud | R801CA125524ZXA | Federally-Regulated Consumer Product | Non-Weatherized, Non-Condensin | 1835 | 263 |  | 09/30/2020 | 124289 | 203327184 | 11/25/2020
Rheem Sales Company, Inc. | Ruud | RGEA15048AJV10XAB | Federally-Regulated Consumer Product | Weatherized Non-Condensing Gas | 1720 | 275 | 275 | 09/30/2020 | 99897 | 203404598 | 11/25/2020
Rheem Sales Company, Inc. | Ruud | RGEA14030AJT06XAB | Federally-Regulated Consumer Product | Weatherized Non-Condensing Gas | 1147 | 249 |  | 09/30/2020 | 79965 | 203404438 | 11/25/2020
Rheem Sales Company, Inc. | Ruud | R801CA050314MXA | Federally-Regulated Consumer Product | Non-Weatherized, Non-Condensin | 1388 | 184 |  | 09/30/2020 | 49660 | 203327136 | 11/25/2020
Rheem Sales Company, Inc. | Ruud | R801CA125524MXA | Federally-Regulated Consumer Product | Non-Weatherized, Non-Condensin | 1991 | 270 |  | 09/30/2020 | 123598 | 203327160 | 11/25/2020
Rheem Sales Company, Inc. | Ruud | RGEA15030AJV081AB | Federally-Regulated Consumer Product | Weatherized Non-Condensing Gas | 1402 | 261 |  | 09/30/2020 | 80658 | 203404534 | 11/25/2020
Rheem Sales Company, Inc. | Ruud | R801CA100521ZXA | Federally-Regulated Consumer Product | Non-Weatherized, Non-Condensin | 1895 | 265 |  | 09/30/2020 | 100302 | 203327178 | 11/25/2020
Rheem Sales Company, Inc. | Ruud | R92TA1151524MSA | Federally-Regulated Consumer Product | Non-Weatherized, Condensing Ga | 2041 | 285 |  | 09/30/2020 | 111488 | 201712988 | 11/25/2020
Rheem Sales Company, Inc. | Ruud | R802TA075417MSA | Federally-Regulated Consumer Product | Non-Weatherized, Non-Condensin | 1884 | 265 |  | 09/30/2020 | 52545 | 204007872 | 11/25/2020
Rheem Sales Company, Inc. | Ruud | RGEA14024AJT081AB | Federally-Regulated Consumer Product | Weatherized Non-Condensing Gas | 1127 | 249 |  | 09/30/2020 | 80320 | 203404426 | 11/25/2020
Rheem Sales Company, Inc. | Ruud | RGEA14030AJT061AB | Federally-Regulated Consumer Product | Weatherized Non-Condensing Gas | 1147 | 249 |  | 09/30/2020 | 79965 | 203404434 | 11/25/2020
Rheem Sales Company, Inc. | Ruud | RGEA15030AJV061AB | Federally-Regulated Consumer Product | Weatherized Non-Condensing Gas | 1402 | 261 |  | 09/30/2020 | 80658 | 203404526 | 11/25/2020
Rheem Sales Company, Inc. | Ruud | RGEA14024AJT06XAB | Federally-Regulated Consumer Product | Weatherized Non-Condensing Gas | 1127 | 249 |  | 09/30/2020 | 80320 | 203404422 | 11/25/2020
Rheem Sales Company, Inc. | Ruud | R92TA0851521MSA | Federally-Regulated Consumer Product | Non-Weatherized, Condensing Ga | 1929 | 280 |  | 09/30/2020 | 84515 | 201712984 | 11/25/2020
Rheem Sales Company, Inc. | Ruud | R802TA075317MXA | Federally-Regulated Consumer Product | Non-Weatherized, Non-Condensin | 1539 | 250 |  | 09/30/2020 | 52505 | 204099262 | 11/25/2020
Rheem Sales Company, Inc. | Ruud | RGEA16024AJV062AB | Federally-Regulated Consumer Product | Weatherized Non-Condensing Gas | 1358 | 259 | 259 | 09/30/2020 | 46205 | 203404610 | 11/25/2020
Rheem Sales Company, Inc. | Ruud | RGEA14024AJT08XAB | Federally-Regulated Consumer Product | Weatherized Non-Condensing Gas | 1127 | 249 |  | 09/30/2020 | 80320 | 203404430 | 11/25/2020
Rheem Sales Company, Inc. | Ruud | RGEA14030AJT081AB | Federally-Regulated Consumer Product | Weatherized Non-Condensing Gas | 1147 | 249 |  | 09/30/2020 | 79965 | 203404442 | 11/25/2020
Rheem Sales Company, Inc. | Ruud | RGEA15030AJV06XAB | Federally-Regulated Consumer Product | Weatherized Non-Condensing Gas | 1402 | 261 |  | 09/30/2020 | 80658 | 203404530 | 11/25/2020
Rheem Sales Company, Inc. | Ruud | RGEA15030AJV08XAB | Federally-Regulated Consumer Product | Weatherized Non-Condensing Gas | 1402 | 261 |  | 09/30/2020 | 80658 | 203404538 | 11/25/2020
Rheem Sales Company, Inc. | Ruud | RGEA16036AJV082AB | Federally-Regulated Consumer Product | Weatherized Non-Condensing Gas | 1648 | 272 | 272 | 09/30/2020 | 76362 | 203404618 | 11/25/2020
Rheem Sales Company, Inc. | Ruud | R801CA075421MSA | Federally-Regulated Consumer Product | Non-Weatherized, Non-Condensin | 1634 | 254 |  | 09/30/2020 | 75736 | 203327145 | 11/25/2020
Rheem Sales Company, Inc. | Ruud | R802TA075417MXA | Federally-Regulated Consumer Product | Non-Weatherized, Non-Condensin | 1884 | 265 |  | 09/30/2020 | 52545 | 204099266 | 11/25/2020
Rheem Sales Company, Inc. | Ruud | RGEA14036AJT101AB | Federally-Regulated Consumer Product | Weatherized Non-Condensing Gas | 1430 | 262 | 262 | 09/30/2020 | 99665 | 203404466 | 11/25/2020
Rheem Sales Company, Inc. | Ruud | R802TA125524MXA | Federally-Regulated Consumer Product | Non-Weatherized, Non-Condensin | 1899 | 266 |  | 09/30/2020 | 87546 | 204099277 | 11/25/2020
Rheem Sales Company, Inc. | Ruud | RGEA14048AJT081AB | Federally-Regulated Consumer Product | Weatherized Non-Condensing Gas | 1809 | 279 | 279 | 09/30/2020 | 99189 | 203404486 | 11/25/2020
Rheem Sales Company, Inc. | Ruud | R801CA100521ZSA | Federally-Regulated Consumer Product | Non-Weatherized, Non-Condensin | 1895 | 265 |  | 09/30/2020 | 100302 | 203327175 | 11/25/2020
Rheem Sales Company, Inc. | Ruud | RGEA16036AJV102AB | Federally-Regulated Consumer Product | Weatherized Non-Condensing Gas | 1648 | 272 |  | 09/30/2020 | 76362 | 203404622 | 11/25/2020
Rheem Sales Company, Inc. | Ruud | R92TA0701521MSA | Federally-Regulated Consumer Product | Non-Weatherized, Condensing Ga | 1983 | 282 |  | 09/30/2020 | 70360 | 203269465 | 11/25/2020
Rheem Sales Company, Inc. | Ruud | R802TA075317MSA | Federally-Regulated Consumer Product | Non-Weatherized, Non-Condensin | 1539 | 250 |  | 09/30/2020 | 52505 | 204007869 | 11/25/2020
Rheem Sales Company, Inc. | Ruud | RGEA14042AJT081AB | Federally-Regulated Consumer Product | Weatherized Non-Condensing Gas | 1494 | 265 |  | 09/30/2020 | 99609 | 203404473 | 11/25/2020
Rheem Sales Company, Inc. | Ruud | R801CA125524MSA | Federally-Regulated Consumer Product | Non-Weatherized, Non-Condensin | 1991 | 270 |  | 09/30/2020 | 123598 | 203327157 | 11/25/2020
Rheem Sales Company, Inc. | Ruud | RGEA14060AJT10XAB | Federally-Regulated Consumer Product | Weatherized Non-Condensing Gas | 1911 | 283 | 283 | 09/30/2020 | 99261 | 203404506 | 11/25/2020
Rheem Sales Company, Inc. | Ruud | RGEA14048AJT10XAB | Federally-Regulated Consumer Product | Weatherized Non-Condensing Gas | 1809 | 279 | 279 | 09/30/2020 | 99189 | 203404498 | 11/25/2020
Rheem Sales Company, Inc. | Ruud | U96VA0702521MSA | Federally-Regulated Consumer Product | Non-Weatherized, Condensing Ga | 1923 | 280 |  | 09/30/2020 | 49235 | 203261703 | 11/25/2020
Rheem Sales Company, Inc. | Ruud | RGEA14042AJT101AB | Federally-Regulated Consumer Product | Weatherized Non-Condensing Gas | 1494 | 265 |  | 09/30/2020 | 99609 | 203404479 | 11/25/2020
Rheem Sales Company, Inc. | Ruud | R802TA100521MSA | Federally-Regulated Consumer Product | Non-Weatherized, Non-Condensin | 1952 | 268 |  | 09/30/2020 | 70078 | 204007878 | 11/25/2020
Rheem Sales Company, Inc. | Ruud | RGEA16036AJV062AB | Federally-Regulated Consumer Product | Weatherized Non-Condensing Gas | 1358 | 259 |  | 09/30/2020 | 46205 | 203404614 | 11/25/2020
Rheem Sales Company, Inc. | Ruud | R801TA100521MUA | Federally-Regulated Consumer Product | Non-Weatherized, Non-Condensin | 1861 | 264 |  | 09/30/2020 | 98348 | 202132848 | 11/25/2020
Rheem Sales Company, Inc. | Ruud | RGEA14042AJT08XAB | Federally-Regulated Consumer Product | Weatherized Non-Condensing Gas | 1494 | 265 |  | 09/30/2020 | 99609 | 203404476 | 11/25/2020
Rheem Sales Company, Inc. | Ruud | RGEA14030AJT08XAB | Federally-Regulated Consumer Product | Weatherized Non-Condensing Gas | 1147 | 249 |  | 09/30/2020 | 79965 | 203404446 | 11/25/2020
Rheem Sales Company, Inc. | Ruud | R801TA070317MUA | Federally-Regulated Consumer Product | Non-Weatherized, Non-Condensin | 1189 | 234 |  | 09/30/2020 | 70542 | 202132847 | 11/25/2020
Rheem Sales Company, Inc. | Ruud | R801CA075417MSA | Federally-Regulated Consumer Product | Non-Weatherized, Non-Condensin | 1496 | 248 |  | 09/30/2020 | 75177 | 203327139 | 11/25/2020
Rheem Sales Company, Inc. | Ruud | R802TA125524MSA | Federally-Regulated Consumer Product | Non-Weatherized, Non-Condensin | 1899 | 266 |  | 09/30/2020 | 87546 | 204007881 | 11/25/2020
Rheem Sales Company, Inc. | Ruud | RGEA15048AJV101AB | Federally-Regulated Consumer Product | Weatherized Non-Condensing Gas | 1720 | 275 | 275 | 09/30/2020 | 99897 | 203404594 | 11/25/2020
Rheem Sales Company, Inc. | Ruud | R801CA075521ZXA | Federally-Regulated Consumer Product | Non-Weatherized, Non-Condensin | 1892 | 265 |  | 09/30/2020 | 99827 | 203327172 | 11/25/2020
Rheem Sales Company, Inc. | Ruud | RGEA16048AJV10TAB | Federally-Regulated Consumer Product | Weatherized Non-Condensing Gas | 1845 | 280 |  | 09/30/2020 | 76171 | 203404632 | 11/25/2020
Rheem Sales Company, Inc. | Ruud | R801CA075421MXA | Federally-Regulated Consumer Product | Non-Weatherized, Non-Condensin | 1634 | 254 |  | 09/30/2020 | 75736 | 203327148 | 11/25/2020
Rheem Sales Company, Inc. | Ruud | RGEA16036AJV08TAB | Federally-Regulated Consumer Product | Weatherized Non-Condensing Gas | 1648 | 272 | 272 | 09/30/2020 | 76362 | 203404620 | 11/25/2020
Rheem Sales Company, Inc. | Ruud | R92TA1001521MSA | Federally-Regulated Consumer Product | Non-Weatherized, Condensing Ga | 2066 | 286 |  | 09/30/2020 | 98023 | 201712986 | 11/25/2020
Rheem Sales Company, Inc. | Ruud | RGEA14036AJT06XAB | Federally-Regulated Consumer Product | Weatherized Non-Condensing Gas | 1430 | 262 | 262 | 09/30/2020 | 99665 | 203404454 | 11/25/2020
Rheem Sales Company, Inc. | Ruud | R802TA150524MSA | Federally-Regulated Consumer Product | Non-Weatherized, Non-Condensin | 2092 | 274 | 274 | 09/30/2020 | 104565 | 204007884 | 11/25/2020
Rheem Sales Company, Inc. | Ruud | R801CA100521MSA | Federally-Regulated Consumer Product | Non-Weatherized, Non-Condensin | 1812 | 262 |  | 09/30/2020 | 99863 | 203327151 | 11/25/2020
Rheem Sales Company, Inc. | Ruud | RGEA16036AJV06TAB | Federally-Regulated Consumer Product | Weatherized Non-Condensing Gas | 1358 | 259 |  | 09/30/2020 | 46205 | 203404616 | 11/25/2020
Rheem Sales Company, Inc. | Ruud | RGEA15048AJV08XAB | Federally-Regulated Consumer Product | Weatherized Non-Condensing Gas | 1720 | 275 | 275 | 09/30/2020 | 99897 | 203404590 | 11/25/2020
Rheem Sales Company, Inc. | Ruud | RGEA16036AJV10TAB | Federally-Regulated Consumer Product | Weatherized Non-Condensing Gas | 1648 | 272 |  | 09/30/2020 | 76362 | 203404624 | 11/25/2020
Rheem Sales Company, Inc. | Ruud | RGEA16024AJV06TAB | Federally-Regulated Consumer Product | Weatherized Non-Condensing Gas | 1358 | 259 | 259 | 09/30/2020 | 46205 | 203404612 | 11/25/2020
Rheem Sales Company, Inc. | Ruud | R802TA150524MXA | Federally-Regulated Consumer Product | Non-Weatherized, Non-Condensin | 2092 | 274 | 274 | 09/30/2020 | 104565 | 204099280 | 11/25/2020
Rheem Sales Company, Inc. | Ruud | R96TA0702521MSA | Federally-Regulated Consumer Product | Non-Weatherized, Condensing Ga | 1854 | 277 |  | 09/30/2020 | 49250 | 203261705 | 11/25/2020
Rheem Sales Company, Inc. | Ruud | RGEA14024AJT061AB | Federally-Regulated Consumer Product | Weatherized Non-Condensing Gas | 1127 | 249 |  | 09/30/2020 | 80320 | 203404418 | 11/25/2020
Rheem Sales Company, Inc. | Ruud | R801CA075417MXA | Federally-Regulated Consumer Product | Non-Weatherized, Non-Condensin | 1496 | 248 |  | 09/30/2020 | 75177 | 203327142 | 11/25/2020
Rheem Sales Company, Inc. | Ruud | R801TA050417MUA | Federally-Regulated Consumer Product | Non-Weatherized, Non-Condensin | 1502 | 248 |  | 09/30/2020 | 50342 | 204501681 | 11/25/2020
Rheem Sales Company, Inc. | Ruud | RGEA14042AJT10XAB | Federally-Regulated Consumer Product | Weatherized Non-Condensing Gas | 1494 | 265 |  | 09/30/2020 | 99609 | 203404482 | 11/25/2020
Rheem Sales Company, Inc. | Ruud | R801CA050314MSA | Federally-Regulated Consumer Product | Non-Weatherized, Non-Condensin | 1388 | 184 |  | 09/30/2020 | 49660 | 203327133 | 11/25/2020
Rheem Sales Company, Inc. | Ruud | RGEA14036AJT08XAB | Federally-Regulated Consumer Product | Weatherized Non-Condensing Gas | 1430 | 262 |  | 09/30/2020 | 99665 | 203404462 | 11/25/2020
Rheem Sales Company, Inc. | Ruud | RGEA14036AJT061AB | Federally-Regulated Consumer Product | Weatherized Non-Condensing Gas | 1430 | 262 | 262 | 09/30/2020 | 99665 | 203404450 | 11/25/2020
Rheem Sales Company, Inc. | Ruud | R801CA100521MXA | Federally-Regulated Consumer Product | Non-Weatherized, Non-Condensin | 1812 | 262 |  | 09/30/2020 | 99863 | 203327154 | 11/25/2020
Rheem Sales Company, Inc. | Ruud | R801CA075521ZSA | Federally-Regulated Consumer Product | Non-Weatherized, Non-Condensin | 1892 | 265 |  | 09/30/2020 | 99827 | 203327169 | 11/25/2020
Rheem Sales Company, Inc. | Ruud | RGEA15048AJV081AB | Federally-Regulated Consumer Product | Weatherized Non-Condensing Gas | 1720 | 275 | 275 | 09/30/2020 | 99897 | 203404586 | 11/25/2020
Rheem Sales Company, Inc. | Ruud | RGEA14036AJT081AB | Federally-Regulated Consumer Product | Weatherized Non-Condensing Gas | 1430 | 262 |  | 09/30/2020 | 99665 | 203404458 | 11/25/2020
Rheem Sales Company, Inc. | Ruud | RGEA14036AJT10XAB | Federally-Regulated Consumer Product | Weatherized Non-Condensing Gas | 1430 | 262 | 262 | 09/30/2020 | 99665 | 203404470 | 11/25/2020
Rheem Sales Company, Inc. | Ruud | R95TC0701521MSA | Federally-Regulated Consumer Product | Non-Weatherized, Condensing Ga | 1983 | 279 |  | 09/30/2020 | 70360 | 203261700 | 11/25/2020
Rheem Sales Company, Inc. | Ruud | R802TA100521MXA | Federally-Regulated Consumer Product | Non-Weatherized, Non-Condensin | 1952 | 268 |  | 09/30/2020 | 70078 | 204099273 | 11/25/2020
Rheem Sales Company, Inc. | Ruud | RGEA14048AJT101AB | Federally-Regulated Consumer Product | Weatherized Non-Condensing Gas | 1809 | 279 | 279 | 09/30/2020 | 99189 | 203404494 | 11/25/2020
Rheem Sales Company, Inc. | Ruud | R802TA100417MXA | Federally-Regulated Consumer Product | Non-Weatherized, Non-Condensin | 1730 | 258 | 258 | 09/30/2020 | 70020 | 204099270 | 11/25/2020
Rheem Sales Company, Inc. | Ruud | R801CA125524ZSA | Federally-Regulated Consumer Product | Non-Weatherized, Non-Condensin | 1835 | 263 |  | 09/30/2020 | 124289 | 203327181 | 11/25/2020
Rheem Sales Company, Inc. | Ruud | R92TA0701317MSA | Federally-Regulated Consumer Product | Non-Weatherized, Condensing Ga | 1362 | 255 |  | 09/30/2020 | 69960 | 201712982 | 11/25/2020
Rheem Sales Company, Inc. | Ruud | RGEA14048AJT08XAB | Federally-Regulated Consumer Product | Weatherized Non-Condensing Gas | 1809 | 279 | 279 | 09/30/2020 | 99189 | 203404490 | 11/25/2020
Rheem Sales Company, Inc. | Rheem | W96TA0602317MSA | Federally-Regulated Consumer Product | Non-Weatherized, Condensing Ga | 1342 | 241 |  | 07/22/2020 | 39319 | 205819525 | 11/25/2020
Rheem Sales Company, Inc. | Rheem | W801CA100521ZXA | Federally-Regulated Consumer Product | Non-Weatherized, Non-Condensin | 1895 | 265 | 265 | 09/30/2020 | 100302 | 205819488 | 11/25/2020
Rheem Sales Company, Inc. | Rheem | W801TA050314MSA | Federally-Regulated Consumer Product | Non-Weatherized, Non-Condensin | 1388 | 243 |  | 09/30/2020 | 49660 | 205819493 | 11/25/2020
Rheem Sales Company, Inc. | Rheem | W95TC1151524MSA | Federally-Regulated Consumer Product | Non-Weatherized, Condensing Ga | 2041 | 238 |  | 07/22/2020 | 111488 | 205819523 | 11/25/2020
Rheem Sales Company, Inc. | Rheem | R801TA075421MXA | Federally-Regulated Consumer Product | Non-Weatherized, Non-Condensin | 1634 | 254 |  | 09/30/2020 | 75736 | 201710103 | 11/25/2020
Rheem Sales Company, Inc. | Rheem | W96TA0402317MSA | Federally-Regulated Consumer Product | Non-Weatherized, Condensing Ga | 1252 | 232 |  | 07/22/2020 | 29298 | 205819524 | 11/25/2020
Rheem Sales Company, Inc. | Rheem | W801TA050314MXA | Federally-Regulated Consumer Product | Non-Weatherized, Non-Condensin | 1388 | 243 |  | 09/30/2020 | 49660 | 205819494 | 11/25/2020
Rheem Sales Company, Inc. | Rheem | W801CA075417MXA | Federally-Regulated Consumer Product | Non-Weatherized, Non-Condensin | 1496 | 248 |  | 09/30/2020 | 75177 | 205819480 | 11/25/2020
Rheem Sales Company, Inc. | Rheem | W801CA125524MXA | Federally-Regulated Consumer Product | Non-Weatherized, Non-Condensin | 1991 | 270 | 270 | 09/30/2020 | 123598 | 205819490 | 11/25/2020
Rheem Sales Company, Inc. | Rheem | W801CA075421MSA | Federally-Regulated Consumer Product | Non-Weatherized, Non-Condensin | 1634 | 254 |  | 09/30/2020 | 75736 | 205819481 | 11/25/2020
Rheem Sales Company, Inc. | Rheem | R802TA050314MSA | Federally-Regulated Consumer Product | Non-Weatherized, Non-Condensin | 1260 | 237 |  | 09/30/2020 | 35654 | 204005882 | 11/25/2020
Rheem Sales Company, Inc. | Rheem | W96TA0702317MSA | Federally-Regulated Consumer Product | Non-Weatherized, Condensing Ga | 1321 | 215 |  | 07/22/2020 | 49242 | 205819526 | 11/25/2020
Rheem Sales Company, Inc. | Rheem | W801CA125524ZXA | Federally-Regulated Consumer Product | Non-Weatherized, Non-Condensin | 1835 | 263 | 263 | 09/30/2020 | 124289 | 205819492 | 11/25/2020
Rheem Sales Company, Inc. | Rheem | R802VA075421MSA | Federally-Regulated Consumer Product | Non-Weatherized, Non-Condensin | 1718 | 258 |  | 09/30/2020 | 52500 | 201709831 | 11/25/2020
Rheem Sales Company, Inc. | Rheem | RGEA15060AJV10XAB | Federally-Regulated Consumer Product | Weatherized Non-Condensing Gas | 2166 | 294 |  | 09/30/2020 | 100081 | 203404605 | 11/25/2020
Rheem Sales Company, Inc. | Rheem | W801CA050314MSA | Federally-Regulated Consumer Product | Non-Weatherized, Non-Condensin | 1388 | 184 |  | 09/30/2020 | 49660 | 205819477 | 11/25/2020
Rheem Sales Company, Inc. | Rheem | R97VA085M521KSA | Federally-Regulated Consumer Product | Non-Weatherized, Condensing Ga | 2138 | 289 |  | 09/30/2020 | 33549 | 9989445 | 11/25/2020
Rheem Sales Company, Inc. | Rheem | W801CA075417MSA | Federally-Regulated Consumer Product | Non-Weatherized, Non-Condensin | 1496 | 248 |  | 09/30/2020 | 75177 | 205819479 | 11/25/2020
Rheem Sales Company, Inc. | Rheem | W801CA100521ZSA | Federally-Regulated Consumer Product | Non-Weatherized, Non-Condensin | 1895 | 265 | 265 | 09/30/2020 | 100302 | 205819487 | 11/25/2020
Rheem Sales Company, Inc. | Rheem | W801TA050317MUA | Federally-Regulated Consumer Product | Non-Weatherized, Non-Condensin | 1165 | 233 |  | 09/30/2020 | 49157 | 205819495 | 11/25/2020
Rheem Sales Company, Inc. | Rheem | RGEA15060AJV101AB | Federally-Regulated Consumer Product | Weatherized Non-Condensing Gas | 2166 | 294 |  | 09/30/2020 | 100081 | 203404601 | 11/25/2020
Rheem Sales Company, Inc. | Rheem | W801CA100521MXA | Federally-Regulated Consumer Product | Non-Weatherized, Non-Condensin | 1812 | 262 |  | 09/30/2020 | 99863 | 205819486 | 11/25/2020
Rheem Sales Company, Inc. | Rheem | R801TA075421MSA | Federally-Regulated Consumer Product | Non-Weatherized, Non-Condensin | 1634 | 254 |  | 09/30/2020 | 75736 | 201710101 | 11/25/2020
Rheem Sales Company, Inc. | Rheem | R802VA075421MXA | Federally-Regulated Consumer Product | Non-Weatherized, Non-Condensin | 1718 | 258 |  | 09/30/2020 | 52500 | 201709833 | 11/25/2020
Rheem Sales Company, Inc. | Rheem | W801CA075521ZSA | Federally-Regulated Consumer Product | Non-Weatherized, Non-Condensin | 1892 | 265 |  | 09/30/2020 | 99827 | 205819483 | 11/25/2020
Rheem Sales Company, Inc. | Rheem | R802TA050314MXA | Federally-Regulated Consumer Product | Non-Weatherized, Non-Condensin | 1260 | 237 |  | 09/30/2020 | 35654 | 204099251 | 11/25/2020
Rheem Sales Company, Inc. | Rheem | W801CA125524ZSA | Federally-Regulated Consumer Product | Non-Weatherized, Non-Condensin | 1835 | 263 | 263 | 09/30/2020 | 124289 | 205819491 | 11/25/2020
Rheem Sales Company, Inc. | Rheem | W801CA075521ZXA | Federally-Regulated Consumer Product | Non-Weatherized, Non-Condensin | 1892 | 265 |  | 09/30/2020 | 99827 | 205819484 | 11/25/2020
Rheem Sales Company, Inc. | Rheem | W801CA100521MSA | Federally-Regulated Consumer Product | Non-Weatherized, Non-Condensin | 1812 | 262 |  | 09/30/2020 | 99863 | 205819485 | 11/25/2020
Rheem Sales Company, Inc. | Rheem | W801CA125524MSA | Federally-Regulated Consumer Product | Non-Weatherized, Non-Condensin | 1991 | 270 | 270 | 09/30/2020 | 123598 | 205819489 | 11/25/2020
Rheem Sales Company, Inc. | Rheem | R97VA070M317KSA | Federally-Regulated Consumer Product | Non-Weatherized, Condensing Ga | 1282 | 251 |  | 09/30/2020 | 28494 | 9990328 | 11/25/2020
Rheem Sales Company, Inc. | Rheem | W801CA050314MXA | Federally-Regulated Consumer Product | Non-Weatherized, Non-Condensin | 1388 | 184 |  | 09/30/2020 | 49660 | 205819478 | 11/25/2020
Rheem Sales Company, Inc. | Rheem | W801CA075421MXA | Federally-Regulated Consumer Product | Non-Weatherized, Non-Condensin | 1634 | 254 |  | 09/30/2020 | 75736 | 205819482 | 11/25/2020
Rheem Sales Company, Inc. | Rheem | W96TA0702521MSA | Federally-Regulated Consumer Product | Non-Weatherized, Condensing Ga | 1854 | 227 |  | 07/22/2020 | 49250 | 205819527 | 11/25/2020
Rheem Sales Company, Inc. | Rheem | R92TA0701521MSA | Federally-Regulated Consumer Product | Non-Weatherized, Condensing Ga | 1983 | 282 |  | 09/30/2020 | 70360 | 203269463 | 11/25/2020
Rheem Sales Company, Inc. | Rheem | RGEA16024AJV06TAB | Federally-Regulated Consumer Product | Weatherized Non-Condensing Gas | 1358 | 259 | 259 | 09/30/2020 | 46205 | 203404611 | 11/25/2020
Rheem Sales Company, Inc. | Rheem | R801CA075521ZSA | Federally-Regulated Consumer Product | Non-Weatherized, Non-Condensin | 1892 | 265 |  | 09/30/2020 | 99827 | 203325266 | 11/25/2020
Rheem Sales Company, Inc. | Rheem | RGEA14042AJT101AB | Federally-Regulated Consumer Product | Weatherized Non-Condensing Gas | 1494 | 265 |  | 09/30/2020 | 99609 | 203404657 | 11/25/2020
Rheem Sales Company, Inc. | Rheem | RGEA16036AJV06TAB | Federally-Regulated Consumer Product | Weatherized Non-Condensing Gas | 1648 | 259 |  | 09/30/2020 | 76362 | 203404615 | 11/25/2020
Rheem Sales Company, Inc. | Rheem | R801CA125524MXA | Federally-Regulated Consumer Product | Non-Weatherized, Non-Condensin | 1991 | 270 |  | 09/30/2020 | 123598 | 203325265 | 11/25/2020
Rheem Sales Company, Inc. | Rheem | RGEA15030AJV081AB | Federally-Regulated Consumer Product | Weatherized Non-Condensing Gas | 1402 | 261 |  | 09/30/2020 | 80658 | 203404533 | 11/25/2020
Rheem Sales Company, Inc. | Rheem | R92TA0851521MSA | Federally-Regulated Consumer Product | Non-Weatherized, Condensing Ga | 1929 | 280 |  | 09/30/2020 | 84515 | 201712983 | 11/25/2020
Rheem Sales Company, Inc. | Rheem | RGEA14042AJT081AB | Federally-Regulated Consumer Product | Weatherized Non-Condensing Gas | 1494 | 265 |  | 09/30/2020 | 99609 | 203404655 | 11/25/2020
Rheem Sales Company, Inc. | Rheem | RGEA16048AJV102AB | Federally-Regulated Consumer Product | Weatherized Non-Condensing Gas | 1845 | 280 |  | 09/30/2020 | 76171 | 203404629 | 11/25/2020
Rheem Sales Company, Inc. | Rheem | RGEA16024AJV062AB | Federally-Regulated Consumer Product | Weatherized Non-Condensing Gas | 1358 | 259 | 259 | 09/30/2020 | 46205 | 203404609 | 11/25/2020
Rheem Sales Company, Inc. | Rheem | R801TA070417MUA | Federally-Regulated Consumer Product | Non-Weatherized, Non-Condensin | 1823 | 262 |  | 09/30/2020 | 70109 | 204501608 | 11/25/2020
Rheem Sales Company, Inc. | Rheem | R802TA150524MSA | Federally-Regulated Consumer Product | Non-Weatherized, Non-Condensin | 2092 | 274 |  | 09/30/2020 | 104565 | 204005888 | 11/25/2020
Rheem Sales Company, Inc. | Rheem | R801CA075521ZXA | Federally-Regulated Consumer Product | Non-Weatherized, Non-Condensin | 1892 | 265 |  | 09/30/2020 | 99827 | 203325267 | 11/25/2020
Rheem Sales Company, Inc. | Rheem | R802TA075317MXA | Federally-Regulated Consumer Product | Non-Weatherized, Non-Condensin | 1539 | 250 |  | 09/30/2020 | 52505 | 204099252 | 11/25/2020
Rheem Sales Company, Inc. | Rheem | RGEA14024AJT081AB | Federally-Regulated Consumer Product | Weatherized Non-Condensing Gas | 1127 | 249 |  | 09/30/2020 | 80320 | 203404425 | 11/25/2020
Rheem Sales Company, Inc. | Rheem | RGEA14048AJT081AB | Federally-Regulated Consumer Product | Weatherized Non-Condensing Gas | 1809 | 279 |  | 09/30/2020 | 99189 | 203404485 | 11/25/2020
Rheem Sales Company, Inc. | Rheem | RGEA15048AJV081AB | Federally-Regulated Consumer Product | Weatherized Non-Condensing Gas | 1720 | 275 |  | 09/30/2020 | 99897 | 203404585 | 11/25/2020
Rheem Sales Company, Inc. | Rheem | RGEA14036AJT06XAB | Federally-Regulated Consumer Product | Weatherized Non-Condensing Gas | 1430 | 262 |  | 09/30/2020 | 99665 | 203404453 | 11/25/2020
Rheem Sales Company, Inc. | Rheem | R801TA100521MUA | Federally-Regulated Consumer Product | Non-Weatherized, Non-Condensin | 1861 | 264 |  | 09/30/2020 | 98348 | 202132833 | 11/25/2020
Rheem Sales Company, Inc. | Rheem | R96VA0702521MSA | Federally-Regulated Consumer Product | Non-Weatherized, Condensing Ga | 1923 | 280 |  | 09/30/2020 | 49235 | 203261131 | 11/25/2020
Rheem Sales Company, Inc. | Rheem | RGEA16036AJV102AB | Federally-Regulated Consumer Product | Weatherized Non-Condensing Gas | 1648 | 272 |  | 09/30/2020 | 76362 | 203404621 | 11/25/2020
Rheem Sales Company, Inc. | Rheem | R801CA075421MSA | Federally-Regulated Consumer Product | Non-Weatherized, Non-Condensin | 1634 | 254 |  | 09/30/2020 | 75736 | 203325260 | 11/25/2020
Rheem Sales Company, Inc. | Rheem | R801CA050314MXA | Federally-Regulated Consumer Product | Non-Weatherized, Non-Condensin | 1388 | 184 |  | 09/30/2020 | 49660 | 203325257 | 11/25/2020
Rheem Sales Company, Inc. | Rheem | RGEA15030AJV06XAB | Federally-Regulated Consumer Product | Weatherized Non-Condensing Gas | 1402 | 261 |  | 09/30/2020 | 80658 | 203404529 | 11/25/2020
Rheem Sales Company, Inc. | Rheem | RGEA15030AJV08XAB | Federally-Regulated Consumer Product | Weatherized Non-Condensing Gas | 1402 | 261 |  | 09/30/2020 | 80658 | 203404537 | 11/25/2020
Rheem Sales Company, Inc. | Rheem | R801CA100521MXA | Federally-Regulated Consumer Product | Non-Weatherized, Non-Condensin | 1812 | 262 |  | 09/30/2020 | 99863 | 203325263 | 11/25/2020
Rheem Sales Company, Inc. | Rheem | RGEA16048AJV082AB | Federally-Regulated Consumer Product | Weatherized Non-Condensing Gas | 1845 | 280 |  | 09/30/2020 | 76171 | 203404625 | 11/25/2020
Rheem Sales Company, Inc. | Rheem | RGEA14048AJT08XAB | Federally-Regulated Consumer Product | Weatherized Non-Condensing Gas | 1809 | 279 |  | 09/30/2020 | 99189 | 203404489 | 11/25/2020
Rheem Sales Company, Inc. | Rheem | RGEA14036AJT061AB | Federally-Regulated Consumer Product | Weatherized Non-Condensing Gas | 1430 | 262 |  | 09/30/2020 | 99665 | 203404449 | 11/25/2020
Rheem Sales Company, Inc. | Rheem | RGEA16060AJV102AB | Federally-Regulated Consumer Product | Weatherized Non-Condensing Gas | 2330 | 302 |  | 09/30/2020 | 75239 | 203404633 | 11/25/2020
Rheem Sales Company, Inc. | Rheem | RGEA14042AJT08XAB | Federally-Regulated Consumer Product | Weatherized Non-Condensing Gas | 1494 | 265 |  | 09/30/2020 | 99609 | 203404656 | 11/25/2020
Rheem Sales Company, Inc. | Rheem | RGEA15030AJV061AB | Federally-Regulated Consumer Product | Weatherized Non-Condensing Gas | 1402 | 261 |  | 09/30/2020 | 80658 | 203404525 | 11/25/2020
Rheem Sales Company, Inc. | Rheem | RGEA14024AJT08XAB | Federally-Regulated Consumer Product | Weatherized Non-Condensing Gas | 1127 | 249 |  | 09/30/2020 | 80320 | 203404429 | 11/25/2020
Rheem Sales Company, Inc. | Rheem | R801CA125524ZXA | Federally-Regulated Consumer Product | Non-Weatherized, Non-Condensin | 1835 | 263 |  | 09/30/2020 | 124289 | 203325273 | 11/25/2020
Rheem Sales Company, Inc. | Rheem | R802TA150524MXA | Federally-Regulated Consumer Product | Non-Weatherized, Non-Condensin | 2092 | 274 | 274 | 09/30/2020 | 104565 | 204099257 | 11/25/2020
Rheem Sales Company, Inc. | Rheem | RGEA16048AJV08TAB | Federally-Regulated Consumer Product | Weatherized Non-Condensing Gas | 1845 | 280 |  | 09/30/2020 | 76171 | 203404627 | 11/25/2020
Rheem Sales Company, Inc. | Rheem | RGEA16036AJV08TAB | Federally-Regulated Consumer Product | Weatherized Non-Condensing Gas | 1648 | 272 | 272 | 09/30/2020 | 76362 | 203404619 | 11/25/2020
Rheem Sales Company, Inc. | Rheem | R801CA100521ZSA | Federally-Regulated Consumer Product | Non-Weatherized, Non-Condensin | 1895 | 265 |  | 09/30/2020 | 100302 | 203326561 | 11/25/2020
Rheem Sales Company, Inc. | Rheem | RGEA14036AJT10XAB | Federally-Regulated Consumer Product | Weatherized Non-Condensing Gas | 1430 | 262 |  | 09/30/2020 | 99665 | 203404469 | 11/25/2020
Rheem Sales Company, Inc. | Rheem | RGEA14048AJT101AB | Federally-Regulated Consumer Product | Weatherized Non-Condensing Gas | 1809 | 279 |  | 09/30/2020 | 99189 | 203404493 | 11/25/2020
Rheem Sales Company, Inc. | Rheem | RGEA15048AJV101AB | Federally-Regulated Consumer Product | Weatherized Non-Condensing Gas | 1720 | 275 | 275 | 09/30/2020 | 99897 | 203404593 | 11/25/2020
Rheem Sales Company, Inc. | Rheem | RGEA14042AJT10XAB | Federally-Regulated Consumer Product | Weatherized Non-Condensing Gas | 1494 | 265 |  | 09/30/2020 | 99609 | 203404658 | 11/25/2020
Rheem Sales Company, Inc. | Rheem | RGEA16036AJV10TAB | Federally-Regulated Consumer Product | Weatherized Non-Condensing Gas | 1648 | 272 |  | 09/30/2020 | 76362 | 203404623 | 11/25/2020
Rheem Sales Company, Inc. | Rheem | R802TA125524MXA | Federally-Regulated Consumer Product | Non-Weatherized, Non-Condensin | 1899 | 266 |  | 09/30/2020 | 87546 | 204099256 | 11/25/2020
Rheem Sales Company, Inc. | Rheem | RGEA14024AJT061AB | Federally-Regulated Consumer Product | Weatherized Non-Condensing Gas | 1127 | 249 |  | 09/30/2020 | 80320 | 203404417 | 11/25/2020
Rheem Sales Company, Inc. | Rheem | R801TA070317MUA | Federally-Regulated Consumer Product | Non-Weatherized, Non-Condensin | 1189 | 234 |  | 09/30/2020 | 70542 | 202132832 | 11/25/2020
Rheem Sales Company, Inc. | Rheem | R802TA075417MXA | Federally-Regulated Consumer Product | Non-Weatherized, Non-Condensin | 1884 | 265 |  | 09/30/2020 | 52545 | 204099253 | 11/25/2020
Rheem Sales Company, Inc. | Rheem | RGEA14030AJT08XAB | Federally-Regulated Consumer Product | Weatherized Non-Condensing Gas | 1147 | 249 |  | 09/30/2020 | 79965 | 203404445 | 11/25/2020
Rheem Sales Company, Inc. | Rheem | RGEA16036AJV082AB | Federally-Regulated Consumer Product | Weatherized Non-Condensing Gas | 1648 | 272 | 272 | 09/30/2020 | 76362 | 203404617 | 11/25/2020
Rheem Sales Company, Inc. | Rheem | R802TA075317MSA | Federally-Regulated Consumer Product | Non-Weatherized, Non-Condensin | 1539 | 250 |  | 09/30/2020 | 52505 | 204005883 | 11/25/2020
Rheem Sales Company, Inc. | Rheem | R801CA075417MXA | Federally-Regulated Consumer Product | Non-Weatherized, Non-Condensin | 1496 | 248 |  | 09/30/2020 | 75177 | 203325259 | 11/25/2020
Rheem Sales Company, Inc. | Rheem | R801CA100521MSA | Federally-Regulated Consumer Product | Non-Weatherized, Non-Condensin | 1812 | 262 |  | 09/30/2020 | 99863 | 203325262 | 11/25/2020
Rheem Sales Company, Inc. | Rheem | R92TA1151524MSA | Federally-Regulated Consumer Product | Non-Weatherized, Condensing Ga | 2041 | 285 |  | 09/30/2020 | 111488 | 201712987 | 11/25/2020
Rheem Sales Company, Inc. | Rheem | R92TA0701317MSA | Federally-Regulated Consumer Product | Non-Weatherized, Condensing Ga | 1362 | 255 |  | 09/30/2020 | 69960 | 201712981 | 11/25/2020
Rheem Sales Company, Inc. | Rheem | RGEA15048AJV08XAB | Federally-Regulated Consumer Product | Weatherized Non-Condensing Gas | 1720 | 275 |  | 09/30/2020 | 99897 | 203404589 | 11/25/2020
Rheem Sales Company, Inc. | Rheem | RGEA14036AJT081AB | Federally-Regulated Consumer Product | Weatherized Non-Condensing Gas | 1430 | 262 |  | 09/30/2020 | 99665 | 203404457 | 11/25/2020
Rheem Sales Company, Inc. | Rheem | RGEA14030AJT061AB | Federally-Regulated Consumer Product | Weatherized Non-Condensing Gas | 1147 | 249 |  | 09/30/2020 | 79965 | 203404433 | 11/25/2020
Rheem Sales Company, Inc. | Rheem | RGEA14036AJT08XAB | Federally-Regulated Consumer Product | Weatherized Non-Condensing Gas | 1430 | 262 |  | 09/30/2020 | 99665 | 203404461 | 11/25/2020
Rheem Sales Company, Inc. | Rheem | R802TA100417MSA | Federally-Regulated Consumer Product | Non-Weatherized, Non-Condensin | 1730 | 258 |  | 09/30/2020 | 70020 | 204005885 | 11/25/2020
Rheem Sales Company, Inc. | Rheem | R801CA125524ZSA | Federally-Regulated Consumer Product | Non-Weatherized, Non-Condensin | 1835 | 263 |  | 09/30/2020 | 124289 | 203325272 | 11/25/2020
Rheem Sales Company, Inc. | Rheem | RGEA14036AJT101AB | Federally-Regulated Consumer Product | Weatherized Non-Condensing Gas | 1430 | 262 |  | 09/30/2020 | 99665 | 203404465 | 11/25/2020
Rheem Sales Company, Inc. | Rheem | R802TA100417MXA | Federally-Regulated Consumer Product | Non-Weatherized, Non-Condensin | 1730 | 225 | 258.12 | 10/03/2019 |  |  | 11/25/2020
Rheem Sales Company, Inc. | Rheem | R802TA100521MSA | Federally-Regulated Consumer Product | Non-Weatherized, Non-Condensin | 1952 | 268 |  | 09/30/2020 | 70078 | 204005886 | 11/25/2020
Rheem Sales Company, Inc. | Rheem | RGEA14048AJT10XAB | Federally-Regulated Consumer Product | Weatherized Non-Condensing Gas | 1809 | 279 |  | 09/30/2020 | 99189 | 203404497 | 11/25/2020
Rheem Sales Company, Inc. | Rheem | R801TB100521MUA | Federally-Regulated Consumer Product | Non-Weatherized, Non-Condensin | 2096 | 274 |  | 09/30/2020 | 100583 | 204501609 | 11/25/2020
Rheem Sales Company, Inc. | Rheem | R802TA075417MSA | Federally-Regulated Consumer Product | Non-Weatherized, Non-Condensin | 1884 | 265 |  | 09/30/2020 | 52545 | 204005884 | 11/25/2020
Rheem Sales Company, Inc. | Rheem | R801CA125524MSA | Federally-Regulated Consumer Product | Non-Weatherized, Non-Condensin | 1991 | 270 |  | 09/30/2020 | 123598 | 203325264 | 11/25/2020
Rheem Sales Company, Inc. | Rheem | RGEA15048AJV10XAB | Federally-Regulated Consumer Product | Weatherized Non-Condensing Gas | 1720 | 275 | 275 | 09/30/2020 | 99897 | 203404597 | 11/25/2020
Rheem Sales Company, Inc. | Rheem | R801CA075421MXA | Federally-Regulated Consumer Product | Non-Weatherized, Non-Condensin | 1634 | 254 |  | 09/30/2020 | 75736 | 203325261 | 11/25/2020
Rheem Sales Company, Inc. | Rheem | R95TC0701521MSA | Federally-Regulated Consumer Product | Non-Weatherized, Condensing Ga | 1983 | 227 | 282.252 | 10/03/2019 |  |  | 11/25/2020
Rheem Sales Company, Inc. | Rheem | RGEA14030AJT081AB | Federally-Regulated Consumer Product | Weatherized Non-Condensing Gas | 1147 | 249 |  | 09/30/2020 | 79965 | 203404441 | 11/25/2020
Rheem Sales Company, Inc. | Rheem | RGEA14060AJT10XAB | Federally-Regulated Consumer Product | Weatherized Non-Condensing Gas | 1911 | 283 |  | 09/30/2020 | 99261 | 203404505 | 11/25/2020
Rheem Sales Company, Inc. | Rheem | R96TA0702521MSA | Federally-Regulated Consumer Product | Non-Weatherized, Condensing Ga | 1854 | 277 |  | 09/30/2020 | 49250 | 203261132 | 11/25/2020
Rheem Sales Company, Inc. | Rheem | R802TA125524MSA | Federally-Regulated Consumer Product | Non-Weatherized, Non-Condensin | 1899 | 266 |  | 09/30/2020 | 87546 | 204005887 | 11/25/2020
Rheem Sales Company, Inc. | Rheem | RGEA16036AJV062AB | Federally-Regulated Consumer Product | Weatherized Non-Condensing Gas | 1648 | 259 |  | 09/30/2020 | 76362 | 203404613 | 11/25/2020
Rheem Sales Company, Inc. | Rheem | RGEA14024AJT06XAB | Federally-Regulated Consumer Product | Weatherized Non-Condensing Gas | 1127 | 249 |  | 09/30/2020 | 80320 | 203404421 | 11/25/2020
Rheem Sales Company, Inc. | Rheem | RGEA14030AJT06XAB | Federally-Regulated Consumer Product | Weatherized Non-Condensing Gas | 1147 | 249 |  | 09/30/2020 | 79965 | 203404437 | 11/25/2020
Rheem Sales Company, Inc. | Rheem | RGEA16060AJV10TAB | Federally-Regulated Consumer Product | Weatherized Non-Condensing Gas | 2330 | 260 | 301.52 | 10/03/2019 |  |  | 11/25/2020
Rheem Sales Company, Inc. | Rheem | R801CA100521ZXA | Federally-Regulated Consumer Product | Non-Weatherized, Non-Condensin | 1895 | 234 | 265.38 | 10/03/2019 |  |  | 11/25/2020
Rheem Sales Company, Inc. | Rheem | R801CA050314MSA | Federally-Regulated Consumer Product | Non-Weatherized, Non-Condensin | 1388 | 184 |  | 09/30/2020 | 49660 | 203325256 | 11/25/2020
Rheem Sales Company, Inc. | Rheem | R802TA100521MXA | Federally-Regulated Consumer Product | Non-Weatherized, Non-Condensin | 1952 | 268 |  | 09/30/2020 | 70078 | 204099255 | 11/25/2020
Rheem Sales Company, Inc. | Rheem | R801CA075417MSA | Federally-Regulated Consumer Product | Non-Weatherized, Non-Condensin | 1496 | 248 |  | 09/30/2020 | 75177 | 203325258 | 11/25/2020
Rheem Sales Company, Inc. | Rheem | RGEA16048AJV10TAB | Federally-Regulated Consumer Product | Weatherized Non-Condensing Gas | 1845 | 280 |  | 09/30/2020 | 76171 | 203404631 | 11/25/2020
Rheem Sales Company, Inc. | Mainline | ML801CA125524ZSA | Federally-Regulated Consumer Product | Non-Weatherized, Non-Condensin | 1835 | 263 |  | 09/30/2020 | 124289 | 203327241 | 11/25/2020
Rheem Sales Company, Inc. | Mainline | ML802TA150524MSA | Federally-Regulated Consumer Product | Non-Weatherized, Non-Condensin | 2092 | 274 |  | 09/30/2020 | 104565 | 204007893 | 11/25/2020
Rheem Sales Company, Inc. | Mainline | RGEA15030AJV06XAB | Federally-Regulated Consumer Product | Weatherized Non-Condensing Gas | 1402 | 261 |  | 09/30/2020 | 80658 | 204117097 | 11/25/2020
Rheem Sales Company, Inc. | Mainline | MP802TA075317MXA | Federally-Regulated Consumer Product | Non-Weatherized, Non-Condensin | 1539 | 250 |  | 09/30/2020 | 52505 | 205348225 | 11/25/2020
Rheem Sales Company, Inc. | Mainline | ML96TA0702521MSA | Federally-Regulated Consumer Product | Non-Weatherized, Condensing Ga | 1854 | 277 |  | 09/30/2020 | 49250 | 203261715 | 11/25/2020
Rheem Sales Company, Inc. | Mainline | ML92TA0401317MSA | Federally-Regulated Consumer Product | Non-Weatherized, Condensing Ga | 1107 | 244 |  | 09/30/2020 | 41877 | 10378202 | 11/25/2020
Rheem Sales Company, Inc. | Mainline | RGEA15030AJV08XAB | Federally-Regulated Consumer Product | Weatherized Non-Condensing Gas | 1402 | 261 |  | 09/30/2020 | 80658 | 204117099 | 11/25/2020
Rheem Sales Company, Inc. | Mainline | ML801CA075417MSA | Federally-Regulated Consumer Product | Non-Weatherized, Non-Condensin | 1496 | 248 |  | 09/30/2020 | 75177 | 203327227 | 11/25/2020
Rheem Sales Company, Inc. | Mainline | ML801CA125524MXA | Federally-Regulated Consumer Product | Non-Weatherized, Non-Condensin | 1991 | 270 |  | 09/30/2020 | 123598 | 203327234 | 11/25/2020
Rheem Sales Company, Inc. | Mainline | RGEA14030AJT08XAB | Federally-Regulated Consumer Product | Weatherized Non-Condensing Gas | 1147 | 249 |  | 09/30/2020 | 79965 | 204117075 | 11/25/2020
Rheem Sales Company, Inc. | Mainline | RGEA14036AJT101AB | Federally-Regulated Consumer Product | Weatherized Non-Condensing Gas | 1430 | 262 |  | 09/30/2020 | 99665 | 204117080 | 11/25/2020
Rheem Sales Company, Inc. | Mainline | ML801CA100521ZXA | Federally-Regulated Consumer Product | Non-Weatherized, Non-Condensin | 1895 | 234 | 265.38 | 10/03/2019 |  |  | 11/25/2020
Rheem Sales Company, Inc. | Mainline | RGEA14030AJT06XAB | Federally-Regulated Consumer Product | Weatherized Non-Condensing Gas | 1147 | 249 |  | 09/30/2020 | 79965 | 204117073 | 11/25/2020
Rheem Sales Company, Inc. | Mainline | MP801CA075421MSA | Federally-Regulated Consumer Product | Non-Weatherized, Non-Condensin | 1634 | 254 |  | 09/30/2020 | 75736 | 205348179 | 11/25/2020
Rheem Sales Company, Inc. | Mainline | ML801CA075521ZSA | Federally-Regulated Consumer Product | Non-Weatherized, Non-Condensin | 1892 | 265 |  | 09/30/2020 | 99827 | 203327237 | 11/25/2020
Rheem Sales Company, Inc. | Mainline | RGEA14024AJT06XAB | Federally-Regulated Consumer Product | Weatherized Non-Condensing Gas | 1127 | 249 |  | 09/30/2020 | 80320 | 204117069 | 11/25/2020
Rheem Sales Company, Inc. | Mainline | MP801TA050317MUA | Federally-Regulated Consumer Product | Non-Weatherized, Non-Condensin | 1165 | 233 |  | 09/30/2020 | 49157 | 205348199 | 11/25/2020
Rheem Sales Company, Inc. | Mainline | ML802TA100417MSA | Federally-Regulated Consumer Product | Non-Weatherized, Non-Condensin | 1730 | 258 |  | 09/30/2020 | 70020 | 204007890 | 11/25/2020
Rheem Sales Company, Inc. | Mainline | MP801CA100521ZXA | Federally-Regulated Consumer Product | Non-Weatherized, Non-Condensin | 1895 | 265 |  | 09/30/2020 | 100302 | 205348187 | 11/25/2020
Rheem Sales Company, Inc. | Mainline | ML801TA070417MUA | Federally-Regulated Consumer Product | Non-Weatherized, Non-Condensin | 1823 | 262 |  | 09/30/2020 | 70109 | 204515056 | 11/25/2020
Rheem Sales Company, Inc. | Mainline | RGEA14042AJT101AB | Federally-Regulated Consumer Product | Weatherized Non-Condensing Gas | 1494 | 265 |  | 09/30/2020 | 99609 | 204117084 | 11/25/2020
Rheem Sales Company, Inc. | Mainline | RGEA14036AJT08XAB | Federally-Regulated Consumer Product | Weatherized Non-Condensing Gas | 1430 | 262 |  | 09/30/2020 | 99665 | 204117079 | 11/25/2020
Rheem Sales Company, Inc. | Mainline | ML801CA100521ZSA | Federally-Regulated Consumer Product | Non-Weatherized, Non-Condensin | 1895 | 265 |  | 09/30/2020 | 100302 | 203327239 | 11/25/2020
Rheem Sales Company, Inc. | Mainline | RGEA14060AJT10XAB | Federally-Regulated Consumer Product | Weatherized Non-Condensing Gas | 1911 | 283 |  | 09/30/2020 | 99261 | 204117091 | 11/25/2020
Rheem Sales Company, Inc. | Mainline | ML801TA050417MUA | Federally-Regulated Consumer Product | Non-Weatherized, Non-Condensin | 1502 | 248 |  | 09/30/2020 | 50342 | 204515055 | 11/25/2020
Rheem Sales Company, Inc. | Mainline | MP802TA075317MSA | Federally-Regulated Consumer Product | Non-Weatherized, Non-Condensin | 1539 | 250 |  | 09/30/2020 | 52505 | 205348224 | 11/25/2020
Rheem Sales Company, Inc. | Mainline | MP801CA100521MXA | Federally-Regulated Consumer Product | Non-Weatherized, Non-Condensin | 1812 | 262 |  | 09/30/2020 | 99863 | 205348185 | 11/25/2020
Rheem Sales Company, Inc. | Mainline | RGEA14036AJT06XAB | Federally-Regulated Consumer Product | Weatherized Non-Condensing Gas | 1430 | 262 |  | 09/30/2020 | 99665 | 204117077 | 11/25/2020
Rheem Sales Company, Inc. | Mainline | MP801CA100521ZSA | Federally-Regulated Consumer Product | Non-Weatherized, Non-Condensin | 1895 | 265 |  | 09/30/2020 | 100302 | 205348186 | 11/25/2020
Rheem Sales Company, Inc. | Mainline | RGEA14024AJT081AB | Federally-Regulated Consumer Product | Weatherized Non-Condensing Gas | 1127 | 249 |  | 09/30/2020 | 80320 | 204117070 | 11/25/2020
Rheem Sales Company, Inc. | Mainline | ML802TA075317MSA | Federally-Regulated Consumer Product | Non-Weatherized, Non-Condensin | 1539 | 250 |  | 09/30/2020 | 52505 | 204007888 | 11/25/2020
Rheem Sales Company, Inc. | Mainline | MP801CA075417MSA | Federally-Regulated Consumer Product | Non-Weatherized, Non-Condensin | 1496 | 248 |  | 09/30/2020 | 75177 | 205348177 | 11/25/2020
Rheem Sales Company, Inc. | Mainline | RGEA15048AJV101AB | Federally-Regulated Consumer Product | Weatherized Non-Condensing Gas | 1720 | 275 | 275 | 09/30/2020 | 99897 | 204117112 | 11/25/2020
Rheem Sales Company, Inc. | Mainline | RGEA14048AJT101AB | Federally-Regulated Consumer Product | Weatherized Non-Condensing Gas | 1809 | 279 |  | 09/30/2020 | 99189 | 204117088 | 11/25/2020
Rheem Sales Company, Inc. | Mainline | ML92TA0701521MSA | Federally-Regulated Consumer Product | Non-Weatherized, Condensing Ga | 1983 | 282 |  | 09/30/2020 | 70360 | 203269568 | 11/25/2020
Rheem Sales Company, Inc. | Mainline | RGEA16060AJV10TAB | Federally-Regulated Consumer Product | Weatherized Non-Condensing Gas | 2330 | 260 |  | 07/22/2020 | 75239 | 205785646 | 11/25/2020
Rheem Sales Company, Inc. | Mainline | ML801CA125524MSA | Federally-Regulated Consumer Product | Non-Weatherized, Non-Condensin | 1991 | 270 |  | 09/30/2020 | 123598 | 203327233 | 11/25/2020
Rheem Sales Company, Inc. | Mainline | RGEA15030AJV061AB | Federally-Regulated Consumer Product | Weatherized Non-Condensing Gas | 1402 | 261 |  | 09/30/2020 | 80658 | 204117096 | 11/25/2020
Rheem Sales Company, Inc. | Mainline | MP801CA075417MXA | Federally-Regulated Consumer Product | Non-Weatherized, Non-Condensin | 1496 | 248 |  | 09/30/2020 | 75177 | 205348178 | 11/25/2020
Rheem Sales Company, Inc. | Mainline | MP801CA125524ZSA | Federally-Regulated Consumer Product | Non-Weatherized, Non-Condensin | 1835 | 263 |  | 09/30/2020 | 124289 | 205348190 | 11/25/2020
Rheem Sales Company, Inc. | Mainline | ML802TA125524MSA | Federally-Regulated Consumer Product | Non-Weatherized, Non-Condensin | 1899 | 266 |  | 09/30/2020 | 87546 | 204007892 | 11/25/2020
Rheem Sales Company, Inc. | Mainline | ML96VA0702521MSA | Federally-Regulated Consumer Product | Non-Weatherized, Condensing Ga | 1923 | 280 |  | 09/30/2020 | 49235 | 203261714 | 11/25/2020
Rheem Sales Company, Inc. | Mainline | ML801CA075421MSA | Federally-Regulated Consumer Product | Non-Weatherized, Non-Condensin | 1634 | 254 |  | 09/30/2020 | 75736 | 203327229 | 11/25/2020
Rheem Sales Company, Inc. | Mainline | ML801CA125524ZXA | Federally-Regulated Consumer Product | Non-Weatherized, Non-Condensin | 1835 | 263 |  | 09/30/2020 | 124289 | 203327242 | 11/25/2020
Rheem Sales Company, Inc. | Mainline | RGEA14036AJT081AB | Federally-Regulated Consumer Product | Weatherized Non-Condensing Gas | 1430 | 262 |  | 09/30/2020 | 99665 | 204117078 | 11/25/2020
Rheem Sales Company, Inc. | Mainline | ML801CA075521ZXA | Federally-Regulated Consumer Product | Non-Weatherized, Non-Condensin | 1892 | 265 |  | 09/30/2020 | 99827 | 203327238 | 11/25/2020
Rheem Sales Company, Inc. | Mainline | MP801CA125524MSA | Federally-Regulated Consumer Product | Non-Weatherized, Non-Condensin | 1991 | 270 |  | 09/30/2020 | 123598 | 205348188 | 11/25/2020
Rheem Sales Company, Inc. | Mainline | MP802TA100521MSA | Federally-Regulated Consumer Product | Non-Weatherized, Non-Condensin | 1952 | 268 |  | 09/30/2020 | 70078 | 205348231 | 11/25/2020
Rheem Sales Company, Inc. | Mainline | MP802TA125524MSA | Federally-Regulated Consumer Product | Non-Weatherized, Non-Condensin | 1899 | 266 |  | 09/30/2020 | 87546 | 205348233 | 11/25/2020
Rheem Sales Company, Inc. | Mainline | ML802TA075417MSA | Federally-Regulated Consumer Product | Non-Weatherized, Non-Condensin | 1884 | 265 |  | 09/30/2020 | 52545 | 204007889 | 11/25/2020
Rheem Sales Company, Inc. | Mainline | RGEA14024AJT061AB | Federally-Regulated Consumer Product | Weatherized Non-Condensing Gas | 1127 | 249 |  | 09/30/2020 | 80320 | 204117068 | 11/25/2020
Rheem Sales Company, Inc. | Mainline | RGEA14042AJT08XAB | Federally-Regulated Consumer Product | Weatherized Non-Condensing Gas | 1494 | 265 |  | 09/30/2020 | 99609 | 204117083 | 11/25/2020
Rheem Sales Company, Inc. | Mainline | MP802TA100417MXA | Federally-Regulated Consumer Product | Non-Weatherized, Non-Condensin | 1730 | 258 | 258 | 09/30/2020 | 70020 | 205348230 | 11/25/2020
Rheem Sales Company, Inc. | Mainline | RGEA16036AJV08TAB | Federally-Regulated Consumer Product | Weatherized Non-Condensing Gas | 1648 | 272 |  | 09/30/2020 | 76362 | 205785638 | 11/25/2020
Rheem Sales Company, Inc. | Mainline | ML95TC0701521MSA | Federally-Regulated Consumer Product | Non-Weatherized, Condensing Ga | 1983 | 227 | 282.252 | 10/03/2019 |  |  | 11/25/2020
Rheem Sales Company, Inc. | Mainline | MP801CA075521ZXA | Federally-Regulated Consumer Product | Non-Weatherized, Non-Condensin | 1892 | 265 |  | 09/30/2020 | 99827 | 205348182 | 11/25/2020
Rheem Sales Company, Inc. | Mainline | MP801CA075421MXA | Federally-Regulated Consumer Product | Non-Weatherized, Non-Condensin | 1634 | 254 |  | 09/30/2020 | 75736 | 205348180 | 11/25/2020
Rheem Sales Company, Inc. | Mainline | RGEA15048AJV081AB | Federally-Regulated Consumer Product | Weatherized Non-Condensing Gas | 1720 | 275 | 275 | 09/30/2020 | 99897 | 204117110 | 11/25/2020
Rheem Sales Company, Inc. | Mainline | ML801TA100521MUA | Federally-Regulated Consumer Product | Non-Weatherized, Non-Condensin | 1861 | 264 |  | 09/30/2020 | 98348 | 202132863 | 11/25/2020
Rheem Sales Company, Inc. | Mainline | MP802TA100417MSA | Federally-Regulated Consumer Product | Non-Weatherized, Non-Condensin | 1730 | 258 | 258 | 09/30/2020 | 70020 | 205348228 | 11/25/2020
Rheem Sales Company, Inc. | Mainline | RGEA14036AJT10XAB | Federally-Regulated Consumer Product | Weatherized Non-Condensing Gas | 1430 | 262 |  | 09/30/2020 | 99665 | 204117081 | 11/25/2020
Rheem Sales Company, Inc. | Mainline | MP801CA125524MXA | Federally-Regulated Consumer Product | Non-Weatherized, Non-Condensin | 1991 | 270 |  | 09/30/2020 | 123598 | 205348189 | 11/25/2020
Rheem Sales Company, Inc. | Mainline | RGEA15048AJV10XAB | Federally-Regulated Consumer Product | Weatherized Non-Condensing Gas | 1720 | 275 | 275 | 09/30/2020 | 99897 | 204117113 | 11/25/2020
Rheem Sales Company, Inc. | Mainline | MP801TA070317MUA | Federally-Regulated Consumer Product | Non-Weatherized, Non-Condensin | 1189 | 234 |  | 09/30/2020 | 70542 | 205348201 | 11/25/2020
Rheem Sales Company, Inc. | Mainline | ML95TC1001521MSA | Federally-Regulated Consumer Product | Non-Weatherized, Condensing Ga | 2066 | 286 |  | 09/30/2020 | 98023 | 10378169 | 11/25/2020
Rheem Sales Company, Inc. | Mainline | ML92TA0601317MSA | Federally-Regulated Consumer Product | Non-Weatherized, Condensing Ga | 1156 | 246 |  | 09/30/2020 | 55624 | 10378203 | 11/25/2020
Rheem Sales Company, Inc. | Mainline | MP801CA050314MXA | Federally-Regulated Consumer Product | Non-Weatherized, Non-Condensin | 1388 | 184 |  | 09/30/2020 | 49660 | 205348173 | 11/25/2020
Rheem Sales Company, Inc. | Mainline | ML801TA070317MUA | Federally-Regulated Consumer Product | Non-Weatherized, Non-Condensin | 1189 | 234 |  | 09/30/2020 | 70542 | 202132862 | 11/25/2020
Rheem Sales Company, Inc. | Mainline | MP801CA050314MSA | Federally-Regulated Consumer Product | Non-Weatherized, Non-Condensin | 1388 | 184 |  | 09/30/2020 | 49660 | 205348172 | 11/25/2020
Rheem Sales Company, Inc. | Mainline | MP801CA100521MSA | Federally-Regulated Consumer Product | Non-Weatherized, Non-Condensin | 1812 | 262 |  | 09/30/2020 | 99863 | 205348183 | 11/25/2020
Rheem Sales Company, Inc. | Mainline | RGEA15030AJV081AB | Federally-Regulated Consumer Product | Weatherized Non-Condensing Gas | 1402 | 261 |  | 09/30/2020 | 80658 | 204117098 | 11/25/2020
Rheem Sales Company, Inc. | Mainline | RGEA16024AJV06TAB | Federally-Regulated Consumer Product | Weatherized Non-Condensing Gas | 1358 | 259 | 259 | 09/30/2020 | 46205 | 205785634 | 11/25/2020
Rheem Sales Company, Inc. | Mainline | RGEA14048AJT10XAB | Federally-Regulated Consumer Product | Weatherized Non-Condensing Gas | 1809 | 279 |  | 09/30/2020 | 99189 | 204117089 | 11/25/2020
Rheem Sales Company, Inc. | Mainline | ML801CA100521MXA | Federally-Regulated Consumer Product | Non-Weatherized, Non-Condensin | 1812 | 262 |  | 09/30/2020 | 99863 | 203327232 | 11/25/2020
Rheem Sales Company, Inc. | Mainline | MP801TA050417MUA | Federally-Regulated Consumer Product | Non-Weatherized, Non-Condensin | 1502 | 248 |  | 09/30/2020 | 50342 | 205348200 | 11/25/2020
Rheem Sales Company, Inc. | Mainline | RGEA14048AJT08XAB | Federally-Regulated Consumer Product | Weatherized Non-Condensing Gas | 1809 | 279 |  | 09/30/2020 | 99189 | 204117087 | 11/25/2020
Rheem Sales Company, Inc. | Mainline | MP801CA075521ZSA | Federally-Regulated Consumer Product | Non-Weatherized, Non-Condensin | 1892 | 265 |  | 09/30/2020 | 99827 | 205348181 | 11/25/2020
Rheem Sales Company, Inc. | Mainline | RGEA14024AJT08XAB | Federally-Regulated Consumer Product | Weatherized Non-Condensing Gas | 1127 | 249 |  | 09/30/2020 | 80320 | 204117071 | 11/25/2020
Rheem Sales Company, Inc. | Mainline | ML92TA0851521MSA | Federally-Regulated Consumer Product | Non-Weatherized, Condensing Ga | 1929 | 280 |  | 09/30/2020 | 84515 | 10378205 | 11/25/2020
Rheem Sales Company, Inc. | Mainline | RGEA16036AJV062AB | Federally-Regulated Consumer Product | Weatherized Non-Condensing Gas | 1648 | 259 |  | 09/30/2020 | 76362 | 205785635 | 11/25/2020
Rheem Sales Company, Inc. | Mainline | MP802TA075417MSA | Federally-Regulated Consumer Product | Non-Weatherized, Non-Condensin | 1884 | 265 |  | 09/30/2020 | 52545 | 205348226 | 11/25/2020
Rheem Sales Company, Inc. | Mainline | MP802TA150524MSA | Federally-Regulated Consumer Product | Non-Weatherized, Non-Condensin | 2092 | 274 | 274 | 09/30/2020 | 104565 | 205348235 | 11/25/2020
Rheem Sales Company, Inc. | Mainline | RGEA14048AJT081AB | Federally-Regulated Consumer Product | Weatherized Non-Condensing Gas | 1809 | 279 |  | 09/30/2020 | 99189 | 204117086 | 11/25/2020
Rheem Sales Company, Inc. | Mainline | RGEA14036AJT061AB | Federally-Regulated Consumer Product | Weatherized Non-Condensing Gas | 1430 | 262 |  | 09/30/2020 | 99665 | 204117076 | 11/25/2020
Rheem Sales Company, Inc. | Mainline | RGEA14030AJT061AB | Federally-Regulated Consumer Product | Weatherized Non-Condensing Gas | 1147 | 249 |  | 09/30/2020 | 79965 | 204117072 | 11/25/2020
Rheem Sales Company, Inc. | Mainline | ML801CA050314MSA | Federally-Regulated Consumer Product | Non-Weatherized, Non-Condensin | 1388 | 184 |  | 09/30/2020 | 49660 | 203327225 | 11/25/2020
Rheem Sales Company, Inc. | Mainline | ML801CA100521MSA | Federally-Regulated Consumer Product | Non-Weatherized, Non-Condensin | 1812 | 262 |  | 09/30/2020 | 99863 | 203327231 | 11/25/2020
Rheem Sales Company, Inc. | Mainline | ML92TA1151524MSA | Federally-Regulated Consumer Product | Non-Weatherized, Condensing Ga | 2041 | 285 |  | 09/30/2020 | 111488 | 10378207 | 11/25/2020
Rheem Sales Company, Inc. | Mainline | MP802TA075417MXA | Federally-Regulated Consumer Product | Non-Weatherized, Non-Condensin | 1884 | 265 |  | 09/30/2020 | 52545 | 205348227 | 11/25/2020
Rheem Sales Company, Inc. | Mainline | ML802TA100521MSA | Federally-Regulated Consumer Product | Non-Weatherized, Non-Condensin | 1952 | 268 |  | 09/30/2020 | 70078 | 204007891 | 11/25/2020
Rheem Sales Company, Inc. | Mainline | ML801CA075417MXA | Federally-Regulated Consumer Product | Non-Weatherized, Non-Condensin | 1496 | 248 |  | 09/30/2020 | 75177 | 203327228 | 11/25/2020
Rheem Sales Company, Inc. | Mainline | MP801TA070417MUA | Federally-Regulated Consumer Product | Non-Weatherized, Non-Condensin | 1823 | 262 |  | 09/30/2020 | 70109 | 205348202 | 11/25/2020
Rheem Sales Company, Inc. | Mainline | ML801TB100521MUA | Federally-Regulated Consumer Product | Non-Weatherized, Non-Condensin | 2096 | 274 |  | 09/30/2020 | 100583 | 204515057 | 11/25/2020
Rheem Sales Company, Inc. | Mainline | ML801CA050314MXA | Federally-Regulated Consumer Product | Non-Weatherized, Non-Condensin | 1388 | 184 |  | 09/30/2020 | 49660 | 203327226 | 11/25/2020
Rheem Sales Company, Inc. | Mainline | ML801CA075421MXA | Federally-Regulated Consumer Product | Non-Weatherized, Non-Condensin | 1634 | 254 |  | 09/30/2020 | 75736 | 203327230 | 11/25/2020
Rheem Sales Company, Inc. | Mainline | MP801CA125524ZXA | Federally-Regulated Consumer Product | Non-Weatherized, Non-Condensin | 1835 | 263 |  | 09/30/2020 | 124289 | 205348191 | 11/25/2020
Rheem Sales Company, Inc. | Mainline | ML92TA1001521MSA | Federally-Regulated Consumer Product | Non-Weatherized, Condensing Ga | 2066 | 262 | 285.904 | 10/03/2019 |  |  | 11/25/2020
Rheem Sales Company, Inc. | Mainline | MP801TA100521MUA | Federally-Regulated Consumer Product | Non-Weatherized, Non-Condensin | 1861 | 264 |  | 09/30/2020 | 98348 | 205348211 | 11/25/2020
Rheem Sales Company, Inc. | Mainline | RGEA14030AJT081AB | Federally-Regulated Consumer Product | Weatherized Non-Condensing Gas | 1147 | 249 |  | 09/30/2020 | 79965 | 204117074 | 11/25/2020
Rheem Sales Company, Inc. | Mainline | ML801TA050317MUA | Federally-Regulated Consumer Product | Non-Weatherized, Non-Condensin | 1165 | 233 |  | 09/30/2020 | 49157 | 202132861 | 11/25/2020
Rheem Sales Company, Inc. | Thermal Zone | TZ80MDV125D50XA | Federally-Regulated Consumer Product | Non-Weatherized, Non-Condensin | 2073 | 273 |  | 09/30/2020 | 87500 | 7979997 | 11/25/2020
Rheem Sales Company, Inc. | Thermal Zone | TZ80MDV125D50SA | Federally-Regulated Consumer Product | Non-Weatherized, Non-Condensin | 2073 | 273 |  | 09/30/2020 | 87500 | 7979992 | 11/25/2020
Rheem Sales Company, Inc. | Thermal Zone | TZ80MSX050B30UA | Federally-Regulated Consumer Product | Non-Weatherized, Non-Condensin | 1165 | 233 |  | 09/30/2020 | 49157 | 202132858 | 11/25/2020
Rheem Sales Company, Inc. | Thermal Zone | TZ80DSX125D50SB | Federally-Regulated Consumer Product | Non-Weatherized, Non-Condensin | 1835 | 263 | 263 | 09/30/2020 | 124289 | 8087182 | 11/25/2020
Rheem Sales Company, Inc. | Thermal Zone | TZ80DSX100C50SB | Federally-Regulated Consumer Product | Non-Weatherized, Non-Condensin | 1895 | 265 | 265 | 09/30/2020 | 100302 | 8087174 | 11/25/2020
Rheem Sales Company, Inc. | Thermal Zone | TZ80DSX100C50XB | Federally-Regulated Consumer Product | Non-Weatherized, Non-Condensin | 1895 | 265 | 265 | 09/30/2020 | 100302 | 8087178 | 11/25/2020
Rheem Sales Company, Inc. | Thermal Zone | TZ80MSX075B40SA | Federally-Regulated Consumer Product | Non-Weatherized, Non-Condensin | 1496 | 248 |  | 09/30/2020 | 75177 | 7490368 | 11/25/2020
Rheem Sales Company, Inc. | Thermal Zone | TZ80MSX050A30SA | Federally-Regulated Consumer Product | Non-Weatherized, Non-Condensin | 1388 | 243 |  | 09/30/2020 | 49660 | 7490350 | 11/25/2020
Rheem Sales Company, Inc. | Thermal Zone | TZ95MSX085C50C | Federally-Regulated Consumer Product | Non-Weatherized, Condensing Ga | 1929 | 280 |  | 09/30/2020 | 84515 | 8934620 | 11/25/2020
Rheem Sales Company, Inc. | Thermal Zone | TZ80MDV100C50SA | Federally-Regulated Consumer Product | Non-Weatherized, Non-Condensin | 1905 | 266 |  | 09/30/2020 | 70000 | 7979980 | 11/25/2020
Rheem Sales Company, Inc. | Thermal Zone | TZ80MDV050B30SA | Federally-Regulated Consumer Product | Non-Weatherized, Non-Condensin | 1318 | 240 | 240 | 09/30/2020 | 35484 | 7979940 | 11/25/2020
Rheem Sales Company, Inc. | Thermal Zone | TZ80DSX125D50XB | Federally-Regulated Consumer Product | Non-Weatherized, Non-Condensin | 1835 | 263 | 263 | 09/30/2020 | 124289 | 8087186 | 11/25/2020
Rheem Sales Company, Inc. | Thermal Zone | TZ80MSX100C50SA | Federally-Regulated Consumer Product | Non-Weatherized, Non-Condensin | 1812 | 262 |  | 09/30/2020 | 99863 | 7490389 | 11/25/2020
Rheem Sales Company, Inc. | Thermal Zone | TZ80MDV100C50XA | Federally-Regulated Consumer Product | Non-Weatherized, Non-Condensin | 1905 | 266 |  | 09/30/2020 | 70000 | 7979986 | 11/25/2020
Rheem Sales Company, Inc. | Thermal Zone | TZ95MSX070B30C | Federally-Regulated Consumer Product | Non-Weatherized, Condensing Ga | 1362 | 255 | 255 | 09/30/2020 | 69960 | 8934616 | 11/25/2020
Rheem Sales Company, Inc. | Thermal Zone | TZ80MDV075B30SA | Federally-Regulated Consumer Product | Non-Weatherized, Non-Condensin | 1458 | 246 |  | 09/30/2020 | 52564 | 7979952 | 11/25/2020
Rheem Sales Company, Inc. | Thermal Zone | TZ80MSX050A30XA | Federally-Regulated Consumer Product | Non-Weatherized, Non-Condensin | 1388 | 243 |  | 09/30/2020 | 49660 | 7490359 | 11/25/2020
Rheem Sales Company, Inc. | Thermal Zone | TZ80MDV075B30XA | Federally-Regulated Consumer Product | Non-Weatherized, Non-Condensin | 1458 | 246 |  | 09/30/2020 | 52564 | 7979961 | 11/25/2020
Rheem Sales Company, Inc. | Thermal Zone | TZ80MDV050B30XA | Federally-Regulated Consumer Product | Non-Weatherized, Non-Condensin | 1318 | 240 | 240 | 09/30/2020 | 35484 | 7979945 | 11/25/2020
Rheem Sales Company, Inc. | Sure | S97VA115M524KSA | Federally-Regulated Consumer Product | Non-Weatherized, Condensing Ga | 1959 | 281 |  | 11/25/2020 | 44459 | 202356692 | 11/25/2020
Rheem Sales Company, Inc. | Sure | RGEA14024AJT061AB | Federally-Regulated Consumer Product | Weatherized Non-Condensing Gas | 1127 | 249 |  | 11/25/2020 | 80320 | 203404419 | 11/25/2020
Rheem Sales Company, Inc. | Sure | RGEA14036AJT081AB | Federally-Regulated Consumer Product | Weatherized Non-Condensing Gas | 1430 | 262 |  | 11/25/2020 | 99665 | 203404459 | 11/25/2020
Rheem Sales Company, Inc. | Sure | S801CA075417MSA | Federally-Regulated Consumer Product | Non-Weatherized, Non-Condensin | 1496 | 248 |  | 11/25/2020 | 75177 | 203327140 | 11/25/2020
Rheem Sales Company, Inc. | Sure | S95TC0701521MSA | Federally-Regulated Consumer Product | Non-Weatherized, Condensing Ga | 1983 | 279 |  | 11/25/2020 | 70360 | 203261701 | 11/25/2020
Rheem Sales Company, Inc. | Sure | S801CA075417MXA | Federally-Regulated Consumer Product | Non-Weatherized, Non-Condensin | 1496 | 248 |  | 11/25/2020 | 75177 | 203327143 | 11/25/2020
Rheem Sales Company, Inc. | Sure | S801TA070417MUA | Federally-Regulated Consumer Product | Non-Weatherized, Non-Condensin | 1823 | 262 |  | 11/25/2020 | 70109 | 204501685 | 11/25/2020
Rheem Sales Company, Inc. | Sure | RGEA14024AJT081AB | Federally-Regulated Consumer Product | Weatherized Non-Condensing Gas | 1127 | 249 |  | 11/25/2020 | 80320 | 203404427 | 11/25/2020
Rheem Sales Company, Inc. | Sure | RGEA14030AJT08XAB | Federally-Regulated Consumer Product | Weatherized Non-Condensing Gas | 1147 | 249 |  | 11/25/2020 | 79965 | 203404447 | 11/25/2020
Rheem Sales Company, Inc. | Sure | S801CA125524ZXA | Federally-Regulated Consumer Product | Non-Weatherized, Non-Condensin | 1835 | 263 |  | 11/25/2020 | 124289 | 203327185 | 11/25/2020
Rheem Sales Company, Inc. | Sure | S802TA100417MSA | Federally-Regulated Consumer Product | Non-Weatherized, Non-Condensin | 1730 | 258 |  | 11/25/2020 | 70020 | 204007876 | 11/25/2020
Rheem Sales Company, Inc. | Sure | S802TA075317MSA | Federally-Regulated Consumer Product | Non-Weatherized, Non-Condensin | 1539 | 250 |  | 11/25/2020 | 52505 | 204007870 | 11/25/2020
Rheem Sales Company, Inc. | Sure | RGEA14060AJT10XAB | Federally-Regulated Consumer Product | Weatherized Non-Condensing Gas | 1911 | 283 |  | 11/25/2020 | 99261 | 203404507 | 11/25/2020
Rheem Sales Company, Inc. | Sure | S802TA125524MSA | Federally-Regulated Consumer Product | Non-Weatherized, Non-Condensin | 1899 | 266 |  | 11/25/2020 | 87546 | 204007882 | 11/25/2020
Rheem Sales Company, Inc. | Sure | S98VB070M317USA | Federally-Regulated Consumer Product | Non-Weatherized, Condensing Ga | 1162 | 246 |  | 11/25/2020 | 28246 | 202356695 | 11/25/2020
Rheem Sales Company, Inc. | Sure | S802TA075317MXA | Federally-Regulated Consumer Product | Non-Weatherized, Non-Condensin | 1539 | 250 |  | 11/25/2020 | 52505 | 204099263 | 11/25/2020
Rheem Sales Company, Inc. | Sure | S802TA100521MXA | Federally-Regulated Consumer Product | Non-Weatherized, Non-Condensin | 1952 | 268 |  | 11/25/2020 | 70078 | 204099274 | 11/25/2020
Rheem Sales Company, Inc. | Sure | S801CA100521MXA | Federally-Regulated Consumer Product | Non-Weatherized, Non-Condensin | 1812 | 262 |  | 11/25/2020 | 99863 | 203327155 | 11/25/2020
Rheem Sales Company, Inc. | Sure | S98VB060M317USA | Federally-Regulated Consumer Product | Non-Weatherized, Condensing Ga | 1110 | 244 |  | 11/25/2020 | 22600 | 202356693 | 11/25/2020
Rheem Sales Company, Inc. | Sure | RGEA14024AJT06XAB | Federally-Regulated Consumer Product | Weatherized Non-Condensing Gas | 1127 | 249 |  | 11/25/2020 | 80320 | 203404423 | 11/25/2020
Rheem Sales Company, Inc. | Sure | S802TA125524MXA | Federally-Regulated Consumer Product | Non-Weatherized, Non-Condensin | 1899 | 266 |  | 11/25/2020 | 87546 | 204099278 | 11/25/2020
Rheem Sales Company, Inc. | Sure | S801TA100521MUA | Federally-Regulated Consumer Product | Non-Weatherized, Non-Condensin | 1861 | 264 |  | 11/25/2020 | 98348 | 202132851 | 11/25/2020
Rheem Sales Company, Inc. | Sure | S801TA050317MUA | Federally-Regulated Consumer Product | Non-Weatherized, Non-Condensin | 1165 | 233 |  | 11/25/2020 | 49157 | 202132849 | 11/25/2020
Rheem Sales Company, Inc. | Sure | RGEA15048AJV08XAB | Federally-Regulated Consumer Product | Weatherized Non-Condensing Gas | 1720 | 275 |  | 11/25/2020 | 99897 | 203404591 | 11/25/2020
Rheem Sales Company, Inc. | Sure | S802TA100521MSA | Federally-Regulated Consumer Product | Non-Weatherized, Non-Condensin | 1952 | 268 |  | 11/25/2020 | 70078 | 204007879 | 11/25/2020
Rheem Sales Company, Inc. | Sure | RGEA14036AJT06XAB | Federally-Regulated Consumer Product | Weatherized Non-Condensing Gas | 1430 | 262 |  | 11/25/2020 | 99665 | 203404455 | 11/25/2020
Rheem Sales Company, Inc. | Sure | RGEA14048AJT10XAB | Federally-Regulated Consumer Product | Weatherized Non-Condensing Gas | 1809 | 279 |  | 11/25/2020 | 99189 | 203404499 | 11/25/2020
Rheem Sales Company, Inc. | Sure | S801CA100521ZSA | Federally-Regulated Consumer Product | Non-Weatherized, Non-Condensin | 1895 | 265 |  | 11/25/2020 | 100302 | 203327176 | 11/25/2020
Rheem Sales Company, Inc. | Sure | S801CA125524MSA | Federally-Regulated Consumer Product | Non-Weatherized, Non-Condensin | 1991 | 270 |  | 11/25/2020 | 123598 | 203327158 | 11/25/2020
Rheem Sales Company, Inc. | Sure | RGEA14042AJT10XAB | Federally-Regulated Consumer Product | Weatherized Non-Condensing Gas | 1494 | 265 |  | 11/25/2020 | 99609 | 203404483 | 11/25/2020
Rheem Sales Company, Inc. | Sure | RGEA15030AJV081AB | Federally-Regulated Consumer Product | Weatherized Non-Condensing Gas | 1402 | 261 |  | 11/25/2020 | 80658 | 203404535 | 11/25/2020
Rheem Sales Company, Inc. | Sure | RGEA14048AJT101AB | Federally-Regulated Consumer Product | Weatherized Non-Condensing Gas | 1809 | 279 |  | 11/25/2020 | 99189 | 203404495 | 11/25/2020
Rheem Sales Company, Inc. | Sure | RGEA14036AJT101AB | Federally-Regulated Consumer Product | Weatherized Non-Condensing Gas | 1430 | 262 |  | 11/25/2020 | 99665 | 203404467 | 11/25/2020
Rheem Sales Company, Inc. | Sure | S801CA100521MSA | Federally-Regulated Consumer Product | Non-Weatherized, Non-Condensin | 1812 | 262 |  | 11/25/2020 | 99863 | 203327152 | 11/25/2020
Rheem Sales Company, Inc. | Sure | S801CA075421MXA | Federally-Regulated Consumer Product | Non-Weatherized, Non-Condensin | 1634 | 254 |  | 11/25/2020 | 75736 | 203327149 | 11/25/2020
Rheem Sales Company, Inc. | Sure | RGEA14048AJT08XAB | Federally-Regulated Consumer Product | Weatherized Non-Condensing Gas | 1809 | 279 |  | 11/25/2020 | 99189 | 203404491 | 11/25/2020
Rheem Sales Company, Inc. | Sure | RGEA15030AJV061AB | Federally-Regulated Consumer Product | Weatherized Non-Condensing Gas | 1402 | 261 |  | 11/25/2020 | 80658 | 203404527 | 11/25/2020
Rheem Sales Company, Inc. | Sure | RGEA15030AJV08XAB | Federally-Regulated Consumer Product | Weatherized Non-Condensing Gas | 1402 | 261 |  | 11/25/2020 | 80658 | 203404539 | 11/25/2020
Rheem Sales Company, Inc. | Sure | S801TA070317MUA | Federally-Regulated Consumer Product | Non-Weatherized, Non-Condensin | 1189 | 234 |  | 11/25/2020 | 70542 | 202132850 | 11/25/2020
Rheem Sales Company, Inc. | Sure | RGEA14024AJT08XAB | Federally-Regulated Consumer Product | Weatherized Non-Condensing Gas | 1127 | 249 |  | 11/25/2020 | 80320 | 203404431 | 11/25/2020
Rheem Sales Company, Inc. | Sure | S802TA150524MXA | Federally-Regulated Consumer Product | Non-Weatherized, Non-Condensin | 2092 | 274 |  | 11/25/2020 | 104565 | 204099281 | 11/25/2020
Rheem Sales Company, Inc. | Sure | S97VA100M521KSA | Federally-Regulated Consumer Product | Non-Weatherized, Condensing Ga | 1990 | 282 |  | 11/25/2020 | 39222 | 202356689 | 11/25/2020
Rheem Sales Company, Inc. | Sure | RGEA14042AJT101AB | Federally-Regulated Consumer Product | Weatherized Non-Condensing Gas | 1494 | 265 |  | 11/25/2020 | 99609 | 203404480 | 11/25/2020
Rheem Sales Company, Inc. | Sure | S802TA075417MSA | Federally-Regulated Consumer Product | Non-Weatherized, Non-Condensin | 1884 | 265 |  | 11/25/2020 | 52545 | 204007873 | 11/25/2020
Rheem Sales Company, Inc. | Sure | S92TA0701521MSA | Federally-Regulated Consumer Product | Non-Weatherized, Condensing Ga | 1983 | 282 |  | 11/25/2020 | 70360 | 203269466 | 11/25/2020
Rheem Sales Company, Inc. | Sure | S801CA125524MXA | Federally-Regulated Consumer Product | Non-Weatherized, Non-Condensin | 1991 | 270 |  | 11/25/2020 | 123598 | 203327161 | 11/25/2020
Rheem Sales Company, Inc. | Sure | S97VA060M317KSA | Federally-Regulated Consumer Product | Non-Weatherized, Condensing Ga | 1327 | 253 |  | 11/25/2020 | 22218 | 202356690 | 11/25/2020
Rheem Sales Company, Inc. | Sure | S98VB115M524USA | Federally-Regulated Consumer Product | Non-Weatherized, Condensing Ga | 1971 | 282 |  | 11/25/2020 | 44499 | 202356697 | 11/25/2020
Rheem Sales Company, Inc. | Sure | RGEA14036AJT08XAB | Federally-Regulated Consumer Product | Weatherized Non-Condensing Gas | 1430 | 262 |  | 11/25/2020 | 99665 | 203404463 | 11/25/2020
Rheem Sales Company, Inc. | Sure | S801TB100521MUA | Federally-Regulated Consumer Product | Non-Weatherized, Non-Condensin | 2096 | 274 |  | 11/25/2020 | 100583 | 204501688 | 11/25/2020
Rheem Sales Company, Inc. | Sure | RGEA14036AJT061AB | Federally-Regulated Consumer Product | Weatherized Non-Condensing Gas | 1430 | 262 |  | 11/25/2020 | 99665 | 203404451 | 11/25/2020
Rheem Sales Company, Inc. | Sure | RGEA14048AJT081AB | Federally-Regulated Consumer Product | Weatherized Non-Condensing Gas | 1809 | 279 |  | 11/25/2020 | 99189 | 203404487 | 11/25/2020
Rheem Sales Company, Inc. | Sure | S801CA075521ZXA | Federally-Regulated Consumer Product | Non-Weatherized, Non-Condensin | 1892 | 265 |  | 11/25/2020 | 99827 | 203327173 | 11/25/2020
Rheem Sales Company, Inc. | Sure | S801TA050417MUA | Federally-Regulated Consumer Product | Non-Weatherized, Non-Condensin | 1502 | 248 |  | 11/25/2020 | 50342 | 204501682 | 11/25/2020
Rheem Sales Company, Inc. | Sure | RGEA14030AJT06XAB | Federally-Regulated Consumer Product | Weatherized Non-Condensing Gas | 1147 | 249 |  | 11/25/2020 | 79965 | 203404439 | 11/25/2020
Rheem Sales Company, Inc. | Sure | S801CA075521ZSA | Federally-Regulated Consumer Product | Non-Weatherized, Non-Condensin | 1892 | 265 |  | 11/25/2020 | 99827 | 203327170 | 11/25/2020
Rheem Sales Company, Inc. | Sure | S801CA050314MSA | Federally-Regulated Consumer Product | Non-Weatherized, Non-Condensin | 1388 | 184 |  | 11/25/2020 | 49660 | 203327134 | 11/25/2020
Rheem Sales Company, Inc. | Sure | S801CA075421MSA | Federally-Regulated Consumer Product | Non-Weatherized, Non-Condensin | 1634 | 254 |  | 11/25/2020 | 75736 | 203327146 | 11/25/2020
Rheem Sales Company, Inc. | Sure | RGEA14036AJT10XAB | Federally-Regulated Consumer Product | Weatherized Non-Condensing Gas | 1430 | 262 |  | 11/25/2020 | 99665 | 203404471 | 11/25/2020
Rheem Sales Company, Inc. | Sure | RGEA15048AJV10XAB | Federally-Regulated Consumer Product | Weatherized Non-Condensing Gas | 1720 | 275 |  | 11/25/2020 | 99897 | 203404599 | 11/25/2020
Rheem Sales Company, Inc. | Sure | S802TA100417MXA | Federally-Regulated Consumer Product | Non-Weatherized, Non-Condensin | 1730 | 258 |  | 11/25/2020 | 70020 | 204099271 | 11/25/2020
Rheem Sales Company, Inc. | Sure | S802TA075417MXA | Federally-Regulated Consumer Product | Non-Weatherized, Non-Condensin | 1884 | 265 |  | 11/25/2020 | 52545 | 204099267 | 11/25/2020
Rheem Sales Company, Inc. | Sure | RGEA14030AJT081AB | Federally-Regulated Consumer Product | Weatherized Non-Condensing Gas | 1147 | 249 |  | 11/25/2020 | 79965 | 203404443 | 11/25/2020
Rheem Sales Company, Inc. | Sure | S801CA050314MXA | Federally-Regulated Consumer Product | Non-Weatherized, Non-Condensin | 1388 | 184 |  | 11/25/2020 | 49660 | 203327137 | 11/25/2020
Rheem Sales Company, Inc. | Sure | S98VB085M521USA | Federally-Regulated Consumer Product | Non-Weatherized, Condensing Ga | 2209 | 292 |  | 11/25/2020 | 33631 | 202356694 | 11/25/2020
Rheem Sales Company, Inc. | Sure | RGEA15048AJV081AB | Federally-Regulated Consumer Product | Weatherized Non-Condensing Gas | 1720 | 275 |  | 11/25/2020 | 99897 | 203404587 | 11/25/2020
Rheem Sales Company, Inc. | Sure | RGEA14042AJT081AB | Federally-Regulated Consumer Product | Weatherized Non-Condensing Gas | 1494 | 265 |  | 11/25/2020 | 99609 | 203404474 | 11/25/2020
Rheem Sales Company, Inc. | Sure | S802TA150524MSA | Federally-Regulated Consumer Product | Non-Weatherized, Non-Condensin | 2092 | 274 |  | 11/25/2020 | 104565 | 204007885 | 11/25/2020
Rheem Sales Company, Inc. | Sure | S801CA100521ZXA | Federally-Regulated Consumer Product | Non-Weatherized, Non-Condensin | 1895 | 265 |  | 11/25/2020 | 100302 | 203327179 | 11/25/2020
Rheem Sales Company, Inc. | Sure | S96VA0702521MSA | Federally-Regulated Consumer Product | Non-Weatherized, Condensing Ga | 1923 | 280 |  | 11/25/2020 | 49235 | 203261704 | 11/25/2020
Rheem Sales Company, Inc. | Sure | RGEA15048AJV101AB | Federally-Regulated Consumer Product | Weatherized Non-Condensing Gas | 1720 | 275 |  | 11/25/2020 | 99897 | 203404595 | 11/25/2020
Rheem Sales Company, Inc. | Sure | RGEA15030AJV06XAB | Federally-Regulated Consumer Product | Weatherized Non-Condensing Gas | 1402 | 261 |  | 11/25/2020 | 80658 | 203404531 | 11/25/2020
Rheem Sales Company, Inc. | Sure | S801CA125524ZSA | Federally-Regulated Consumer Product | Non-Weatherized, Non-Condensin | 1835 | 263 |  | 11/25/2020 | 124289 | 203327182 | 11/25/2020
Rheem Sales Company, Inc. | Sure | RGEA14042AJT08XAB | Federally-Regulated Consumer Product | Weatherized Non-Condensing Gas | 1494 | 265 |  | 11/25/2020 | 99609 | 203404477 | 11/25/2020
Rheem Sales Company, Inc. | Sure | RGEA14030AJT061AB | Federally-Regulated Consumer Product | Weatherized Non-Condensing Gas | 1147 | 249 |  | 11/25/2020 | 79965 | 203404435 | 11/25/2020
Rheem Sales Company, Inc. | Mainline | ML96TA1002521MSA | Federally-Regulated Consumer Product | Non-Weatherized, Condensing Ga | 1930 | 280 |  | 09/30/2020 | 69202 | 10378200 | 11/25/2020
Rheem Sales Company, Inc. | Mainline | ML802VA100521MXA | Federally-Regulated Consumer Product | Non-Weatherized, Non-Condensin | 1905 | 266 |  | 09/30/2020 | 70000 | 10378087 | 11/25/2020
Rheem Sales Company, Inc. | Mainline | ML801TA075417MSA | Federally-Regulated Consumer Product | Non-Weatherized, Non-Condensin | 1496 | 248 |  | 09/30/2020 | 75177 | 10378021 | 11/25/2020
Rheem Sales Company, Inc. | Mainline | ML95TC0701317MSA | Federally-Regulated Consumer Product | Non-Weatherized, Condensing Ga | 1362 | 255 |  | 09/30/2020 | 69960 | 10378167 | 11/25/2020
Rheem Sales Company, Inc. | Mainline | ML98VB085M521USA | Federally-Regulated Consumer Product | Non-Weatherized, Condensing Ga | 2209 | 292 | 292 | 09/30/2020 | 33631 | 202356699 | 11/25/2020
Rheem Sales Company, Inc. | Mainline | ML801TA050314MXA | Federally-Regulated Consumer Product | Non-Weatherized, Non-Condensin | 1388 | 243 |  | 09/30/2020 | 49660 | 10378020 | 11/25/2020
Rheem Sales Company, Inc. | Mainline | ML801TA100521MSA | Federally-Regulated Consumer Product | Non-Weatherized, Non-Condensin | 1812 | 262 |  | 09/30/2020 | 99863 | 10378023 | 11/25/2020
Rheem Sales Company, Inc. | Mainline | ML97VA100M521KSA | Federally-Regulated Consumer Product | Non-Weatherized, Condensing Ga | 1990 | 282 | 283 | 09/30/2020 | 39222 | 10378209 | 11/25/2020
Rheem Sales Company, Inc. | Mainline | ML96TA1152524MSA | Federally-Regulated Consumer Product | Non-Weatherized, Condensing Ga | 1935 | 280 |  | 09/30/2020 | 78711 | 10378201 | 11/25/2020
Rheem Sales Company, Inc. | Mainline | ML801TA125524ZXB | Federally-Regulated Consumer Product | Non-Weatherized, Non-Condensin | 1835 | 263 |  | 09/30/2020 | 124289 | 10378098 | 11/25/2020
Rheem Sales Company, Inc. | Mainline | ML802VA050317MXA | Federally-Regulated Consumer Product | Non-Weatherized, Non-Condensin | 1318 | 240 |  | 09/30/2020 | 35484 | 10378081 | 11/25/2020
Rheem Sales Company, Inc. | Mainline | ML96TA0602317MSA | Federally-Regulated Consumer Product | Non-Weatherized, Condensing Ga | 1342 | 254 |  | 09/30/2020 | 39319 | 10378197 | 11/25/2020
Rheem Sales Company, Inc. | Mainline | ML801TA100521ZXB | Federally-Regulated Consumer Product | Non-Weatherized, Non-Condensin | 1895 | 265 |  | 09/30/2020 | 100302 | 10378096 | 11/25/2020
Rheem Sales Company, Inc. | Mainline | ML802VA125524MXA | Federally-Regulated Consumer Product | Non-Weatherized, Non-Condensin | 2073 | 273 |  | 09/30/2020 | 87500 | 10378089 | 11/25/2020
Rheem Sales Company, Inc. | Mainline | ML801TA075417MXA | Federally-Regulated Consumer Product | Non-Weatherized, Non-Condensin | 1496 | 248 |  | 09/30/2020 | 75177 | 10378022 | 11/25/2020
Rheem Sales Company, Inc. | Mainline | ML801TA100521MXA | Federally-Regulated Consumer Product | Non-Weatherized, Non-Condensin | 1812 | 262 |  | 09/30/2020 | 99863 | 10378024 | 11/25/2020
Rheem Sales Company, Inc. | Mainline | ML801TA125524MXA | Federally-Regulated Consumer Product | Non-Weatherized, Non-Condensin | 1991 | 270 |  | 09/30/2020 | 123598 | 10378018 | 11/25/2020
Rheem Sales Company, Inc. | Mainline | ML95TC0851521MSA | Federally-Regulated Consumer Product | Non-Weatherized, Condensing Ga | 1929 | 280 |  | 09/30/2020 | 84515 | 10378168 | 11/25/2020
Rheem Sales Company, Inc. | Mainline | ML802VA125524MSA | Federally-Regulated Consumer Product | Non-Weatherized, Non-Condensin | 2073 | 273 |  | 09/30/2020 | 87500 | 10378088 | 11/25/2020
Rheem Sales Company, Inc. | Mainline | ML802VA050317MSA | Federally-Regulated Consumer Product | Non-Weatherized, Non-Condensin | 1318 | 240 |  | 09/30/2020 | 35484 | 10378080 | 11/25/2020
Rheem Sales Company, Inc. | Mainline | ML92TA0701317MSA | Federally-Regulated Consumer Product | Non-Weatherized, Condensing Ga | 1362 | 255 |  | 09/30/2020 | 69960 | 10378204 | 11/25/2020
Rheem Sales Company, Inc. | Mainline | ML802VA100521MSA | Federally-Regulated Consumer Product | Non-Weatherized, Non-Condensin | 1905 | 266 |  | 09/30/2020 | 70000 | 10378086 | 11/25/2020
Rheem Sales Company, Inc. | Mainline | ML96TA0702317MSA | Federally-Regulated Consumer Product | Non-Weatherized, Condensing Ga | 1321 | 253 |  | 09/30/2020 | 49242 | 10378198 | 11/25/2020
Rheem Sales Company, Inc. | Mainline | ML801TA050314MSA | Federally-Regulated Consumer Product | Non-Weatherized, Non-Condensin | 1388 | 243 |  | 09/30/2020 | 49660 | 10378019 | 11/25/2020
Rheem Sales Company, Inc. | Mainline | ML98VB115M524USA | Federally-Regulated Consumer Product | Non-Weatherized, Condensing Ga | 1971 | 282 | 282 | 09/30/2020 | 44499 | 202356702 | 11/25/2020
Rheem Sales Company, Inc. | Mainline | ML98VB060M317USA | Federally-Regulated Consumer Product | Non-Weatherized, Condensing Ga | 1110 | 244 | 244 | 09/30/2020 | 22600 | 202356698 | 11/25/2020
Rheem Sales Company, Inc. | Mainline | ML802VA125524ZXB | Federally-Regulated Consumer Product | Non-Weatherized, Non-Condensin | 2322 | 284 | 284 | 09/30/2020 | 87684 | 10378106 | 11/25/2020
Rheem Sales Company, Inc. | Mainline | ML801TA100521ZSB | Federally-Regulated Consumer Product | Non-Weatherized, Non-Condensin | 1895 | 265 |  | 09/30/2020 | 100302 | 10378095 | 11/25/2020
Rheem Sales Company, Inc. | Mainline | ML97VA115M524KSA | Federally-Regulated Consumer Product | Non-Weatherized, Condensing Ga | 1959 | 281 | 281 | 09/30/2020 | 44459 | 10378212 | 11/25/2020
Rheem Sales Company, Inc. | Mainline | ML801TA075521ZXB | Federally-Regulated Consumer Product | Non-Weatherized, Non-Condensin | 1883 | 265 |  | 09/30/2020 | 75029 | 10378094 | 11/25/2020
Rheem Sales Company, Inc. | Mainline | ML802VA075317MSA | Federally-Regulated Consumer Product | Non-Weatherized, Non-Condensin | 1458 | 246 |  | 09/30/2020 | 52564 | 10378082 | 11/25/2020
Rheem Sales Company, Inc. | Mainline | ML801TA075521ZSB | Federally-Regulated Consumer Product | Non-Weatherized, Non-Condensin | 1883 | 258 | 264.852 | 10/03/2019 |  |  | 11/25/2020
Rheem Sales Company, Inc. | Mainline | ML96TA0852521MSA | Federally-Regulated Consumer Product | Non-Weatherized, Condensing Ga | 2115 | 288 |  | 09/30/2020 | 58240 | 10378199 | 11/25/2020
Rheem Sales Company, Inc. | Mainline | ML95TC0601317MSA | Federally-Regulated Consumer Product | Non-Weatherized, Condensing Ga | 1156 | 246 |  | 09/30/2020 | 55624 | 10378166 | 11/25/2020
Rheem Sales Company, Inc. | Mainline | ML98VB070M317USA | Federally-Regulated Consumer Product | Non-Weatherized, Condensing Ga | 1162 | 246 | 246 | 09/30/2020 | 28246 | 202356700 | 11/25/2020
Rheem Sales Company, Inc. | Mainline | ML95TC1151524MSA | Federally-Regulated Consumer Product | Non-Weatherized, Condensing Ga | 2041 | 285 |  | 09/30/2020 | 111488 | 10378170 | 11/25/2020
Rheem Sales Company, Inc. | Mainline | ML97VA060M317KSA | Federally-Regulated Consumer Product | Non-Weatherized, Condensing Ga | 1327 | 253 | 253 | 09/30/2020 | 22218 | 10378210 | 11/25/2020
Rheem Sales Company, Inc. | Mainline | ML802VA075317MXA | Federally-Regulated Consumer Product | Non-Weatherized, Non-Condensin | 1458 | 246 |  | 09/30/2020 | 52564 | 10378083 | 11/25/2020
Rheem Sales Company, Inc. | Mainline | ML801TA125524MSA | Federally-Regulated Consumer Product | Non-Weatherized, Non-Condensin | 1991 | 270 |  | 09/30/2020 | 123598 | 10378017 | 11/25/2020
Rheem Sales Company, Inc. | Mainline | ML801TA125524ZSB | Federally-Regulated Consumer Product | Non-Weatherized, Non-Condensin | 1835 | 263 |  | 09/30/2020 | 124289 | 10378097 | 11/25/2020
Rheem Sales Company, Inc. | Mainline | ML96TA0402317MSA | Federally-Regulated Consumer Product | Non-Weatherized, Condensing Ga | 1252 | 250 |  | 09/30/2020 | 29298 | 10378196 | 11/25/2020
Rheem Sales Company, Inc. | Mainline | ML95TC0401317MSA | Federally-Regulated Consumer Product | Non-Weatherized, Condensing Ga | 1107 | 244 |  | 09/30/2020 | 41877 | 10378165 | 11/25/2020
Rheem Sales Company, Inc. | CLIMATEMASTER | RGEA16024AJV06TAB | Federally-Regulated Consumer Product | Weatherized Non-Condensing Gas | 1358 | 259 |  | 09/30/2020 | 46205 | 205785545 | 11/25/2020
Rheem Sales Company, Inc. | CLIMATEMASTER | RGEA16024AJV062AB | Federally-Regulated Consumer Product | Weatherized Non-Condensing Gas | 1358 | 259 |  | 09/30/2020 | 46205 | 205785544 | 11/25/2020
Rheem Sales Company, Inc. | CLIMATEMASTER | RGEA15042BJV08XAA | Federally-Regulated Consumer Product | Weatherized Non-Condensing Gas | 1375 | 260 |  | 09/30/2020 | 101119 | 205785535 | 11/25/2020
Rheem Sales Company, Inc. | CLIMATEMASTER | RGEA16048AJV08TAB | Federally-Regulated Consumer Product | Weatherized Non-Condensing Gas | 1845 | 280 |  | 09/30/2020 | 76171 | 205785553 | 11/25/2020
Rheem Sales Company, Inc. | CLIMATEMASTER | RGEA15024BJV061AA | Federally-Regulated Consumer Product | Weatherized Non-Condensing Gas | 1395 | 260 |  | 09/30/2020 | 80305 | 205785520 | 11/25/2020
Rheem Sales Company, Inc. | CLIMATEMASTER | RGEA14060CJT101AA | Federally-Regulated Consumer Product | Weatherized Non-Condensing Gas | 1911 | 283 |  | 09/30/2020 | 99261 | 205785518 | 11/25/2020
Rheem Sales Company, Inc. | CLIMATEMASTER | RGEA16048AJV10TAB | Federally-Regulated Consumer Product | Weatherized Non-Condensing Gas | 1845 | 280 |  | 09/30/2020 | 76171 | 205785555 | 11/25/2020
Rheem Sales Company, Inc. | CLIMATEMASTER | RGEA15036BJV06XAA | Federally-Regulated Consumer Product | Weatherized Non-Condensing Gas | 1355 | 258 |  | 09/30/2020 | 99675 | 205785529 | 11/25/2020
Rheem Sales Company, Inc. | CLIMATEMASTER | RGEA14042AJT10XAB | Federally-Regulated Consumer Product | Weatherized Non-Condensing Gas | 1494 | 265 |  | 09/30/2020 | 99609 | 205785513 | 11/25/2020
Rheem Sales Company, Inc. | CLIMATEMASTER | RGEA14060CJT10XAA | Federally-Regulated Consumer Product | Weatherized Non-Condensing Gas | 1911 | 283 |  | 09/30/2020 | 99261 | 205785519 | 11/25/2020
Rheem Sales Company, Inc. | CLIMATEMASTER | RGEA16060AJV102AB | Federally-Regulated Consumer Product | Weatherized Non-Condensing Gas | 2330 | 302 |  | 09/30/2020 | 75239 | 205785556 | 11/25/2020
Rheem Sales Company, Inc. | CLIMATEMASTER | RGEA14036AJT081AB | Federally-Regulated Consumer Product | Weatherized Non-Condensing Gas | 1430 | 262 |  | 09/30/2020 | 99665 | 205785506 | 11/25/2020
Rheem Sales Company, Inc. | CLIMATEMASTER | RGEA14030AJT06XAB | Federally-Regulated Consumer Product | Weatherized Non-Condensing Gas | 1147 | 249 |  | 09/30/2020 | 79965 | 205785501 | 11/25/2020
Rheem Sales Company, Inc. | CLIMATEMASTER | RGEA14048AJT10XAB | Federally-Regulated Consumer Product | Weatherized Non-Condensing Gas | 1809 | 279 |  | 09/30/2020 | 99189 | 205785517 | 11/25/2020
Rheem Sales Company, Inc. | CLIMATEMASTER | RGEA15036BJV08XAA | Federally-Regulated Consumer Product | Weatherized Non-Condensing Gas | 1355 | 259 |  | 09/30/2020 | 99675 | 205785531 | 11/25/2020
Rheem Sales Company, Inc. | CLIMATEMASTER | RGEA15036BJV081AA | Federally-Regulated Consumer Product | Weatherized Non-Condensing Gas | 1355 | 259 |  | 09/30/2020 | 99675 | 205785530 | 11/25/2020
Rheem Sales Company, Inc. | CLIMATEMASTER | RGEA15042BJV10XAA | Federally-Regulated Consumer Product | Weatherized Non-Condensing Gas | 1375 | 260 |  | 09/30/2020 | 101119 | 205785537 | 11/25/2020
Rheem Sales Company, Inc. | CLIMATEMASTER | RGEA16048AJV082AB | Federally-Regulated Consumer Product | Weatherized Non-Condensing Gas | 1845 | 280 |  | 09/30/2020 | 76171 | 205785552 | 11/25/2020
Rheem Sales Company, Inc. | CLIMATEMASTER | RGEA15024BJV08XAA | Federally-Regulated Consumer Product | Weatherized Non-Condensing Gas | 1395 | 260 |  | 09/30/2020 | 80305 | 205785523 | 11/25/2020
Rheem Sales Company, Inc. | CLIMATEMASTER | RGEA16036AJV06TAB | Federally-Regulated Consumer Product | Weatherized Non-Condensing Gas | 1648 | 259 |  | 09/30/2020 | 76362 | 205785547 | 11/25/2020
Rheem Sales Company, Inc. | CLIMATEMASTER | RGEA15042BJV101AA | Federally-Regulated Consumer Product | Weatherized Non-Condensing Gas | 1375 | 260 |  | 09/30/2020 | 101119 | 205785536 | 11/25/2020
Rheem Sales Company, Inc. | CLIMATEMASTER | RGEA16048AJV102AB | Federally-Regulated Consumer Product | Weatherized Non-Condensing Gas | 1845 | 280 |  | 09/30/2020 | 76171 | 205785554 | 11/25/2020
Rheem Sales Company, Inc. | CLIMATEMASTER | RGEA14036AJT08XAB | Federally-Regulated Consumer Product | Weatherized Non-Condensing Gas | 1430 | 262 |  | 09/30/2020 | 99665 | 205785507 | 11/25/2020
Rheem Sales Company, Inc. | CLIMATEMASTER | RGEA14048AJT101AB | Federally-Regulated Consumer Product | Weatherized Non-Condensing Gas | 1809 | 279 |  | 09/30/2020 | 99189 | 205785516 | 11/25/2020
Rheem Sales Company, Inc. | CLIMATEMASTER | RGEA15024BJV081AA | Federally-Regulated Consumer Product | Weatherized Non-Condensing Gas | 1395 | 260 |  | 09/30/2020 | 80305 | 205785522 | 11/25/2020
Rheem Sales Company, Inc. | CLIMATEMASTER | RGEA15060AJV10XAB | Federally-Regulated Consumer Product | Weatherized Non-Condensing Gas | 2166 | 294 |  | 09/30/2020 | 100081 | 205785543 | 11/25/2020
Rheem Sales Company, Inc. | CLIMATEMASTER | RGEA15024BJV06XAA | Federally-Regulated Consumer Product | Weatherized Non-Condensing Gas | 1395 | 260 |  | 09/30/2020 | 80305 | 205785521 | 11/25/2020
Rheem Sales Company, Inc. | CLIMATEMASTER | RGEA14024AJT081AB | Federally-Regulated Consumer Product | Weatherized Non-Condensing Gas | 1127 | 249 |  | 09/30/2020 | 80320 | 205785498 | 11/25/2020
Rheem Sales Company, Inc. | CLIMATEMASTER | RGEA15030AJV081AB | Federally-Regulated Consumer Product | Weatherized Non-Condensing Gas | 1402 | 261 |  | 09/30/2020 | 80658 | 205785526 | 11/25/2020
Rheem Sales Company, Inc. | CLIMATEMASTER | RGEA14048AJT08XAB | Federally-Regulated Consumer Product | Weatherized Non-Condensing Gas | 1809 | 279 |  | 09/30/2020 | 99189 | 205785515 | 11/25/2020
Rheem Sales Company, Inc. | CLIMATEMASTER | RGEA14036AJT101AB | Federally-Regulated Consumer Product | Weatherized Non-Condensing Gas | 1430 | 262 |  | 09/30/2020 | 99665 | 205785508 | 11/25/2020
Rheem Sales Company, Inc. | CLIMATEMASTER | RGEA16036AJV08TAB | Federally-Regulated Consumer Product | Weatherized Non-Condensing Gas | 1648 | 272 |  | 09/30/2020 | 76362 | 205785549 | 11/25/2020
Rheem Sales Company, Inc. | CLIMATEMASTER | RGEA16036AJV082AB | Federally-Regulated Consumer Product | Weatherized Non-Condensing Gas | 1648 | 272 |  | 09/30/2020 | 76362 | 205785548 | 11/25/2020
Rheem Sales Company, Inc. | CLIMATEMASTER | RGEA16060AJV10TAB | Federally-Regulated Consumer Product | Weatherized Non-Condensing Gas | 2330 | 260 |  | 07/22/2020 | 75239 | 205785557 | 11/25/2020
Rheem Sales Company, Inc. | CLIMATEMASTER | RGEA15030AJV061AB | Federally-Regulated Consumer Product | Weatherized Non-Condensing Gas | 1402 | 261 |  | 09/30/2020 | 80658 | 205785524 | 11/25/2020
Rheem Sales Company, Inc. | CLIMATEMASTER | RGEA15060AJV101AB | Federally-Regulated Consumer Product | Weatherized Non-Condensing Gas | 2166 | 294 |  | 09/30/2020 | 100081 | 205785542 | 11/25/2020
Rheem Sales Company, Inc. | CLIMATEMASTER | RGEA15030AJV06XAB | Federally-Regulated Consumer Product | Weatherized Non-Condensing Gas | 1402 | 261 |  | 09/30/2020 | 80658 | 205785525 | 11/25/2020
Rheem Sales Company, Inc. | CLIMATEMASTER | RGEA14042AJT08XAB | Federally-Regulated Consumer Product | Weatherized Non-Condensing Gas | 1494 | 265 |  | 09/30/2020 | 99609 | 205785511 | 11/25/2020
Rheem Sales Company, Inc. | CLIMATEMASTER | RGEA15036BJV061AA | Federally-Regulated Consumer Product | Weatherized Non-Condensing Gas | 1355 | 258 |  | 09/30/2020 | 99675 | 205785528 | 11/25/2020
Rheem Sales Company, Inc. | CLIMATEMASTER | RGEA14036AJT10XAB | Federally-Regulated Consumer Product | Weatherized Non-Condensing Gas | 1430 | 262 |  | 09/30/2020 | 99665 | 205785509 | 11/25/2020
Rheem Sales Company, Inc. | CLIMATEMASTER | RGEA14048AJT081AB | Federally-Regulated Consumer Product | Weatherized Non-Condensing Gas | 1809 | 279 |  | 09/30/2020 | 99189 | 205785514 | 11/25/2020
Rheem Sales Company, Inc. | CLIMATEMASTER | RGEA16036AJV102AB | Federally-Regulated Consumer Product | Weatherized Non-Condensing Gas | 1648 | 272 |  | 09/30/2020 | 76362 | 205785550 | 11/25/2020
Rheem Sales Company, Inc. | CLIMATEMASTER | RGEA15048AJV10XAB | Federally-Regulated Consumer Product | Weatherized Non-Condensing Gas | 1720 | 275 |  | 09/30/2020 | 99897 | 205785541 | 11/25/2020
Rheem Sales Company, Inc. | CLIMATEMASTER | RGEA15036BJV101AA | Federally-Regulated Consumer Product | Weatherized Non-Condensing Gas | 1355 | 259 |  | 09/30/2020 | 99675 | 205785532 | 11/25/2020
Rheem Sales Company, Inc. | CLIMATEMASTER | RGEA16036AJV062AB | Federally-Regulated Consumer Product | Weatherized Non-Condensing Gas | 1648 | 259 |  | 09/30/2020 | 76362 | 205785546 | 11/25/2020
Rheem Sales Company, Inc. | CLIMATEMASTER | RGEA15030AJV08XAB | Federally-Regulated Consumer Product | Weatherized Non-Condensing Gas | 1402 | 261 |  | 09/30/2020 | 80658 | 205785527 | 11/25/2020
Rheem Sales Company, Inc. | CLIMATEMASTER | RGEA14024AJT061AB | Federally-Regulated Consumer Product | Weatherized Non-Condensing Gas | 1127 | 249 |  | 09/30/2020 | 80320 | 205785496 | 11/25/2020
Rheem Sales Company, Inc. | CLIMATEMASTER | RGEA14030AJT081AB | Federally-Regulated Consumer Product | Weatherized Non-Condensing Gas | 1147 | 249 |  | 09/30/2020 | 79965 | 205785502 | 11/25/2020
Rheem Sales Company, Inc. | CLIMATEMASTER | RGEA15036BJV10XAA | Federally-Regulated Consumer Product | Weatherized Non-Condensing Gas | 1355 | 259 |  | 09/30/2020 | 99675 | 205785533 | 11/25/2020
Rheem Sales Company, Inc. | CLIMATEMASTER | RGEA15048AJV08XAB | Federally-Regulated Consumer Product | Weatherized Non-Condensing Gas | 1720 | 275 |  | 09/30/2020 | 99897 | 205785539 | 11/25/2020
Rheem Sales Company, Inc. | CLIMATEMASTER | RGEA14024AJT08XAB | Federally-Regulated Consumer Product | Weatherized Non-Condensing Gas | 1127 | 249 |  | 09/30/2020 | 80320 | 205785499 | 11/25/2020
Rheem Sales Company, Inc. | CLIMATEMASTER | RGEA15042BJV081AA | Federally-Regulated Consumer Product | Weatherized Non-Condensing Gas | 1375 | 260 |  | 09/30/2020 | 101119 | 205785534 | 11/25/2020
Rheem Sales Company, Inc. | CLIMATEMASTER | RGEA14042AJT101AB | Federally-Regulated Consumer Product | Weatherized Non-Condensing Gas | 1494 | 265 |  | 09/30/2020 | 99609 | 205785512 | 11/25/2020
Rheem Sales Company, Inc. | CLIMATEMASTER | RGEA14036AJT06XAB | Federally-Regulated Consumer Product | Weatherized Non-Condensing Gas | 1430 | 262 |  | 09/30/2020 | 99665 | 205785505 | 11/25/2020
Rheem Sales Company, Inc. | CLIMATEMASTER | RGEA14030AJT08XAB | Federally-Regulated Consumer Product | Weatherized Non-Condensing Gas | 1147 | 249 |  | 09/30/2020 | 79965 | 205785503 | 11/25/2020
Rheem Sales Company, Inc. | CLIMATEMASTER | RGEA15048AJV081AB | Federally-Regulated Consumer Product | Weatherized Non-Condensing Gas | 1720 | 275 |  | 09/30/2020 | 99897 | 205785538 | 11/25/2020
Rheem Sales Company, Inc. | CLIMATEMASTER | RGEA14042AJT081AB | Federally-Regulated Consumer Product | Weatherized Non-Condensing Gas | 1494 | 265 |  | 09/30/2020 | 99609 | 205785510 | 11/25/2020
Rheem Sales Company, Inc. | CLIMATEMASTER | RGEA14036AJT061AB | Federally-Regulated Consumer Product | Weatherized Non-Condensing Gas | 1430 | 262 |  | 09/30/2020 | 99665 | 205785504 | 11/25/2020
Rheem Sales Company, Inc. | CLIMATEMASTER | RGEA15048AJV101AB | Federally-Regulated Consumer Product | Weatherized Non-Condensing Gas | 1720 | 275 |  | 09/30/2020 | 99897 | 205785540 | 11/25/2020
Rheem Sales Company, Inc. | CLIMATEMASTER | RGEA16036AJV10TAB | Federally-Regulated Consumer Product | Weatherized Non-Condensing Gas | 1648 | 272 |  | 09/30/2020 | 76362 | 205785551 | 11/25/2020
Rheem Sales Company, Inc. | CLIMATEMASTER | RGEA14030AJT061AB | Federally-Regulated Consumer Product | Weatherized Non-Condensing Gas | 1147 | 249 |  | 09/30/2020 | 79965 | 205785500 | 11/25/2020
Rheem Sales Company, Inc. | CLIMATEMASTER | RGEA14024AJT06XAB | Federally-Regulated Consumer Product | Weatherized Non-Condensing Gas | 1127 | 249 |  | 09/30/2020 | 80320 | 205785497 | 11/25/2020
American Standard, Inc. | AMERICAN STANDARD | S9V2B060D3PS*** | Federally-Regulated Consumer Product | Non-Weatherized, Condensing Ga | 1446 | 259 | 258.624 | 07/27/2020 | 38743 | 10509493 | 11/25/2020
Dettson Industries, Inc. | Williamson-Thermoflo | PMP-095-VS-RF | Federally-Regulated Consumer Product | Non-Weatherized, Non-Condensin | 1629 | 347 | 497.659 | 10/04/2019 |  |  | 11/25/2020
Dettson Industries, Inc. | Williamson-Thermoflo | PMP-095-VS-CAR | Federally-Regulated Consumer Product | Non-Weatherized, Non-Condensin | 1629 | 347 | 497.659 | 10/04/2019 |  |  | 11/25/2020
Dettson Industries, Inc. | Williamson-Thermoflo | PMP-095-VS-BF | Federally-Regulated Consumer Product | Non-Weatherized, Non-Condensin | 1629 | 347 | 497.659 | 10/04/2019 |  |  | 11/25/2020
Dettson Industries, Inc. | Williamson-Thermoflo | PMP-112-VS-CAR | Federally-Regulated Consumer Product | Non-Weatherized, Non-Condensin | 1629 | 347 | 497.659 | 10/04/2019 |  |  | 11/25/2020
Dettson Industries, Inc. | Williamson-Thermoflo | PMP-095-VS-BNX | Federally-Regulated Consumer Product | Non-Weatherized, Non-Condensin | 1629 | 347 | 497.659 | 10/04/2019 |  |  | 11/25/2020
Dettson Industries, Inc. | Williamson-Thermoflo | PMP-112-VS-BF | Federally-Regulated Consumer Product | Non-Weatherized, Non-Condensin | 1629 | 347 | 497.659 | 10/04/2019 |  |  | 11/25/2020
Dettson Industries, Inc. | Williamson-Thermoflo | PMP-112-VS-BNX | Federally-Regulated Consumer Product | Non-Weatherized, Non-Condensin | 1629 | 347 | 497.659 | 10/04/2019 |  |  | 11/25/2020
Dettson Industries, Inc. | Williamson-Thermoflo | PMP-112-VS-RF | Federally-Regulated Consumer Product | Non-Weatherized, Non-Condensin | 1629 | 347 | 497.659 | 10/04/2019 |  |  | 11/25/2020
Dettson Industries, Inc. | Dettson | AMP112SV-BF | Federally-Regulated Consumer Product | Non-Weatherized, Non-Condensin | 1496 | 488 |  | 11/25/2020 | 110066 | 5592027 | 11/25/2020
Dettson Industries, Inc. | Dettson | AMP112SV-CAR | Federally-Regulated Consumer Product | Non-Weatherized, Non-Condensin | 1496 | 488 |  | 11/25/2020 | 110066 | 5592030 | 11/25/2020
Dettson Industries, Inc. | Dettson | AMP112SV-BNX | Federally-Regulated Consumer Product | Non-Weatherized, Non-Condensin | 1496 | 488 |  | 11/25/2020 | 110066 | 5592026 | 11/25/2020
Dettson Industries, Inc. | Dettson | AMP095SV-CAR | Federally-Regulated Consumer Product | Non-Weatherized, Non-Condensin | 1496 | 488 |  | 11/25/2020 | 110066 | 5592019 | 11/25/2020
Dettson Industries, Inc. | Dettson | AMP095SV-BF | Federally-Regulated Consumer Product | Non-Weatherized, Non-Condensin | 1496 | 488 |  | 11/25/2020 | 110066 | 5592016 | 11/25/2020
Dettson Industries, Inc. | Dettson | AMP112SV-RF | Federally-Regulated Consumer Product | Non-Weatherized, Non-Condensin | 1496 | 488 |  | 11/25/2020 | 110066 | 5592028 | 11/25/2020
Dettson Industries, Inc. | Dettson | AMP095SV-RF | Federally-Regulated Consumer Product | Non-Weatherized, Non-Condensin | 1496 | 488 |  | 11/25/2020 | 110066 | 5592017 | 11/25/2020
Dettson Industries, Inc. | Dettson | AMP095SV-BNX | Federally-Regulated Consumer Product | Non-Weatherized, Non-Condensin | 1496 | 488 |  | 11/25/2020 | 110066 | 5592015 | 11/25/2020
Rheem Sales Company, Inc. | Fujitsu | FF75173TT80M | Federally-Regulated Consumer Product | Non-Weatherized, Non-Condensin | 1539 | 250 |  | 11/25/2020 | 52505 | 204007903 | 11/25/2020
Rheem Sales Company, Inc. | Fujitsu | RGEA14048AJT101AB | Federally-Regulated Consumer Product | Weatherized Non-Condensing Gas | 1809 | 279 |  | 11/25/2020 | 99189 | 204117040 | 11/25/2020
Rheem Sales Company, Inc. | Fujitsu | FF100215TS80ZB | Federally-Regulated Consumer Product | Non-Weatherized, Non-Condensin | 2096 | 274 |  | 11/25/2020 | 100583 | 204515051 | 11/25/2020
Rheem Sales Company, Inc. | Fujitsu | RGEA14042AJT101AB | Federally-Regulated Consumer Product | Weatherized Non-Condensing Gas | 1494 | 265 |  | 11/25/2020 | 99609 | 204117036 | 11/25/2020
Rheem Sales Company, Inc. | Fujitsu | RGEA14042AJT08XAB | Federally-Regulated Consumer Product | Weatherized Non-Condensing Gas | 1494 | 265 |  | 11/25/2020 | 99609 | 204117035 | 11/25/2020
Rheem Sales Company, Inc. | Fujitsu | FF70173TS80Z | Federally-Regulated Consumer Product | Non-Weatherized, Non-Condensin | 1189 | 234 |  | 11/25/2020 | 70542 | 202132857 | 11/25/2020
Rheem Sales Company, Inc. | Fujitsu | FF50143CS80M | Federally-Regulated Consumer Product | Non-Weatherized, Non-Condensin | 1388 | 184 |  | 11/25/2020 | 49660 | 203327189 | 11/25/2020
Rheem Sales Company, Inc. | Fujitsu | FF60173TS92M | Federally-Regulated Consumer Product | Non-Weatherized, Condensing Ga | 1156 | 246 |  | 11/25/2020 | 55624 | 10260138 | 11/25/2020
Rheem Sales Company, Inc. | Fujitsu | RGEA16024AJV062AB | Federally-Regulated Consumer Product | Weatherized Non-Condensing Gas | 1358 | 259 |  | 11/25/2020 | 46205 | 205785653 | 11/25/2020
Rheem Sales Company, Inc. | Fujitsu | FF50143CS80X | Federally-Regulated Consumer Product | Non-Weatherized, Non-Condensin | 1388 | 184 |  | 11/25/2020 | 49660 | 203327190 | 11/25/2020
Rheem Sales Company, Inc. | Fujitsu | FF100174TT80X | Federally-Regulated Consumer Product | Non-Weatherized, Non-Condensin | 1730 | 258 |  | 11/25/2020 | 70020 | 204100502 | 11/25/2020
Rheem Sales Company, Inc. | Fujitsu | FF75174TT80X | Federally-Regulated Consumer Product | Non-Weatherized, Non-Condensin | 1884 | 265 |  | 11/25/2020 | 52545 | 204100501 | 11/25/2020
Rheem Sales Company, Inc. | Fujitsu | FF75174CS80M | Federally-Regulated Consumer Product | Non-Weatherized, Non-Condensin | 1496 | 248 |  | 11/25/2020 | 75177 | 203327191 | 11/25/2020
Rheem Sales Company, Inc. | Fujitsu | RGEA14036AJT08XAB | Federally-Regulated Consumer Product | Weatherized Non-Condensing Gas | 1430 | 262 |  | 11/25/2020 | 99665 | 204117031 | 11/25/2020
Rheem Sales Company, Inc. | Fujitsu | FF125245TT80M | Federally-Regulated Consumer Product | Non-Weatherized, Non-Condensin | 1899 | 266 |  | 11/25/2020 | 87546 | 204007907 | 11/25/2020
Rheem Sales Company, Inc. | Fujitsu | RGEA14036AJT10XAB | Federally-Regulated Consumer Product | Weatherized Non-Condensing Gas | 1430 | 262 |  | 11/25/2020 | 99665 | 204117033 | 11/25/2020
Rheem Sales Company, Inc. | Fujitsu | FF70215TT96M | Federally-Regulated Consumer Product | Non-Weatherized, Condensing Ga | 1854 | 277 |  | 11/25/2020 | 49250 | 203261712 | 11/25/2020
Rheem Sales Company, Inc. | Fujitsu | FF115245TS92M | Federally-Regulated Consumer Product | Non-Weatherized, Condensing Ga | 2041 | 285 |  | 11/25/2020 | 111488 | 10260142 | 11/25/2020
Rheem Sales Company, Inc. | Fujitsu | FF70174TS80Z | Federally-Regulated Consumer Product | Non-Weatherized, Non-Condensin | 1823 | 262 |  | 11/25/2020 | 70109 | 204515050 | 11/25/2020
Rheem Sales Company, Inc. | Fujitsu | RGEA14024AJT081AB | Federally-Regulated Consumer Product | Weatherized Non-Condensing Gas | 1127 | 249 |  | 11/25/2020 | 80320 | 204117022 | 11/25/2020
Rheem Sales Company, Inc. | Fujitsu | FF70215TS92M | Federally-Regulated Consumer Product | Non-Weatherized, Condensing Ga | 1983 | 282 |  | 11/25/2020 | 70360 | 203269554 | 11/25/2020
Rheem Sales Company, Inc. | Fujitsu | RGEA14048AJT081AB | Federally-Regulated Consumer Product | Weatherized Non-Condensing Gas | 1809 | 279 |  | 11/25/2020 | 99189 | 204117038 | 11/25/2020
Rheem Sales Company, Inc. | Fujitsu | RGEA15030AJV08XAB | Federally-Regulated Consumer Product | Weatherized Non-Condensing Gas | 1402 | 261 |  | 11/25/2020 | 80658 | 204117051 | 11/25/2020
Rheem Sales Company, Inc. | Fujitsu | RGEA16036AJV062AB | Federally-Regulated Consumer Product | Weatherized Non-Condensing Gas | 1648 | 259 |  | 11/25/2020 | 76362 | 205785655 | 11/25/2020
Rheem Sales Company, Inc. | Fujitsu | FF70215TS95M | Federally-Regulated Consumer Product | Non-Weatherized, Condensing Ga | 1983 | 279 |  | 11/25/2020 | 70360 | 203261710 | 11/25/2020
Rheem Sales Company, Inc. | Fujitsu | RGEA15030AJV061AB | Federally-Regulated Consumer Product | Weatherized Non-Condensing Gas | 1402 | 261 |  | 11/25/2020 | 80658 | 204117048 | 11/25/2020
Rheem Sales Company, Inc. | Fujitsu | RGEA15048AJV101AB | Federally-Regulated Consumer Product | Weatherized Non-Condensing Gas | 1720 | 275 |  | 11/25/2020 | 99897 | 204117064 | 11/25/2020
Rheem Sales Company, Inc. | Fujitsu | FF75173TT80X | Federally-Regulated Consumer Product | Non-Weatherized, Non-Condensin | 1539 | 250 |  | 11/25/2020 | 52505 | 204100500 | 11/25/2020
Rheem Sales Company, Inc. | Fujitsu | RGEA14024AJT08XAB | Federally-Regulated Consumer Product | Weatherized Non-Condensing Gas | 1127 | 249 |  | 11/25/2020 | 80320 | 204117023 | 11/25/2020
Rheem Sales Company, Inc. | Fujitsu | FF125245CS80M | Federally-Regulated Consumer Product | Non-Weatherized, Non-Condensin | 1991 | 270 |  | 11/25/2020 | 123598 | 203327197 | 11/25/2020
Rheem Sales Company, Inc. | Fujitsu | RGEA15030AJV081AB | Federally-Regulated Consumer Product | Weatherized Non-Condensing Gas | 1402 | 261 |  | 11/25/2020 | 80658 | 204117050 | 11/25/2020
Rheem Sales Company, Inc. | Fujitsu | RGEA14036AJT061AB | Federally-Regulated Consumer Product | Weatherized Non-Condensing Gas | 1430 | 262 |  | 11/25/2020 | 99665 | 204117028 | 11/25/2020
Rheem Sales Company, Inc. | Fujitsu | RGEA14030AJT061AB | Federally-Regulated Consumer Product | Weatherized Non-Condensing Gas | 1147 | 249 |  | 11/25/2020 | 79965 | 204117024 | 11/25/2020
Rheem Sales Company, Inc. | Fujitsu | FF100174TT80M | Federally-Regulated Consumer Product | Non-Weatherized, Non-Condensin | 1730 | 258 |  | 11/25/2020 | 70020 | 204007905 | 11/25/2020
Rheem Sales Company, Inc. | Fujitsu | RGEA16024AJV06TAB | Federally-Regulated Consumer Product | Weatherized Non-Condensing Gas | 1358 | 259 |  | 11/25/2020 | 46205 | 205785654 | 11/25/2020
Rheem Sales Company, Inc. | Fujitsu | FF70215LT96M | Federally-Regulated Consumer Product | Non-Weatherized, Condensing Ga | 1923 | 280 |  | 11/25/2020 | 49235 | 203261711 | 11/25/2020
Rheem Sales Company, Inc. | Fujitsu | FF100215TT96M | Federally-Regulated Consumer Product | Non-Weatherized, Condensing Ga | 1930 | 280 |  | 11/25/2020 | 69202 | 10515072 | 11/25/2020
Rheem Sales Company, Inc. | Fujitsu | FF100215CS80Y | Federally-Regulated Consumer Product | Non-Weatherized, Non-Condensin | 1895 | 265 |  | 11/25/2020 | 100302 | 203327204 | 11/25/2020
Rheem Sales Company, Inc. | Fujitsu | RGEA14036AJT06XAB | Federally-Regulated Consumer Product | Weatherized Non-Condensing Gas | 1430 | 262 |  | 11/25/2020 | 99665 | 204117029 | 11/25/2020
Rheem Sales Company, Inc. | Fujitsu | FF125245CS80Y | Federally-Regulated Consumer Product | Non-Weatherized, Non-Condensin | 1835 | 263 |  | 11/25/2020 | 124289 | 203327206 | 11/25/2020
Rheem Sales Company, Inc. | Fujitsu | FF125245TT80X | Federally-Regulated Consumer Product | Non-Weatherized, Non-Condensin | 1899 | 266 |  | 11/25/2020 | 87546 | 204100504 | 11/25/2020
Rheem Sales Company, Inc. | Fujitsu | FF100215TT80M | Federally-Regulated Consumer Product | Non-Weatherized, Non-Condensin | 1952 | 268 |  | 11/25/2020 | 70078 | 204007906 | 11/25/2020
Rheem Sales Company, Inc. | Fujitsu | FF75215CS80D | Federally-Regulated Consumer Product | Non-Weatherized, Non-Condensin | 1892 | 265 |  | 11/25/2020 | 99827 | 203327201 | 11/25/2020
Rheem Sales Company, Inc. | Fujitsu | FF75215CS80Y | Federally-Regulated Consumer Product | Non-Weatherized, Non-Condensin | 1892 | 265 |  | 11/25/2020 | 99827 | 203327202 | 11/25/2020
Rheem Sales Company, Inc. | Fujitsu | RGEA16036AJV06TAB | Federally-Regulated Consumer Product | Weatherized Non-Condensing Gas | 1648 | 259 |  | 11/25/2020 | 76362 | 205785656 | 11/25/2020
Rheem Sales Company, Inc. | Fujitsu | RGEA15048AJV081AB | Federally-Regulated Consumer Product | Weatherized Non-Condensing Gas | 1720 | 275 |  | 11/25/2020 | 99897 | 204117062 | 11/25/2020
Rheem Sales Company, Inc. | Fujitsu | RGEA14030AJT08XAB | Federally-Regulated Consumer Product | Weatherized Non-Condensing Gas | 1147 | 249 |  | 11/25/2020 | 79965 | 204117027 | 11/25/2020
Rheem Sales Company, Inc. | Fujitsu | FF100215TS80ZA | Federally-Regulated Consumer Product | Non-Weatherized, Non-Condensin | 1861 | 264 |  | 11/25/2020 | 98348 | 205085388 | 11/25/2020
Rheem Sales Company, Inc. | Fujitsu | FF85215TT96M | Federally-Regulated Consumer Product | Non-Weatherized, Condensing Ga | 2115 | 288 |  | 11/25/2020 | 58240 | 10515071 | 11/25/2020
Rheem Sales Company, Inc. | Fujitsu | RGEA15048AJV08XAB | Federally-Regulated Consumer Product | Weatherized Non-Condensing Gas | 1720 | 275 |  | 11/25/2020 | 99897 | 204117063 | 11/25/2020
Rheem Sales Company, Inc. | Fujitsu | RGEA14042AJT081AB | Federally-Regulated Consumer Product | Weatherized Non-Condensing Gas | 1494 | 265 |  | 11/25/2020 | 99609 | 204117034 | 11/25/2020
Rheem Sales Company, Inc. | Fujitsu | RGEA14030AJT06XAB | Federally-Regulated Consumer Product | Weatherized Non-Condensing Gas | 1147 | 249 |  | 11/25/2020 | 79965 | 204117025 | 11/25/2020
Rheem Sales Company, Inc. | Fujitsu | RGEA16036AJV082AB | Federally-Regulated Consumer Product | Weatherized Non-Condensing Gas | 1648 | 272 |  | 11/25/2020 | 76362 | 205785657 | 11/25/2020
Rheem Sales Company, Inc. | Fujitsu | RGEA14042AJT10XAB | Federally-Regulated Consumer Product | Weatherized Non-Condensing Gas | 1494 | 265 |  | 11/25/2020 | 99609 | 204117037 | 11/25/2020
Rheem Sales Company, Inc. | Fujitsu | FF100215TS92M | Federally-Regulated Consumer Product | Non-Weatherized, Condensing Ga | 2066 | 286 |  | 11/25/2020 | 98023 | 10260141 | 11/25/2020
Rheem Sales Company, Inc. | Fujitsu | RGEA14024AJT06XAB | Federally-Regulated Consumer Product | Weatherized Non-Condensing Gas | 1127 | 249 |  | 11/25/2020 | 80320 | 204117021 | 11/25/2020
Rheem Sales Company, Inc. | Fujitsu | FF75174TT80M | Federally-Regulated Consumer Product | Non-Weatherized, Non-Condensin | 1884 | 265 |  | 11/25/2020 | 52545 | 204007904 | 11/25/2020
Rheem Sales Company, Inc. | Fujitsu | FF150245TT80X | Federally-Regulated Consumer Product | Non-Weatherized, Non-Condensin | 2092 | 274 |  | 11/25/2020 | 104565 | 204100505 | 11/25/2020
Rheem Sales Company, Inc. | Fujitsu | RGEA14030AJT081AB | Federally-Regulated Consumer Product | Weatherized Non-Condensing Gas | 1147 | 249 |  | 11/25/2020 | 79965 | 204117026 | 11/25/2020
Rheem Sales Company, Inc. | Fujitsu | RGEA14036AJT101AB | Federally-Regulated Consumer Product | Weatherized Non-Condensing Gas | 1430 | 262 |  | 11/25/2020 | 99665 | 204117032 | 11/25/2020
Rheem Sales Company, Inc. | Fujitsu | FF115245TT96M | Federally-Regulated Consumer Product | Non-Weatherized, Condensing Ga | 1935 | 280 |  | 11/25/2020 | 78711 | 10515073 | 11/25/2020
Rheem Sales Company, Inc. | Fujitsu | FF75174CS80X | Federally-Regulated Consumer Product | Non-Weatherized, Non-Condensin | 1496 | 248 |  | 11/25/2020 | 75177 | 203327192 | 11/25/2020
Rheem Sales Company, Inc. | Fujitsu | RGEA16036AJV08TAB | Federally-Regulated Consumer Product | Weatherized Non-Condensing Gas | 1648 | 272 |  | 11/25/2020 | 76362 | 205785658 | 11/25/2020
Rheem Sales Company, Inc. | Fujitsu | FF75214CS80M | Federally-Regulated Consumer Product | Non-Weatherized, Non-Condensin | 1634 | 254 |  | 11/25/2020 | 75736 | 203327193 | 11/25/2020
Rheem Sales Company, Inc. | Fujitsu | FF125245CS80D | Federally-Regulated Consumer Product | Non-Weatherized, Non-Condensin | 1835 | 263 |  | 11/25/2020 | 124289 | 203327205 | 11/25/2020
Rheem Sales Company, Inc. | Fujitsu | FF100215CS80M | Federally-Regulated Consumer Product | Non-Weatherized, Non-Condensin | 1812 | 262 |  | 11/25/2020 | 99863 | 203327195 | 11/25/2020
Rheem Sales Company, Inc. | Fujitsu | RGEA15048AJV10XAB | Federally-Regulated Consumer Product | Weatherized Non-Condensing Gas | 1720 | 275 |  | 11/25/2020 | 99897 | 204117065 | 11/25/2020
Rheem Sales Company, Inc. | Fujitsu | RGEA15030AJV06XAB | Federally-Regulated Consumer Product | Weatherized Non-Condensing Gas | 1402 | 261 |  | 11/25/2020 | 80658 | 204117049 | 11/25/2020
Rheem Sales Company, Inc. | Fujitsu | RGEA14060AJT10XAB | Federally-Regulated Consumer Product | Weatherized Non-Condensing Gas | 1911 | 283 |  | 11/25/2020 | 99261 | 204117043 | 11/25/2020
Rheem Sales Company, Inc. | Fujitsu | FF100215CS80D | Federally-Regulated Consumer Product | Non-Weatherized, Non-Condensin | 1895 | 265 |  | 11/25/2020 | 100302 | 203327203 | 11/25/2020
Rheem Sales Company, Inc. | Fujitsu | FF150245TT80M | Federally-Regulated Consumer Product | Non-Weatherized, Non-Condensin | 2092 | 274 |  | 11/25/2020 | 104565 | 204007908 | 11/25/2020
Rheem Sales Company, Inc. | Fujitsu | FF50174TS80Z | Federally-Regulated Consumer Product | Non-Weatherized, Non-Condensin | 1502 | 248 |  | 11/25/2020 | 50342 | 204515049 | 11/25/2020
Rheem Sales Company, Inc. | Fujitsu | FF75214CS80X | Federally-Regulated Consumer Product | Non-Weatherized, Non-Condensin | 1634 | 254 |  | 11/25/2020 | 75736 | 203327194 | 11/25/2020
Rheem Sales Company, Inc. | Fujitsu | RGEA14048AJT08XAB | Federally-Regulated Consumer Product | Weatherized Non-Condensing Gas | 1809 | 279 |  | 11/25/2020 | 99189 | 204117039 | 11/25/2020
Rheem Sales Company, Inc. | Fujitsu | RGEA14048AJT10XAB | Federally-Regulated Consumer Product | Weatherized Non-Condensing Gas | 1809 | 279 |  | 11/25/2020 | 99189 | 204117041 | 11/25/2020
Rheem Sales Company, Inc. | Fujitsu | FF100215CS80X | Federally-Regulated Consumer Product | Non-Weatherized, Non-Condensin | 1812 | 262 |  | 11/25/2020 | 99863 | 203327196 | 11/25/2020
Rheem Sales Company, Inc. | Fujitsu | RGEA14036AJT081AB | Federally-Regulated Consumer Product | Weatherized Non-Condensing Gas | 1430 | 262 |  | 11/25/2020 | 99665 | 204117030 | 11/25/2020
Rheem Sales Company, Inc. | Fujitsu | FF125245CS80X | Federally-Regulated Consumer Product | Non-Weatherized, Non-Condensin | 1991 | 270 |  | 11/25/2020 | 123598 | 203327198 | 11/25/2020
Rheem Sales Company, Inc. | Fujitsu | RGEA14024AJT061AB | Federally-Regulated Consumer Product | Weatherized Non-Condensing Gas | 1127 | 249 |  | 11/25/2020 | 80320 | 204117020 | 11/25/2020
Rheem Sales Company, Inc. | Fujitsu | FF100215TT80X | Federally-Regulated Consumer Product | Non-Weatherized, Non-Condensin | 1952 | 268 |  | 11/25/2020 | 70078 | 204100503 | 11/25/2020
Rheem Sales Company, Inc. | Thermal Zone | TZ80MDV125D50XA | Federally-Regulated Consumer Product | Non-Weatherized, Non-Condensin | 2073 | 273 |  | 11/25/2020 | 87500 | 7979997 | 11/25/2020
Rheem Sales Company, Inc. | Thermal Zone | TZ80MDV125D50SA | Federally-Regulated Consumer Product | Non-Weatherized, Non-Condensin | 2073 | 273 |  | 11/25/2020 | 87500 | 7979992 | 11/25/2020
Rheem Sales Company, Inc. | Thermal Zone | TZ80MSX050B30UA | Federally-Regulated Consumer Product | Non-Weatherized, Non-Condensin | 1165 | 233 |  | 11/25/2020 | 49157 | 202132858 | 11/25/2020
Rheem Sales Company, Inc. | Thermal Zone | TZ80DSX125D50SB | Federally-Regulated Consumer Product | Non-Weatherized, Non-Condensin | 1835 | 263 |  | 11/25/2020 | 124289 | 8087182 | 11/25/2020
Rheem Sales Company, Inc. | Thermal Zone | TZ80DSX100C50SB | Federally-Regulated Consumer Product | Non-Weatherized, Non-Condensin | 1895 | 265 |  | 11/25/2020 | 100302 | 8087174 | 11/25/2020
Rheem Sales Company, Inc. | Thermal Zone | TZ80DSX100C50XB | Federally-Regulated Consumer Product | Non-Weatherized, Non-Condensin | 1895 | 265 |  | 11/25/2020 | 100302 | 8087178 | 11/25/2020
Rheem Sales Company, Inc. | Thermal Zone | TZ80MSX075B40SA | Federally-Regulated Consumer Product | Non-Weatherized, Non-Condensin | 1496 | 248 |  | 11/25/2020 | 75177 | 7490368 | 11/25/2020
Rheem Sales Company, Inc. | Thermal Zone | TZ80MSX050A30SA | Federally-Regulated Consumer Product | Non-Weatherized, Non-Condensin | 1388 | 243 |  | 11/25/2020 | 49660 | 7490350 | 11/25/2020
Rheem Sales Company, Inc. | Thermal Zone | TZ95MSX085C50C | Federally-Regulated Consumer Product | Non-Weatherized, Condensing Ga | 1929 | 280 |  | 11/25/2020 | 84515 | 8934620 | 11/25/2020
Rheem Sales Company, Inc. | Thermal Zone | TZ80MDV100C50SA | Federally-Regulated Consumer Product | Non-Weatherized, Non-Condensin | 1905 | 266 |  | 11/25/2020 | 70000 | 7979980 | 11/25/2020
Rheem Sales Company, Inc. | Thermal Zone | TZ80MDV050B30SA | Federally-Regulated Consumer Product | Non-Weatherized, Non-Condensin | 1318 | 240 |  | 11/25/2020 | 35484 | 7979940 | 11/25/2020
Rheem Sales Company, Inc. | Thermal Zone | TZ80DSX125D50XB | Federally-Regulated Consumer Product | Non-Weatherized, Non-Condensin | 1835 | 263 |  | 11/25/2020 | 124289 | 8087186 | 11/25/2020
Rheem Sales Company, Inc. | Thermal Zone | TZ80MSX100C50SA | Federally-Regulated Consumer Product | Non-Weatherized, Non-Condensin | 1812 | 262 |  | 11/25/2020 | 99863 | 7490389 | 11/25/2020
Rheem Sales Company, Inc. | Thermal Zone | TZ80MDV100C50XA | Federally-Regulated Consumer Product | Non-Weatherized, Non-Condensin | 1905 | 266 |  | 11/25/2020 | 70000 | 7979986 | 11/25/2020
Rheem Sales Company, Inc. | Thermal Zone | TZ95MSX070B30C | Federally-Regulated Consumer Product | Non-Weatherized, Condensing Ga | 1362 | 255 |  | 11/25/2020 | 69960 | 8934616 | 11/25/2020
Rheem Sales Company, Inc. | Thermal Zone | TZ80MDV075B30SA | Federally-Regulated Consumer Product | Non-Weatherized, Non-Condensin | 1458 | 246 |  | 11/25/2020 | 52564 | 7979952 | 11/25/2020
Rheem Sales Company, Inc. | Thermal Zone | TZ80MSX050A30XA | Federally-Regulated Consumer Product | Non-Weatherized, Non-Condensin | 1388 | 243 |  | 11/25/2020 | 49660 | 7490359 | 11/25/2020
Rheem Sales Company, Inc. | Thermal Zone | TZ80MDV075B30XA | Federally-Regulated Consumer Product | Non-Weatherized, Non-Condensin | 1458 | 246 |  | 11/25/2020 | 52564 | 7979961 | 11/25/2020
Rheem Sales Company, Inc. | Thermal Zone | TZ80MDV050B30XA | Federally-Regulated Consumer Product | Non-Weatherized, Non-Condensin | 1318 | 240 |  | 11/25/2020 | 35484 | 7979945 | 11/25/2020
Rheem Sales Company, Inc. | Ruud | R801TA070417MUA | Federally-Regulated Consumer Product | Non-Weatherized, Non-Condensin | 1823 | 262 |  | 11/25/2020 | 70109 | 204501684 | 11/25/2020
Rheem Sales Company, Inc. | Ruud | RGEA16048AJV102AB | Federally-Regulated Consumer Product | Weatherized Non-Condensing Gas | 1845 | 280 |  | 11/25/2020 | 76171 | 203404630 | 11/25/2020
Rheem Sales Company, Inc. | Ruud | R801TB100521MUA | Federally-Regulated Consumer Product | Non-Weatherized, Non-Condensin | 2096 | 274 |  | 11/25/2020 | 100583 | 204501687 | 11/25/2020
Rheem Sales Company, Inc. | Ruud | R802TA100417MSA | Federally-Regulated Consumer Product | Non-Weatherized, Non-Condensin | 1730 | 258 |  | 11/25/2020 | 70020 | 204007875 | 11/25/2020
Rheem Sales Company, Inc. | Ruud | R801CA125524ZXA | Federally-Regulated Consumer Product | Non-Weatherized, Non-Condensin | 1835 | 263 |  | 11/25/2020 | 124289 | 203327184 | 11/25/2020
Rheem Sales Company, Inc. | Ruud | RGEA15048AJV10XAB | Federally-Regulated Consumer Product | Weatherized Non-Condensing Gas | 1720 | 275 |  | 11/25/2020 | 99897 | 203404598 | 11/25/2020
Rheem Sales Company, Inc. | Ruud | RGEA14030AJT06XAB | Federally-Regulated Consumer Product | Weatherized Non-Condensing Gas | 1147 | 249 |  | 11/25/2020 | 79965 | 203404438 | 11/25/2020
Rheem Sales Company, Inc. | Ruud | R801CA050314MXA | Federally-Regulated Consumer Product | Non-Weatherized, Non-Condensin | 1388 | 184 |  | 11/25/2020 | 49660 | 203327136 | 11/25/2020
Rheem Sales Company, Inc. | Ruud | R801CA125524MXA | Federally-Regulated Consumer Product | Non-Weatherized, Non-Condensin | 1991 | 270 |  | 11/25/2020 | 123598 | 203327160 | 11/25/2020
Rheem Sales Company, Inc. | Ruud | RGEA15030AJV081AB | Federally-Regulated Consumer Product | Weatherized Non-Condensing Gas | 1402 | 261 |  | 11/25/2020 | 80658 | 203404534 | 11/25/2020
Rheem Sales Company, Inc. | Ruud | R801CA100521ZXA | Federally-Regulated Consumer Product | Non-Weatherized, Non-Condensin | 1895 | 265 |  | 11/25/2020 | 100302 | 203327178 | 11/25/2020
Rheem Sales Company, Inc. | Ruud | R92TA1151524MSA | Federally-Regulated Consumer Product | Non-Weatherized, Condensing Ga | 2041 | 285 |  | 11/25/2020 | 111488 | 201712988 | 11/25/2020
Rheem Sales Company, Inc. | Ruud | R802TA075417MSA | Federally-Regulated Consumer Product | Non-Weatherized, Non-Condensin | 1884 | 265 |  | 11/25/2020 | 52545 | 204007872 | 11/25/2020
Rheem Sales Company, Inc. | Ruud | RGEA14024AJT081AB | Federally-Regulated Consumer Product | Weatherized Non-Condensing Gas | 1127 | 249 |  | 11/25/2020 | 80320 | 203404426 | 11/25/2020
Rheem Sales Company, Inc. | Ruud | RGEA14030AJT061AB | Federally-Regulated Consumer Product | Weatherized Non-Condensing Gas | 1147 | 249 |  | 11/25/2020 | 79965 | 203404434 | 11/25/2020
Rheem Sales Company, Inc. | Ruud | RGEA15030AJV061AB | Federally-Regulated Consumer Product | Weatherized Non-Condensing Gas | 1402 | 261 |  | 11/25/2020 | 80658 | 203404526 | 11/25/2020
Rheem Sales Company, Inc. | Ruud | RGEA14024AJT06XAB | Federally-Regulated Consumer Product | Weatherized Non-Condensing Gas | 1127 | 249 |  | 11/25/2020 | 80320 | 203404422 | 11/25/2020
Rheem Sales Company, Inc. | Ruud | R92TA0851521MSA | Federally-Regulated Consumer Product | Non-Weatherized, Condensing Ga | 1929 | 280 |  | 11/25/2020 | 84515 | 201712984 | 11/25/2020
Rheem Sales Company, Inc. | Ruud | R802TA075317MXA | Federally-Regulated Consumer Product | Non-Weatherized, Non-Condensin | 1539 | 250 |  | 11/25/2020 | 52505 | 204099262 | 11/25/2020
Rheem Sales Company, Inc. | Ruud | RGEA16024AJV062AB | Federally-Regulated Consumer Product | Weatherized Non-Condensing Gas | 1358 | 259 |  | 11/25/2020 | 46205 | 203404610 | 11/25/2020
Rheem Sales Company, Inc. | Ruud | RGEA14024AJT08XAB | Federally-Regulated Consumer Product | Weatherized Non-Condensing Gas | 1127 | 249 |  | 11/25/2020 | 80320 | 203404430 | 11/25/2020
Rheem Sales Company, Inc. | Ruud | RGEA14030AJT081AB | Federally-Regulated Consumer Product | Weatherized Non-Condensing Gas | 1147 | 249 |  | 11/25/2020 | 79965 | 203404442 | 11/25/2020
Rheem Sales Company, Inc. | Ruud | RGEA15030AJV06XAB | Federally-Regulated Consumer Product | Weatherized Non-Condensing Gas | 1402 | 261 |  | 11/25/2020 | 80658 | 203404530 | 11/25/2020
Rheem Sales Company, Inc. | Ruud | RGEA15030AJV08XAB | Federally-Regulated Consumer Product | Weatherized Non-Condensing Gas | 1402 | 261 |  | 11/25/2020 | 80658 | 203404538 | 11/25/2020
Rheem Sales Company, Inc. | Ruud | RGEA16036AJV082AB | Federally-Regulated Consumer Product | Weatherized Non-Condensing Gas | 1648 | 272 |  | 11/25/2020 | 76362 | 203404618 | 11/25/2020
Rheem Sales Company, Inc. | Ruud | R801CA075421MSA | Federally-Regulated Consumer Product | Non-Weatherized, Non-Condensin | 1634 | 254 |  | 11/25/2020 | 75736 | 203327145 | 11/25/2020
Rheem Sales Company, Inc. | Ruud | R802TA075417MXA | Federally-Regulated Consumer Product | Non-Weatherized, Non-Condensin | 1884 | 265 |  | 11/25/2020 | 52545 | 204099266 | 11/25/2020
Rheem Sales Company, Inc. | Ruud | RGEA14036AJT101AB | Federally-Regulated Consumer Product | Weatherized Non-Condensing Gas | 1430 | 262 |  | 11/25/2020 | 99665 | 203404466 | 11/25/2020
Rheem Sales Company, Inc. | Ruud | R802TA125524MXA | Federally-Regulated Consumer Product | Non-Weatherized, Non-Condensin | 1899 | 266 |  | 11/25/2020 | 87546 | 204099277 | 11/25/2020
Rheem Sales Company, Inc. | Ruud | RGEA14048AJT081AB | Federally-Regulated Consumer Product | Weatherized Non-Condensing Gas | 1809 | 279 |  | 11/25/2020 | 99189 | 203404486 | 11/25/2020
Rheem Sales Company, Inc. | Ruud | R801CA100521ZSA | Federally-Regulated Consumer Product | Non-Weatherized, Non-Condensin | 1895 | 265 |  | 11/25/2020 | 100302 | 203327175 | 11/25/2020
Rheem Sales Company, Inc. | Ruud | RGEA16036AJV102AB | Federally-Regulated Consumer Product | Weatherized Non-Condensing Gas | 1648 | 272 |  | 11/25/2020 | 76362 | 203404622 | 11/25/2020
Rheem Sales Company, Inc. | Ruud | R92TA0701521MSA | Federally-Regulated Consumer Product | Non-Weatherized, Condensing Ga | 1983 | 282 |  | 11/25/2020 | 70360 | 203269465 | 11/25/2020
Rheem Sales Company, Inc. | Ruud | R802TA075317MSA | Federally-Regulated Consumer Product | Non-Weatherized, Non-Condensin | 1539 | 250 |  | 11/25/2020 | 52505 | 204007869 | 11/25/2020
Rheem Sales Company, Inc. | Ruud | RGEA14042AJT081AB | Federally-Regulated Consumer Product | Weatherized Non-Condensing Gas | 1494 | 265 |  | 11/25/2020 | 99609 | 203404473 | 11/25/2020
Rheem Sales Company, Inc. | Ruud | R801CA125524MSA | Federally-Regulated Consumer Product | Non-Weatherized, Non-Condensin | 1991 | 270 |  | 11/25/2020 | 123598 | 203327157 | 11/25/2020
Rheem Sales Company, Inc. | Ruud | RGEA14060AJT10XAB | Federally-Regulated Consumer Product | Weatherized Non-Condensing Gas | 1911 | 283 |  | 11/25/2020 | 99261 | 203404506 | 11/25/2020
Rheem Sales Company, Inc. | Ruud | RGEA14048AJT10XAB | Federally-Regulated Consumer Product | Weatherized Non-Condensing Gas | 1809 | 279 |  | 11/25/2020 | 99189 | 203404498 | 11/25/2020
Rheem Sales Company, Inc. | Ruud | U96VA0702521MSA | Federally-Regulated Consumer Product | Non-Weatherized, Condensing Ga | 1923 | 280 |  | 11/25/2020 | 49235 | 203261703 | 11/25/2020
Rheem Sales Company, Inc. | Ruud | RGEA14042AJT101AB | Federally-Regulated Consumer Product | Weatherized Non-Condensing Gas | 1494 | 265 |  | 11/25/2020 | 99609 | 203404479 | 11/25/2020
Rheem Sales Company, Inc. | Ruud | R802TA100521MSA | Federally-Regulated Consumer Product | Non-Weatherized, Non-Condensin | 1952 | 268 |  | 11/25/2020 | 70078 | 204007878 | 11/25/2020
Rheem Sales Company, Inc. | Ruud | RGEA16036AJV062AB | Federally-Regulated Consumer Product | Weatherized Non-Condensing Gas | 1358 | 259 |  | 11/25/2020 | 46205 | 203404614 | 11/25/2020
Rheem Sales Company, Inc. | Ruud | R801TA100521MUA | Federally-Regulated Consumer Product | Non-Weatherized, Non-Condensin | 1861 | 264 |  | 11/25/2020 | 98348 | 202132848 | 11/25/2020
Rheem Sales Company, Inc. | Ruud | RGEA14042AJT08XAB | Federally-Regulated Consumer Product | Weatherized Non-Condensing Gas | 1494 | 265 |  | 11/25/2020 | 99609 | 203404476 | 11/25/2020
Rheem Sales Company, Inc. | Ruud | RGEA14030AJT08XAB | Federally-Regulated Consumer Product | Weatherized Non-Condensing Gas | 1147 | 249 |  | 11/25/2020 | 79965 | 203404446 | 11/25/2020
Rheem Sales Company, Inc. | Ruud | R801TA070317MUA | Federally-Regulated Consumer Product | Non-Weatherized, Non-Condensin | 1189 | 234 |  | 11/25/2020 | 70542 | 202132847 | 11/25/2020
Rheem Sales Company, Inc. | Ruud | R801CA075417MSA | Federally-Regulated Consumer Product | Non-Weatherized, Non-Condensin | 1496 | 248 |  | 11/25/2020 | 75177 | 203327139 | 11/25/2020
Rheem Sales Company, Inc. | Ruud | R802TA125524MSA | Federally-Regulated Consumer Product | Non-Weatherized, Non-Condensin | 1899 | 266 |  | 11/25/2020 | 87546 | 204007881 | 11/25/2020
Rheem Sales Company, Inc. | Ruud | RGEA15048AJV101AB | Federally-Regulated Consumer Product | Weatherized Non-Condensing Gas | 1720 | 275 |  | 11/25/2020 | 99897 | 203404594 | 11/25/2020
Rheem Sales Company, Inc. | Ruud | R801CA075521ZXA | Federally-Regulated Consumer Product | Non-Weatherized, Non-Condensin | 1892 | 265 |  | 11/25/2020 | 99827 | 203327172 | 11/25/2020
Rheem Sales Company, Inc. | Ruud | RGEA16048AJV10TAB | Federally-Regulated Consumer Product | Weatherized Non-Condensing Gas | 1845 | 280 |  | 11/25/2020 | 76171 | 203404632 | 11/25/2020
Rheem Sales Company, Inc. | Ruud | R801CA075421MXA | Federally-Regulated Consumer Product | Non-Weatherized, Non-Condensin | 1634 | 254 |  | 11/25/2020 | 75736 | 203327148 | 11/25/2020
Rheem Sales Company, Inc. | Ruud | RGEA16036AJV08TAB | Federally-Regulated Consumer Product | Weatherized Non-Condensing Gas | 1648 | 272 |  | 11/25/2020 | 76362 | 203404620 | 11/25/2020
Rheem Sales Company, Inc. | Ruud | R92TA1001521MSA | Federally-Regulated Consumer Product | Non-Weatherized, Condensing Ga | 2066 | 286 |  | 11/25/2020 | 98023 | 201712986 | 11/25/2020
Rheem Sales Company, Inc. | Ruud | RGEA14036AJT06XAB | Federally-Regulated Consumer Product | Weatherized Non-Condensing Gas | 1430 | 262 |  | 11/25/2020 | 99665 | 203404454 | 11/25/2020
Rheem Sales Company, Inc. | Ruud | R802TA150524MSA | Federally-Regulated Consumer Product | Non-Weatherized, Non-Condensin | 2092 | 274 |  | 11/25/2020 | 104565 | 204007884 | 11/25/2020
Rheem Sales Company, Inc. | Ruud | R801CA100521MSA | Federally-Regulated Consumer Product | Non-Weatherized, Non-Condensin | 1812 | 262 |  | 11/25/2020 | 99863 | 203327151 | 11/25/2020
Rheem Sales Company, Inc. | Ruud | RGEA16036AJV06TAB | Federally-Regulated Consumer Product | Weatherized Non-Condensing Gas | 1358 | 259 |  | 11/25/2020 | 46205 | 203404616 | 11/25/2020
Rheem Sales Company, Inc. | Ruud | RGEA15048AJV08XAB | Federally-Regulated Consumer Product | Weatherized Non-Condensing Gas | 1720 | 275 |  | 11/25/2020 | 99897 | 203404590 | 11/25/2020
Rheem Sales Company, Inc. | Ruud | RGEA16036AJV10TAB | Federally-Regulated Consumer Product | Weatherized Non-Condensing Gas | 1648 | 272 |  | 11/25/2020 | 76362 | 203404624 | 11/25/2020
Rheem Sales Company, Inc. | Ruud | RGEA16024AJV06TAB | Federally-Regulated Consumer Product | Weatherized Non-Condensing Gas | 1358 | 259 |  | 11/25/2020 | 46205 | 203404612 | 11/25/2020
Rheem Sales Company, Inc. | Ruud | R802TA150524MXA | Federally-Regulated Consumer Product | Non-Weatherized, Non-Condensin | 2092 | 274 |  | 11/25/2020 | 104565 | 204099280 | 11/25/2020
Rheem Sales Company, Inc. | Ruud | R96TA0702521MSA | Federally-Regulated Consumer Product | Non-Weatherized, Condensing Ga | 1854 | 277 |  | 11/25/2020 | 49250 | 203261705 | 11/25/2020
Rheem Sales Company, Inc. | Ruud | RGEA14024AJT061AB | Federally-Regulated Consumer Product | Weatherized Non-Condensing Gas | 1127 | 249 |  | 11/25/2020 | 80320 | 203404418 | 11/25/2020
Rheem Sales Company, Inc. | Ruud | R801CA075417MXA | Federally-Regulated Consumer Product | Non-Weatherized, Non-Condensin | 1496 | 248 |  | 11/25/2020 | 75177 | 203327142 | 11/25/2020
Rheem Sales Company, Inc. | Ruud | R801TA050417MUA | Federally-Regulated Consumer Product | Non-Weatherized, Non-Condensin | 1502 | 248 |  | 11/25/2020 | 50342 | 204501681 | 11/25/2020
Rheem Sales Company, Inc. | Ruud | RGEA14042AJT10XAB | Federally-Regulated Consumer Product | Weatherized Non-Condensing Gas | 1494 | 265 |  | 11/25/2020 | 99609 | 203404482 | 11/25/2020
Rheem Sales Company, Inc. | Ruud | R801CA050314MSA | Federally-Regulated Consumer Product | Non-Weatherized, Non-Condensin | 1388 | 184 |  | 11/25/2020 | 49660 | 203327133 | 11/25/2020
Rheem Sales Company, Inc. | Ruud | RGEA14036AJT08XAB | Federally-Regulated Consumer Product | Weatherized Non-Condensing Gas | 1430 | 262 |  | 11/25/2020 | 99665 | 203404462 | 11/25/2020
Rheem Sales Company, Inc. | Ruud | RGEA14036AJT061AB | Federally-Regulated Consumer Product | Weatherized Non-Condensing Gas | 1430 | 262 |  | 11/25/2020 | 99665 | 203404450 | 11/25/2020
Rheem Sales Company, Inc. | Ruud | R801CA100521MXA | Federally-Regulated Consumer Product | Non-Weatherized, Non-Condensin | 1812 | 262 |  | 11/25/2020 | 99863 | 203327154 | 11/25/2020
Rheem Sales Company, Inc. | Ruud | R801CA075521ZSA | Federally-Regulated Consumer Product | Non-Weatherized, Non-Condensin | 1892 | 265 |  | 11/25/2020 | 99827 | 203327169 | 11/25/2020
Rheem Sales Company, Inc. | Ruud | RGEA15048AJV081AB | Federally-Regulated Consumer Product | Weatherized Non-Condensing Gas | 1720 | 275 |  | 11/25/2020 | 99897 | 203404586 | 11/25/2020
Rheem Sales Company, Inc. | Ruud | RGEA14036AJT081AB | Federally-Regulated Consumer Product | Weatherized Non-Condensing Gas | 1430 | 262 |  | 11/25/2020 | 99665 | 203404458 | 11/25/2020
Rheem Sales Company, Inc. | Ruud | RGEA14036AJT10XAB | Federally-Regulated Consumer Product | Weatherized Non-Condensing Gas | 1430 | 262 |  | 11/25/2020 | 99665 | 203404470 | 11/25/2020
Rheem Sales Company, Inc. | Ruud | R95TC0701521MSA | Federally-Regulated Consumer Product | Non-Weatherized, Condensing Ga | 1983 | 279 |  | 11/25/2020 | 70360 | 203261700 | 11/25/2020
Rheem Sales Company, Inc. | Ruud | R802TA100521MXA | Federally-Regulated Consumer Product | Non-Weatherized, Non-Condensin | 1952 | 268 |  | 11/25/2020 | 70078 | 204099273 | 11/25/2020
Rheem Sales Company, Inc. | Ruud | RGEA14048AJT101AB | Federally-Regulated Consumer Product | Weatherized Non-Condensing Gas | 1809 | 279 |  | 11/25/2020 | 99189 | 203404494 | 11/25/2020
Rheem Sales Company, Inc. | Ruud | R802TA100417MXA | Federally-Regulated Consumer Product | Non-Weatherized, Non-Condensin | 1730 | 258 |  | 11/25/2020 | 70020 | 204099270 | 11/25/2020
Rheem Sales Company, Inc. | Ruud | R801CA125524ZSA | Federally-Regulated Consumer Product | Non-Weatherized, Non-Condensin | 1835 | 263 |  | 11/25/2020 | 124289 | 203327181 | 11/25/2020
Rheem Sales Company, Inc. | Ruud | R92TA0701317MSA | Federally-Regulated Consumer Product | Non-Weatherized, Condensing Ga | 1362 | 255 |  | 11/25/2020 | 69960 | 201712982 | 11/25/2020
Rheem Sales Company, Inc. | Ruud | RGEA14048AJT08XAB | Federally-Regulated Consumer Product | Weatherized Non-Condensing Gas | 1809 | 279 |  | 11/25/2020 | 99189 | 203404490 | 11/25/2020
Rheem Sales Company, Inc. | Mainline | ML96TA1002521MSA | Federally-Regulated Consumer Product | Non-Weatherized, Condensing Ga | 1930 | 280 |  | 11/25/2020 | 69202 | 10378200 | 11/25/2020
Rheem Sales Company, Inc. | Mainline | ML802VA100521MXA | Federally-Regulated Consumer Product | Non-Weatherized, Non-Condensin | 1905 | 266 |  | 11/25/2020 | 70000 | 10378087 | 11/25/2020
Rheem Sales Company, Inc. | Mainline | ML801TA075417MSA | Federally-Regulated Consumer Product | Non-Weatherized, Non-Condensin | 1496 | 248 |  | 11/25/2020 | 75177 | 10378021 | 11/25/2020
Rheem Sales Company, Inc. | Mainline | ML95TC0701317MSA | Federally-Regulated Consumer Product | Non-Weatherized, Condensing Ga | 1362 | 255 |  | 11/25/2020 | 69960 | 10378167 | 11/25/2020
Rheem Sales Company, Inc. | Mainline | ML98VB085M521USA | Federally-Regulated Consumer Product | Non-Weatherized, Condensing Ga | 2209 | 292 |  | 11/25/2020 | 33631 | 202356699 | 11/25/2020
Rheem Sales Company, Inc. | Mainline | ML801TA050314MXA | Federally-Regulated Consumer Product | Non-Weatherized, Non-Condensin | 1388 | 243 |  | 11/25/2020 | 49660 | 10378020 | 11/25/2020
Rheem Sales Company, Inc. | Mainline | ML801TA100521MSA | Federally-Regulated Consumer Product | Non-Weatherized, Non-Condensin | 1812 | 262 |  | 11/25/2020 | 99863 | 10378023 | 11/25/2020
Rheem Sales Company, Inc. | Mainline | ML97VA100M521KSA | Federally-Regulated Consumer Product | Non-Weatherized, Condensing Ga | 1990 | 282 |  | 11/25/2020 | 39222 | 10378209 | 11/25/2020
Rheem Sales Company, Inc. | Mainline | ML96TA1152524MSA | Federally-Regulated Consumer Product | Non-Weatherized, Condensing Ga | 1935 | 280 |  | 11/25/2020 | 78711 | 10378201 | 11/25/2020
Rheem Sales Company, Inc. | Mainline | ML801TA125524ZXB | Federally-Regulated Consumer Product | Non-Weatherized, Non-Condensin | 1835 | 263 |  | 11/25/2020 | 124289 | 10378098 | 11/25/2020
Rheem Sales Company, Inc. | Mainline | ML802VA050317MXA | Federally-Regulated Consumer Product | Non-Weatherized, Non-Condensin | 1318 | 240 |  | 11/25/2020 | 35484 | 10378081 | 11/25/2020
Rheem Sales Company, Inc. | Mainline | ML96TA0602317MSA | Federally-Regulated Consumer Product | Non-Weatherized, Condensing Ga | 1342 | 254 |  | 11/25/2020 | 39319 | 10378197 | 11/25/2020
Rheem Sales Company, Inc. | Mainline | ML801TA100521ZXB | Federally-Regulated Consumer Product | Non-Weatherized, Non-Condensin | 1895 | 265 |  | 11/25/2020 | 100302 | 10378096 | 11/25/2020
Rheem Sales Company, Inc. | Mainline | ML802VA125524MXA | Federally-Regulated Consumer Product | Non-Weatherized, Non-Condensin | 2073 | 273 |  | 11/25/2020 | 87500 | 10378089 | 11/25/2020
Rheem Sales Company, Inc. | Mainline | ML801TA075417MXA | Federally-Regulated Consumer Product | Non-Weatherized, Non-Condensin | 1496 | 248 |  | 11/25/2020 | 75177 | 10378022 | 11/25/2020
Rheem Sales Company, Inc. | Mainline | ML801TA100521MXA | Federally-Regulated Consumer Product | Non-Weatherized, Non-Condensin | 1812 | 262 |  | 11/25/2020 | 99863 | 10378024 | 11/25/2020
Rheem Sales Company, Inc. | Mainline | ML801TA125524MXA | Federally-Regulated Consumer Product | Non-Weatherized, Non-Condensin | 1991 | 270 |  | 11/25/2020 | 123598 | 10378018 | 11/25/2020
Rheem Sales Company, Inc. | Mainline | ML95TC0851521MSA | Federally-Regulated Consumer Product | Non-Weatherized, Condensing Ga | 1929 | 280 |  | 11/25/2020 | 84515 | 10378168 | 11/25/2020
Rheem Sales Company, Inc. | Mainline | ML802VA125524MSA | Federally-Regulated Consumer Product | Non-Weatherized, Non-Condensin | 2073 | 273 |  | 11/25/2020 | 87500 | 10378088 | 11/25/2020
Rheem Sales Company, Inc. | Mainline | ML802VA050317MSA | Federally-Regulated Consumer Product | Non-Weatherized, Non-Condensin | 1318 | 240 |  | 11/25/2020 | 35484 | 10378080 | 11/25/2020
Rheem Sales Company, Inc. | Mainline | ML92TA0701317MSA | Federally-Regulated Consumer Product | Non-Weatherized, Condensing Ga | 1362 | 255 |  | 11/25/2020 | 69960 | 10378204 | 11/25/2020
Rheem Sales Company, Inc. | Mainline | ML802VA100521MSA | Federally-Regulated Consumer Product | Non-Weatherized, Non-Condensin | 1905 | 266 |  | 11/25/2020 | 70000 | 10378086 | 11/25/2020
Rheem Sales Company, Inc. | Mainline | ML96TA0702317MSA | Federally-Regulated Consumer Product | Non-Weatherized, Condensing Ga | 1321 | 253 |  | 11/25/2020 | 49242 | 10378198 | 11/25/2020
Rheem Sales Company, Inc. | Mainline | ML801TA050314MSA | Federally-Regulated Consumer Product | Non-Weatherized, Non-Condensin | 1388 | 243 |  | 11/25/2020 | 49660 | 10378019 | 11/25/2020
Rheem Sales Company, Inc. | Mainline | ML98VB115M524USA | Federally-Regulated Consumer Product | Non-Weatherized, Condensing Ga | 1971 | 282 |  | 11/25/2020 | 44499 | 202356702 | 11/25/2020
Rheem Sales Company, Inc. | Mainline | ML98VB060M317USA | Federally-Regulated Consumer Product | Non-Weatherized, Condensing Ga | 1110 | 244 |  | 11/25/2020 | 22600 | 202356698 | 11/25/2020
Rheem Sales Company, Inc. | Mainline | ML802VA125524ZXB | Federally-Regulated Consumer Product | Non-Weatherized, Non-Condensin | 2322 | 284 |  | 11/25/2020 | 87684 | 10378106 | 11/25/2020
Rheem Sales Company, Inc. | Mainline | ML801TA100521ZSB | Federally-Regulated Consumer Product | Non-Weatherized, Non-Condensin | 1895 | 265 |  | 11/25/2020 | 100302 | 10378095 | 11/25/2020
Rheem Sales Company, Inc. | Mainline | ML97VA115M524KSA | Federally-Regulated Consumer Product | Non-Weatherized, Condensing Ga | 1959 | 281 |  | 11/25/2020 | 44459 | 10378212 | 11/25/2020
Rheem Sales Company, Inc. | Mainline | ML801TA075521ZXB | Federally-Regulated Consumer Product | Non-Weatherized, Non-Condensin | 1883 | 265 |  | 11/25/2020 | 75029 | 10378094 | 11/25/2020
Rheem Sales Company, Inc. | Mainline | ML802VA075317MSA | Federally-Regulated Consumer Product | Non-Weatherized, Non-Condensin | 1458 | 246 |  | 11/25/2020 | 52564 | 10378082 | 11/25/2020
Rheem Sales Company, Inc. | Mainline | ML801TA075521ZSB | Federally-Regulated Consumer Product | Non-Weatherized, Non-Condensin | 1883 | 265 |  | 11/25/2020 | 75029 | 10378093 | 11/25/2020
Rheem Sales Company, Inc. | Mainline | ML96TA0852521MSA | Federally-Regulated Consumer Product | Non-Weatherized, Condensing Ga | 2115 | 288 |  | 11/25/2020 | 58240 | 10378199 | 11/25/2020
Rheem Sales Company, Inc. | Mainline | ML95TC0601317MSA | Federally-Regulated Consumer Product | Non-Weatherized, Condensing Ga | 1156 | 246 |  | 11/25/2020 | 55624 | 10378166 | 11/25/2020
Rheem Sales Company, Inc. | Mainline | ML98VB070M317USA | Federally-Regulated Consumer Product | Non-Weatherized, Condensing Ga | 1162 | 246 |  | 11/25/2020 | 28246 | 202356700 | 11/25/2020
Rheem Sales Company, Inc. | Mainline | ML95TC1151524MSA | Federally-Regulated Consumer Product | Non-Weatherized, Condensing Ga | 2041 | 285 |  | 11/25/2020 | 111488 | 10378170 | 11/25/2020
Rheem Sales Company, Inc. | Mainline | ML97VA060M317KSA | Federally-Regulated Consumer Product | Non-Weatherized, Condensing Ga | 1327 | 253 |  | 11/25/2020 | 22218 | 10378210 | 11/25/2020
Rheem Sales Company, Inc. | Mainline | ML802VA075317MXA | Federally-Regulated Consumer Product | Non-Weatherized, Non-Condensin | 1458 | 246 |  | 11/25/2020 | 52564 | 10378083 | 11/25/2020
Rheem Sales Company, Inc. | Mainline | ML801TA125524MSA | Federally-Regulated Consumer Product | Non-Weatherized, Non-Condensin | 1991 | 270 |  | 11/25/2020 | 123598 | 10378017 | 11/25/2020
Rheem Sales Company, Inc. | Mainline | ML801TA125524ZSB | Federally-Regulated Consumer Product | Non-Weatherized, Non-Condensin | 1835 | 263 |  | 11/25/2020 | 124289 | 10378097 | 11/25/2020
Rheem Sales Company, Inc. | Mainline | ML96TA0402317MSA | Federally-Regulated Consumer Product | Non-Weatherized, Condensing Ga | 1252 | 250 |  | 11/25/2020 | 29298 | 10378196 | 11/25/2020
Rheem Sales Company, Inc. | Mainline | ML95TC0401317MSA | Federally-Regulated Consumer Product | Non-Weatherized, Condensing Ga | 1107 | 244 |  | 11/25/2020 | 41877 | 10378165 | 11/25/2020
Rheem Sales Company, Inc. | Mainline | ML801CA125524ZSA | Federally-Regulated Consumer Product | Non-Weatherized, Non-Condensin | 1835 | 263 |  | 11/25/2020 | 124289 | 203327241 | 11/25/2020
Rheem Sales Company, Inc. | Mainline | ML802TA150524MSA | Federally-Regulated Consumer Product | Non-Weatherized, Non-Condensin | 2092 | 274 |  | 11/25/2020 | 104565 | 204007893 | 11/25/2020
Rheem Sales Company, Inc. | Mainline | RGEA15030AJV06XAB | Federally-Regulated Consumer Product | Weatherized Non-Condensing Gas | 1402 | 261 |  | 11/25/2020 | 80658 | 204117097 | 11/25/2020
Rheem Sales Company, Inc. | Mainline | MP802TA075317MXA | Federally-Regulated Consumer Product | Non-Weatherized, Non-Condensin | 1539 | 250 |  | 11/25/2020 | 52505 | 205348225 | 11/25/2020
Rheem Sales Company, Inc. | Mainline | ML96TA0702521MSA | Federally-Regulated Consumer Product | Non-Weatherized, Condensing Ga | 1854 | 277 |  | 11/25/2020 | 49250 | 203261715 | 11/25/2020
Rheem Sales Company, Inc. | Mainline | ML92TA0401317MSA | Federally-Regulated Consumer Product | Non-Weatherized, Condensing Ga | 1107 | 244 |  | 11/25/2020 | 41877 | 10378202 | 11/25/2020
Rheem Sales Company, Inc. | Mainline | RGEA15030AJV08XAB | Federally-Regulated Consumer Product | Weatherized Non-Condensing Gas | 1402 | 261 |  | 11/25/2020 | 80658 | 204117099 | 11/25/2020
Rheem Sales Company, Inc. | Mainline | ML801CA075417MSA | Federally-Regulated Consumer Product | Non-Weatherized, Non-Condensin | 1496 | 248 |  | 11/25/2020 | 75177 | 203327227 | 11/25/2020
Rheem Sales Company, Inc. | Mainline | ML801CA125524MXA | Federally-Regulated Consumer Product | Non-Weatherized, Non-Condensin | 1991 | 270 |  | 11/25/2020 | 123598 | 203327234 | 11/25/2020
Rheem Sales Company, Inc. | Mainline | RGEA14030AJT08XAB | Federally-Regulated Consumer Product | Weatherized Non-Condensing Gas | 1147 | 249 |  | 11/25/2020 | 79965 | 204117075 | 11/25/2020
Rheem Sales Company, Inc. | Mainline | RGEA14036AJT101AB | Federally-Regulated Consumer Product | Weatherized Non-Condensing Gas | 1430 | 262 |  | 11/25/2020 | 99665 | 204117080 | 11/25/2020
Rheem Sales Company, Inc. | Mainline | ML801CA100521ZXA | Federally-Regulated Consumer Product | Non-Weatherized, Non-Condensin | 1895 | 265 |  | 11/25/2020 | 100302 | 203327240 | 11/25/2020
Rheem Sales Company, Inc. | Mainline | RGEA14030AJT06XAB | Federally-Regulated Consumer Product | Weatherized Non-Condensing Gas | 1147 | 249 |  | 11/25/2020 | 79965 | 204117073 | 11/25/2020
Rheem Sales Company, Inc. | Mainline | MP801CA075421MSA | Federally-Regulated Consumer Product | Non-Weatherized, Non-Condensin | 1634 | 254 |  | 11/25/2020 | 75736 | 205348179 | 11/25/2020
Rheem Sales Company, Inc. | Mainline | ML801CA075521ZSA | Federally-Regulated Consumer Product | Non-Weatherized, Non-Condensin | 1892 | 265 |  | 11/25/2020 | 99827 | 203327237 | 11/25/2020
Rheem Sales Company, Inc. | Mainline | RGEA14024AJT06XAB | Federally-Regulated Consumer Product | Weatherized Non-Condensing Gas | 1127 | 249 |  | 11/25/2020 | 80320 | 204117069 | 11/25/2020
Rheem Sales Company, Inc. | Mainline | MP801TA050317MUA | Federally-Regulated Consumer Product | Non-Weatherized, Non-Condensin | 1165 | 233 |  | 11/25/2020 | 49157 | 205348199 | 11/25/2020
Rheem Sales Company, Inc. | Mainline | ML802TA100417MSA | Federally-Regulated Consumer Product | Non-Weatherized, Non-Condensin | 1730 | 258 |  | 11/25/2020 | 70020 | 204007890 | 11/25/2020
Rheem Sales Company, Inc. | Mainline | MP801CA100521ZXA | Federally-Regulated Consumer Product | Non-Weatherized, Non-Condensin | 1895 | 265 |  | 11/25/2020 | 100302 | 205348187 | 11/25/2020
Rheem Sales Company, Inc. | Mainline | ML801TA070417MUA | Federally-Regulated Consumer Product | Non-Weatherized, Non-Condensin | 1823 | 262 |  | 11/25/2020 | 70109 | 204515056 | 11/25/2020
Rheem Sales Company, Inc. | Mainline | RGEA14042AJT101AB | Federally-Regulated Consumer Product | Weatherized Non-Condensing Gas | 1494 | 265 |  | 11/25/2020 | 99609 | 204117084 | 11/25/2020
Rheem Sales Company, Inc. | Mainline | RGEA14036AJT08XAB | Federally-Regulated Consumer Product | Weatherized Non-Condensing Gas | 1430 | 262 |  | 11/25/2020 | 99665 | 204117079 | 11/25/2020
Rheem Sales Company, Inc. | Mainline | ML801CA100521ZSA | Federally-Regulated Consumer Product | Non-Weatherized, Non-Condensin | 1895 | 265 |  | 11/25/2020 | 100302 | 203327239 | 11/25/2020
Rheem Sales Company, Inc. | Mainline | RGEA14060AJT10XAB | Federally-Regulated Consumer Product | Weatherized Non-Condensing Gas | 1911 | 283 |  | 11/25/2020 | 99261 | 204117091 | 11/25/2020
Rheem Sales Company, Inc. | Mainline | ML801TA050417MUA | Federally-Regulated Consumer Product | Non-Weatherized, Non-Condensin | 1502 | 248 |  | 11/25/2020 | 50342 | 204515055 | 11/25/2020
Rheem Sales Company, Inc. | Mainline | MP802TA075317MSA | Federally-Regulated Consumer Product | Non-Weatherized, Non-Condensin | 1539 | 250 |  | 11/25/2020 | 52505 | 205348224 | 11/25/2020
Rheem Sales Company, Inc. | Mainline | MP801CA100521MXA | Federally-Regulated Consumer Product | Non-Weatherized, Non-Condensin | 1812 | 262 |  | 11/25/2020 | 99863 | 205348185 | 11/25/2020
Rheem Sales Company, Inc. | Mainline | RGEA14036AJT06XAB | Federally-Regulated Consumer Product | Weatherized Non-Condensing Gas | 1430 | 262 |  | 11/25/2020 | 99665 | 204117077 | 11/25/2020
Rheem Sales Company, Inc. | Mainline | MP801CA100521ZSA | Federally-Regulated Consumer Product | Non-Weatherized, Non-Condensin | 1895 | 265 |  | 11/25/2020 | 100302 | 205348186 | 11/25/2020
Rheem Sales Company, Inc. | Mainline | RGEA14024AJT081AB | Federally-Regulated Consumer Product | Weatherized Non-Condensing Gas | 1127 | 249 |  | 11/25/2020 | 80320 | 204117070 | 11/25/2020
Rheem Sales Company, Inc. | Mainline | ML802TA075317MSA | Federally-Regulated Consumer Product | Non-Weatherized, Non-Condensin | 1539 | 250 |  | 11/25/2020 | 52505 | 204007888 | 11/25/2020
Rheem Sales Company, Inc. | Mainline | MP801CA075417MSA | Federally-Regulated Consumer Product | Non-Weatherized, Non-Condensin | 1496 | 248 |  | 11/25/2020 | 75177 | 205348177 | 11/25/2020
Rheem Sales Company, Inc. | Mainline | RGEA15048AJV101AB | Federally-Regulated Consumer Product | Weatherized Non-Condensing Gas | 1720 | 275 |  | 11/25/2020 | 99897 | 204117112 | 11/25/2020
Rheem Sales Company, Inc. | Mainline | RGEA14048AJT101AB | Federally-Regulated Consumer Product | Weatherized Non-Condensing Gas | 1809 | 279 |  | 11/25/2020 | 99189 | 204117088 | 11/25/2020
Rheem Sales Company, Inc. | Mainline | ML92TA0701521MSA | Federally-Regulated Consumer Product | Non-Weatherized, Condensing Ga | 1983 | 282 |  | 11/25/2020 | 70360 | 203269568 | 11/25/2020
Rheem Sales Company, Inc. | Mainline | RGEA16060AJV10TAB | Federally-Regulated Consumer Product | Weatherized Non-Condensing Gas | 2330 | 280 |  | 11/25/2020 | 75239 | 205785646 | 11/25/2020
Rheem Sales Company, Inc. | Mainline | ML801CA125524MSA | Federally-Regulated Consumer Product | Non-Weatherized, Non-Condensin | 1991 | 270 |  | 11/25/2020 | 123598 | 203327233 | 11/25/2020
Rheem Sales Company, Inc. | Mainline | RGEA15030AJV061AB | Federally-Regulated Consumer Product | Weatherized Non-Condensing Gas | 1402 | 261 |  | 11/25/2020 | 80658 | 204117096 | 11/25/2020
Rheem Sales Company, Inc. | Mainline | MP801CA075417MXA | Federally-Regulated Consumer Product | Non-Weatherized, Non-Condensin | 1496 | 248 |  | 11/25/2020 | 75177 | 205348178 | 11/25/2020
Rheem Sales Company, Inc. | Mainline | MP801CA125524ZSA | Federally-Regulated Consumer Product | Non-Weatherized, Non-Condensin | 1835 | 263 |  | 11/25/2020 | 124289 | 205348190 | 11/25/2020
Rheem Sales Company, Inc. | Mainline | ML802TA125524MSA | Federally-Regulated Consumer Product | Non-Weatherized, Non-Condensin | 1899 | 266 |  | 11/25/2020 | 87546 | 204007892 | 11/25/2020
Rheem Sales Company, Inc. | Mainline | ML96VA0702521MSA | Federally-Regulated Consumer Product | Non-Weatherized, Condensing Ga | 1923 | 280 |  | 11/25/2020 | 49235 | 203261714 | 11/25/2020
Rheem Sales Company, Inc. | Mainline | ML801CA075421MSA | Federally-Regulated Consumer Product | Non-Weatherized, Non-Condensin | 1634 | 254 |  | 11/25/2020 | 75736 | 203327229 | 11/25/2020
Rheem Sales Company, Inc. | Mainline | ML801CA125524ZXA | Federally-Regulated Consumer Product | Non-Weatherized, Non-Condensin | 1835 | 263 |  | 11/25/2020 | 124289 | 203327242 | 11/25/2020
Rheem Sales Company, Inc. | Mainline | RGEA14036AJT081AB | Federally-Regulated Consumer Product | Weatherized Non-Condensing Gas | 1430 | 262 |  | 11/25/2020 | 99665 | 204117078 | 11/25/2020
Rheem Sales Company, Inc. | Mainline | ML801CA075521ZXA | Federally-Regulated Consumer Product | Non-Weatherized, Non-Condensin | 1892 | 265 |  | 11/25/2020 | 99827 | 203327238 | 11/25/2020
Rheem Sales Company, Inc. | Mainline | MP801CA125524MSA | Federally-Regulated Consumer Product | Non-Weatherized, Non-Condensin | 1991 | 270 |  | 11/25/2020 | 123598 | 205348188 | 11/25/2020
Rheem Sales Company, Inc. | Mainline | MP802TA100521MSA | Federally-Regulated Consumer Product | Non-Weatherized, Non-Condensin | 1952 | 268 |  | 11/25/2020 | 70078 | 205348231 | 11/25/2020
Rheem Sales Company, Inc. | Mainline | MP802TA125524MSA | Federally-Regulated Consumer Product | Non-Weatherized, Non-Condensin | 1899 | 266 |  | 11/25/2020 | 87546 | 205348233 | 11/25/2020
Rheem Sales Company, Inc. | Mainline | ML802TA075417MSA | Federally-Regulated Consumer Product | Non-Weatherized, Non-Condensin | 1884 | 265 |  | 11/25/2020 | 52545 | 204007889 | 11/25/2020
Rheem Sales Company, Inc. | Mainline | RGEA14024AJT061AB | Federally-Regulated Consumer Product | Weatherized Non-Condensing Gas | 1127 | 249 |  | 11/25/2020 | 80320 | 204117068 | 11/25/2020
Rheem Sales Company, Inc. | Mainline | RGEA14042AJT08XAB | Federally-Regulated Consumer Product | Weatherized Non-Condensing Gas | 1494 | 265 |  | 11/25/2020 | 99609 | 204117083 | 11/25/2020
Rheem Sales Company, Inc. | Mainline | MP802TA100417MXA | Federally-Regulated Consumer Product | Non-Weatherized, Non-Condensin | 1730 | 258 |  | 11/25/2020 | 70020 | 205348230 | 11/25/2020
Rheem Sales Company, Inc. | Mainline | RGEA16036AJV08TAB | Federally-Regulated Consumer Product | Weatherized Non-Condensing Gas | 1648 | 272 |  | 11/25/2020 | 76362 | 205785638 | 11/25/2020
Rheem Sales Company, Inc. | Mainline | ML95TC0701521MSA | Federally-Regulated Consumer Product | Non-Weatherized, Condensing Ga | 1983 | 279 |  | 11/25/2020 | 70360 | 203261713 | 11/25/2020
Rheem Sales Company, Inc. | Mainline | MP801CA075521ZXA | Federally-Regulated Consumer Product | Non-Weatherized, Non-Condensin | 1892 | 265 |  | 11/25/2020 | 99827 | 205348182 | 11/25/2020
Rheem Sales Company, Inc. | Mainline | MP801CA075421MXA | Federally-Regulated Consumer Product | Non-Weatherized, Non-Condensin | 1634 | 254 |  | 11/25/2020 | 75736 | 205348180 | 11/25/2020
Rheem Sales Company, Inc. | Mainline | RGEA15048AJV081AB | Federally-Regulated Consumer Product | Weatherized Non-Condensing Gas | 1720 | 275 |  | 11/25/2020 | 99897 | 204117110 | 11/25/2020
Rheem Sales Company, Inc. | Mainline | ML801TA100521MUA | Federally-Regulated Consumer Product | Non-Weatherized, Non-Condensin | 1861 | 264 |  | 11/25/2020 | 98348 | 202132863 | 11/25/2020
Rheem Sales Company, Inc. | Mainline | MP802TA100417MSA | Federally-Regulated Consumer Product | Non-Weatherized, Non-Condensin | 1730 | 258 |  | 11/25/2020 | 70020 | 205348228 | 11/25/2020
Rheem Sales Company, Inc. | Mainline | RGEA14036AJT10XAB | Federally-Regulated Consumer Product | Weatherized Non-Condensing Gas | 1430 | 262 |  | 11/25/2020 | 99665 | 204117081 | 11/25/2020
Rheem Sales Company, Inc. | Mainline | MP801CA125524MXA | Federally-Regulated Consumer Product | Non-Weatherized, Non-Condensin | 1991 | 270 |  | 11/25/2020 | 123598 | 205348189 | 11/25/2020
Rheem Sales Company, Inc. | Mainline | RGEA15048AJV10XAB | Federally-Regulated Consumer Product | Weatherized Non-Condensing Gas | 1720 | 275 |  | 11/25/2020 | 99897 | 204117113 | 11/25/2020
Rheem Sales Company, Inc. | Mainline | MP801TA070317MUA | Federally-Regulated Consumer Product | Non-Weatherized, Non-Condensin | 1189 | 234 |  | 11/25/2020 | 70542 | 205348201 | 11/25/2020
Rheem Sales Company, Inc. | Mainline | ML95TC1001521MSA | Federally-Regulated Consumer Product | Non-Weatherized, Condensing Ga | 2066 | 286 |  | 11/25/2020 | 98023 | 10378169 | 11/25/2020
Rheem Sales Company, Inc. | Mainline | ML92TA0601317MSA | Federally-Regulated Consumer Product | Non-Weatherized, Condensing Ga | 1156 | 246 |  | 11/25/2020 | 55624 | 10378203 | 11/25/2020
Rheem Sales Company, Inc. | Mainline | MP801CA050314MXA | Federally-Regulated Consumer Product | Non-Weatherized, Non-Condensin | 1388 | 184 |  | 11/25/2020 | 49660 | 205348173 | 11/25/2020
Rheem Sales Company, Inc. | Mainline | ML801TA070317MUA | Federally-Regulated Consumer Product | Non-Weatherized, Non-Condensin | 1189 | 234 |  | 11/25/2020 | 70542 | 202132862 | 11/25/2020
Rheem Sales Company, Inc. | Mainline | MP801CA050314MSA | Federally-Regulated Consumer Product | Non-Weatherized, Non-Condensin | 1388 | 184 |  | 11/25/2020 | 49660 | 205348172 | 11/25/2020
Rheem Sales Company, Inc. | Mainline | MP801CA100521MSA | Federally-Regulated Consumer Product | Non-Weatherized, Non-Condensin | 1812 | 262 |  | 11/25/2020 | 99863 | 205348183 | 11/25/2020
Rheem Sales Company, Inc. | Mainline | RGEA15030AJV081AB | Federally-Regulated Consumer Product | Weatherized Non-Condensing Gas | 1402 | 261 |  | 11/25/2020 | 80658 | 204117098 | 11/25/2020
Rheem Sales Company, Inc. | Mainline | RGEA16024AJV06TAB | Federally-Regulated Consumer Product | Weatherized Non-Condensing Gas | 1358 | 259 |  | 11/25/2020 | 46205 | 205785634 | 11/25/2020
Rheem Sales Company, Inc. | Mainline | RGEA14048AJT10XAB | Federally-Regulated Consumer Product | Weatherized Non-Condensing Gas | 1809 | 279 |  | 11/25/2020 | 99189 | 204117089 | 11/25/2020
Rheem Sales Company, Inc. | Mainline | ML801CA100521MXA | Federally-Regulated Consumer Product | Non-Weatherized, Non-Condensin | 1812 | 262 |  | 11/25/2020 | 99863 | 203327232 | 11/25/2020
Rheem Sales Company, Inc. | Mainline | MP801TA050417MUA | Federally-Regulated Consumer Product | Non-Weatherized, Non-Condensin | 1502 | 248 |  | 11/25/2020 | 50342 | 205348200 | 11/25/2020
Rheem Sales Company, Inc. | Mainline | RGEA14048AJT08XAB | Federally-Regulated Consumer Product | Weatherized Non-Condensing Gas | 1809 | 279 |  | 11/25/2020 | 99189 | 204117087 | 11/25/2020
Rheem Sales Company, Inc. | Mainline | MP801CA075521ZSA | Federally-Regulated Consumer Product | Non-Weatherized, Non-Condensin | 1892 | 265 |  | 11/25/2020 | 99827 | 205348181 | 11/25/2020
Rheem Sales Company, Inc. | Mainline | RGEA14024AJT08XAB | Federally-Regulated Consumer Product | Weatherized Non-Condensing Gas | 1127 | 249 |  | 11/25/2020 | 80320 | 204117071 | 11/25/2020
Rheem Sales Company, Inc. | Mainline | ML92TA0851521MSA | Federally-Regulated Consumer Product | Non-Weatherized, Condensing Ga | 1929 | 280 |  | 11/25/2020 | 84515 | 10378205 | 11/25/2020
Rheem Sales Company, Inc. | Mainline | RGEA16036AJV062AB | Federally-Regulated Consumer Product | Weatherized Non-Condensing Gas | 1648 | 259 |  | 11/25/2020 | 76362 | 205785635 | 11/25/2020
Rheem Sales Company, Inc. | Mainline | MP802TA075417MSA | Federally-Regulated Consumer Product | Non-Weatherized, Non-Condensin | 1884 | 265 |  | 11/25/2020 | 52545 | 205348226 | 11/25/2020
Rheem Sales Company, Inc. | Mainline | MP802TA150524MSA | Federally-Regulated Consumer Product | Non-Weatherized, Non-Condensin | 2092 | 274 |  | 11/25/2020 | 104565 | 205348235 | 11/25/2020
Rheem Sales Company, Inc. | Mainline | RGEA14048AJT081AB | Federally-Regulated Consumer Product | Weatherized Non-Condensing Gas | 1809 | 279 |  | 11/25/2020 | 99189 | 204117086 | 11/25/2020
Rheem Sales Company, Inc. | Mainline | RGEA14036AJT061AB | Federally-Regulated Consumer Product | Weatherized Non-Condensing Gas | 1430 | 262 |  | 11/25/2020 | 99665 | 204117076 | 11/25/2020
Rheem Sales Company, Inc. | Mainline | RGEA14030AJT061AB | Federally-Regulated Consumer Product | Weatherized Non-Condensing Gas | 1147 | 249 |  | 11/25/2020 | 79965 | 204117072 | 11/25/2020
Rheem Sales Company, Inc. | Mainline | ML801CA050314MSA | Federally-Regulated Consumer Product | Non-Weatherized, Non-Condensin | 1388 | 184 |  | 11/25/2020 | 49660 | 203327225 | 11/25/2020
Rheem Sales Company, Inc. | Mainline | ML801CA100521MSA | Federally-Regulated Consumer Product | Non-Weatherized, Non-Condensin | 1812 | 262 |  | 11/25/2020 | 99863 | 203327231 | 11/25/2020
Rheem Sales Company, Inc. | Mainline | ML92TA1151524MSA | Federally-Regulated Consumer Product | Non-Weatherized, Condensing Ga | 2041 | 285 |  | 11/25/2020 | 111488 | 10378207 | 11/25/2020
Rheem Sales Company, Inc. | Mainline | MP802TA075417MXA | Federally-Regulated Consumer Product | Non-Weatherized, Non-Condensin | 1884 | 265 |  | 11/25/2020 | 52545 | 205348227 | 11/25/2020
Rheem Sales Company, Inc. | Mainline | ML802TA100521MSA | Federally-Regulated Consumer Product | Non-Weatherized, Non-Condensin | 1952 | 268 |  | 11/25/2020 | 70078 | 204007891 | 11/25/2020
Rheem Sales Company, Inc. | Mainline | ML801CA075417MXA | Federally-Regulated Consumer Product | Non-Weatherized, Non-Condensin | 1496 | 248 |  | 11/25/2020 | 75177 | 203327228 | 11/25/2020
Rheem Sales Company, Inc. | Mainline | MP801TA070417MUA | Federally-Regulated Consumer Product | Non-Weatherized, Non-Condensin | 1823 | 262 |  | 11/25/2020 | 70109 | 205348202 | 11/25/2020
Rheem Sales Company, Inc. | Mainline | ML801TB100521MUA | Federally-Regulated Consumer Product | Non-Weatherized, Non-Condensin | 2096 | 274 |  | 11/25/2020 | 100583 | 204515057 | 11/25/2020
Rheem Sales Company, Inc. | Mainline | ML801CA050314MXA | Federally-Regulated Consumer Product | Non-Weatherized, Non-Condensin | 1388 | 184 |  | 11/25/2020 | 49660 | 203327226 | 11/25/2020
Rheem Sales Company, Inc. | Mainline | ML801CA075421MXA | Federally-Regulated Consumer Product | Non-Weatherized, Non-Condensin | 1634 | 254 |  | 11/25/2020 | 75736 | 203327230 | 11/25/2020
Rheem Sales Company, Inc. | Mainline | MP801CA125524ZXA | Federally-Regulated Consumer Product | Non-Weatherized, Non-Condensin | 1835 | 263 |  | 11/25/2020 | 124289 | 205348191 | 11/25/2020
Rheem Sales Company, Inc. | Mainline | ML92TA1001521MSA | Federally-Regulated Consumer Product | Non-Weatherized, Condensing Ga | 2066 | 286 |  | 11/25/2020 | 98023 | 10378206 | 11/25/2020
Rheem Sales Company, Inc. | Mainline | MP801TA100521MUA | Federally-Regulated Consumer Product | Non-Weatherized, Non-Condensin | 1861 | 264 |  | 11/25/2020 | 98348 | 205348211 | 11/25/2020
Rheem Sales Company, Inc. | Mainline | RGEA14030AJT081AB | Federally-Regulated Consumer Product | Weatherized Non-Condensing Gas | 1147 | 249 |  | 11/25/2020 | 79965 | 204117074 | 11/25/2020
Rheem Sales Company, Inc. | Mainline | ML801TA050317MUA | Federally-Regulated Consumer Product | Non-Weatherized, Non-Condensin | 1165 | 233 |  | 11/25/2020 | 49157 | 202132861 | 11/25/2020
Rheem Sales Company, Inc. | CLIMATEMASTER | RGEA16024AJV06TAB | Federally-Regulated Consumer Product | Weatherized Non-Condensing Gas | 1358 | 259 |  | 11/25/2020 | 46205 | 205785545 | 11/25/2020
Rheem Sales Company, Inc. | CLIMATEMASTER | RGEA16024AJV062AB | Federally-Regulated Consumer Product | Weatherized Non-Condensing Gas | 1358 | 259 |  | 11/25/2020 | 46205 | 205785544 | 11/25/2020
Rheem Sales Company, Inc. | CLIMATEMASTER | RGEA15042BJV08XAA | Federally-Regulated Consumer Product | Weatherized Non-Condensing Gas | 1375 | 260 |  | 11/25/2020 | 101119 | 205785535 | 11/25/2020
Rheem Sales Company, Inc. | CLIMATEMASTER | RGEA16048AJV08TAB | Federally-Regulated Consumer Product | Weatherized Non-Condensing Gas | 1845 | 272 |  | 11/25/2020 | 76171 | 205785553 | 11/25/2020
Rheem Sales Company, Inc. | CLIMATEMASTER | RGEA15024BJV061AA | Federally-Regulated Consumer Product | Weatherized Non-Condensing Gas | 1395 | 260 |  | 11/25/2020 | 80305 | 205785520 | 11/25/2020
Rheem Sales Company, Inc. | CLIMATEMASTER | RGEA14060CJT101AA | Federally-Regulated Consumer Product | Weatherized Non-Condensing Gas | 1911 | 283 |  | 11/25/2020 | 99261 | 205785518 | 11/25/2020
Rheem Sales Company, Inc. | CLIMATEMASTER | RGEA16048AJV10TAB | Federally-Regulated Consumer Product | Weatherized Non-Condensing Gas | 1845 | 280 |  | 11/25/2020 | 76171 | 205785555 | 11/25/2020
Rheem Sales Company, Inc. | CLIMATEMASTER | RGEA15036BJV06XAA | Federally-Regulated Consumer Product | Weatherized Non-Condensing Gas | 1355 | 258 |  | 11/25/2020 | 99675 | 205785529 | 11/25/2020
Rheem Sales Company, Inc. | CLIMATEMASTER | RGEA14042AJT10XAB | Federally-Regulated Consumer Product | Weatherized Non-Condensing Gas | 1494 | 265 |  | 11/25/2020 | 99609 | 205785513 | 11/25/2020
Rheem Sales Company, Inc. | CLIMATEMASTER | RGEA14060CJT10XAA | Federally-Regulated Consumer Product | Weatherized Non-Condensing Gas | 1911 | 283 |  | 11/25/2020 | 99261 | 205785519 | 11/25/2020
Rheem Sales Company, Inc. | CLIMATEMASTER | RGEA16060AJV102AB | Federally-Regulated Consumer Product | Weatherized Non-Condensing Gas | 2330 | 280 |  | 11/25/2020 | 75239 | 205785556 | 11/25/2020
Rheem Sales Company, Inc. | CLIMATEMASTER | RGEA14036AJT081AB | Federally-Regulated Consumer Product | Weatherized Non-Condensing Gas | 1430 | 262 |  | 11/25/2020 | 99665 | 205785506 | 11/25/2020
Rheem Sales Company, Inc. | CLIMATEMASTER | RGEA14030AJT06XAB | Federally-Regulated Consumer Product | Weatherized Non-Condensing Gas | 1147 | 249 |  | 11/25/2020 | 79965 | 205785501 | 11/25/2020
Rheem Sales Company, Inc. | CLIMATEMASTER | RGEA14048AJT10XAB | Federally-Regulated Consumer Product | Weatherized Non-Condensing Gas | 1809 | 279 |  | 11/25/2020 | 99189 | 205785517 | 11/25/2020
Rheem Sales Company, Inc. | CLIMATEMASTER | RGEA15036BJV08XAA | Federally-Regulated Consumer Product | Weatherized Non-Condensing Gas | 1355 | 259 |  | 11/25/2020 | 99675 | 205785531 | 11/25/2020
Rheem Sales Company, Inc. | CLIMATEMASTER | RGEA15036BJV081AA | Federally-Regulated Consumer Product | Weatherized Non-Condensing Gas | 1355 | 259 |  | 11/25/2020 | 99675 | 205785530 | 11/25/2020
Rheem Sales Company, Inc. | CLIMATEMASTER | RGEA15042BJV10XAA | Federally-Regulated Consumer Product | Weatherized Non-Condensing Gas | 1375 | 260 |  | 11/25/2020 | 101119 | 205785537 | 11/25/2020
Rheem Sales Company, Inc. | CLIMATEMASTER | RGEA16048AJV082AB | Federally-Regulated Consumer Product | Weatherized Non-Condensing Gas | 1845 | 272 |  | 11/25/2020 | 76171 | 205785552 | 11/25/2020
Rheem Sales Company, Inc. | CLIMATEMASTER | RGEA15024BJV08XAA | Federally-Regulated Consumer Product | Weatherized Non-Condensing Gas | 1395 | 260 |  | 11/25/2020 | 80305 | 205785523 | 11/25/2020
Rheem Sales Company, Inc. | CLIMATEMASTER | RGEA16036AJV06TAB | Federally-Regulated Consumer Product | Weatherized Non-Condensing Gas | 1648 | 259 |  | 11/25/2020 | 76362 | 205785547 | 11/25/2020
Rheem Sales Company, Inc. | CLIMATEMASTER | RGEA15042BJV101AA | Federally-Regulated Consumer Product | Weatherized Non-Condensing Gas | 1375 | 260 |  | 11/25/2020 | 101119 | 205785536 | 11/25/2020
Rheem Sales Company, Inc. | CLIMATEMASTER | RGEA16048AJV102AB | Federally-Regulated Consumer Product | Weatherized Non-Condensing Gas | 1845 | 280 |  | 11/25/2020 | 76171 | 205785554 | 11/25/2020
Rheem Sales Company, Inc. | CLIMATEMASTER | RGEA14036AJT08XAB | Federally-Regulated Consumer Product | Weatherized Non-Condensing Gas | 1430 | 262 |  | 11/25/2020 | 99665 | 205785507 | 11/25/2020
Rheem Sales Company, Inc. | CLIMATEMASTER | RGEA14048AJT101AB | Federally-Regulated Consumer Product | Weatherized Non-Condensing Gas | 1809 | 279 |  | 11/25/2020 | 99189 | 205785516 | 11/25/2020
Rheem Sales Company, Inc. | CLIMATEMASTER | RGEA15024BJV081AA | Federally-Regulated Consumer Product | Weatherized Non-Condensing Gas | 1395 | 260 |  | 11/25/2020 | 80305 | 205785522 | 11/25/2020
Rheem Sales Company, Inc. | CLIMATEMASTER | RGEA15060AJV10XAB | Federally-Regulated Consumer Product | Weatherized Non-Condensing Gas | 2166 | 294 |  | 11/25/2020 | 100081 | 205785543 | 11/25/2020
Rheem Sales Company, Inc. | CLIMATEMASTER | RGEA15024BJV06XAA | Federally-Regulated Consumer Product | Weatherized Non-Condensing Gas | 1395 | 260 |  | 11/25/2020 | 80305 | 205785521 | 11/25/2020
Rheem Sales Company, Inc. | CLIMATEMASTER | RGEA14024AJT081AB | Federally-Regulated Consumer Product | Weatherized Non-Condensing Gas | 1127 | 249 |  | 11/25/2020 | 80320 | 205785498 | 11/25/2020
Rheem Sales Company, Inc. | CLIMATEMASTER | RGEA15030AJV081AB | Federally-Regulated Consumer Product | Weatherized Non-Condensing Gas | 1402 | 261 |  | 11/25/2020 | 80658 | 205785526 | 11/25/2020
Rheem Sales Company, Inc. | CLIMATEMASTER | RGEA14048AJT08XAB | Federally-Regulated Consumer Product | Weatherized Non-Condensing Gas | 1809 | 279 |  | 11/25/2020 | 99189 | 205785515 | 11/25/2020
Rheem Sales Company, Inc. | CLIMATEMASTER | RGEA14036AJT101AB | Federally-Regulated Consumer Product | Weatherized Non-Condensing Gas | 1430 | 262 |  | 11/25/2020 | 99665 | 205785508 | 11/25/2020
Rheem Sales Company, Inc. | CLIMATEMASTER | RGEA16036AJV08TAB | Federally-Regulated Consumer Product | Weatherized Non-Condensing Gas | 1648 | 272 |  | 11/25/2020 | 76362 | 205785549 | 11/25/2020
Rheem Sales Company, Inc. | CLIMATEMASTER | RGEA16036AJV082AB | Federally-Regulated Consumer Product | Weatherized Non-Condensing Gas | 1648 | 272 |  | 11/25/2020 | 76362 | 205785548 | 11/25/2020
Rheem Sales Company, Inc. | CLIMATEMASTER | RGEA16060AJV10TAB | Federally-Regulated Consumer Product | Weatherized Non-Condensing Gas | 2330 | 280 |  | 11/25/2020 | 75239 | 205785557 | 11/25/2020
Rheem Sales Company, Inc. | CLIMATEMASTER | RGEA15030AJV061AB | Federally-Regulated Consumer Product | Weatherized Non-Condensing Gas | 1402 | 261 |  | 11/25/2020 | 80658 | 205785524 | 11/25/2020
Rheem Sales Company, Inc. | CLIMATEMASTER | RGEA15060AJV101AB | Federally-Regulated Consumer Product | Weatherized Non-Condensing Gas | 2166 | 294 |  | 11/25/2020 | 100081 | 205785542 | 11/25/2020
Rheem Sales Company, Inc. | CLIMATEMASTER | RGEA15030AJV06XAB | Federally-Regulated Consumer Product | Weatherized Non-Condensing Gas | 1402 | 261 |  | 11/25/2020 | 80658 | 205785525 | 11/25/2020
Rheem Sales Company, Inc. | CLIMATEMASTER | RGEA14042AJT08XAB | Federally-Regulated Consumer Product | Weatherized Non-Condensing Gas | 1494 | 265 |  | 11/25/2020 | 99609 | 205785511 | 11/25/2020
Rheem Sales Company, Inc. | CLIMATEMASTER | RGEA15036BJV061AA | Federally-Regulated Consumer Product | Weatherized Non-Condensing Gas | 1355 | 258 |  | 11/25/2020 | 99675 | 205785528 | 11/25/2020
Rheem Sales Company, Inc. | CLIMATEMASTER | RGEA14036AJT10XAB | Federally-Regulated Consumer Product | Weatherized Non-Condensing Gas | 1430 | 262 |  | 11/25/2020 | 99665 | 205785509 | 11/25/2020
Rheem Sales Company, Inc. | CLIMATEMASTER | RGEA14048AJT081AB | Federally-Regulated Consumer Product | Weatherized Non-Condensing Gas | 1809 | 279 |  | 11/25/2020 | 99189 | 205785514 | 11/25/2020
Rheem Sales Company, Inc. | CLIMATEMASTER | RGEA16036AJV102AB | Federally-Regulated Consumer Product | Weatherized Non-Condensing Gas | 1648 | 272 |  | 11/25/2020 | 76362 | 205785550 | 11/25/2020
Rheem Sales Company, Inc. | CLIMATEMASTER | RGEA15048AJV10XAB | Federally-Regulated Consumer Product | Weatherized Non-Condensing Gas | 1720 | 275 |  | 11/25/2020 | 99897 | 205785541 | 11/25/2020
Rheem Sales Company, Inc. | CLIMATEMASTER | RGEA15036BJV101AA | Federally-Regulated Consumer Product | Weatherized Non-Condensing Gas | 1355 | 259 |  | 11/25/2020 | 99675 | 205785532 | 11/25/2020
Rheem Sales Company, Inc. | CLIMATEMASTER | RGEA16036AJV062AB | Federally-Regulated Consumer Product | Weatherized Non-Condensing Gas | 1648 | 259 |  | 11/25/2020 | 76362 | 205785546 | 11/25/2020
Rheem Sales Company, Inc. | CLIMATEMASTER | RGEA15030AJV08XAB | Federally-Regulated Consumer Product | Weatherized Non-Condensing Gas | 1402 | 261 |  | 11/25/2020 | 80658 | 205785527 | 11/25/2020
Rheem Sales Company, Inc. | CLIMATEMASTER | RGEA14024AJT061AB | Federally-Regulated Consumer Product | Weatherized Non-Condensing Gas | 1127 | 249 |  | 11/25/2020 | 80320 | 205785496 | 11/25/2020
Rheem Sales Company, Inc. | CLIMATEMASTER | RGEA14030AJT081AB | Federally-Regulated Consumer Product | Weatherized Non-Condensing Gas | 1147 | 249 |  | 11/25/2020 | 79965 | 205785502 | 11/25/2020
Rheem Sales Company, Inc. | CLIMATEMASTER | RGEA15036BJV10XAA | Federally-Regulated Consumer Product | Weatherized Non-Condensing Gas | 1355 | 259 |  | 11/25/2020 | 99675 | 205785533 | 11/25/2020
Rheem Sales Company, Inc. | CLIMATEMASTER | RGEA15048AJV08XAB | Federally-Regulated Consumer Product | Weatherized Non-Condensing Gas | 1720 | 275 |  | 11/25/2020 | 99897 | 205785539 | 11/25/2020
Rheem Sales Company, Inc. | CLIMATEMASTER | RGEA14024AJT08XAB | Federally-Regulated Consumer Product | Weatherized Non-Condensing Gas | 1127 | 249 |  | 11/25/2020 | 80320 | 205785499 | 11/25/2020
Rheem Sales Company, Inc. | CLIMATEMASTER | RGEA15042BJV081AA | Federally-Regulated Consumer Product | Weatherized Non-Condensing Gas | 1375 | 260 |  | 11/25/2020 | 101119 | 205785534 | 11/25/2020
Rheem Sales Company, Inc. | CLIMATEMASTER | RGEA14042AJT101AB | Federally-Regulated Consumer Product | Weatherized Non-Condensing Gas | 1494 | 265 |  | 11/25/2020 | 99609 | 205785512 | 11/25/2020
Rheem Sales Company, Inc. | CLIMATEMASTER | RGEA14036AJT06XAB | Federally-Regulated Consumer Product | Weatherized Non-Condensing Gas | 1430 | 262 |  | 11/25/2020 | 99665 | 205785505 | 11/25/2020
Rheem Sales Company, Inc. | CLIMATEMASTER | RGEA14030AJT08XAB | Federally-Regulated Consumer Product | Weatherized Non-Condensing Gas | 1147 | 249 |  | 11/25/2020 | 79965 | 205785503 | 11/25/2020
Rheem Sales Company, Inc. | CLIMATEMASTER | RGEA15048AJV081AB | Federally-Regulated Consumer Product | Weatherized Non-Condensing Gas | 1720 | 275 |  | 11/25/2020 | 99897 | 205785538 | 11/25/2020
Rheem Sales Company, Inc. | CLIMATEMASTER | RGEA14042AJT081AB | Federally-Regulated Consumer Product | Weatherized Non-Condensing Gas | 1494 | 265 |  | 11/25/2020 | 99609 | 205785510 | 11/25/2020
Rheem Sales Company, Inc. | CLIMATEMASTER | RGEA14036AJT061AB | Federally-Regulated Consumer Product | Weatherized Non-Condensing Gas | 1430 | 262 |  | 11/25/2020 | 99665 | 205785504 | 11/25/2020
Rheem Sales Company, Inc. | CLIMATEMASTER | RGEA15048AJV101AB | Federally-Regulated Consumer Product | Weatherized Non-Condensing Gas | 1720 | 275 |  | 11/25/2020 | 99897 | 205785540 | 11/25/2020
Rheem Sales Company, Inc. | CLIMATEMASTER | RGEA16036AJV10TAB | Federally-Regulated Consumer Product | Weatherized Non-Condensing Gas | 1648 | 272 |  | 11/25/2020 | 76362 | 205785551 | 11/25/2020
Rheem Sales Company, Inc. | CLIMATEMASTER | RGEA14030AJT061AB | Federally-Regulated Consumer Product | Weatherized Non-Condensing Gas | 1147 | 249 |  | 11/25/2020 | 79965 | 205785500 | 11/25/2020
Rheem Sales Company, Inc. | CLIMATEMASTER | RGEA14024AJT06XAB | Federally-Regulated Consumer Product | Weatherized Non-Condensing Gas | 1127 | 249 |  | 11/25/2020 | 80320 | 205785497 | 11/25/2020
Rheem Sales Company, Inc. | Rheem | R92TA0701521MSA | Federally-Regulated Consumer Product | Non-Weatherized, Condensing Ga | 1983 | 282 |  | 11/25/2020 | 70360 | 203269463 | 11/25/2020
Rheem Sales Company, Inc. | Rheem | RGEA16024AJV06TAB | Federally-Regulated Consumer Product | Weatherized Non-Condensing Gas | 1358 | 259 |  | 11/25/2020 | 46205 | 203404611 | 11/25/2020
Rheem Sales Company, Inc. | Rheem | R801CA075521ZSA | Federally-Regulated Consumer Product | Non-Weatherized, Non-Condensin | 1892 | 265 |  | 11/25/2020 | 99827 | 203325266 | 11/25/2020
Rheem Sales Company, Inc. | Rheem | RGEA14042AJT101AB | Federally-Regulated Consumer Product | Weatherized Non-Condensing Gas | 1494 | 265 |  | 11/25/2020 | 99609 | 203404657 | 11/25/2020
Rheem Sales Company, Inc. | Rheem | RGEA16036AJV06TAB | Federally-Regulated Consumer Product | Weatherized Non-Condensing Gas | 1648 | 259 |  | 11/25/2020 | 76362 | 203404615 | 11/25/2020
Rheem Sales Company, Inc. | Rheem | R801CA125524MXA | Federally-Regulated Consumer Product | Non-Weatherized, Non-Condensin | 1991 | 270 |  | 11/25/2020 | 123598 | 203325265 | 11/25/2020
Rheem Sales Company, Inc. | Rheem | RGEA15030AJV081AB | Federally-Regulated Consumer Product | Weatherized Non-Condensing Gas | 1402 | 261 |  | 11/25/2020 | 80658 | 203404533 | 11/25/2020
Rheem Sales Company, Inc. | Rheem | R92TA0851521MSA | Federally-Regulated Consumer Product | Non-Weatherized, Condensing Ga | 1929 | 280 |  | 11/25/2020 | 84515 | 201712983 | 11/25/2020
Rheem Sales Company, Inc. | Rheem | RGEA14042AJT081AB | Federally-Regulated Consumer Product | Weatherized Non-Condensing Gas | 1494 | 265 |  | 11/25/2020 | 99609 | 203404655 | 11/25/2020
Rheem Sales Company, Inc. | Rheem | RGEA16048AJV102AB | Federally-Regulated Consumer Product | Weatherized Non-Condensing Gas | 1845 | 280 |  | 11/25/2020 | 76171 | 203404629 | 11/25/2020
Rheem Sales Company, Inc. | Rheem | RGEA16024AJV062AB | Federally-Regulated Consumer Product | Weatherized Non-Condensing Gas | 1358 | 259 |  | 11/25/2020 | 46205 | 203404609 | 11/25/2020
Rheem Sales Company, Inc. | Rheem | R801TA070417MUA | Federally-Regulated Consumer Product | Non-Weatherized, Non-Condensin | 1823 | 262 |  | 11/25/2020 | 70109 | 204501608 | 11/25/2020
Rheem Sales Company, Inc. | Rheem | R802TA150524MSA | Federally-Regulated Consumer Product | Non-Weatherized, Non-Condensin | 2092 | 274 |  | 11/25/2020 | 104565 | 204005888 | 11/25/2020
Rheem Sales Company, Inc. | Rheem | R801CA075521ZXA | Federally-Regulated Consumer Product | Non-Weatherized, Non-Condensin | 1892 | 265 |  | 11/25/2020 | 99827 | 203325267 | 11/25/2020
Rheem Sales Company, Inc. | Rheem | R802TA075317MXA | Federally-Regulated Consumer Product | Non-Weatherized, Non-Condensin | 1539 | 250 |  | 11/25/2020 | 52505 | 204099252 | 11/25/2020
Rheem Sales Company, Inc. | Rheem | RGEA14024AJT081AB | Federally-Regulated Consumer Product | Weatherized Non-Condensing Gas | 1127 | 249 |  | 11/25/2020 | 80320 | 203404425 | 11/25/2020
Rheem Sales Company, Inc. | Rheem | RGEA14048AJT081AB | Federally-Regulated Consumer Product | Weatherized Non-Condensing Gas | 1809 | 279 |  | 11/25/2020 | 99189 | 203404485 | 11/25/2020
Rheem Sales Company, Inc. | Rheem | RGEA15048AJV081AB | Federally-Regulated Consumer Product | Weatherized Non-Condensing Gas | 1720 | 275 |  | 11/25/2020 | 99897 | 203404585 | 11/25/2020
Rheem Sales Company, Inc. | Rheem | RGEA14036AJT06XAB | Federally-Regulated Consumer Product | Weatherized Non-Condensing Gas | 1430 | 262 |  | 11/25/2020 | 99665 | 203404453 | 11/25/2020
Rheem Sales Company, Inc. | Rheem | R801TA100521MUA | Federally-Regulated Consumer Product | Non-Weatherized, Non-Condensin | 1861 | 264 |  | 11/25/2020 | 98348 | 202132833 | 11/25/2020
Rheem Sales Company, Inc. | Rheem | R96VA0702521MSA | Federally-Regulated Consumer Product | Non-Weatherized, Condensing Ga | 1923 | 280 |  | 11/25/2020 | 49235 | 203261131 | 11/25/2020
Rheem Sales Company, Inc. | Rheem | RGEA16036AJV102AB | Federally-Regulated Consumer Product | Weatherized Non-Condensing Gas | 1648 | 272 |  | 11/25/2020 | 76362 | 203404621 | 11/25/2020
Rheem Sales Company, Inc. | Rheem | R801CA075421MSA | Federally-Regulated Consumer Product | Non-Weatherized, Non-Condensin | 1634 | 254 |  | 11/25/2020 | 75736 | 203325260 | 11/25/2020
Rheem Sales Company, Inc. | Rheem | R801CA050314MXA | Federally-Regulated Consumer Product | Non-Weatherized, Non-Condensin | 1388 | 184 |  | 11/25/2020 | 49660 | 203325257 | 11/25/2020
Rheem Sales Company, Inc. | Rheem | RGEA15030AJV06XAB | Federally-Regulated Consumer Product | Weatherized Non-Condensing Gas | 1402 | 261 |  | 11/25/2020 | 80658 | 203404529 | 11/25/2020
Rheem Sales Company, Inc. | Rheem | RGEA15030AJV08XAB | Federally-Regulated Consumer Product | Weatherized Non-Condensing Gas | 1402 | 261 |  | 11/25/2020 | 80658 | 203404537 | 11/25/2020
Rheem Sales Company, Inc. | Rheem | R801CA100521MXA | Federally-Regulated Consumer Product | Non-Weatherized, Non-Condensin | 1812 | 262 |  | 11/25/2020 | 99863 | 203325263 | 11/25/2020
Rheem Sales Company, Inc. | Rheem | RGEA16048AJV082AB | Federally-Regulated Consumer Product | Weatherized Non-Condensing Gas | 1845 | 272 |  | 11/25/2020 | 76171 | 203404625 | 11/25/2020
Rheem Sales Company, Inc. | Rheem | RGEA14048AJT08XAB | Federally-Regulated Consumer Product | Weatherized Non-Condensing Gas | 1809 | 279 |  | 11/25/2020 | 99189 | 203404489 | 11/25/2020
Rheem Sales Company, Inc. | Rheem | RGEA14036AJT061AB | Federally-Regulated Consumer Product | Weatherized Non-Condensing Gas | 1430 | 262 |  | 11/25/2020 | 99665 | 203404449 | 11/25/2020
Rheem Sales Company, Inc. | Rheem | RGEA16060AJV102AB | Federally-Regulated Consumer Product | Weatherized Non-Condensing Gas | 2330 | 280 |  | 11/25/2020 | 75239 | 203404633 | 11/25/2020
Rheem Sales Company, Inc. | Rheem | RGEA14042AJT08XAB | Federally-Regulated Consumer Product | Weatherized Non-Condensing Gas | 1494 | 265 |  | 11/25/2020 | 99609 | 203404656 | 11/25/2020
Rheem Sales Company, Inc. | Rheem | RGEA15030AJV061AB | Federally-Regulated Consumer Product | Weatherized Non-Condensing Gas | 1402 | 261 |  | 11/25/2020 | 80658 | 203404525 | 11/25/2020
Rheem Sales Company, Inc. | Rheem | RGEA14024AJT08XAB | Federally-Regulated Consumer Product | Weatherized Non-Condensing Gas | 1127 | 249 |  | 11/25/2020 | 80320 | 203404429 | 11/25/2020
Rheem Sales Company, Inc. | Rheem | R801CA125524ZXA | Federally-Regulated Consumer Product | Non-Weatherized, Non-Condensin | 1835 | 263 |  | 11/25/2020 | 124289 | 203325273 | 11/25/2020
Rheem Sales Company, Inc. | Rheem | R802TA150524MXA | Federally-Regulated Consumer Product | Non-Weatherized, Non-Condensin | 2092 | 274 |  | 11/25/2020 | 104565 | 204099257 | 11/25/2020
Rheem Sales Company, Inc. | Rheem | RGEA16048AJV08TAB | Federally-Regulated Consumer Product | Weatherized Non-Condensing Gas | 1845 | 272 |  | 11/25/2020 | 76171 | 203404627 | 11/25/2020
Rheem Sales Company, Inc. | Rheem | RGEA16036AJV08TAB | Federally-Regulated Consumer Product | Weatherized Non-Condensing Gas | 1648 | 272 |  | 11/25/2020 | 76362 | 203404619 | 11/25/2020
Rheem Sales Company, Inc. | Rheem | R801CA100521ZSA | Federally-Regulated Consumer Product | Non-Weatherized, Non-Condensin | 1895 | 265 |  | 11/25/2020 | 100302 | 203326561 | 11/25/2020
Rheem Sales Company, Inc. | Rheem | RGEA14036AJT10XAB | Federally-Regulated Consumer Product | Weatherized Non-Condensing Gas | 1430 | 262 |  | 11/25/2020 | 99665 | 203404469 | 11/25/2020
Rheem Sales Company, Inc. | Rheem | RGEA14048AJT101AB | Federally-Regulated Consumer Product | Weatherized Non-Condensing Gas | 1809 | 279 |  | 11/25/2020 | 99189 | 203404493 | 11/25/2020
Rheem Sales Company, Inc. | Rheem | RGEA15048AJV101AB | Federally-Regulated Consumer Product | Weatherized Non-Condensing Gas | 1720 | 275 |  | 11/25/2020 | 99897 | 203404593 | 11/25/2020
Rheem Sales Company, Inc. | Rheem | RGEA14042AJT10XAB | Federally-Regulated Consumer Product | Weatherized Non-Condensing Gas | 1494 | 265 |  | 11/25/2020 | 99609 | 203404658 | 11/25/2020
Rheem Sales Company, Inc. | Rheem | RGEA16036AJV10TAB | Federally-Regulated Consumer Product | Weatherized Non-Condensing Gas | 1648 | 272 |  | 11/25/2020 | 76362 | 203404623 | 11/25/2020
Rheem Sales Company, Inc. | Rheem | R802TA125524MXA | Federally-Regulated Consumer Product | Non-Weatherized, Non-Condensin | 1899 | 266 |  | 11/25/2020 | 87546 | 204099256 | 11/25/2020
Rheem Sales Company, Inc. | Rheem | RGEA14024AJT061AB | Federally-Regulated Consumer Product | Weatherized Non-Condensing Gas | 1127 | 249 |  | 11/25/2020 | 80320 | 203404417 | 11/25/2020
Rheem Sales Company, Inc. | Rheem | R801TA070317MUA | Federally-Regulated Consumer Product | Non-Weatherized, Non-Condensin | 1189 | 234 |  | 11/25/2020 | 70542 | 202132832 | 11/25/2020
Rheem Sales Company, Inc. | Rheem | R802TA075417MXA | Federally-Regulated Consumer Product | Non-Weatherized, Non-Condensin | 1884 | 265 |  | 11/25/2020 | 52545 | 204099253 | 11/25/2020
Rheem Sales Company, Inc. | Rheem | RGEA14030AJT08XAB | Federally-Regulated Consumer Product | Weatherized Non-Condensing Gas | 1147 | 249 |  | 11/25/2020 | 79965 | 203404445 | 11/25/2020
Rheem Sales Company, Inc. | Rheem | RGEA16036AJV082AB | Federally-Regulated Consumer Product | Weatherized Non-Condensing Gas | 1648 | 272 |  | 11/25/2020 | 76362 | 203404617 | 11/25/2020
Rheem Sales Company, Inc. | Rheem | R802TA075317MSA | Federally-Regulated Consumer Product | Non-Weatherized, Non-Condensin | 1539 | 250 |  | 11/25/2020 | 52505 | 204005883 | 11/25/2020
Rheem Sales Company, Inc. | Rheem | R801CA075417MXA | Federally-Regulated Consumer Product | Non-Weatherized, Non-Condensin | 1496 | 248 |  | 11/25/2020 | 75177 | 203325259 | 11/25/2020
Rheem Sales Company, Inc. | Rheem | R801CA100521MSA | Federally-Regulated Consumer Product | Non-Weatherized, Non-Condensin | 1812 | 262 |  | 11/25/2020 | 99863 | 203325262 | 11/25/2020
Rheem Sales Company, Inc. | Rheem | R92TA1151524MSA | Federally-Regulated Consumer Product | Non-Weatherized, Condensing Ga | 2041 | 285 |  | 11/25/2020 | 111488 | 201712987 | 11/25/2020
Rheem Sales Company, Inc. | Rheem | R92TA0701317MSA | Federally-Regulated Consumer Product | Non-Weatherized, Condensing Ga | 1362 | 255 |  | 11/25/2020 | 69960 | 201712981 | 11/25/2020
Rheem Sales Company, Inc. | Rheem | RGEA15048AJV08XAB | Federally-Regulated Consumer Product | Weatherized Non-Condensing Gas | 1720 | 275 |  | 11/25/2020 | 99897 | 203404589 | 11/25/2020
Rheem Sales Company, Inc. | Rheem | RGEA14036AJT081AB | Federally-Regulated Consumer Product | Weatherized Non-Condensing Gas | 1430 | 262 |  | 11/25/2020 | 99665 | 203404457 | 11/25/2020
Rheem Sales Company, Inc. | Rheem | RGEA14030AJT061AB | Federally-Regulated Consumer Product | Weatherized Non-Condensing Gas | 1147 | 249 |  | 11/25/2020 | 79965 | 203404433 | 11/25/2020
Rheem Sales Company, Inc. | Rheem | RGEA14036AJT08XAB | Federally-Regulated Consumer Product | Weatherized Non-Condensing Gas | 1430 | 262 |  | 11/25/2020 | 99665 | 203404461 | 11/25/2020
Rheem Sales Company, Inc. | Rheem | R802TA100417MSA | Federally-Regulated Consumer Product | Non-Weatherized, Non-Condensin | 1730 | 258 |  | 11/25/2020 | 70020 | 204005885 | 11/25/2020
Rheem Sales Company, Inc. | Rheem | R801CA125524ZSA | Federally-Regulated Consumer Product | Non-Weatherized, Non-Condensin | 1835 | 263 |  | 11/25/2020 | 124289 | 203325272 | 11/25/2020
Rheem Sales Company, Inc. | Rheem | RGEA14036AJT101AB | Federally-Regulated Consumer Product | Weatherized Non-Condensing Gas | 1430 | 262 |  | 11/25/2020 | 99665 | 203404465 | 11/25/2020
Rheem Sales Company, Inc. | Rheem | R802TA100417MXA | Federally-Regulated Consumer Product | Non-Weatherized, Non-Condensin | 1730 | 258 |  | 11/25/2020 | 70020 | 204099254 | 11/25/2020
Rheem Sales Company, Inc. | Rheem | R802TA100521MSA | Federally-Regulated Consumer Product | Non-Weatherized, Non-Condensin | 1952 | 268 |  | 11/25/2020 | 70078 | 204005886 | 11/25/2020
Rheem Sales Company, Inc. | Rheem | RGEA14048AJT10XAB | Federally-Regulated Consumer Product | Weatherized Non-Condensing Gas | 1809 | 279 |  | 11/25/2020 | 99189 | 203404497 | 11/25/2020
Rheem Sales Company, Inc. | Rheem | R801TB100521MUA | Federally-Regulated Consumer Product | Non-Weatherized, Non-Condensin | 2096 | 274 |  | 11/25/2020 | 100583 | 204501609 | 11/25/2020
Rheem Sales Company, Inc. | Rheem | R802TA075417MSA | Federally-Regulated Consumer Product | Non-Weatherized, Non-Condensin | 1884 | 265 |  | 11/25/2020 | 52545 | 204005884 | 11/25/2020
Rheem Sales Company, Inc. | Rheem | R801CA125524MSA | Federally-Regulated Consumer Product | Non-Weatherized, Non-Condensin | 1991 | 270 |  | 11/25/2020 | 123598 | 203325264 | 11/25/2020
Rheem Sales Company, Inc. | Rheem | RGEA15048AJV10XAB | Federally-Regulated Consumer Product | Weatherized Non-Condensing Gas | 1720 | 275 |  | 11/25/2020 | 99897 | 203404597 | 11/25/2020
Rheem Sales Company, Inc. | Rheem | R801CA075421MXA | Federally-Regulated Consumer Product | Non-Weatherized, Non-Condensin | 1634 | 254 |  | 11/25/2020 | 75736 | 203325261 | 11/25/2020
Rheem Sales Company, Inc. | Rheem | R95TC0701521MSA | Federally-Regulated Consumer Product | Non-Weatherized, Condensing Ga | 1983 | 279 |  | 11/25/2020 | 70360 | 203261130 | 11/25/2020
Rheem Sales Company, Inc. | Rheem | RGEA14030AJT081AB | Federally-Regulated Consumer Product | Weatherized Non-Condensing Gas | 1147 | 249 |  | 11/25/2020 | 79965 | 203404441 | 11/25/2020
Rheem Sales Company, Inc. | Rheem | RGEA14060AJT10XAB | Federally-Regulated Consumer Product | Weatherized Non-Condensing Gas | 1911 | 283 |  | 11/25/2020 | 99261 | 203404505 | 11/25/2020
Rheem Sales Company, Inc. | Rheem | R96TA0702521MSA | Federally-Regulated Consumer Product | Non-Weatherized, Condensing Ga | 1854 | 277 |  | 11/25/2020 | 49250 | 203261132 | 11/25/2020
Rheem Sales Company, Inc. | Rheem | R802TA125524MSA | Federally-Regulated Consumer Product | Non-Weatherized, Non-Condensin | 1899 | 266 |  | 11/25/2020 | 87546 | 204005887 | 11/25/2020
Rheem Sales Company, Inc. | Rheem | RGEA16036AJV062AB | Federally-Regulated Consumer Product | Weatherized Non-Condensing Gas | 1648 | 259 |  | 11/25/2020 | 76362 | 203404613 | 11/25/2020
Rheem Sales Company, Inc. | Rheem | RGEA14024AJT06XAB | Federally-Regulated Consumer Product | Weatherized Non-Condensing Gas | 1127 | 249 |  | 11/25/2020 | 80320 | 203404421 | 11/25/2020
Rheem Sales Company, Inc. | Rheem | RGEA14030AJT06XAB | Federally-Regulated Consumer Product | Weatherized Non-Condensing Gas | 1147 | 249 |  | 11/25/2020 | 79965 | 203404437 | 11/25/2020
Rheem Sales Company, Inc. | Rheem | RGEA16060AJV10TAB | Federally-Regulated Consumer Product | Weatherized Non-Condensing Gas | 2330 | 280 |  | 11/25/2020 | 75239 | 203404635 | 11/25/2020
Rheem Sales Company, Inc. | Rheem | R801CA100521ZXA | Federally-Regulated Consumer Product | Non-Weatherized, Non-Condensin | 1895 | 265 |  | 11/25/2020 | 100302 | 203326562 | 11/25/2020
Rheem Sales Company, Inc. | Rheem | R801CA050314MSA | Federally-Regulated Consumer Product | Non-Weatherized, Non-Condensin | 1388 | 184 |  | 11/25/2020 | 49660 | 203325256 | 11/25/2020
Rheem Sales Company, Inc. | Rheem | R802TA100521MXA | Federally-Regulated Consumer Product | Non-Weatherized, Non-Condensin | 1952 | 268 |  | 11/25/2020 | 70078 | 204099255 | 11/25/2020
Rheem Sales Company, Inc. | Rheem | R801CA075417MSA | Federally-Regulated Consumer Product | Non-Weatherized, Non-Condensin | 1496 | 248 |  | 11/25/2020 | 75177 | 203325258 | 11/25/2020
Rheem Sales Company, Inc. | Rheem | RGEA16048AJV10TAB | Federally-Regulated Consumer Product | Weatherized Non-Condensing Gas | 1845 | 280 |  | 11/25/2020 | 76171 | 203404631 | 11/25/2020
Rheem Sales Company, Inc. | Rheem | W96TA0602317MSA | Federally-Regulated Consumer Product | Non-Weatherized, Condensing Ga | 1342 | 254 |  | 11/25/2020 | 39319 | 205819525 | 11/25/2020
Rheem Sales Company, Inc. | Rheem | W801CA100521ZXA | Federally-Regulated Consumer Product | Non-Weatherized, Non-Condensin | 1895 | 265 |  | 11/25/2020 | 100302 | 205819488 | 11/25/2020
Rheem Sales Company, Inc. | Rheem | W801TA050314MSA | Federally-Regulated Consumer Product | Non-Weatherized, Non-Condensin | 1388 | 243 |  | 11/25/2020 | 49660 | 205819493 | 11/25/2020
Rheem Sales Company, Inc. | Rheem | W95TC1151524MSA | Federally-Regulated Consumer Product | Non-Weatherized, Condensing Ga | 2041 | 285 |  | 11/25/2020 | 111488 | 205819523 | 11/25/2020
Rheem Sales Company, Inc. | Rheem | R801TA075421MXA | Federally-Regulated Consumer Product | Non-Weatherized, Non-Condensin | 1634 | 254 |  | 11/25/2020 | 75736 | 201710103 | 11/25/2020
Rheem Sales Company, Inc. | Rheem | W96TA0402317MSA | Federally-Regulated Consumer Product | Non-Weatherized, Condensing Ga | 1252 | 250 |  | 11/25/2020 | 29298 | 205819524 | 11/25/2020
Rheem Sales Company, Inc. | Rheem | W801TA050314MXA | Federally-Regulated Consumer Product | Non-Weatherized, Non-Condensin | 1388 | 243 |  | 11/25/2020 | 49660 | 205819494 | 11/25/2020
Rheem Sales Company, Inc. | Rheem | W801CA075417MXA | Federally-Regulated Consumer Product | Non-Weatherized, Non-Condensin | 1496 | 248 |  | 11/25/2020 | 75177 | 205819480 | 11/25/2020
Rheem Sales Company, Inc. | Rheem | W801CA125524MXA | Federally-Regulated Consumer Product | Non-Weatherized, Non-Condensin | 1991 | 270 |  | 11/25/2020 | 123598 | 205819490 | 11/25/2020
Rheem Sales Company, Inc. | Rheem | W801CA075421MSA | Federally-Regulated Consumer Product | Non-Weatherized, Non-Condensin | 1634 | 254 |  | 11/25/2020 | 75736 | 205819481 | 11/25/2020
Rheem Sales Company, Inc. | Rheem | R802TA050314MSA | Federally-Regulated Consumer Product | Non-Weatherized, Non-Condensin | 1260 | 237 |  | 11/25/2020 | 35654 | 204005882 | 11/25/2020
Rheem Sales Company, Inc. | Rheem | W96TA0702317MSA | Federally-Regulated Consumer Product | Non-Weatherized, Condensing Ga | 1321 | 253 |  | 11/25/2020 | 49242 | 205819526 | 11/25/2020
Rheem Sales Company, Inc. | Rheem | W801CA125524ZXA | Federally-Regulated Consumer Product | Non-Weatherized, Non-Condensin | 1835 | 263 |  | 11/25/2020 | 124289 | 205819492 | 11/25/2020
Rheem Sales Company, Inc. | Rheem | R802VA075421MSA | Federally-Regulated Consumer Product | Non-Weatherized, Non-Condensin | 1718 | 258 |  | 11/25/2020 | 52500 | 201709831 | 11/25/2020
Rheem Sales Company, Inc. | Rheem | RGEA15060AJV10XAB | Federally-Regulated Consumer Product | Weatherized Non-Condensing Gas | 2166 | 294 |  | 11/25/2020 | 100081 | 203404605 | 11/25/2020
Rheem Sales Company, Inc. | Rheem | W801CA050314MSA | Federally-Regulated Consumer Product | Non-Weatherized, Non-Condensin | 1388 | 184 |  | 11/25/2020 | 49660 | 205819477 | 11/25/2020
Rheem Sales Company, Inc. | Rheem | R97VA085M521KSA | Federally-Regulated Consumer Product | Non-Weatherized, Condensing Ga | 2138 | 289 |  | 11/25/2020 | 33549 | 9989445 | 11/25/2020
Rheem Sales Company, Inc. | Rheem | W801CA075417MSA | Federally-Regulated Consumer Product | Non-Weatherized, Non-Condensin | 1496 | 248 |  | 11/25/2020 | 75177 | 205819479 | 11/25/2020
Rheem Sales Company, Inc. | Rheem | W801CA100521ZSA | Federally-Regulated Consumer Product | Non-Weatherized, Non-Condensin | 1895 | 265 |  | 11/25/2020 | 100302 | 205819487 | 11/25/2020
Rheem Sales Company, Inc. | Rheem | W801TA050317MUA | Federally-Regulated Consumer Product | Non-Weatherized, Non-Condensin | 1165 | 233 |  | 11/25/2020 | 49157 | 205819495 | 11/25/2020
Rheem Sales Company, Inc. | Rheem | RGEA15060AJV101AB | Federally-Regulated Consumer Product | Weatherized Non-Condensing Gas | 2166 | 294 |  | 11/25/2020 | 100081 | 203404601 | 11/25/2020
Rheem Sales Company, Inc. | Rheem | W801CA100521MXA | Federally-Regulated Consumer Product | Non-Weatherized, Non-Condensin | 1812 | 262 |  | 11/25/2020 | 99863 | 205819486 | 11/25/2020
Rheem Sales Company, Inc. | Rheem | R801TA075421MSA | Federally-Regulated Consumer Product | Non-Weatherized, Non-Condensin | 1634 | 254 |  | 11/25/2020 | 75736 | 201710101 | 11/25/2020
Rheem Sales Company, Inc. | Rheem | R802VA075421MXA | Federally-Regulated Consumer Product | Non-Weatherized, Non-Condensin | 1718 | 258 |  | 11/25/2020 | 52500 | 201709833 | 11/25/2020
Rheem Sales Company, Inc. | Rheem | W801CA075521ZSA | Federally-Regulated Consumer Product | Non-Weatherized, Non-Condensin | 1892 | 265 |  | 11/25/2020 | 99827 | 205819483 | 11/25/2020
Rheem Sales Company, Inc. | Rheem | R802TA050314MXA | Federally-Regulated Consumer Product | Non-Weatherized, Non-Condensin | 1260 | 237 |  | 11/25/2020 | 35654 | 204099251 | 11/25/2020
Rheem Sales Company, Inc. | Rheem | W801CA125524ZSA | Federally-Regulated Consumer Product | Non-Weatherized, Non-Condensin | 1835 | 263 |  | 11/25/2020 | 124289 | 205819491 | 11/25/2020
Rheem Sales Company, Inc. | Rheem | W801CA075521ZXA | Federally-Regulated Consumer Product | Non-Weatherized, Non-Condensin | 1892 | 265 |  | 11/25/2020 | 99827 | 205819484 | 11/25/2020
Rheem Sales Company, Inc. | Rheem | W801CA100521MSA | Federally-Regulated Consumer Product | Non-Weatherized, Non-Condensin | 1812 | 262 |  | 11/25/2020 | 99863 | 205819485 | 11/25/2020
Rheem Sales Company, Inc. | Rheem | W801CA125524MSA | Federally-Regulated Consumer Product | Non-Weatherized, Non-Condensin | 1991 | 270 |  | 11/25/2020 | 123598 | 205819489 | 11/25/2020
Rheem Sales Company, Inc. | Rheem | R97VA070M317KSA | Federally-Regulated Consumer Product | Non-Weatherized, Condensing Ga | 1282 | 251 |  | 11/25/2020 | 28494 | 9990328 | 11/25/2020
Rheem Sales Company, Inc. | Rheem | W801CA050314MXA | Federally-Regulated Consumer Product | Non-Weatherized, Non-Condensin | 1388 | 184 |  | 11/25/2020 | 49660 | 205819478 | 11/25/2020
Rheem Sales Company, Inc. | Rheem | W801CA075421MXA | Federally-Regulated Consumer Product | Non-Weatherized, Non-Condensin | 1634 | 254 |  | 11/25/2020 | 75736 | 205819482 | 11/25/2020
Rheem Sales Company, Inc. | Rheem | W96TA0702521MSA | Federally-Regulated Consumer Product | Non-Weatherized, Condensing Ga | 1854 | 277 |  | 11/25/2020 | 49250 | 205819527 | 11/25/2020
Rheem Sales Company, Inc. | Thermal Zone | TZ92MSX085C50A | Federally-Regulated Consumer Product | Non-Weatherized, Condensing Ga | 1929 | 280 | 280 | 09/30/2020 | 84515 | 9958612 | 11/25/2020
Rheem Sales Company, Inc. | Thermal Zone | TZ80MSV050B40UA | Federally-Regulated Consumer Product | Non-Weatherized, Non-Condensin | 1298 | 234 |  | 09/30/2020 | 50335 | 205354993 | 11/25/2020
Rheem Sales Company, Inc. | Thermal Zone | TZGE-448JT080D | Federally-Regulated Consumer Product | Weatherized Non-Condensing Gas | 1809 | 279 | 279 | 09/30/2020 | 99189 | 204117134 | 11/25/2020
Rheem Sales Company, Inc. | Thermal Zone | TZ80DDV075C40XB | Federally-Regulated Consumer Product | Non-Weatherized, Non-Condensin | 2017 | 271 | 271 | 09/30/2020 | 52471 | 8087216 | 11/25/2020
Rheem Sales Company, Inc. | Thermal Zone | TZ96MDX085C50A | Federally-Regulated Consumer Product | Non-Weatherized, Condensing Ga | 2115 | 288 |  | 09/30/2020 | 58240 | 9950854 | 11/25/2020
Rheem Sales Company, Inc. | Thermal Zone | TZGE-442JT080D | Federally-Regulated Consumer Product | Weatherized Non-Condensing Gas | 1494 | 265 |  | 09/30/2020 | 99609 | 204117130 | 11/25/2020
Rheem Sales Company, Inc. | Thermal Zone | TZ80MSC075B40XA | Federally-Regulated Consumer Product | Non-Weatherized, Non-Condensin | 1496 | 248 |  | 09/30/2020 | 75177 | 203327210 | 11/25/2020
Rheem Sales Company, Inc. | Thermal Zone | TZ80MDX075B40SA | Federally-Regulated Consumer Product | Non-Weatherized, Non-Condensin | 1884 | 265 |  | 09/30/2020 | 52545 | 204007897 | 11/25/2020
Rheem Sales Company, Inc. | Thermal Zone | TZ80DSC125D50XA | Federally-Regulated Consumer Product | Non-Weatherized, Non-Condensin | 1835 | 263 | 263 | 09/30/2020 | 124289 | 203327224 | 11/25/2020
Rheem Sales Company, Inc. | Thermal Zone | TZ80MDX075B30XA | Federally-Regulated Consumer Product | Non-Weatherized, Non-Condensin | 1539 | 250 |  | 09/30/2020 | 52505 | 204100507 | 11/25/2020
Rheem Sales Company, Inc. | Thermal Zone | TZ80DSC050A30SA | Federally-Regulated Consumer Product | Non-Weatherized, Non-Condensin | 1223 | 236 |  | 09/30/2020 | 51119 | 205001032 | 11/25/2020
Rheem Sales Company, Inc. | Thermal Zone | TZ96MDV085C50B | Federally-Regulated Consumer Product | Non-Weatherized, Condensing Ga | 1947 | 281 | 281 | 09/30/2020 | 58053 | 7502138 | 11/25/2020
Rheem Sales Company, Inc. | Thermal Zone | TZGE-536JL060FX | Federally-Regulated Consumer Product | Weatherized Non-Condensing Gas | 1355 | 258 | 259 | 09/30/2020 | 99675 | 205785487 | 11/25/2020
Rheem Sales Company, Inc. | Thermal Zone | TZGE-536JL060F | Federally-Regulated Consumer Product | Weatherized Non-Condensing Gas | 1355 | 258 | 259 | 09/30/2020 | 99675 | 205785486 | 11/25/2020
Rheem Sales Company, Inc. | Thermal Zone | TZ80MDV075C40XA | Federally-Regulated Consumer Product | Non-Weatherized, Non-Condensin | 1718 | 258 |  | 09/30/2020 | 52500 | 7979975 | 11/25/2020
Rheem Sales Company, Inc. | Thermal Zone | TZ92MSX060B30A | Federally-Regulated Consumer Product | Non-Weatherized, Condensing Ga | 1156 | 246 |  | 09/30/2020 | 55624 | 9958604 | 11/25/2020
Rheem Sales Company, Inc. | Thermal Zone | TZGE-542JL100F | Federally-Regulated Consumer Product | Weatherized Non-Condensing Gas | 1375 | 260 |  | 09/30/2020 | 101119 | 205785494 | 11/25/2020
Rheem Sales Company, Inc. | Thermal Zone | TZGE-536JL100F | Federally-Regulated Consumer Product | Weatherized Non-Condensing Gas | 1355 | 259 | 259 | 09/30/2020 | 99675 | 205785490 | 11/25/2020
Rheem Sales Company, Inc. | Thermal Zone | TZ80MDX150D50XA | Federally-Regulated Consumer Product | Non-Weatherized, Non-Condensin | 2092 | 274 | 274 | 09/30/2020 | 104565 | 204100512 | 11/25/2020
Rheem Sales Company, Inc. | Thermal Zone | TZ96MDV070C50A | Federally-Regulated Consumer Product | Non-Weatherized, Condensing Ga | 1923 | 280 |  | 09/30/2020 | 49235 | 203261730 | 11/25/2020
Rheem Sales Company, Inc. | Thermal Zone | TZ92MSX115D50A | Federally-Regulated Consumer Product | Non-Weatherized, Condensing Ga | 2041 | 285 |  | 09/30/2020 | 111488 | 9958620 | 11/25/2020
Rheem Sales Company, Inc. | Thermal Zone | TZ80DDV075B30SB | Federally-Regulated Consumer Product | Non-Weatherized, Non-Condensin | 1324 | 240 | 240 | 09/30/2020 | 52495 | 8087199 | 11/25/2020
Rheem Sales Company, Inc. | Thermal Zone | TZ80MSX075C40SA | Federally-Regulated Consumer Product | Non-Weatherized, Non-Condensin | 1634 | 254 |  | 09/30/2020 | 75736 | 8087158 | 11/25/2020
Rheem Sales Company, Inc. | Thermal Zone | TZGE-536JL080FX | Federally-Regulated Consumer Product | Weatherized Non-Condensing Gas | 1355 | 259 |  | 09/30/2020 | 99675 | 205785489 | 11/25/2020
Rheem Sales Company, Inc. | Thermal Zone | TZ80DDV100C50SB | Federally-Regulated Consumer Product | Non-Weatherized, Non-Condensin | 2291 | 283 |  | 09/30/2020 | 70210 | 8087221 | 11/25/2020
Rheem Sales Company, Inc. | Thermal Zone | TZ80MDX100C50SA | Federally-Regulated Consumer Product | Non-Weatherized, Non-Condensin | 1952 | 268 |  | 09/30/2020 | 70078 | 204007899 | 11/25/2020
Rheem Sales Company, Inc. | Thermal Zone | TZ80MSX075B40XA | Federally-Regulated Consumer Product | Non-Weatherized, Non-Condensin | 1496 | 248 |  | 09/30/2020 | 75177 | 7490378 | 11/25/2020
Rheem Sales Company, Inc. | Thermal Zone | TZ80MSC125D50SA | Federally-Regulated Consumer Product | Non-Weatherized, Non-Condensin | 1991 | 270 | 270 | 09/30/2020 | 123598 | 203327215 | 11/25/2020
Rheem Sales Company, Inc. | Thermal Zone | TZ80MSC075B40SA | Federally-Regulated Consumer Product | Non-Weatherized, Non-Condensin | 1496 | 248 |  | 09/30/2020 | 75177 | 203327209 | 11/25/2020
Rheem Sales Company, Inc. | Thermal Zone | TZ95MSX100C50C | Federally-Regulated Consumer Product | Non-Weatherized, Condensing Ga | 2066 | 286 |  | 09/30/2020 | 98023 | 8934624 | 11/25/2020
Rheem Sales Company, Inc. | Thermal Zone | TZ92MSX070B30A | Federally-Regulated Consumer Product | Non-Weatherized, Condensing Ga | 1362 | 255 |  | 09/30/2020 | 69960 | 9958608 | 11/25/2020
Rheem Sales Company, Inc. | Thermal Zone | TZ80MSV100C50UA | Federally-Regulated Consumer Product | Non-Weatherized, Non-Condensin | 2054 | 272 |  | 09/30/2020 | 98467 | 205354995 | 11/25/2020
Rheem Sales Company, Inc. | Thermal Zone | TZ80MSC050A30XA | Federally-Regulated Consumer Product | Non-Weatherized, Non-Condensin | 1388 | 184 |  | 09/30/2020 | 49660 | 203327208 | 11/25/2020
Rheem Sales Company, Inc. | Thermal Zone | TZ80DSC100C50XA | Federally-Regulated Consumer Product | Non-Weatherized, Non-Condensin | 1895 | 234 | 265.38 | 10/03/2019 |  |  | 11/25/2020
Rheem Sales Company, Inc. | Thermal Zone | TZ80DDV075B30XB | Federally-Regulated Consumer Product | Non-Weatherized, Non-Condensin | 1324 | 240 | 240 | 09/30/2020 | 52495 | 8087204 | 11/25/2020
Rheem Sales Company, Inc. | Thermal Zone | TZ80MSV070B40UA | Federally-Regulated Consumer Product | Non-Weatherized, Non-Condensin | 1550 | 250 |  | 09/30/2020 | 70502 | 205354994 | 11/25/2020
Rheem Sales Company, Inc. | Thermal Zone | TZ80MDX075B40XA | Federally-Regulated Consumer Product | Non-Weatherized, Non-Condensin | 1884 | 265 |  | 09/30/2020 | 52545 | 204100508 | 11/25/2020
Rheem Sales Company, Inc. | Thermal Zone | TZ80DSC075C50XA | Federally-Regulated Consumer Product | Non-Weatherized, Non-Condensin | 1892 | 265 |  | 09/30/2020 | 99827 | 203327220 | 11/25/2020
Rheem Sales Company, Inc. | Thermal Zone | TZ80DSC050A30XA | Federally-Regulated Consumer Product | Non-Weatherized, Non-Condensin | 1223 | 236 |  | 09/30/2020 | 51119 | 205001036 | 11/25/2020
Rheem Sales Company, Inc. | Thermal Zone | TZGE-536JL100FX | Federally-Regulated Consumer Product | Weatherized Non-Condensing Gas | 1355 | 259 | 259 | 09/30/2020 | 99675 | 205785491 | 11/25/2020
Rheem Sales Company, Inc. | Thermal Zone | TZ95MSX060B30C | Federally-Regulated Consumer Product | Non-Weatherized, Condensing Ga | 1156 | 246 |  | 09/30/2020 | 55624 | 8934612 | 11/25/2020
Rheem Sales Company, Inc. | Thermal Zone | TZ80MSX070B40UA | Federally-Regulated Consumer Product | Non-Weatherized, Non-Condensin | 1823 | 262 |  | 09/30/2020 | 70109 | 204515053 | 11/25/2020
Rheem Sales Company, Inc. | Thermal Zone | TZ96MDX070C50A | Federally-Regulated Consumer Product | Non-Weatherized, Condensing Ga | 1854 | 277 |  | 09/30/2020 | 49250 | 203261731 | 11/25/2020
Rheem Sales Company, Inc. | Thermal Zone | TZ80MDV075C40SA | Federally-Regulated Consumer Product | Non-Weatherized, Non-Condensin | 1718 | 258 |  | 09/30/2020 | 52500 | 7979968 | 11/25/2020
Rheem Sales Company, Inc. | Thermal Zone | TZ80MDX050A30XA | Federally-Regulated Consumer Product | Non-Weatherized, Non-Condensin | 1260 | 237 |  | 09/30/2020 | 35654 | 204100506 | 11/25/2020
Rheem Sales Company, Inc. | Thermal Zone | TZ80MSC075C40XA | Federally-Regulated Consumer Product | Non-Weatherized, Non-Condensin | 1634 | 254 |  | 09/30/2020 | 75736 | 203327212 | 11/25/2020
Rheem Sales Company, Inc. | Thermal Zone | TZ80MDX100B40XA | Federally-Regulated Consumer Product | Non-Weatherized, Non-Condensin | 1730 | 225 | 258.12 | 10/03/2019 |  |  | 11/25/2020
Rheem Sales Company, Inc. | Thermal Zone | TZ96MDV060B30A | Federally-Regulated Consumer Product | Non-Weatherized, Condensing Ga | 1372 | 255 | 255 | 09/30/2020 | 37932 | 7502136 | 11/25/2020
Rheem Sales Company, Inc. | Thermal Zone | TZ96MDX060B30A | Federally-Regulated Consumer Product | Non-Weatherized, Condensing Ga | 1342 | 254 | 254 | 09/30/2020 | 39319 | 9950846 | 11/25/2020
Rheem Sales Company, Inc. | Thermal Zone | TZ92MSX040B30A | Federally-Regulated Consumer Product | Non-Weatherized, Condensing Ga | 1107 | 244 | 244 | 09/30/2020 | 41877 | 9958600 | 11/25/2020
Rheem Sales Company, Inc. | Thermal Zone | TZ92MSX100C50A | Federally-Regulated Consumer Product | Non-Weatherized, Condensing Ga | 2066 | 262 | 285.904 | 10/03/2019 |  |  | 11/25/2020
Rheem Sales Company, Inc. | Thermal Zone | TZ96MDX070B30A | Federally-Regulated Consumer Product | Non-Weatherized, Condensing Ga | 1321 | 253 |  | 09/30/2020 | 49242 | 9950850 | 11/25/2020
Rheem Sales Company, Inc. | Thermal Zone | TZ80DSC075C50SA | Federally-Regulated Consumer Product | Non-Weatherized, Non-Condensin | 1892 | 265 |  | 09/30/2020 | 99827 | 203327219 | 11/25/2020
Rheem Sales Company, Inc. | Thermal Zone | TZ80MSX070B30UA | Federally-Regulated Consumer Product | Non-Weatherized, Non-Condensin | 1189 | 234 |  | 09/30/2020 | 70542 | 202132859 | 11/25/2020
Rheem Sales Company, Inc. | Thermal Zone | TZ80MDX125D50SA | Federally-Regulated Consumer Product | Non-Weatherized, Non-Condensin | 1899 | 266 |  | 09/30/2020 | 87546 | 204007900 | 11/25/2020
Rheem Sales Company, Inc. | Thermal Zone | TZ80MSX100C50XA | Federally-Regulated Consumer Product | Non-Weatherized, Non-Condensin | 1812 | 262 |  | 09/30/2020 | 99863 | 7490401 | 11/25/2020
Rheem Sales Company, Inc. | Thermal Zone | TZ80MSC075C40SA | Federally-Regulated Consumer Product | Non-Weatherized, Non-Condensin | 1634 | 254 |  | 09/30/2020 | 75736 | 203327211 | 11/25/2020
Rheem Sales Company, Inc. | Thermal Zone | TZ80DSX075B30XC | Federally-Regulated Consumer Product | Non-Weatherized, Non-Condensin | 1253 | 237 | 237 | 09/30/2020 | 74903 | 205001033 | 11/25/2020
Rheem Sales Company, Inc. | Thermal Zone | TZ92MSX070C50A | Federally-Regulated Consumer Product | Non-Weatherized, Condensing Ga | 1983 | 282 |  | 09/30/2020 | 70360 | 203269643 | 11/25/2020
Rheem Sales Company, Inc. | Thermal Zone | TZ96MDV070B30A | Federally-Regulated Consumer Product | Non-Weatherized, Condensing Ga | 1290 | 252 | 252 | 09/30/2020 | 48940 | 7502137 | 11/25/2020
Rheem Sales Company, Inc. | Thermal Zone | TZ80DSX075B30SC | Federally-Regulated Consumer Product | Non-Weatherized, Non-Condensin | 1253 | 237 | 237 | 09/30/2020 | 74903 | 205001029 | 11/25/2020
Rheem Sales Company, Inc. | Thermal Zone | TZ80MSX050B40UA | Federally-Regulated Consumer Product | Non-Weatherized, Non-Condensin | 1502 | 248 |  | 09/30/2020 | 50342 | 204515052 | 11/25/2020
Rheem Sales Company, Inc. | Thermal Zone | TZ95MSX070C50C | Federally-Regulated Consumer Product | Non-Weatherized, Condensing Ga | 1983 | 227 | 282.252 | 10/03/2019 |  |  | 11/25/2020
Rheem Sales Company, Inc. | Thermal Zone | TZ96MDX100C50A | Federally-Regulated Consumer Product | Non-Weatherized, Condensing Ga | 1930 | 280 | 280 | 09/30/2020 | 69202 | 9950858 | 11/25/2020
Rheem Sales Company, Inc. | Thermal Zone | TZ80MDX125D50XA | Federally-Regulated Consumer Product | Non-Weatherized, Non-Condensin | 1899 | 266 |  | 09/30/2020 | 87546 | 204100511 | 11/25/2020
Rheem Sales Company, Inc. | Thermal Zone | TZ80MSX100C50UA | Federally-Regulated Consumer Product | Non-Weatherized, Non-Condensin | 1861 | 264 |  | 09/30/2020 | 98348 | 202132860 | 11/25/2020
Rheem Sales Company, Inc. | Thermal Zone | TZ80DSC100C50SA | Federally-Regulated Consumer Product | Non-Weatherized, Non-Condensin | 1895 | 265 | 265 | 09/30/2020 | 100302 | 203327221 | 11/25/2020
Rheem Sales Company, Inc. | Thermal Zone | TZ96MDV100C50A | Federally-Regulated Consumer Product | Non-Weatherized, Condensing Ga | 1858 | 277 | 277 | 09/30/2020 | 68679 | 7502139 | 11/25/2020
Rheem Sales Company, Inc. | Thermal Zone | TZ80DSC075B30XB | Federally-Regulated Consumer Product | Non-Weatherized, Non-Condensin | 1253 | 237 | 237 | 09/30/2020 | 74903 | 205001034 | 11/25/2020
Rheem Sales Company, Inc. | Thermal Zone | TZ80MSX075C40XA | Federally-Regulated Consumer Product | Non-Weatherized, Non-Condensin | 1634 | 254 |  | 09/30/2020 | 75736 | 8087162 | 11/25/2020
Rheem Sales Company, Inc. | Thermal Zone | TZ95MSX040B30C | Federally-Regulated Consumer Product | Non-Weatherized, Condensing Ga | 1107 | 244 | 244 | 09/30/2020 | 41877 | 8934608 | 11/25/2020
Rheem Sales Company, Inc. | Thermal Zone | TZ80MDX100C50XA | Federally-Regulated Consumer Product | Non-Weatherized, Non-Condensin | 1952 | 268 |  | 09/30/2020 | 70078 | 204100510 | 11/25/2020
Rheem Sales Company, Inc. | Thermal Zone | TZ80DDV100C50XB | Federally-Regulated Consumer Product | Non-Weatherized, Non-Condensin | 2291 | 283 |  | 09/30/2020 | 70210 | 8087226 | 11/25/2020
Rheem Sales Company, Inc. | Thermal Zone | TZ80MSC100C50SA | Federally-Regulated Consumer Product | Non-Weatherized, Non-Condensin | 1812 | 262 |  | 09/30/2020 | 99863 | 203327213 | 11/25/2020
Rheem Sales Company, Inc. | Thermal Zone | TZ80MDX150D50SA | Federally-Regulated Consumer Product | Non-Weatherized, Non-Condensin | 2092 | 274 | 274 | 09/30/2020 | 104565 | 204007901 | 11/25/2020
Rheem Sales Company, Inc. | Thermal Zone | TZ80MDX075B30SA | Federally-Regulated Consumer Product | Non-Weatherized, Non-Condensin | 1539 | 250 |  | 09/30/2020 | 52505 | 204007896 | 11/25/2020
Rheem Sales Company, Inc. | Thermal Zone | TZ80DDV075C40SB | Federally-Regulated Consumer Product | Non-Weatherized, Non-Condensin | 2017 | 271 | 271 | 09/30/2020 | 52471 | 8087211 | 11/25/2020
Rheem Sales Company, Inc. | Thermal Zone | TZ80DSX050A30SA | Federally-Regulated Consumer Product | Non-Weatherized, Non-Condensin | 1223 | 236 |  | 09/30/2020 | 51119 | 205001031 | 11/25/2020
Rheem Sales Company, Inc. | Thermal Zone | TZ80DSC125D50SA | Federally-Regulated Consumer Product | Non-Weatherized, Non-Condensin | 1835 | 263 | 263 | 09/30/2020 | 124289 | 203327223 | 11/25/2020
Rheem Sales Company, Inc. | Thermal Zone | TZ80MDX100B40SA | Federally-Regulated Consumer Product | Non-Weatherized, Non-Condensin | 1730 | 258 | 258 | 09/30/2020 | 70020 | 204007898 | 11/25/2020
Rheem Sales Company, Inc. | Thermal Zone | TZGE-460JT100E | Federally-Regulated Consumer Product | Weatherized Non-Condensing Gas | 1911 | 283 | 283 | 09/30/2020 | 99261 | 205785485 | 11/25/2020
Rheem Sales Company, Inc. | Thermal Zone | TZGE-442JT080DX | Federally-Regulated Consumer Product | Weatherized Non-Condensing Gas | 1494 | 265 |  | 09/30/2020 | 99609 | 204117131 | 11/25/2020
Rheem Sales Company, Inc. | Thermal Zone | TZ80MDX050A30SA | Federally-Regulated Consumer Product | Non-Weatherized, Non-Condensin | 1260 | 237 |  | 09/30/2020 | 35654 | 204007895 | 11/25/2020
Rheem Sales Company, Inc. | Thermal Zone | TZ80DSC075B30SB | Federally-Regulated Consumer Product | Non-Weatherized, Non-Condensin | 1253 | 237 | 237 | 09/30/2020 | 74903 | 205001030 | 11/25/2020
Rheem Sales Company, Inc. | Thermal Zone | TZ80MSC100C50XA | Federally-Regulated Consumer Product | Non-Weatherized, Non-Condensin | 1812 | 262 |  | 09/30/2020 | 99863 | 203327214 | 11/25/2020
Rheem Sales Company, Inc. | Thermal Zone | TZ95MSX115D50C | Federally-Regulated Consumer Product | Non-Weatherized, Condensing Ga | 2041 | 285 |  | 09/30/2020 | 111488 | 8934628 | 11/25/2020
Rheem Sales Company, Inc. | Thermal Zone | TZGE-542JL080FX | Federally-Regulated Consumer Product | Weatherized Non-Condensing Gas | 1375 | 260 |  | 09/30/2020 | 101119 | 205785493 | 11/25/2020
Rheem Sales Company, Inc. | Thermal Zone | TZ96MDX115D50A | Federally-Regulated Consumer Product | Non-Weatherized, Condensing Ga | 1935 | 280 | 280 | 09/30/2020 | 78711 | 9950862 | 11/25/2020
Rheem Sales Company, Inc. | Thermal Zone | TZ80MSC125D50XA | Federally-Regulated Consumer Product | Non-Weatherized, Non-Condensin | 1991 | 270 | 270 | 09/30/2020 | 123598 | 203327216 | 11/25/2020
Rheem Sales Company, Inc. | Thermal Zone | TZ96MDV040B30A | Federally-Regulated Consumer Product | Non-Weatherized, Condensing Ga | 1248 | 250 | 250 | 09/30/2020 | 29623 | 7502134 | 11/25/2020
Rheem Sales Company, Inc. | Thermal Zone | TZ80MSX100C50UB | Federally-Regulated Consumer Product | Non-Weatherized, Non-Condensin | 2096 | 274 |  | 09/30/2020 | 100583 | 204515054 | 11/25/2020
Rheem Sales Company, Inc. | Thermal Zone | TZ80DSX050A30XA | Federally-Regulated Consumer Product | Non-Weatherized, Non-Condensin | 1223 | 236 |  | 09/30/2020 | 51119 | 205001035 | 11/25/2020
Rheem Sales Company, Inc. | Thermal Zone | TZ80DDV125D50SB | Federally-Regulated Consumer Product | Non-Weatherized, Non-Condensin | 2322 | 284 | 284 | 09/30/2020 | 87684 | 8087231 | 11/25/2020
Rheem Sales Company, Inc. | Thermal Zone | TZGE-536JL080F | Federally-Regulated Consumer Product | Weatherized Non-Condensing Gas | 1355 | 259 |  | 09/30/2020 | 99675 | 205785488 | 11/25/2020
Rheem Sales Company, Inc. | Thermal Zone | TZ80MSC050A30SA | Federally-Regulated Consumer Product | Non-Weatherized, Non-Condensin | 1388 | 184 |  | 09/30/2020 | 49660 | 203327207 | 11/25/2020
Rheem Sales Company, Inc. | Thermal Zone | TZ80DDV125D50XB | Federally-Regulated Consumer Product | Non-Weatherized, Non-Condensin | 2322 | 284 | 284 | 09/30/2020 | 87684 | 8087236 | 11/25/2020
Rheem Sales Company, Inc. | Thermal Zone | TZ96MDX040B30A | Federally-Regulated Consumer Product | Non-Weatherized, Condensing Ga | 1252 | 250 |  | 09/30/2020 | 29298 | 9950842 | 11/25/2020
Rheem Sales Company, Inc. | Thermal Zone | TZGE-542JL080F | Federally-Regulated Consumer Product | Weatherized Non-Condensing Gas | 1375 | 260 |  | 09/30/2020 | 101119 | 205785492 | 11/25/2020
Rheem Sales Company, Inc. | Thermal Zone | TZGE-448JT080DX | Federally-Regulated Consumer Product | Weatherized Non-Condensing Gas | 1809 | 279 | 279 | 09/30/2020 | 99189 | 204117135 | 11/25/2020
Dettson Industries, Inc. | Williamson-Thermoflo | PMP-095-VS-RF | Federally-Regulated Consumer Product | Non-Weatherized, Non-Condensin | 1496 | 488 |  | 11/25/2020 | 110066 | 7043339 | 11/25/2020
Dettson Industries, Inc. | Williamson-Thermoflo | PMP-095-VS-CAR | Federally-Regulated Consumer Product | Non-Weatherized, Non-Condensin | 1496 | 488 |  | 11/25/2020 | 110066 | 7043337 | 11/25/2020
Dettson Industries, Inc. | Williamson-Thermoflo | PMP-095-VS-BF | Federally-Regulated Consumer Product | Non-Weatherized, Non-Condensin | 1496 | 488 |  | 11/25/2020 | 110066 | 7043335 | 11/25/2020
Dettson Industries, Inc. | Williamson-Thermoflo | PMP-112-VS-CAR | Federally-Regulated Consumer Product | Non-Weatherized, Non-Condensin | 1496 | 488 |  | 11/25/2020 | 110066 | 7043357 | 11/25/2020
Dettson Industries, Inc. | Williamson-Thermoflo | PMP-095-VS-BNX | Federally-Regulated Consumer Product | Non-Weatherized, Non-Condensin | 1496 | 488 |  | 11/25/2020 | 110066 | 7043336 | 11/25/2020
Dettson Industries, Inc. | Williamson-Thermoflo | PMP-112-VS-BF | Federally-Regulated Consumer Product | Non-Weatherized, Non-Condensin | 1496 | 488 |  | 11/25/2020 | 110066 | 7043355 | 11/25/2020
Dettson Industries, Inc. | Williamson-Thermoflo | PMP-112-VS-BNX | Federally-Regulated Consumer Product | Non-Weatherized, Non-Condensin | 1496 | 488 |  | 11/25/2020 | 110066 | 7043356 | 11/25/2020
Dettson Industries, Inc. | Williamson-Thermoflo | PMP-112-VS-RF | Federally-Regulated Consumer Product | Non-Weatherized, Non-Condensin | 1496 | 488 |  | 11/25/2020 | 110066 | 7043359 | 11/25/2020
Rheem Sales Company, Inc. | Rheem | R98VB070M317USA | Federally-Regulated Consumer Product | Non-Weatherized, Condensing Ga | 1162 | 246 | 246 | 09/30/2020 | 28246 | 10524983 | 11/25/2020
Rheem Sales Company, Inc. | Rheem | R96TA1152524MSA | Federally-Regulated Consumer Product | Non-Weatherized, Condensing Ga | 1935 | 280 |  | 09/30/2020 | 78711 | 201712927 | 11/25/2020
Rheem Sales Company, Inc. | Rheem | R95TC0701317MSA | Federally-Regulated Consumer Product | Non-Weatherized, Condensing Ga | 1362 | 255 |  | 09/30/2020 | 69960 | 201711680 | 11/25/2020
Rheem Sales Company, Inc. | Rheem | R97VA100M521KSA | Federally-Regulated Consumer Product | Non-Weatherized, Condensing Ga | 1990 | 282 | 283 | 09/30/2020 | 39222 | 9989446 | 11/25/2020
Rheem Sales Company, Inc. | Rheem | R802VA100521MXA | Federally-Regulated Consumer Product | Non-Weatherized, Non-Condensin | 1905 | 266 |  | 09/30/2020 | 70000 | 201709837 | 11/25/2020
Rheem Sales Company, Inc. | Rheem | R95TC1001521MSA | Federally-Regulated Consumer Product | Non-Weatherized, Condensing Ga | 2066 | 286 |  | 09/30/2020 | 98023 | 201711684 | 11/25/2020
Rheem Sales Company, Inc. | Rheem | R802VA125524ZSB | Federally-Regulated Consumer Product | Non-Weatherized, Non-Condensin | 2322 | 284 | 284 | 09/30/2020 | 87684 | 8087194 | 11/25/2020
Rheem Sales Company, Inc. | Rheem | R98VB085M521USA | Federally-Regulated Consumer Product | Non-Weatherized, Condensing Ga | 2209 | 292 | 292 | 09/30/2020 | 33631 | 10524982 | 11/25/2020
Rheem Sales Company, Inc. | Rheem | R96VA1002521MSA | Federally-Regulated Consumer Product | Non-Weatherized, Condensing Ga | 1858 | 277 | 277 | 09/30/2020 | 68679 | 6483389 | 11/25/2020
Rheem Sales Company, Inc. | Rheem | R801TA125524MXA | Federally-Regulated Consumer Product | Non-Weatherized, Non-Condensin | 1991 | 270 |  | 09/30/2020 | 123598 | 201707693 | 11/25/2020
Rheem Sales Company, Inc. | Rheem | R801TA125524MSA | Federally-Regulated Consumer Product | Non-Weatherized, Non-Condensin | 1991 | 270 |  | 09/30/2020 | 123598 | 201707691 | 11/25/2020
Rheem Sales Company, Inc. | Rheem | R802VA050317MSA | Federally-Regulated Consumer Product | Non-Weatherized, Non-Condensin | 1318 | 240 |  | 09/30/2020 | 35484 | 201709823 | 11/25/2020
Rheem Sales Company, Inc. | Rheem | R801TA050314MXA | Federally-Regulated Consumer Product | Non-Weatherized, Non-Condensin | 1388 | 243 |  | 09/30/2020 | 49660 | 201707681 | 11/25/2020
Rheem Sales Company, Inc. | Rheem | R95TC1151524MSA | Federally-Regulated Consumer Product | Non-Weatherized, Condensing Ga | 2041 | 285 |  | 09/30/2020 | 111488 | 201711686 | 11/25/2020
Rheem Sales Company, Inc. | Rheem | R802VA125524MSA | Federally-Regulated Consumer Product | Non-Weatherized, Non-Condensin | 2073 | 273 |  | 09/30/2020 | 87500 | 201709839 | 11/25/2020
Rheem Sales Company, Inc. | Rheem | R801TA100521ZSB | Federally-Regulated Consumer Product | Non-Weatherized, Non-Condensin | 1895 | 265 |  | 09/30/2020 | 100302 | 201710109 | 11/25/2020
Rheem Sales Company, Inc. | Rheem | R96VA0702317MSA | Federally-Regulated Consumer Product | Non-Weatherized, Condensing Ga | 1290 | 252 | 252 | 09/30/2020 | 48940 | 6483387 | 11/25/2020
Rheem Sales Company, Inc. | Rheem | R96VA0402317MSA | Federally-Regulated Consumer Product | Non-Weatherized, Condensing Ga | 1248 | 250 | 250 | 09/30/2020 | 29623 | 7501310 | 11/25/2020
Rheem Sales Company, Inc. | Rheem | R95TC0401317MSA | Federally-Regulated Consumer Product | Non-Weatherized, Condensing Ga | 1107 | 244 |  | 09/30/2020 | 41877 | 201711676 | 11/25/2020
Rheem Sales Company, Inc. | Rheem | R98VB060M317USA | Federally-Regulated Consumer Product | Non-Weatherized, Condensing Ga | 1110 | 244 | 244 | 09/30/2020 | 22600 | 10524981 | 11/25/2020
Rheem Sales Company, Inc. | Rheem | R802VA075317MXA | Federally-Regulated Consumer Product | Non-Weatherized, Non-Condensin | 1458 | 246 |  | 09/30/2020 | 52564 | 201709829 | 11/25/2020
Rheem Sales Company, Inc. | Rheem | R802VA125524ZXB | Federally-Regulated Consumer Product | Non-Weatherized, Non-Condensin | 2322 | 284 | 284 | 09/30/2020 | 87684 | 8087195 | 11/25/2020
Rheem Sales Company, Inc. | Rheem | R92TA1001521MSA | Federally-Regulated Consumer Product | Non-Weatherized, Condensing Ga | 2066 | 262 | 285.904 | 10/03/2019 |  |  | 11/25/2020
Rheem Sales Company, Inc. | Rheem | R802VA100521ZSB | Federally-Regulated Consumer Product | Non-Weatherized, Non-Condensin | 2291 | 283 |  | 09/30/2020 | 70210 | 8087192 | 11/25/2020
Rheem Sales Company, Inc. | Rheem | R801TA050317MUA | Federally-Regulated Consumer Product | Non-Weatherized, Non-Condensin | 1165 | 233 |  | 09/30/2020 | 49157 | 202132831 | 11/25/2020
Rheem Sales Company, Inc. | Rheem | R97VA060M317KSA | Federally-Regulated Consumer Product | Non-Weatherized, Condensing Ga | 1327 | 253 | 253 | 09/30/2020 | 22218 | 9990327 | 11/25/2020
Rheem Sales Company, Inc. | Rheem | R802VA075317MSA | Federally-Regulated Consumer Product | Non-Weatherized, Non-Condensin | 1458 | 246 |  | 09/30/2020 | 52564 | 201709827 | 11/25/2020
Rheem Sales Company, Inc. | Rheem | R96TA0602317MSA | Federally-Regulated Consumer Product | Non-Weatherized, Condensing Ga | 1342 | 254 |  | 09/30/2020 | 39319 | 201712919 | 11/25/2020
Rheem Sales Company, Inc. | Rheem | R802VA075421ZSB | Federally-Regulated Consumer Product | Non-Weatherized, Non-Condensin | 2017 | 271 | 271 | 09/30/2020 | 52471 | 8087190 | 11/25/2020
Rheem Sales Company, Inc. | Rheem | R97VA115M524KSA | Federally-Regulated Consumer Product | Non-Weatherized, Condensing Ga | 1959 | 281 | 281 | 09/30/2020 | 44459 | 9990394 | 11/25/2020
Rheem Sales Company, Inc. | Rheem | R801TA125524ZXB | Federally-Regulated Consumer Product | Non-Weatherized, Non-Condensin | 1835 | 263 |  | 09/30/2020 | 124289 | 201710115 | 11/25/2020
Rheem Sales Company, Inc. | Rheem | R802VA100521ZXB | Federally-Regulated Consumer Product | Non-Weatherized, Non-Condensin | 2291 | 283 |  | 09/30/2020 | 70210 | 8087193 | 11/25/2020
Rheem Sales Company, Inc. | Rheem | R96TA1002521MSA | Federally-Regulated Consumer Product | Non-Weatherized, Condensing Ga | 1930 | 280 |  | 09/30/2020 | 69202 | 201712925 | 11/25/2020
Rheem Sales Company, Inc. | Rheem | R801TA075417MXA | Federally-Regulated Consumer Product | Non-Weatherized, Non-Condensin | 1496 | 248 |  | 09/30/2020 | 75177 | 201707685 | 11/25/2020
Rheem Sales Company, Inc. | Rheem | R802VA125524MXA | Federally-Regulated Consumer Product | Non-Weatherized, Non-Condensin | 2073 | 273 |  | 09/30/2020 | 87500 | 201709841 | 11/25/2020
Rheem Sales Company, Inc. | Rheem | R801TA075521ZXB | Federally-Regulated Consumer Product | Non-Weatherized, Non-Condensin | 1883 | 265 |  | 09/30/2020 | 75029 | 201710107 | 11/25/2020
Rheem Sales Company, Inc. | Rheem | R801TA075521ZSB | Federally-Regulated Consumer Product | Non-Weatherized, Non-Condensin | 1883 | 258 | 264.852 | 10/03/2019 |  |  | 11/25/2020
Rheem Sales Company, Inc. | Rheem | R98VB115M524USA | Federally-Regulated Consumer Product | Non-Weatherized, Condensing Ga | 1971 | 282 | 282 | 09/30/2020 | 44499 | 10524985 | 11/25/2020
Rheem Sales Company, Inc. | Rheem | R802VA075421ZXB | Federally-Regulated Consumer Product | Non-Weatherized, Non-Condensin | 2017 | 271 | 271 | 09/30/2020 | 52471 | 8087191 | 11/25/2020
Rheem Sales Company, Inc. | Rheem | R802VA075317ZSB | Federally-Regulated Consumer Product | Non-Weatherized, Non-Condensin | 1324 | 240 | 240 | 09/30/2020 | 52495 | 8087188 | 11/25/2020
Rheem Sales Company, Inc. | Rheem | R96TA0402317MSA | Federally-Regulated Consumer Product | Non-Weatherized, Condensing Ga | 1252 | 250 |  | 09/30/2020 | 29298 | 201712917 | 11/25/2020
Rheem Sales Company, Inc. | Rheem | R802VA100521MSA | Federally-Regulated Consumer Product | Non-Weatherized, Non-Condensin | 1905 | 266 |  | 09/30/2020 | 70000 | 201709835 | 11/25/2020
Rheem Sales Company, Inc. | Rheem | R801TA100521MSA | Federally-Regulated Consumer Product | Non-Weatherized, Non-Condensin | 1812 | 262 |  | 09/30/2020 | 99863 | 201707687 | 11/25/2020
Rheem Sales Company, Inc. | Rheem | R801TA100521ZXB | Federally-Regulated Consumer Product | Non-Weatherized, Non-Condensin | 1895 | 265 |  | 09/30/2020 | 100302 | 201710111 | 11/25/2020
Rheem Sales Company, Inc. | Rheem | R801TA050314MSA | Federally-Regulated Consumer Product | Non-Weatherized, Non-Condensin | 1388 | 243 |  | 09/30/2020 | 49660 | 201707679 | 11/25/2020
Rheem Sales Company, Inc. | Rheem | R802VA075317ZXB | Federally-Regulated Consumer Product | Non-Weatherized, Non-Condensin | 1324 | 240 | 240 | 09/30/2020 | 52495 | 8087189 | 11/25/2020
Rheem Sales Company, Inc. | Rheem | R92TA0401317MSA | Federally-Regulated Consumer Product | Non-Weatherized, Condensing Ga | 1107 | 244 |  | 09/30/2020 | 41877 | 201712977 | 11/25/2020
Rheem Sales Company, Inc. | Rheem | R801TA075417MSA | Federally-Regulated Consumer Product | Non-Weatherized, Non-Condensin | 1496 | 248 |  | 09/30/2020 | 75177 | 201707683 | 11/25/2020
Rheem Sales Company, Inc. | Rheem | R801TA125524ZSB | Federally-Regulated Consumer Product | Non-Weatherized, Non-Condensin | 1835 | 263 |  | 09/30/2020 | 124289 | 201710113 | 11/25/2020
Rheem Sales Company, Inc. | Rheem | R96TA0702317MSA | Federally-Regulated Consumer Product | Non-Weatherized, Condensing Ga | 1321 | 253 |  | 09/30/2020 | 49242 | 201712921 | 11/25/2020
Rheem Sales Company, Inc. | Rheem | R96TA0852521MSA | Federally-Regulated Consumer Product | Non-Weatherized, Condensing Ga | 2115 | 288 |  | 09/30/2020 | 58240 | 201712923 | 11/25/2020
Rheem Sales Company, Inc. | Rheem | R96VA0852521MSB | Federally-Regulated Consumer Product | Non-Weatherized, Condensing Ga | 1947 | 281 | 281 | 09/30/2020 | 58053 | 7086386 | 11/25/2020
Rheem Sales Company, Inc. | Rheem | R96VA0602317MSA | Federally-Regulated Consumer Product | Non-Weatherized, Condensing Ga | 1372 | 255 | 255 | 09/30/2020 | 37932 | 6483386 | 11/25/2020
Rheem Sales Company, Inc. | Rheem | R802VA050317MXA | Federally-Regulated Consumer Product | Non-Weatherized, Non-Condensin | 1318 | 240 |  | 09/30/2020 | 35484 | 201709825 | 11/25/2020
Rheem Sales Company, Inc. | Rheem | R92TA0601317MSA | Federally-Regulated Consumer Product | Non-Weatherized, Condensing Ga | 1156 | 246 |  | 09/30/2020 | 55624 | 201712979 | 11/25/2020
Rheem Sales Company, Inc. | Rheem | R95TC0851521MSA | Federally-Regulated Consumer Product | Non-Weatherized, Condensing Ga | 1929 | 280 |  | 09/30/2020 | 84515 | 201711682 | 11/25/2020
Rheem Sales Company, Inc. | Rheem | R95TC0601317MSA | Federally-Regulated Consumer Product | Non-Weatherized, Condensing Ga | 1156 | 246 |  | 09/30/2020 | 55624 | 201711678 | 11/25/2020
Rheem Sales Company, Inc. | Rheem | R801TA050417MUA | Federally-Regulated Consumer Product | Non-Weatherized, Non-Condensin | 1502 | 248 |  | 09/30/2020 | 50342 | 204501607 | 11/25/2020
Rheem Sales Company, Inc. | Rheem | R801TA100521MXA | Federally-Regulated Consumer Product | Non-Weatherized, Non-Condensin | 1812 | 262 |  | 09/30/2020 | 99863 | 201707689 | 11/25/2020
Rheem Sales Company, Inc. | Rheem | RGEA14060AJT101AB | Federally-Regulated Consumer Product | Weatherized Non-Condensing Gas | 1911 | 283 |  | 10/14/2020 | 99261 | 203404501 | 11/25/2020
Rheem Sales Company, Inc. | Mainline | RGEA16048AJV082AB | Federally-Regulated Consumer Product | Weatherized Non-Condensing Gas | 1845 | 280 | 280 | 09/30/2020 | 76171 | 205785641 | 11/25/2020
Rheem Sales Company, Inc. | Mainline | RGEA15036BJV06XAA | Federally-Regulated Consumer Product | Weatherized Non-Condensing Gas | 1355 | 258 | 259 | 09/30/2020 | 99675 | 205724693 | 11/25/2020
Rheem Sales Company, Inc. | Mainline | ML802TA125524MXA | Federally-Regulated Consumer Product | Non-Weatherized, Non-Condensin | 1899 | 266 |  | 09/30/2020 | 87546 | 204100518 | 11/25/2020
Rheem Sales Company, Inc. | Mainline | RGEA16036AJV10TAB | Federally-Regulated Consumer Product | Weatherized Non-Condensing Gas | 1648 | 272 |  | 09/30/2020 | 76362 | 205785640 | 11/25/2020
Rheem Sales Company, Inc. | Mainline | RGEA15036BJV101AA | Federally-Regulated Consumer Product | Weatherized Non-Condensing Gas | 1355 | 259 | 259 | 09/30/2020 | 99675 | 205724696 | 11/25/2020
Rheem Sales Company, Inc. | Mainline | RGEA15060AJV101AB | Federally-Regulated Consumer Product | Weatherized Non-Condensing Gas | 2166 | 294 |  | 09/30/2020 | 100081 | 204117114 | 11/25/2020
Rheem Sales Company, Inc. | Mainline | ML801VA100521MUA | Federally-Regulated Consumer Product | Non-Weatherized, Non-Condensin | 2054 | 272 |  | 09/30/2020 | 98467 | 205354992 | 11/25/2020
Rheem Sales Company, Inc. | Mainline | MP801TA050314ZSA | Federally-Regulated Consumer Product | Non-Weatherized, Non-Condensin | 1223 | 236 |  | 09/30/2020 | 51119 | 205348197 | 11/25/2020
Rheem Sales Company, Inc. | Mainline | RGEA15048AJV08XAB | Federally-Regulated Consumer Product | Weatherized Non-Condensing Gas | 1720 | 275 | 275 | 09/30/2020 | 99897 | 204117111 | 11/25/2020
Rheem Sales Company, Inc. | Mainline | RGEA15036BJV10XAA | Federally-Regulated Consumer Product | Weatherized Non-Condensing Gas | 1355 | 259 | 259 | 09/30/2020 | 99675 | 205724697 | 11/25/2020
Rheem Sales Company, Inc. | Mainline | MP801TB075317ZSB | Federally-Regulated Consumer Product | Non-Weatherized, Non-Condensin | 1253 | 237 | 237 | 09/30/2020 | 74903 | 205348220 | 11/25/2020
Rheem Sales Company, Inc. | Mainline | RGEA15024BJV06XAA | Federally-Regulated Consumer Product | Weatherized Non-Condensing Gas | 1395 | 260 |  | 09/30/2020 | 80305 | 205724689 | 11/25/2020
Rheem Sales Company, Inc. | Mainline | MP801TB100521MUA | Federally-Regulated Consumer Product | Non-Weatherized, Non-Condensin | 2096 | 274 |  | 09/30/2020 | 100583 | 205348223 | 11/25/2020
Rheem Sales Company, Inc. | Mainline | MP801TA050314ZXA | Federally-Regulated Consumer Product | Non-Weatherized, Non-Condensin | 1223 | 236 |  | 09/30/2020 | 51119 | 205348198 | 11/25/2020
Rheem Sales Company, Inc. | Mainline | ML802TA075317MXA | Federally-Regulated Consumer Product | Non-Weatherized, Non-Condensin | 1539 | 250 |  | 09/30/2020 | 52505 | 204100514 | 11/25/2020
Rheem Sales Company, Inc. | Mainline | ML801TA075421MXA | Federally-Regulated Consumer Product | Non-Weatherized, Non-Condensin | 1634 | 254 |  | 09/30/2020 | 75736 | 10378092 | 11/25/2020
Rheem Sales Company, Inc. | Mainline | ML802VA100521ZSB | Federally-Regulated Consumer Product | Non-Weatherized, Non-Condensin | 2291 | 283 |  | 09/30/2020 | 70210 | 10378101 | 11/25/2020
Rheem Sales Company, Inc. | Mainline | MP801CA050314ZSA | Federally-Regulated Consumer Product | Non-Weatherized, Non-Condensin | 1223 | 236 |  | 09/30/2020 | 51119 | 205348175 | 11/25/2020
Rheem Sales Company, Inc. | Mainline | ML801VA050417MUA | Federally-Regulated Consumer Product | Non-Weatherized, Non-Condensin | 1298 | 234 |  | 09/30/2020 | 50335 | 205354990 | 11/25/2020
Rheem Sales Company, Inc. | Mainline | RGEA15060AJV10XAB | Federally-Regulated Consumer Product | Weatherized Non-Condensing Gas | 2166 | 294 |  | 09/30/2020 | 100081 | 204117115 | 11/25/2020
Rheem Sales Company, Inc. | Mainline | RGEA15024BJV081AA | Federally-Regulated Consumer Product | Weatherized Non-Condensing Gas | 1395 | 260 |  | 09/30/2020 | 80305 | 205724690 | 11/25/2020
Rheem Sales Company, Inc. | Mainline | ML97VA085M521KSA | Federally-Regulated Consumer Product | Non-Weatherized, Condensing Ga | 2138 | 289 |  | 09/30/2020 | 33549 | 10378208 | 11/25/2020
Rheem Sales Company, Inc. | Mainline | MP801CB075317ZXA | Federally-Regulated Consumer Product | Non-Weatherized, Non-Condensin | 1253 | 237 | 237 | 09/30/2020 | 74903 | 205348194 | 11/25/2020
Rheem Sales Company, Inc. | Mainline | RGEA14060CJT10XAA | Federally-Regulated Consumer Product | Weatherized Non-Condensing Gas | 1911 | 283 | 283 | 09/30/2020 | 99261 | 205724687 | 11/25/2020
Rheem Sales Company, Inc. | Mainline | RGEA16048AJV102AB | Federally-Regulated Consumer Product | Weatherized Non-Condensing Gas | 1845 | 280 |  | 09/30/2020 | 76171 | 205785643 | 11/25/2020
Rheem Sales Company, Inc. | Mainline | RGEA15024BJV061AA | Federally-Regulated Consumer Product | Weatherized Non-Condensing Gas | 1395 | 260 |  | 09/30/2020 | 80305 | 205724688 | 11/25/2020
Rheem Sales Company, Inc. | Mainline | ML801TB075317ZXB | Federally-Regulated Consumer Product | Non-Weatherized, Non-Condensin | 1253 | 237 | 237 | 09/30/2020 | 74903 | 205001025 | 11/25/2020
Rheem Sales Company, Inc. | Mainline | RGEA16036AJV102AB | Federally-Regulated Consumer Product | Weatherized Non-Condensing Gas | 1648 | 272 |  | 09/30/2020 | 76362 | 205785639 | 11/25/2020
Rheem Sales Company, Inc. | Mainline | RGEA15042BJV08XAA | Federally-Regulated Consumer Product | Weatherized Non-Condensing Gas | 1375 | 260 |  | 09/30/2020 | 101119 | 205724699 | 11/25/2020
Rheem Sales Company, Inc. | Mainline | ML802VA125524ZSB | Federally-Regulated Consumer Product | Non-Weatherized, Non-Condensin | 2322 | 284 | 284 | 09/30/2020 | 87684 | 10378105 | 11/25/2020
Rheem Sales Company, Inc. | Mainline | ML96VA0852521MSB | Federally-Regulated Consumer Product | Non-Weatherized, Condensing Ga | 1947 | 281 | 281 | 09/30/2020 | 58053 | 10377982 | 11/25/2020
Rheem Sales Company, Inc. | Mainline | RGEA16036AJV082AB | Federally-Regulated Consumer Product | Weatherized Non-Condensing Gas | 1648 | 272 | 272 | 09/30/2020 | 76362 | 205785637 | 11/25/2020
Rheem Sales Company, Inc. | Mainline | MP802TA100521MXA | Federally-Regulated Consumer Product | Non-Weatherized, Non-Condensin | 1952 | 268 |  | 09/30/2020 | 70078 | 205348232 | 11/25/2020
Rheem Sales Company, Inc. | Mainline | ML801VA070417MUA | Federally-Regulated Consumer Product | Non-Weatherized, Non-Condensin | 1550 | 250 |  | 09/30/2020 | 70502 | 205354991 | 11/25/2020
Rheem Sales Company, Inc. | Mainline | ML802VA075421ZXB | Federally-Regulated Consumer Product | Non-Weatherized, Non-Condensin | 2017 | 271 | 271 | 09/30/2020 | 52471 | 10378104 | 11/25/2020
Rheem Sales Company, Inc. | Mainline | ML96VA0702317MSA | Federally-Regulated Consumer Product | Non-Weatherized, Condensing Ga | 1290 | 252 | 252 | 09/30/2020 | 48940 | 10377966 | 11/25/2020
Rheem Sales Company, Inc. | Mainline | MP801CB075317ZSA | Federally-Regulated Consumer Product | Non-Weatherized, Non-Condensin | 1253 | 237 | 237 | 09/30/2020 | 74903 | 205348193 | 11/25/2020
Rheem Sales Company, Inc. | Mainline | ML802TA150524MXA | Federally-Regulated Consumer Product | Non-Weatherized, Non-Condensin | 2092 | 274 | 274 | 09/30/2020 | 104565 | 204100519 | 11/25/2020
Rheem Sales Company, Inc. | Mainline | RGEA15042BJV10XAA | Federally-Regulated Consumer Product | Weatherized Non-Condensing Gas | 1375 | 260 |  | 09/30/2020 | 101119 | 205724701 | 11/25/2020
Rheem Sales Company, Inc. | Mainline | ML801TB075317ZSB | Federally-Regulated Consumer Product | Non-Weatherized, Non-Condensin | 1253 | 237 | 237 | 09/30/2020 | 74903 | 205001021 | 11/25/2020
Rheem Sales Company, Inc. | Mainline | ML802TA075417MXA | Federally-Regulated Consumer Product | Non-Weatherized, Non-Condensin | 1884 | 265 |  | 09/30/2020 | 52545 | 204100515 | 11/25/2020
Rheem Sales Company, Inc. | Mainline | ML96VA0602317MSA | Federally-Regulated Consumer Product | Non-Weatherized, Condensing Ga | 1372 | 255 | 255 | 09/30/2020 | 37932 | 10377965 | 11/25/2020
Rheem Sales Company, Inc. | Mainline | ML801CB075317ZSA | Federally-Regulated Consumer Product | Non-Weatherized, Non-Condensin | 1253 | 237 | 237 | 09/30/2020 | 74903 | 205001022 | 11/25/2020
Rheem Sales Company, Inc. | Mainline | ML802VA075421MSA | Federally-Regulated Consumer Product | Non-Weatherized, Non-Condensin | 1718 | 258 |  | 09/30/2020 | 52500 | 10378084 | 11/25/2020
Rheem Sales Company, Inc. | Mainline | ML801CB075317ZXA | Federally-Regulated Consumer Product | Non-Weatherized, Non-Condensin | 1253 | 237 | 237 | 09/30/2020 | 74903 | 205001026 | 11/25/2020
Rheem Sales Company, Inc. | Mainline | ML802TA100417MXA | Federally-Regulated Consumer Product | Non-Weatherized, Non-Condensin | 1730 | 225 | 258.12 | 10/03/2019 |  |  | 11/25/2020
Rheem Sales Company, Inc. | Mainline | ML97VA070M317KSA | Federally-Regulated Consumer Product | Non-Weatherized, Condensing Ga | 1282 | 251 |  | 09/30/2020 | 28494 | 10378211 | 11/25/2020
Rheem Sales Company, Inc. | Mainline | RGEA16036AJV06TAB | Federally-Regulated Consumer Product | Weatherized Non-Condensing Gas | 1648 | 259 |  | 09/30/2020 | 76362 | 205785636 | 11/25/2020
Rheem Sales Company, Inc. | Mainline | RGEA15036BJV061AA | Federally-Regulated Consumer Product | Weatherized Non-Condensing Gas | 1355 | 258 | 259 | 09/30/2020 | 99675 | 205724692 | 11/25/2020
Rheem Sales Company, Inc. | Mainline | MP802TA125524MXA | Federally-Regulated Consumer Product | Non-Weatherized, Non-Condensin | 1899 | 266 |  | 09/30/2020 | 87546 | 205348234 | 11/25/2020
Rheem Sales Company, Inc. | Mainline | RGEA14042AJT10XAB | Federally-Regulated Consumer Product | Weatherized Non-Condensing Gas | 1494 | 265 |  | 09/30/2020 | 99609 | 204117085 | 11/25/2020
Rheem Sales Company, Inc. | Mainline | ML801CA050314ZSA | Federally-Regulated Consumer Product | Non-Weatherized, Non-Condensin | 1223 | 236 |  | 09/30/2020 | 51119 | 205001024 | 11/25/2020
Rheem Sales Company, Inc. | Mainline | ML96VA1002521MSA | Federally-Regulated Consumer Product | Non-Weatherized, Condensing Ga | 1858 | 277 | 277 | 09/30/2020 | 68679 | 10377967 | 11/25/2020
Rheem Sales Company, Inc. | Mainline | ML802TA100521MXA | Federally-Regulated Consumer Product | Non-Weatherized, Non-Condensin | 1952 | 268 |  | 09/30/2020 | 70078 | 204100517 | 11/25/2020
Rheem Sales Company, Inc. | Mainline | ML801TA050314ZSA | Federally-Regulated Consumer Product | Non-Weatherized, Non-Condensin | 1223 | 236 |  | 09/30/2020 | 51119 | 205001023 | 11/25/2020
Rheem Sales Company, Inc. | Mainline | ML801TA050314ZXA | Federally-Regulated Consumer Product | Non-Weatherized, Non-Condensin | 1223 | 236 |  | 09/30/2020 | 51119 | 205001027 | 11/25/2020
Rheem Sales Company, Inc. | Mainline | ML802TA050314MXA | Federally-Regulated Consumer Product | Non-Weatherized, Non-Condensin | 1260 | 237 |  | 09/30/2020 | 35654 | 204100513 | 11/25/2020
Rheem Sales Company, Inc. | Mainline | ML802TA050314MSA | Federally-Regulated Consumer Product | Non-Weatherized, Non-Condensin | 1260 | 237 |  | 09/30/2020 | 35654 | 204007887 | 11/25/2020
Rheem Sales Company, Inc. | Mainline | MP802TA150524MXA | Federally-Regulated Consumer Product | Non-Weatherized, Non-Condensin | 2092 | 274 | 274 | 09/30/2020 | 104565 | 205348236 | 11/25/2020
Rheem Sales Company, Inc. | Mainline | ML802VA075421MXA | Federally-Regulated Consumer Product | Non-Weatherized, Non-Condensin | 1718 | 258 |  | 09/30/2020 | 52500 | 10378085 | 11/25/2020
Rheem Sales Company, Inc. | Mainline | RGEA16048AJV08TAB | Federally-Regulated Consumer Product | Weatherized Non-Condensing Gas | 1845 | 280 | 280 | 09/30/2020 | 76171 | 205785642 | 11/25/2020
Rheem Sales Company, Inc. | Mainline | RGEA15036BJV08XAA | Federally-Regulated Consumer Product | Weatherized Non-Condensing Gas | 1355 | 259 |  | 09/30/2020 | 99675 | 205724695 | 11/25/2020
Rheem Sales Company, Inc. | Mainline | RGEA16060AJV102AB | Federally-Regulated Consumer Product | Weatherized Non-Condensing Gas | 2330 | 302 | 302 | 09/30/2020 | 75239 | 205785645 | 11/25/2020
Rheem Sales Company, Inc. | Mainline | ML801CA050314ZXA | Federally-Regulated Consumer Product | Non-Weatherized, Non-Condensin | 1223 | 236 |  | 09/30/2020 | 51119 | 205001028 | 11/25/2020
Rheem Sales Company, Inc. | Mainline | RGEA14042AJT081AB | Federally-Regulated Consumer Product | Weatherized Non-Condensing Gas | 1494 | 265 |  | 09/30/2020 | 99609 | 204117082 | 11/25/2020
Rheem Sales Company, Inc. | Mainline | RGEA14060CJT101AA | Federally-Regulated Consumer Product | Weatherized Non-Condensing Gas | 1911 | 283 | 283 | 09/30/2020 | 99261 | 205724686 | 11/25/2020
Rheem Sales Company, Inc. | Mainline | ML801TA075421MSA | Federally-Regulated Consumer Product | Non-Weatherized, Non-Condensin | 1634 | 254 |  | 09/30/2020 | 75736 | 10378091 | 11/25/2020
Rheem Sales Company, Inc. | Mainline | RGEA16048AJV10TAB | Federally-Regulated Consumer Product | Weatherized Non-Condensing Gas | 1845 | 280 |  | 09/30/2020 | 76171 | 205785644 | 11/25/2020
Rheem Sales Company, Inc. | Mainline | RGEA15024BJV08XAA | Federally-Regulated Consumer Product | Weatherized Non-Condensing Gas | 1395 | 260 |  | 09/30/2020 | 80305 | 205724691 | 11/25/2020
Rheem Sales Company, Inc. | Mainline | MP801CA050314ZXA | Federally-Regulated Consumer Product | Non-Weatherized, Non-Condensin | 1223 | 236 |  | 09/30/2020 | 51119 | 205348176 | 11/25/2020
Rheem Sales Company, Inc. | Mainline | RGEA16024AJV062AB | Federally-Regulated Consumer Product | Weatherized Non-Condensing Gas | 1358 | 259 |  | 09/30/2020 | 46205 | 205785633 | 11/25/2020
Rheem Sales Company, Inc. | Mainline | ML802VA100521ZXB | Federally-Regulated Consumer Product | Non-Weatherized, Non-Condensin | 2291 | 283 |  | 09/30/2020 | 70210 | 10378102 | 11/25/2020
Rheem Sales Company, Inc. | Mainline | ML96VA0402317MSA | Federally-Regulated Consumer Product | Non-Weatherized, Condensing Ga | 1248 | 250 | 250 | 09/30/2020 | 29623 | 10378078 | 11/25/2020
Rheem Sales Company, Inc. | Mainline | ML802VA075317ZXB | Federally-Regulated Consumer Product | Non-Weatherized, Non-Condensin | 1324 | 240 | 240 | 09/30/2020 | 52495 | 10378100 | 11/25/2020
Rheem Sales Company, Inc. | Mainline | RGEA15042BJV101AA | Federally-Regulated Consumer Product | Weatherized Non-Condensing Gas | 1375 | 260 |  | 09/30/2020 | 101119 | 205724700 | 11/25/2020
Rheem Sales Company, Inc. | Mainline | ML802VA075317ZSB | Federally-Regulated Consumer Product | Non-Weatherized, Non-Condensin | 1324 | 240 | 240 | 09/30/2020 | 52495 | 10378103 | 11/25/2020
Rheem Sales Company, Inc. | Mainline | ML802VA075421ZSB | Federally-Regulated Consumer Product | Non-Weatherized, Non-Condensin | 2017 | 271 | 271 | 09/30/2020 | 52471 | 10378099 | 11/25/2020
Rheem Sales Company, Inc. | Mainline | RGEA15042BJV081AA | Federally-Regulated Consumer Product | Weatherized Non-Condensing Gas | 1375 | 260 |  | 09/30/2020 | 101119 | 205724698 | 11/25/2020
Rheem Sales Company, Inc. | Mainline | MP801TB075317ZXB | Federally-Regulated Consumer Product | Non-Weatherized, Non-Condensin | 1253 | 237 | 237 | 09/30/2020 | 74903 | 205348222 | 11/25/2020
Rheem Sales Company, Inc. | Mainline | RGEA15036BJV081AA | Federally-Regulated Consumer Product | Weatherized Non-Condensing Gas | 1355 | 259 |  | 09/30/2020 | 99675 | 205724694 | 11/25/2020
Rheem Sales Company, Inc. | Mainline | RGEA14060AJT101AB | Federally-Regulated Consumer Product | Weatherized Non-Condensing Gas | 1911 | 283 |  | 10/14/2020 | 99261 | 204117090 | 11/25/2020
Rheem Sales Company, Inc. | Ruud | U98VB085M521USA | Federally-Regulated Consumer Product | Non-Weatherized, Condensing Ga | 2209 | 292 |  | 09/30/2020 | 33631 | 10524993 | 11/25/2020
Rheem Sales Company, Inc. | Ruud | U802VA125524MXA | Federally-Regulated Consumer Product | Non-Weatherized, Non-Condensin | 2073 | 273 | 273 | 09/30/2020 | 87500 | 7979995 | 11/25/2020
Rheem Sales Company, Inc. | Ruud | R801TA125524ZSB | Federally-Regulated Consumer Product | Non-Weatherized, Non-Condensin | 1835 | 263 |  | 09/30/2020 | 124289 | 201710114 | 11/25/2020
Rheem Sales Company, Inc. | Ruud | R801TA125524MSA | Federally-Regulated Consumer Product | Non-Weatherized, Non-Condensin | 1991 | 270 |  | 09/30/2020 | 123598 | 201707692 | 11/25/2020
Rheem Sales Company, Inc. | Ruud | R801TA100521ZXB | Federally-Regulated Consumer Product | Non-Weatherized, Non-Condensin | 1895 | 265 |  | 09/30/2020 | 100302 | 201710112 | 11/25/2020
Rheem Sales Company, Inc. | Ruud | U802VA125524MSA | Federally-Regulated Consumer Product | Non-Weatherized, Non-Condensin | 2073 | 273 | 273 | 09/30/2020 | 87500 | 7979990 | 11/25/2020
Rheem Sales Company, Inc. | Ruud | U802VA075421ZXB | Federally-Regulated Consumer Product | Non-Weatherized, Non-Condensin | 2017 | 271 | 271 | 09/30/2020 | 52471 | 8087214 | 11/25/2020
Rheem Sales Company, Inc. | Ruud | U98VB070M317USA | Federally-Regulated Consumer Product | Non-Weatherized, Condensing Ga | 1162 | 246 | 246 | 09/30/2020 | 28246 | 10524992 | 11/25/2020
Rheem Sales Company, Inc. | Ruud | U802VA075421ZSB | Federally-Regulated Consumer Product | Non-Weatherized, Non-Condensin | 2017 | 271 | 271 | 09/30/2020 | 52471 | 8087209 | 11/25/2020
Rheem Sales Company, Inc. | Ruud | R96TA1002521MSA | Federally-Regulated Consumer Product | Non-Weatherized, Condensing Ga | 1930 | 280 |  | 09/30/2020 | 69202 | 201712926 | 11/25/2020
Rheem Sales Company, Inc. | Ruud | R801TA125524MXA | Federally-Regulated Consumer Product | Non-Weatherized, Non-Condensin | 1991 | 270 |  | 09/30/2020 | 123598 | 201707694 | 11/25/2020
Rheem Sales Company, Inc. | Ruud | R95TC0601317MSA | Federally-Regulated Consumer Product | Non-Weatherized, Condensing Ga | 1156 | 246 |  | 09/30/2020 | 55624 | 201711679 | 11/25/2020
Rheem Sales Company, Inc. | Ruud | U97VA060M317KSA | Federally-Regulated Consumer Product | Non-Weatherized, Condensing Ga | 1327 | 253 | 253 | 09/30/2020 | 22218 | 9990392 | 11/25/2020
Rheem Sales Company, Inc. | Ruud | R801TA100521MSA | Federally-Regulated Consumer Product | Non-Weatherized, Non-Condensin | 1812 | 262 |  | 09/30/2020 | 99863 | 201707688 | 11/25/2020
Rheem Sales Company, Inc. | Ruud | R801TA075417MSA | Federally-Regulated Consumer Product | Non-Weatherized, Non-Condensin | 1496 | 248 |  | 09/30/2020 | 75177 | 201707684 | 11/25/2020
Rheem Sales Company, Inc. | Ruud | R801TA050317MUA | Federally-Regulated Consumer Product | Non-Weatherized, Non-Condensin | 1165 | 233 |  | 09/30/2020 | 49157 | 202132846 | 11/25/2020
Rheem Sales Company, Inc. | Ruud | U802VA125524ZXB | Federally-Regulated Consumer Product | Non-Weatherized, Non-Condensin | 2322 | 284 | 284 | 09/30/2020 | 87684 | 8087234 | 11/25/2020
Rheem Sales Company, Inc. | Ruud | R95TC0701317MSA | Federally-Regulated Consumer Product | Non-Weatherized, Condensing Ga | 1362 | 255 |  | 09/30/2020 | 69960 | 201711681 | 11/25/2020
Rheem Sales Company, Inc. | Ruud | U802VA100521ZSB | Federally-Regulated Consumer Product | Non-Weatherized, Non-Condensin | 2291 | 283 |  | 09/30/2020 | 70210 | 8087219 | 11/25/2020
Rheem Sales Company, Inc. | Ruud | R96TA0402317MSA | Federally-Regulated Consumer Product | Non-Weatherized, Condensing Ga | 1252 | 250 |  | 09/30/2020 | 29298 | 201712918 | 11/25/2020
Rheem Sales Company, Inc. | Ruud | R92TA0401317MSA | Federally-Regulated Consumer Product | Non-Weatherized, Condensing Ga | 1107 | 244 |  | 09/30/2020 | 41877 | 201712978 | 11/25/2020
Rheem Sales Company, Inc. | Ruud | R801TA125524ZXB | Federally-Regulated Consumer Product | Non-Weatherized, Non-Condensin | 1835 | 263 |  | 09/30/2020 | 124289 | 201710116 | 11/25/2020
Rheem Sales Company, Inc. | Ruud | U96VA0702317MSA | Federally-Regulated Consumer Product | Non-Weatherized, Condensing Ga | 1290 | 252 | 252 | 09/30/2020 | 48940 | 6715445 | 11/25/2020
Rheem Sales Company, Inc. | Ruud | U802VA125524ZSB | Federally-Regulated Consumer Product | Non-Weatherized, Non-Condensin | 2322 | 284 | 284 | 09/30/2020 | 87684 | 8087229 | 11/25/2020
Rheem Sales Company, Inc. | Ruud | U802VA100521MXA | Federally-Regulated Consumer Product | Non-Weatherized, Non-Condensin | 1905 | 266 | 266 | 09/30/2020 | 70000 | 7979984 | 11/25/2020
Rheem Sales Company, Inc. | Ruud | U98VB115M524USA | Federally-Regulated Consumer Product | Non-Weatherized, Condensing Ga | 1971 | 282 |  | 09/30/2020 | 44499 | 10524995 | 11/25/2020
Rheem Sales Company, Inc. | Ruud | U802VA050317MXA | Federally-Regulated Consumer Product | Non-Weatherized, Non-Condensin | 1318 | 240 |  | 09/30/2020 | 35484 | 7979943 | 11/25/2020
Rheem Sales Company, Inc. | Ruud | R96TA1152524MSA | Federally-Regulated Consumer Product | Non-Weatherized, Condensing Ga | 1935 | 280 |  | 09/30/2020 | 78711 | 201712928 | 11/25/2020
Rheem Sales Company, Inc. | Ruud | R95TC1001521MSA | Federally-Regulated Consumer Product | Non-Weatherized, Condensing Ga | 2066 | 286 |  | 09/30/2020 | 98023 | 201711685 | 11/25/2020
Rheem Sales Company, Inc. | Ruud | R96TA0702317MSA | Federally-Regulated Consumer Product | Non-Weatherized, Condensing Ga | 1321 | 253 |  | 09/30/2020 | 49242 | 201712922 | 11/25/2020
Rheem Sales Company, Inc. | Ruud | U802VA075317ZXB | Federally-Regulated Consumer Product | Non-Weatherized, Non-Condensin | 1324 | 240 | 240 | 09/30/2020 | 52495 | 8087202 | 11/25/2020
Rheem Sales Company, Inc. | Ruud | R801TA100521MXA | Federally-Regulated Consumer Product | Non-Weatherized, Non-Condensin | 1812 | 262 |  | 09/30/2020 | 99863 | 201707690 | 11/25/2020
Rheem Sales Company, Inc. | Ruud | U802VA075317MXA | Federally-Regulated Consumer Product | Non-Weatherized, Non-Condensin | 1458 | 246 | 246 | 09/30/2020 | 52564 | 7979958 | 11/25/2020
Rheem Sales Company, Inc. | Ruud | U802VA050317MSA | Federally-Regulated Consumer Product | Non-Weatherized, Non-Condensin | 1318 | 240 |  | 09/30/2020 | 35484 | 7979938 | 11/25/2020
Rheem Sales Company, Inc. | Ruud | R801TA075521ZSB | Federally-Regulated Consumer Product | Non-Weatherized, Non-Condensin | 1883 | 265 |  | 09/30/2020 | 75029 | 201710106 | 11/25/2020
Rheem Sales Company, Inc. | Ruud | U96VA1002521MSA | Federally-Regulated Consumer Product | Non-Weatherized, Condensing Ga | 1858 | 277 | 277 | 09/30/2020 | 68679 | 6715449 | 11/25/2020
Rheem Sales Company, Inc. | Ruud | R801TA075521ZXB | Federally-Regulated Consumer Product | Non-Weatherized, Non-Condensin | 1883 | 265 |  | 09/30/2020 | 75029 | 201710108 | 11/25/2020
Rheem Sales Company, Inc. | Ruud | U97VA100M521KSA | Federally-Regulated Consumer Product | Non-Weatherized, Condensing Ga | 1990 | 282 | 283 | 09/30/2020 | 39222 | 9989448 | 11/25/2020
Rheem Sales Company, Inc. | Ruud | U802VA075317MSA | Federally-Regulated Consumer Product | Non-Weatherized, Non-Condensin | 1458 | 246 | 246 | 09/30/2020 | 52564 | 7979949 | 11/25/2020
Rheem Sales Company, Inc. | Ruud | U96VA0852521MSB | Federally-Regulated Consumer Product | Non-Weatherized, Condensing Ga | 1947 | 281 | 281 | 09/30/2020 | 58053 | 7086388 | 11/25/2020
Rheem Sales Company, Inc. | Ruud | R95TC0851521MSA | Federally-Regulated Consumer Product | Non-Weatherized, Condensing Ga | 1929 | 280 |  | 09/30/2020 | 84515 | 201711683 | 11/25/2020
Rheem Sales Company, Inc. | Ruud | U802VA075317ZSB | Federally-Regulated Consumer Product | Non-Weatherized, Non-Condensin | 1324 | 240 | 240 | 09/30/2020 | 52495 | 8087197 | 11/25/2020
Rheem Sales Company, Inc. | Ruud | R92TA0601317MSA | Federally-Regulated Consumer Product | Non-Weatherized, Condensing Ga | 1156 | 246 |  | 09/30/2020 | 55624 | 201712980 | 11/25/2020
Rheem Sales Company, Inc. | Ruud | R801TA100521ZSB | Federally-Regulated Consumer Product | Non-Weatherized, Non-Condensin | 1895 | 265 |  | 09/30/2020 | 100302 | 201710110 | 11/25/2020
Rheem Sales Company, Inc. | Ruud | U802VA100521MSA | Federally-Regulated Consumer Product | Non-Weatherized, Non-Condensin | 1905 | 266 | 266 | 09/30/2020 | 70000 | 7979978 | 11/25/2020
Rheem Sales Company, Inc. | Ruud | U802VA100521ZXB | Federally-Regulated Consumer Product | Non-Weatherized, Non-Condensin | 2291 | 283 |  | 09/30/2020 | 70210 | 8087224 | 11/25/2020
Rheem Sales Company, Inc. | Ruud | R96TA0852521MSA | Federally-Regulated Consumer Product | Non-Weatherized, Condensing Ga | 2115 | 288 |  | 09/30/2020 | 58240 | 201712924 | 11/25/2020
Rheem Sales Company, Inc. | Ruud | U96VA0402317MSA | Federally-Regulated Consumer Product | Non-Weatherized, Condensing Ga | 1248 | 250 | 250 | 09/30/2020 | 29623 | 7502132 | 11/25/2020
Rheem Sales Company, Inc. | Ruud | U96VA0602317MSA | Federally-Regulated Consumer Product | Non-Weatherized, Condensing Ga | 1372 | 255 | 255 | 09/30/2020 | 37932 | 6715443 | 11/25/2020
Rheem Sales Company, Inc. | Ruud | R95TC0401317MSA | Federally-Regulated Consumer Product | Non-Weatherized, Condensing Ga | 1107 | 244 |  | 09/30/2020 | 41877 | 201711677 | 11/25/2020
Rheem Sales Company, Inc. | Ruud | R801TA050314MSA | Federally-Regulated Consumer Product | Non-Weatherized, Non-Condensin | 1388 | 243 |  | 09/30/2020 | 49660 | 201707680 | 11/25/2020
Rheem Sales Company, Inc. | Ruud | R96TA0602317MSA | Federally-Regulated Consumer Product | Non-Weatherized, Condensing Ga | 1342 | 254 |  | 09/30/2020 | 39319 | 201712920 | 11/25/2020
Rheem Sales Company, Inc. | Ruud | R801TA050314MXA | Federally-Regulated Consumer Product | Non-Weatherized, Non-Condensin | 1388 | 243 |  | 09/30/2020 | 49660 | 201707682 | 11/25/2020
Rheem Sales Company, Inc. | Ruud | R95TC1151524MSA | Federally-Regulated Consumer Product | Non-Weatherized, Condensing Ga | 2041 | 285 |  | 09/30/2020 | 111488 | 201711687 | 11/25/2020
Rheem Sales Company, Inc. | Ruud | U98VB060M317USA | Federally-Regulated Consumer Product | Non-Weatherized, Condensing Ga | 1110 | 244 | 244 | 09/30/2020 | 22600 | 10524991 | 11/25/2020
Rheem Sales Company, Inc. | Ruud | U97VA115M524KSA | Federally-Regulated Consumer Product | Non-Weatherized, Condensing Ga | 1959 | 281 | 281 | 09/30/2020 | 44459 | 9990395 | 11/25/2020
Rheem Sales Company, Inc. | Ruud | R801TA075417MXA | Federally-Regulated Consumer Product | Non-Weatherized, Non-Condensin | 1496 | 248 |  | 09/30/2020 | 75177 | 201707686 | 11/25/2020
Rheem Sales Company, Inc. | Ruud | R802VA075317MSA | Federally-Regulated Consumer Product | Non-Weatherized, Non-Condensin | 1458 | 246 |  | 09/30/2020 | 52564 | 201709828 | 11/25/2020
Rheem Sales Company, Inc. | Ruud | RGEA14060AJT101AB | Federally-Regulated Consumer Product | Weatherized Non-Condensing Gas | 1911 | 283 |  | 10/14/2020 | 99261 | 203404502 | 11/25/2020
Rheem Sales Company, Inc. | Ruud | R802VA075421MXA | Federally-Regulated Consumer Product | Non-Weatherized, Non-Condensin | 1718 | 258 |  | 09/30/2020 | 52500 | 201709834 | 11/25/2020
Rheem Sales Company, Inc. | Ruud | R802VA075317MXA | Federally-Regulated Consumer Product | Non-Weatherized, Non-Condensin | 1458 | 246 |  | 09/30/2020 | 52564 | 201709830 | 11/25/2020
Rheem Sales Company, Inc. | Ruud | R802VA050317MSA | Federally-Regulated Consumer Product | Non-Weatherized, Non-Condensin | 1318 | 240 |  | 09/30/2020 | 35484 | 201709824 | 11/25/2020
Rheem Sales Company, Inc. | Ruud | R802VA125524MXA | Federally-Regulated Consumer Product | Non-Weatherized, Non-Condensin | 2073 | 273 |  | 09/30/2020 | 87500 | 201709842 | 11/25/2020
Rheem Sales Company, Inc. | Ruud | R802VA050317MXA | Federally-Regulated Consumer Product | Non-Weatherized, Non-Condensin | 1318 | 240 |  | 09/30/2020 | 35484 | 201709826 | 11/25/2020
Rheem Sales Company, Inc. | Ruud | R802VA075421MSA | Federally-Regulated Consumer Product | Non-Weatherized, Non-Condensin | 1718 | 258 |  | 09/30/2020 | 52500 | 201709832 | 11/25/2020
Rheem Sales Company, Inc. | Ruud | R802VA100521MXA | Federally-Regulated Consumer Product | Non-Weatherized, Non-Condensin | 1905 | 266 |  | 09/30/2020 | 70000 | 201709838 | 11/25/2020
Rheem Sales Company, Inc. | Ruud | R802VA125524MSA | Federally-Regulated Consumer Product | Non-Weatherized, Non-Condensin | 2073 | 273 |  | 09/30/2020 | 87500 | 201709840 | 11/25/2020
Rheem Sales Company, Inc. | Ruud | R802VA100521MSA | Federally-Regulated Consumer Product | Non-Weatherized, Non-Condensin | 1905 | 266 |  | 09/30/2020 | 70000 | 201709836 | 11/25/2020
Rheem Sales Company, Inc. | Fujitsu | FF50173LT80M | Federally-Regulated Consumer Product | Non-Weatherized, Non-Condensin | 1318 | 240 | 240 | 09/30/2020 | 35484 | 10357484 | 11/25/2020
Rheem Sales Company, Inc. | Fujitsu | FF50173LT80X | Federally-Regulated Consumer Product | Non-Weatherized, Non-Condensin | 1318 | 240 | 240 | 09/30/2020 | 35484 | 10357485 | 11/25/2020
Rheem Sales Company, Inc. | Fujitsu | FF85215LM98U | Federally-Regulated Consumer Product | Non-Weatherized, Condensing Ga | 2209 | 292 | 292 | 09/30/2020 | 33631 | 202070554 | 11/25/2020
Rheem Sales Company, Inc. | Fujitsu | FF75215TS80Y | Federally-Regulated Consumer Product | Non-Weatherized, Non-Condensin | 1883 | 265 | 265 | 09/30/2020 | 75029 | 10515121 | 11/25/2020
Rheem Sales Company, Inc. | Fujitsu | FF75214LT80D | Federally-Regulated Consumer Product | Non-Weatherized, Non-Condensin | 2017 | 271 |  | 10/07/2020 | 52471 | 10515088 | 11/25/2020
Rheem Sales Company, Inc. | Fujitsu | FF125245LT80M | Federally-Regulated Consumer Product | Non-Weatherized, Non-Condensin | 2073 | 273 |  | 09/30/2020 | 87500 | 10515040 | 11/25/2020
Rheem Sales Company, Inc. | Fujitsu | FF75173LT80D | Federally-Regulated Consumer Product | Non-Weatherized, Non-Condensin | 1324 | 240 |  | 10/07/2020 | 52495 | 10515042 | 11/25/2020
Rheem Sales Company, Inc. | Fujitsu | FF60173LM97K | Federally-Regulated Consumer Product | Non-Weatherized, Condensing Ga | 1327 | 253 | 253 | 09/30/2020 | 22218 | 202070448 | 11/25/2020
Rheem Sales Company, Inc. | Fujitsu | FF115245LM97K | Federally-Regulated Consumer Product | Non-Weatherized, Condensing Ga | 1959 | 281 | 281 | 09/30/2020 | 44459 | 202070458 | 11/25/2020
Rheem Sales Company, Inc. | Fujitsu | FF85215TS92M | Federally-Regulated Consumer Product | Non-Weatherized, Condensing Ga | 1929 | 280 | 280 | 09/30/2020 | 84515 | 10260140 | 11/25/2020
Rheem Sales Company, Inc. | Fujitsu | FF75214TS80M | Federally-Regulated Consumer Product | Non-Weatherized, Non-Condensin | 1634 | 254 |  | 09/30/2020 | 75736 | 10515118 | 11/25/2020
Rheem Sales Company, Inc. | Fujitsu | FF70173TT96M | Federally-Regulated Consumer Product | Non-Weatherized, Condensing Ga | 1321 | 253 |  | 09/30/2020 | 49242 | 10515070 | 11/25/2020
Rheem Sales Company, Inc. | Fujitsu | FF75215TS80D | Federally-Regulated Consumer Product | Non-Weatherized, Non-Condensin | 1883 | 258 | 264.852 | 10/03/2019 |  |  | 11/25/2020
Rheem Sales Company, Inc. | Fujitsu | FF100215LT80X | Federally-Regulated Consumer Product | Non-Weatherized, Non-Condensin | 1905 | 266 |  | 09/30/2020 | 70000 | 10515039 | 11/25/2020
Rheem Sales Company, Inc. | Fujitsu | FF100215LT80M | Federally-Regulated Consumer Product | Non-Weatherized, Non-Condensin | 1905 | 266 |  | 09/30/2020 | 70000 | 10515038 | 11/25/2020
Rheem Sales Company, Inc. | Fujitsu | FF100215LT80Y | Federally-Regulated Consumer Product | Non-Weatherized, Non-Condensin | 2291 | 283 | 283 | 09/30/2020 | 70210 | 10515091 | 11/25/2020
Rheem Sales Company, Inc. | Fujitsu | FF100215TS80Y | Federally-Regulated Consumer Product | Non-Weatherized, Non-Condensin | 1895 | 265 | 265 | 09/30/2020 | 100302 | 10515129 | 11/25/2020
Rheem Sales Company, Inc. | Fujitsu | FF75173LT80X | Federally-Regulated Consumer Product | Non-Weatherized, Non-Condensin | 1458 | 246 |  | 09/30/2020 | 52564 | 10515035 | 11/25/2020
Rheem Sales Company, Inc. | Fujitsu | FF60173LM98U | Federally-Regulated Consumer Product | Non-Weatherized, Condensing Ga | 1110 | 244 | 244 | 09/30/2020 | 22600 | 202070550 | 11/25/2020
Rheem Sales Company, Inc. | Fujitsu | FF75174TS80X | Federally-Regulated Consumer Product | Non-Weatherized, Non-Condensin | 1496 | 248 |  | 09/30/2020 | 75177 | 10515029 | 11/25/2020
Rheem Sales Company, Inc. | Fujitsu | FF70173LM97K | Federally-Regulated Consumer Product | Non-Weatherized, Condensing Ga | 1282 | 251 | 251 | 09/30/2020 | 28494 | 202070453 | 11/25/2020
Rheem Sales Company, Inc. | Fujitsu | FF75214LT80M | Federally-Regulated Consumer Product | Non-Weatherized, Non-Condensin | 1718 | 258 |  | 09/30/2020 | 52500 | 10515036 | 11/25/2020
Rheem Sales Company, Inc. | Fujitsu | FF100215TS80D | Federally-Regulated Consumer Product | Non-Weatherized, Non-Condensin | 1895 | 265 | 265 | 09/30/2020 | 100302 | 10515128 | 11/25/2020
Rheem Sales Company, Inc. | Fujitsu | FF40173TS92M | Federally-Regulated Consumer Product | Non-Weatherized, Condensing Ga | 1107 | 244 | 244 | 09/30/2020 | 41877 | 10260137 | 11/25/2020
Rheem Sales Company, Inc. | Fujitsu | FF75214TS80X | Federally-Regulated Consumer Product | Non-Weatherized, Non-Condensin | 1634 | 254 |  | 09/30/2020 | 75736 | 10515119 | 11/25/2020
Rheem Sales Company, Inc. | Fujitsu | FF100215TS95M | Federally-Regulated Consumer Product | Non-Weatherized, Condensing Ga | 2066 | 286 |  | 09/30/2020 | 98023 | 10260153 | 11/25/2020
Rheem Sales Company, Inc. | Fujitsu | FF125245TS80X | Federally-Regulated Consumer Product | Non-Weatherized, Non-Condensin | 1991 | 270 | 270 | 09/30/2020 | 123598 | 10515033 | 11/25/2020
Rheem Sales Company, Inc. | Fujitsu | FF125245TS80D | Federally-Regulated Consumer Product | Non-Weatherized, Non-Condensin | 1835 | 263 | 263 | 09/30/2020 | 124289 | 10515130 | 11/25/2020
Rheem Sales Company, Inc. | Fujitsu | FF85215LM97K | Federally-Regulated Consumer Product | Non-Weatherized, Condensing Ga | 2138 | 289 | 289 | 09/30/2020 | 33549 | 202070437 | 11/25/2020
Rheem Sales Company, Inc. | Fujitsu | FF70173TS92M | Federally-Regulated Consumer Product | Non-Weatherized, Condensing Ga | 1362 | 255 |  | 09/30/2020 | 69960 | 10260139 | 11/25/2020
Rheem Sales Company, Inc. | Fujitsu | FF100215TS80X | Federally-Regulated Consumer Product | Non-Weatherized, Non-Condensin | 1812 | 262 |  | 09/30/2020 | 99863 | 10515031 | 11/25/2020
Rheem Sales Company, Inc. | Fujitsu | FF115245TS95M | Federally-Regulated Consumer Product | Non-Weatherized, Condensing Ga | 2041 | 285 |  | 09/30/2020 | 111488 | 10260154 | 11/25/2020
Rheem Sales Company, Inc. | Fujitsu | FF85215LT96M | Federally-Regulated Consumer Product | Non-Weatherized, Condensing Ga | 1947 | 281 | 281 | 09/30/2020 | 58053 | 10515074 | 11/25/2020
Rheem Sales Company, Inc. | Fujitsu | FF125245LT80D | Federally-Regulated Consumer Product | Non-Weatherized, Non-Condensin | 2322 | 284 | 284 | 09/30/2020 | 87684 | 10515092 | 11/25/2020
Rheem Sales Company, Inc. | Fujitsu | FF60173TS95M | Federally-Regulated Consumer Product | Non-Weatherized, Condensing Ga | 1156 | 246 |  | 09/30/2020 | 55624 | 10260150 | 11/25/2020
Rheem Sales Company, Inc. | Fujitsu | FF125245LT80X | Federally-Regulated Consumer Product | Non-Weatherized, Non-Condensin | 2073 | 273 |  | 09/30/2020 | 87500 | 10515041 | 11/25/2020
Rheem Sales Company, Inc. | Fujitsu | FF100215LT80D | Federally-Regulated Consumer Product | Non-Weatherized, Non-Condensin | 2291 | 283 | 283 | 09/30/2020 | 70210 | 10515090 | 11/25/2020
Rheem Sales Company, Inc. | Fujitsu | FF125245LT80Y | Federally-Regulated Consumer Product | Non-Weatherized, Non-Condensin | 2322 | 284 | 284 | 09/30/2020 | 87684 | 10515093 | 11/25/2020
Rheem Sales Company, Inc. | Fujitsu | FF70173LM98U | Federally-Regulated Consumer Product | Non-Weatherized, Condensing Ga | 1162 | 246 | 246 | 09/30/2020 | 28246 | 202070558 | 11/25/2020
Rheem Sales Company, Inc. | Fujitsu | FF50173TS80Z | Federally-Regulated Consumer Product | Non-Weatherized, Non-Condensin | 1165 | 233 |  | 09/30/2020 | 49157 | 202132856 | 11/25/2020
Rheem Sales Company, Inc. | Fujitsu | FF75173LT80Y | Federally-Regulated Consumer Product | Non-Weatherized, Non-Condensin | 1324 | 240 | 240 | 09/30/2020 | 52495 | 10515087 | 11/25/2020
Rheem Sales Company, Inc. | Fujitsu | FF125245TS80Y | Federally-Regulated Consumer Product | Non-Weatherized, Non-Condensin | 1835 | 263 | 263 | 09/30/2020 | 124289 | 10515131 | 11/25/2020
Rheem Sales Company, Inc. | Fujitsu | FF75174TS80M | Federally-Regulated Consumer Product | Non-Weatherized, Non-Condensin | 1496 | 248 |  | 09/30/2020 | 75177 | 10515028 | 11/25/2020
Rheem Sales Company, Inc. | Fujitsu | FF50143TS80X | Federally-Regulated Consumer Product | Non-Weatherized, Non-Condensin | 1388 | 243 | 243 | 09/30/2020 | 49660 | 10357487 | 11/25/2020
Rheem Sales Company, Inc. | Fujitsu | FF60173TT96M | Federally-Regulated Consumer Product | Non-Weatherized, Condensing Ga | 1342 | 254 | 254 | 09/30/2020 | 39319 | 10515069 | 11/25/2020
Rheem Sales Company, Inc. | Fujitsu | RGEA15060AJV101AB | Federally-Regulated Consumer Product | Weatherized Non-Condensing Gas | 2166 | 294 |  | 09/30/2020 | 100081 | 204117066 | 11/25/2020
Rheem Sales Company, Inc. | Fujitsu | FF75214LT80X | Federally-Regulated Consumer Product | Non-Weatherized, Non-Condensin | 1718 | 258 |  | 10/07/2020 | 52500 | 10515037 | 11/25/2020
Rheem Sales Company, Inc. | Fujitsu | RGEA15060AJV10XAB | Federally-Regulated Consumer Product | Weatherized Non-Condensing Gas | 2166 | 294 |  | 09/30/2020 | 100081 | 204117067 | 11/25/2020
Rheem Sales Company, Inc. | Fujitsu | FF100215LT96M | Federally-Regulated Consumer Product | Non-Weatherized, Condensing Ga | 1858 | 277 | 277 | 09/30/2020 | 68679 | 10515136 | 11/25/2020
Rheem Sales Company, Inc. | Fujitsu | FF85215TS95M | Federally-Regulated Consumer Product | Non-Weatherized, Condensing Ga | 1929 | 280 |  | 09/30/2020 | 84515 | 10260152 | 11/25/2020
Rheem Sales Company, Inc. | Fujitsu | FF40173TT96M | Federally-Regulated Consumer Product | Non-Weatherized, Condensing Ga | 1252 | 250 |  | 09/30/2020 | 29298 | 10515068 | 11/25/2020
Rheem Sales Company, Inc. | Fujitsu | FF100215TS80M | Federally-Regulated Consumer Product | Non-Weatherized, Non-Condensin | 1812 | 262 |  | 09/30/2020 | 99863 | 10515030 | 11/25/2020
Rheem Sales Company, Inc. | Fujitsu | FF115245LM98U | Federally-Regulated Consumer Product | Non-Weatherized, Condensing Ga | 1971 | 282 | 282 | 09/30/2020 | 44499 | 202070567 | 11/25/2020
Rheem Sales Company, Inc. | Fujitsu | FF75173LT80M | Federally-Regulated Consumer Product | Non-Weatherized, Non-Condensin | 1458 | 246 |  | 09/30/2020 | 52564 | 10515034 | 11/25/2020
Rheem Sales Company, Inc. | Fujitsu | FF75214LT80Y | Federally-Regulated Consumer Product | Non-Weatherized, Non-Condensin | 2017 | 271 |  | 10/07/2020 | 52471 | 10515089 | 11/25/2020
Rheem Sales Company, Inc. | Fujitsu | FF70173LT96M | Federally-Regulated Consumer Product | Non-Weatherized, Condensing Ga | 1290 | 252 | 252 | 09/30/2020 | 48940 | 10515135 | 11/25/2020
Rheem Sales Company, Inc. | Fujitsu | FF40173TS95M | Federally-Regulated Consumer Product | Non-Weatherized, Condensing Ga | 1107 | 244 | 244 | 09/30/2020 | 41877 | 10260149 | 11/25/2020
Rheem Sales Company, Inc. | Fujitsu | FF50143TT80M | Federally-Regulated Consumer Product | Non-Weatherized, Non-Condensin | 1260 | 237 |  | 09/30/2020 | 35654 | 204007902 | 11/25/2020
Rheem Sales Company, Inc. | Fujitsu | FF60173LT96M | Federally-Regulated Consumer Product | Non-Weatherized, Condensing Ga | 1372 | 255 | 255 | 09/30/2020 | 37932 | 10515134 | 11/25/2020
Rheem Sales Company, Inc. | Fujitsu | FF50143TS80M | Federally-Regulated Consumer Product | Non-Weatherized, Non-Condensin | 1388 | 243 | 243 | 09/30/2020 | 49660 | 10357486 | 11/25/2020
Rheem Sales Company, Inc. | Fujitsu | FF125245TS80M | Federally-Regulated Consumer Product | Non-Weatherized, Non-Condensin | 1991 | 270 | 270 | 09/30/2020 | 123598 | 10515032 | 11/25/2020
Rheem Sales Company, Inc. | Fujitsu | FF100215LM97K | Federally-Regulated Consumer Product | Non-Weatherized, Condensing Ga | 1990 | 282 | 283 | 09/30/2020 | 39222 | 202070442 | 11/25/2020
Rheem Sales Company, Inc. | Fujitsu | FF50143TT80X | Federally-Regulated Consumer Product | Non-Weatherized, Non-Condensin | 1260 | 237 |  | 09/30/2020 | 35654 | 204100499 | 11/25/2020
Rheem Sales Company, Inc. | Fujitsu | FF70173TS95M | Federally-Regulated Consumer Product | Non-Weatherized, Condensing Ga | 1362 | 255 | 255 | 09/30/2020 | 69960 | 10260151 | 11/25/2020
Rheem Sales Company, Inc. | Fujitsu | RGEA14060AJT101AB | Federally-Regulated Consumer Product | Weatherized Non-Condensing Gas | 1911 | 283 |  | 10/14/2020 | 99261 | 204117042 | 11/25/2020
American Standard, Inc. | AMERICAN STANDARD | S9V2B060D3PS*** | Federally-Regulated Consumer Product | Non-Weatherized, Condensing Ga | 1446 | 259 |  | 11/25/2020 | 38743 | 10509493 | 11/25/2020
Lennox Industries Inc. | Lennox | ML196UH030XE36B-* | Federally-Regulated Consumer Product | Non-Weatherized, Condensing Ga | 1312 | 181 |  | 11/18/2020 | 29941 | 206338227 | 12/02/2020
Lennox Industries Inc. | Concord | 96G1UH090CE16-* | Federally-Regulated Consumer Product | Non-Weatherized, Condensing Ga | 1566 | 264 |  | 10/07/2020 | 87748 | 202158081 | 12/02/2020
Johnson Controls, Inc. | CHAMPION HEATING AND COOLING | PCG6A361002X4 | Federally-Regulated Consumer Product | Weatherized Non-Condensing Gas | 1819 | 278 |  | 11/18/2020 | 64312 | 206168438 | 12/02/2020
Johnson Controls, Inc. | FRASER-JOHNSTON BY JOHNSON CONTROLS | PCG6A361002X4 | Federally-Regulated Consumer Product | Weatherized Non-Condensing Gas | 1819 | 278 |  | 11/18/2020 | 64312 | 206168431 | 12/02/2020
Johnson Controls, Inc. | LUXAIRE BY JOHNSON CONTROLS | PCG6A361002X4 | Federally-Regulated Consumer Product | Weatherized Non-Condensing Gas | 1819 | 278 |  | 11/18/2020 | 64312 | 206168430 | 12/02/2020
Johnson Controls, Inc. | EVCON BY JOHNSON CONTROLS | PCG6A361002X4 | Federally-Regulated Consumer Product | Weatherized Non-Condensing Gas | 1819 | 278 |  | 11/18/2020 | 64312 | 206168436 | 12/02/2020
Johnson Controls, Inc. | YORK BY JOHNSON CONTROLS | PCG6A361002X4 | Federally-Regulated Consumer Product | Weatherized Non-Condensing Gas | 1819 | 278 |  | 11/18/2020 | 64312 | 206168425 | 12/02/2020
Johnson Controls, Inc. | CHAMPION HEATING AND COOLING | PCG6A361002X4 | Federally-Regulated Consumer Product | Weatherized Non-Condensing Gas | 1937 | 283 |  | 12/02/2020 | 64302 | 206168438 | 12/02/2020
Lennox Industries Inc. | Concord | 96G1UH090CE16-* | Federally-Regulated Consumer Product | Non-Weatherized, Condensing Ga | 1566 | 264 |  | 12/02/2020 | 87748 | 202158081 | 12/02/2020
Johnson Controls, Inc. | LUXAIRE BY JOHNSON CONTROLS | PCG6A361002X4 | Federally-Regulated Consumer Product | Weatherized Non-Condensing Gas | 1937 | 283 |  | 12/02/2020 | 64302 | 206168430 | 12/02/2020
Lennox Industries Inc. | Lennox | ML196UH030XE36B-* | Federally-Regulated Consumer Product | Non-Weatherized, Condensing Ga | 1312 | 181 |  | 12/02/2020 | 29941 | 206338227 | 12/02/2020
Johnson Controls, Inc. | EVCON BY JOHNSON CONTROLS | PCG6A361002X4 | Federally-Regulated Consumer Product | Weatherized Non-Condensing Gas | 1937 | 283 |  | 12/02/2020 | 64302 | 206168436 | 12/02/2020
Johnson Controls, Inc. | GUARDIAN BY JOHNSON CONTROLS | PCG6A361002X4 | Federally-Regulated Consumer Product | Weatherized Non-Condensing Gas | 1819 | 278 |  | 11/18/2020 | 64312 | 206168434 | 12/02/2020
Johnson Controls, Inc. | COLEMAN BY JOHNSON CONTROLS | PCG6A361002X4 | Federally-Regulated Consumer Product | Weatherized Non-Condensing Gas | 1819 | 278 |  | 11/18/2020 | 64312 | 206168427 | 12/02/2020
Johnson Controls, Inc. | YORK BY JOHNSON CONTROLS | PCG6A361002X4 | Federally-Regulated Consumer Product | Weatherized Non-Condensing Gas | 1937 | 283 |  | 12/02/2020 | 64302 | 206168425 | 12/02/2020
Johnson Controls, Inc. | FRASER-JOHNSTON BY JOHNSON CONTROLS | PCG6A361002X4 | Federally-Regulated Consumer Product | Weatherized Non-Condensing Gas | 1937 | 283 |  | 12/02/2020 | 64302 | 206168431 | 12/02/2020
Johnson Controls, Inc. | GUARDIAN BY JOHNSON CONTROLS | PCG6A361002X4 | Federally-Regulated Consumer Product | Weatherized Non-Condensing Gas | 1937 | 283 |  | 12/02/2020 | 64302 | 206168434 | 12/02/2020
Johnson Controls, Inc. | COLEMAN BY JOHNSON CONTROLS | PCG6A361002X4 | Federally-Regulated Consumer Product | Weatherized Non-Condensing Gas | 1937 | 283 |  | 12/02/2020 | 64302 | 206168427 | 12/02/2020
Rheem Sales Company, Inc. | Rheem | R98VB100M521USA | Federally-Regulated Consumer Product | Non-Weatherized, Condensing Ga | 2084 | 287 | 287 | 09/30/2020 | 39023 | 10524984 | 12/09/2020
Rheem Sales Company, Inc. | Rheem | RGEA15042AJV08XAB | Federally-Regulated Consumer Product | Weatherized Non-Condensing Gas | 1375 | 260 |  | 09/30/2020 | 101119 | 203404573 | 12/09/2020
Rheem Sales Company, Inc. | Fujitsu | FF100215LM98U | Federally-Regulated Consumer Product | Non-Weatherized, Condensing Ga | 2084 | 287 | 287 | 09/30/2020 | 39023 | 202070562 | 12/09/2020
Rheem Sales Company, Inc. | Fujitsu | RGEA15042AJV08XAB | Federally-Regulated Consumer Product | Weatherized Non-Condensing Gas | 1375 | 260 |  | 09/30/2020 | 101119 | 204117059 | 12/09/2020
Rheem Sales Company, Inc. | Weatherking | RGEA15042AJV08XAB | Federally-Regulated Consumer Product | Weatherized Non-Condensing Gas | 1375 | 260 |  | 09/30/2020 | 101119 | 203404576 | 12/09/2020
Rheem Sales Company, Inc. | Ruud | U98VB100M521USA | Federally-Regulated Consumer Product | Non-Weatherized, Condensing Ga | 2084 | 287 | 287 | 09/30/2020 | 39023 | 10524994 | 12/09/2020
Rheem Sales Company, Inc. | Ruud | RGEA15042AJV08XAB | Federally-Regulated Consumer Product | Weatherized Non-Condensing Gas | 1375 | 260 |  | 09/30/2020 | 101119 | 203404574 | 12/09/2020
Rheem Sales Company, Inc. | Sure | S98VB100M521USA | Federally-Regulated Consumer Product | Non-Weatherized, Condensing Ga | 2084 | 287 | 287 | 10/07/2020 | 39023 | 202356696 | 12/09/2020
Rheem Sales Company, Inc. | Sure | RGEA15042AJV08XAB | Federally-Regulated Consumer Product | Weatherized Non-Condensing Gas | 1375 | 260 |  | 09/30/2020 | 101119 | 203404575 | 12/09/2020
Allied Air | MRCOOL | MPG48S108M414* | Federally-Regulated Consumer Product | Weatherized Non-Condensing Gas | 1751 | 237 | 276.044 | 10/04/2019 |  |  | 12/09/2020
Allied Air | MRCOOL | MPG60S108M414* | Federally-Regulated Consumer Product | Weatherized Non-Condensing Gas | 1964 | 232 | 285.416 | 10/04/2019 |  |  | 12/09/2020
Allied Air | MRCOOL | MPG24S054M414* | Federally-Regulated Consumer Product | Weatherized Non-Condensing Gas | 1049 | 203 | 245.156 | 10/04/2019 |  |  | 12/09/2020
Allied Air | MRCOOL | MPG42S090M414* | Federally-Regulated Consumer Product | Weatherized Non-Condensing Gas | 1348 | 235 | 258.312 | 10/04/2019 |  |  | 12/09/2020
Allied Air | MRCOOL | MPG30S054M414* | Federally-Regulated Consumer Product | Weatherized Non-Condensing Gas | 1049 | 203 | 245.156 | 10/04/2019 |  |  | 12/09/2020
Allied Air | MRCOOL | MPG36S090M414* | Federally-Regulated Consumer Product | Weatherized Non-Condensing Gas | 1382 | 198 | 259.808 | 10/04/2019 |  |  | 12/09/2020
Rheem Sales Company, Inc. | Mainline | ML98VB100M521USA | Federally-Regulated Consumer Product | Non-Weatherized, Condensing Ga | 2084 | 287 | 287 | 09/30/2020 | 39023 | 202356701 | 12/09/2020
Rheem Sales Company, Inc. | Mainline | RGEA15042AJV08XAB | Federally-Regulated Consumer Product | Weatherized Non-Condensing Gas | 1375 | 260 |  | 09/30/2020 | 101119 | 204117107 | 12/09/2020
Allied Air | MRCOOL | MPG48S108M414* | Federally-Regulated Consumer Product | Weatherized Non-Condensing Gas | 1751 | 276 |  | 12/09/2020 | 106967 | 204419766 | 12/09/2020
Allied Air | MRCOOL | MPG60S108M414* | Federally-Regulated Consumer Product | Weatherized Non-Condensing Gas | 1964 | 285 |  | 12/09/2020 | 107727 | 204419767 | 12/09/2020
Allied Air | MRCOOL | MPG24S054M414* | Federally-Regulated Consumer Product | Weatherized Non-Condensing Gas | 1049 | 243 |  | 12/09/2020 | 53316 | 204419762 | 12/09/2020
Allied Air | MRCOOL | MPG42S090M414* | Federally-Regulated Consumer Product | Weatherized Non-Condensing Gas | 1348 | 254 |  | 12/09/2020 | 88991 | 204419765 | 12/09/2020
Allied Air | MRCOOL | MPG30S054M414* | Federally-Regulated Consumer Product | Weatherized Non-Condensing Gas | 1049 | 243 |  | 12/09/2020 | 53316 | 204419763 | 12/09/2020
Allied Air | MRCOOL | MPG36S090M414* | Federally-Regulated Consumer Product | Weatherized Non-Condensing Gas | 1382 | 260 |  | 12/09/2020 | 89107 | 204419764 | 12/09/2020
Allied Air | Ducane | PRGE1442-072EP-* | Federally-Regulated Consumer Product | Weatherized Non-Condensing Gas | 1299 | 234 | 256.156 | 10/04/2019 |  |  | 12/09/2020
Allied Air | Ducane | L83UF1V57/72E12-*** | Federally-Regulated Consumer Product | Non-Weatherized, Non-Condensin | 1319 | 258 | 475.649 | 10/04/2019 |  |  | 12/09/2020
Allied Air | Ducane | PRGE1430-072EP-* | Federally-Regulated Consumer Product | Weatherized Non-Condensing Gas | 1100 | 180 | 247.4 | 10/04/2019 |  |  | 12/09/2020
Allied Air | Ducane | PRGE1448-126EP-* | Federally-Regulated Consumer Product | Weatherized Non-Condensing Gas | 1898 | 253 | 282.512 | 10/04/2019 |  |  | 12/09/2020
Allied Air | Ducane | PRGE1430-054EP-* | Federally-Regulated Consumer Product | Weatherized Non-Condensing Gas | 1049 | 203 | 245.156 | 10/04/2019 |  |  | 12/09/2020
Allied Air | Ducane | PRGX1448-108EP-* | Federally-Regulated Consumer Product | Weatherized Non-Condensing Gas | 1751 | 237 | 276.044 | 10/04/2019 |  |  | 12/09/2020
Allied Air | Ducane | PRGE1460-108EP-* | Federally-Regulated Consumer Product | Weatherized Non-Condensing Gas | 1964 | 232 | 285.416 | 10/04/2019 |  |  | 12/09/2020
Allied Air | Ducane | PRGE1460-126EP-* | Federally-Regulated Consumer Product | Weatherized Non-Condensing Gas | 1881 | 261 | 281.764 | 10/04/2019 |  |  | 12/09/2020
Allied Air | Ducane | PRGE1424-054EP-* | Federally-Regulated Consumer Product | Weatherized Non-Condensing Gas | 1049 | 203 | 245.156 | 10/04/2019 |  |  | 12/09/2020
Allied Air | Ducane | PRGE1424-072EP-* | Federally-Regulated Consumer Product | Weatherized Non-Condensing Gas | 1100 | 180 | 247.4 | 10/04/2019 |  |  | 12/09/2020
Allied Air | Ducane | PRGX1424-054EP-* | Federally-Regulated Consumer Product | Weatherized Non-Condensing Gas | 1049 | 203 | 245.156 | 10/04/2019 |  |  | 12/09/2020
Allied Air | Ducane | PRGE1448-108EP-* | Federally-Regulated Consumer Product | Weatherized Non-Condensing Gas | 1751 | 237 | 276.044 | 10/04/2019 |  |  | 12/09/2020
Allied Air | Ducane | PRGE1436-090EP-* | Federally-Regulated Consumer Product | Weatherized Non-Condensing Gas | 1382 | 198 | 259.808 | 10/04/2019 |  |  | 12/09/2020
Allied Air | Ducane | PRGX1460-108EP-* | Federally-Regulated Consumer Product | Weatherized Non-Condensing Gas | 1964 | 232 | 285.416 | 10/04/2019 |  |  | 12/09/2020
Allied Air | Ducane | PRGE1442-090EP-* | Federally-Regulated Consumer Product | Weatherized Non-Condensing Gas | 1348 | 235 | 258.312 | 10/04/2019 |  |  | 12/09/2020
Allied Air | Ducane | PRGX1430-054EP-* | Federally-Regulated Consumer Product | Weatherized Non-Condensing Gas | 1049 | 203 | 245.156 | 10/04/2019 |  |  | 12/09/2020
Allied Air | Ducane | PRGX1442-072EP-* | Federally-Regulated Consumer Product | Weatherized Non-Condensing Gas | 1299 | 234 | 256.156 | 10/04/2019 |  |  | 12/09/2020
Allied Air | Ducane | PRGE1436-054EP-* | Federally-Regulated Consumer Product | Weatherized Non-Condensing Gas | 1343 | 216 | 258.092 | 10/04/2019 |  |  | 12/09/2020
Allied Air | ARMSTRONG AIR | PRPGE1648-108VP-* | Federally-Regulated Consumer Product | Weatherized Non-Condensing Gas | 1765 | 266 | 276.66 | 10/04/2019 |  |  | 12/09/2020
Allied Air | ARMSTRONG AIR | PRPDF1424-072EP-* | Federally-Regulated Consumer Product | Weatherized Non-Condensing Gas | 1100 | 180 | 247.4 | 10/04/2019 |  |  | 12/09/2020
Allied Air | ARMSTRONG AIR | PRPGE1430-072EP-* | Federally-Regulated Consumer Product | Weatherized Non-Condensing Gas | 1100 | 180 | 247.4 | 10/04/2019 |  |  | 12/09/2020
Allied Air | ARMSTRONG AIR | PRPGX1430-054EP-* | Federally-Regulated Consumer Product | Weatherized Non-Condensing Gas | 1049 | 203 | 245.156 | 10/04/2019 |  |  | 12/09/2020
Allied Air | ARMSTRONG AIR | PRPDF1460-126EP-* | Federally-Regulated Consumer Product | Weatherized Non-Condensing Gas | 1881 | 261 | 281.764 | 10/04/2019 |  |  | 12/09/2020
Allied Air | ARMSTRONG AIR | PRPGX1636-090VP-* | Federally-Regulated Consumer Product | Weatherized Non-Condensing Gas | 1342 | 248 | 258.048 | 10/04/2019 |  |  | 12/09/2020
Allied Air | ARMSTRONG AIR | PRPGE1460-108EP-* | Federally-Regulated Consumer Product | Weatherized Non-Condensing Gas | 1964 | 232 | 285.416 | 10/04/2019 |  |  | 12/09/2020
Allied Air | ARMSTRONG AIR | PRPDF1442-072EP-* | Federally-Regulated Consumer Product | Weatherized Non-Condensing Gas | 1299 | 234 | 256.156 | 10/04/2019 |  |  | 12/09/2020
Allied Air | ARMSTRONG AIR | PRPDF1648-108VP-* | Federally-Regulated Consumer Product | Weatherized Non-Condensing Gas | 1765 | 266 | 276.66 | 10/04/2019 |  |  | 12/09/2020
Allied Air | ARMSTRONG AIR | PRPDF1442-090EP-* | Federally-Regulated Consumer Product | Weatherized Non-Condensing Gas | 1348 | 235 | 258.312 | 10/04/2019 |  |  | 12/09/2020
Allied Air | ARMSTRONG AIR | PRPGX1636-072VP-* | Federally-Regulated Consumer Product | Weatherized Non-Condensing Gas | 1341 | 247 | 258.004 | 10/04/2019 |  |  | 12/09/2020
Allied Air | ARMSTRONG AIR | PRPGE1660-126VP-* | Federally-Regulated Consumer Product | Weatherized Non-Condensing Gas | 2027 | 253 | 288.188 | 10/04/2019 |  |  | 12/09/2020
Allied Air | ARMSTRONG AIR | PRPGE1442-072EP-* | Federally-Regulated Consumer Product | Weatherized Non-Condensing Gas | 1299 | 234 | 256.156 | 10/04/2019 |  |  | 12/09/2020
Allied Air | ARMSTRONG AIR | PRPDF1636-090VP-* | Federally-Regulated Consumer Product | Weatherized Non-Condensing Gas | 1342 | 248 | 258.048 | 10/04/2019 |  |  | 12/09/2020
Allied Air | ARMSTRONG AIR | PRPGE1460-126EP-* | Federally-Regulated Consumer Product | Weatherized Non-Condensing Gas | 1881 | 261 | 281.764 | 10/04/2019 |  |  | 12/09/2020
Allied Air | ARMSTRONG AIR | PRPGE1448-108EP-* | Federally-Regulated Consumer Product | Weatherized Non-Condensing Gas | 1751 | 237 | 276.044 | 10/04/2019 |  |  | 12/09/2020
Allied Air | ARMSTRONG AIR | PRPGE1442-090EP-* | Federally-Regulated Consumer Product | Weatherized Non-Condensing Gas | 1348 | 235 | 258.312 | 10/04/2019 |  |  | 12/09/2020
Allied Air | ARMSTRONG AIR | PRPGE1636-072VP-* | Federally-Regulated Consumer Product | Weatherized Non-Condensing Gas | 1341 | 247 | 258.004 | 10/04/2019 |  |  | 12/09/2020
Allied Air | ARMSTRONG AIR | PRPGE1436-054EP-* | Federally-Regulated Consumer Product | Weatherized Non-Condensing Gas | 1343 | 216 | 258.092 | 10/04/2019 |  |  | 12/09/2020
Allied Air | ARMSTRONG AIR | PRPGX1624-072VP-* | Federally-Regulated Consumer Product | Weatherized Non-Condensing Gas | 1330 | 254 | 257.52 | 10/04/2019 |  |  | 12/09/2020
Allied Air | ARMSTRONG AIR | PRPGX1424-054EP-* | Federally-Regulated Consumer Product | Weatherized Non-Condensing Gas | 1049 | 203 | 245.156 | 10/04/2019 |  |  | 12/09/2020
Allied Air | ARMSTRONG AIR | L83UF1V57/72E12-*** | Federally-Regulated Consumer Product | Non-Weatherized, Non-Condensin | 1319 | 258 | 475.649 | 10/04/2019 |  |  | 12/09/2020
Allied Air | ARMSTRONG AIR | PRPDF1448-126EP-* | Federally-Regulated Consumer Product | Weatherized Non-Condensing Gas | 1898 | 253 | 282.512 | 10/04/2019 |  |  | 12/09/2020
Allied Air | ARMSTRONG AIR | PRPGE1448-126EP-* | Federally-Regulated Consumer Product | Weatherized Non-Condensing Gas | 1898 | 253 | 282.512 | 10/04/2019 |  |  | 12/09/2020
Allied Air | ARMSTRONG AIR | PRPGE1430-054EP-* | Federally-Regulated Consumer Product | Weatherized Non-Condensing Gas | 1049 | 203 | 245.156 | 10/04/2019 |  |  | 12/09/2020
Allied Air | ARMSTRONG AIR | PRPGE1636-090VP-* | Federally-Regulated Consumer Product | Weatherized Non-Condensing Gas | 1342 | 248 | 258.048 | 10/04/2019 |  |  | 12/09/2020
Allied Air | ARMSTRONG AIR | PRPGX1660-126VP-* | Federally-Regulated Consumer Product | Weatherized Non-Condensing Gas | 2027 | 253 | 288.188 | 10/04/2019 |  |  | 12/09/2020
Allied Air | ARMSTRONG AIR | PRPDF1660-126VP-* | Federally-Regulated Consumer Product | Weatherized Non-Condensing Gas | 2027 | 253 | 288.188 | 10/04/2019 |  |  | 12/09/2020
Allied Air | ARMSTRONG AIR | PRPGE1424-072EP-* | Federally-Regulated Consumer Product | Weatherized Non-Condensing Gas | 1100 | 180 | 247.4 | 10/04/2019 |  |  | 12/09/2020
Allied Air | ARMSTRONG AIR | PRPGX1442-072EP-* | Federally-Regulated Consumer Product | Weatherized Non-Condensing Gas | 1299 | 234 | 256.156 | 10/04/2019 |  |  | 12/09/2020
Allied Air | ARMSTRONG AIR | PRPGE1424-054EP-* | Federally-Regulated Consumer Product | Weatherized Non-Condensing Gas | 1049 | 203 | 245.156 | 10/04/2019 |  |  | 12/09/2020
Allied Air | ARMSTRONG AIR | PRPDF1436-090EP-* | Federally-Regulated Consumer Product | Weatherized Non-Condensing Gas | 1382 | 198 | 259.808 | 10/04/2019 |  |  | 12/09/2020
Allied Air | ARMSTRONG AIR | PRPGX1648-108VP-* | Federally-Regulated Consumer Product | Weatherized Non-Condensing Gas | 1765 | 266 | 276.66 | 10/04/2019 |  |  | 12/09/2020
Allied Air | ARMSTRONG AIR | PRPGE1624-072VP-* | Federally-Regulated Consumer Product | Weatherized Non-Condensing Gas | 1330 | 254 | 257.52 | 10/04/2019 |  |  | 12/09/2020
Allied Air | ARMSTRONG AIR | PRPGX1460-108EP-* | Federally-Regulated Consumer Product | Weatherized Non-Condensing Gas | 1964 | 232 | 285.416 | 10/04/2019 |  |  | 12/09/2020
Allied Air | ARMSTRONG AIR | PRPGE1436-090EP-* | Federally-Regulated Consumer Product | Weatherized Non-Condensing Gas | 1382 | 198 | 259.808 | 10/04/2019 |  |  | 12/09/2020
Allied Air | ARMSTRONG AIR | PRPGX1448-108EP-* | Federally-Regulated Consumer Product | Weatherized Non-Condensing Gas | 1751 | 237 | 276.044 | 10/04/2019 |  |  | 12/09/2020
Allied Air | ARMSTRONG AIR | PRPDF1624-072VP-* | Federally-Regulated Consumer Product | Weatherized Non-Condensing Gas | 1330 | 254 | 257.52 | 10/04/2019 |  |  | 12/09/2020
Allied Air | ARMSTRONG AIR | PRPDF1430-072EP-* | Federally-Regulated Consumer Product | Weatherized Non-Condensing Gas | 1100 | 180 | 247.4 | 10/04/2019 |  |  | 12/09/2020
Allied Air | Lennox | LRP16GX48-108VP-* | Federally-Regulated Consumer Product | Weatherized Non-Condensing Gas | 1765 | 266 | 276.66 | 10/04/2019 |  |  | 12/09/2020
Allied Air | Lennox | LRP14GE36-054EP-* | Federally-Regulated Consumer Product | Weatherized Non-Condensing Gas | 1343 | 216 | 258.092 | 10/04/2019 |  |  | 12/09/2020
Allied Air | Lennox | LRP14GE36-090EP-* | Federally-Regulated Consumer Product | Weatherized Non-Condensing Gas | 1382 | 198 | 259.808 | 10/04/2019 |  |  | 12/09/2020
Allied Air | Lennox | LRP14GX48-108EP-* | Federally-Regulated Consumer Product | Weatherized Non-Condensing Gas | 1751 | 237 | 276.044 | 10/04/2019 |  |  | 12/09/2020
Allied Air | Lennox | LRP14GE30-054EP-* | Federally-Regulated Consumer Product | Weatherized Non-Condensing Gas | 1049 | 203 | 245.156 | 10/04/2019 |  |  | 12/09/2020
Allied Air | Lennox | LRP16GE48-108VP-* | Federally-Regulated Consumer Product | Weatherized Non-Condensing Gas | 1765 | 266 | 276.66 | 10/04/2019 |  |  | 12/09/2020
Allied Air | Lennox | LRP16GX36-072VP-* | Federally-Regulated Consumer Product | Weatherized Non-Condensing Gas | 1341 | 247 | 258.004 | 10/04/2019 |  |  | 12/09/2020
Allied Air | Lennox | LRP14GE24-072EP-* | Federally-Regulated Consumer Product | Weatherized Non-Condensing Gas | 1100 | 180 | 247.4 | 10/04/2019 |  |  | 12/09/2020
Allied Air | Lennox | LRP16GE60-126VP-* | Federally-Regulated Consumer Product | Weatherized Non-Condensing Gas | 2027 | 253 | 288.188 | 10/04/2019 |  |  | 12/09/2020
Allied Air | Lennox | LRP14GE60-126EP-* | Federally-Regulated Consumer Product | Weatherized Non-Condensing Gas | 1881 | 261 | 281.764 | 10/04/2019 |  |  | 12/09/2020
Allied Air | Lennox | LRP14GE42-072EP-* | Federally-Regulated Consumer Product | Weatherized Non-Condensing Gas | 1299 | 234 | 256.156 | 10/04/2019 |  |  | 12/09/2020
Allied Air | Lennox | LRP14GX24-054EP-* | Federally-Regulated Consumer Product | Weatherized Non-Condensing Gas | 1049 | 203 | 245.156 | 10/04/2019 |  |  | 12/09/2020
Allied Air | Lennox | LRP14GE30-072EP-* | Federally-Regulated Consumer Product | Weatherized Non-Condensing Gas | 1100 | 180 | 247.4 | 10/04/2019 |  |  | 12/09/2020
Allied Air | Lennox | LRP14GX30-054EP-* | Federally-Regulated Consumer Product | Weatherized Non-Condensing Gas | 1049 | 203 | 245.156 | 10/04/2019 |  |  | 12/09/2020
Allied Air | Lennox | LRP16GE36-072VP-* | Federally-Regulated Consumer Product | Weatherized Non-Condensing Gas | 1341 | 247 | 258.004 | 10/04/2019 |  |  | 12/09/2020
Allied Air | Lennox | LRP16GE36-090VP-* | Federally-Regulated Consumer Product | Weatherized Non-Condensing Gas | 1342 | 248 | 258.048 | 10/04/2019 |  |  | 12/09/2020
Allied Air | Lennox | LRP14GE48-108EP-* | Federally-Regulated Consumer Product | Weatherized Non-Condensing Gas | 1751 | 237 | 276.044 | 10/04/2019 |  |  | 12/09/2020
Allied Air | Lennox | LRP16GX60-126VP-* | Federally-Regulated Consumer Product | Weatherized Non-Condensing Gas | 2027 | 253 | 288.188 | 10/04/2019 |  |  | 12/09/2020
Allied Air | Lennox | LRP16GX36-090VP-* | Federally-Regulated Consumer Product | Weatherized Non-Condensing Gas | 1342 | 248 | 258.048 | 10/04/2019 |  |  | 12/09/2020
Allied Air | Lennox | LRP14GE24-054EP | Federally-Regulated Consumer Product | Weatherized Non-Condensing Gas | 1049 | 203 | 245.156 | 10/04/2019 |  |  | 12/09/2020
Allied Air | Lennox | LRP14GE42-090EP-* | Federally-Regulated Consumer Product | Weatherized Non-Condensing Gas | 1348 | 235 | 258.312 | 10/04/2019 |  |  | 12/09/2020
Allied Air | Lennox | LRP16GX24-072VP-* | Federally-Regulated Consumer Product | Weatherized Non-Condensing Gas | 1330 | 254 | 257.52 | 10/04/2019 |  |  | 12/09/2020
Allied Air | Lennox | LRP14GX42-072EP-* | Federally-Regulated Consumer Product | Weatherized Non-Condensing Gas | 1299 | 234 | 256.156 | 10/04/2019 |  |  | 12/09/2020
Allied Air | Lennox | LRP14GE48-126EP-* | Federally-Regulated Consumer Product | Weatherized Non-Condensing Gas | 1898 | 253 | 282.512 | 10/04/2019 |  |  | 12/09/2020
Allied Air | Lennox | LRP14GE60-108EP-* | Federally-Regulated Consumer Product | Weatherized Non-Condensing Gas | 1964 | 232 | 285.416 | 10/04/2019 |  |  | 12/09/2020
Allied Air | Lennox | LRP16GE24-072VP-* | Federally-Regulated Consumer Product | Weatherized Non-Condensing Gas | 1330 | 254 | 257.52 | 10/04/2019 |  |  | 12/09/2020
Allied Air | Lennox | LRP14GX60-108EP-* | Federally-Regulated Consumer Product | Weatherized Non-Condensing Gas | 1964 | 232 | 285.416 | 10/04/2019 |  |  | 12/09/2020
Allied Air | Concord | PRGE1430-072EP-* | Federally-Regulated Consumer Product | Weatherized Non-Condensing Gas | 1100 | 180 | 247.4 | 10/04/2019 |  |  | 12/09/2020
Allied Air | Concord | PRGE1442-090EP-* | Federally-Regulated Consumer Product | Weatherized Non-Condensing Gas | 1348 | 235 | 258.312 | 10/04/2019 |  |  | 12/09/2020
Allied Air | Concord | PRGE1460-126EP-* | Federally-Regulated Consumer Product | Weatherized Non-Condensing Gas | 1881 | 261 | 281.764 | 10/04/2019 |  |  | 12/09/2020
Allied Air | Concord | PRGE1448-126EP-* | Federally-Regulated Consumer Product | Weatherized Non-Condensing Gas | 1898 | 253 | 282.512 | 10/04/2019 |  |  | 12/09/2020
Allied Air | Concord | PRGE1436-054EP-* | Federally-Regulated Consumer Product | Weatherized Non-Condensing Gas | 1343 | 216 | 258.092 | 10/04/2019 |  |  | 12/09/2020
Allied Air | Concord | PRGE1448-108EP-* | Federally-Regulated Consumer Product | Weatherized Non-Condensing Gas | 1751 | 237 | 276.044 | 10/04/2019 |  |  | 12/09/2020
Allied Air | Concord | PRGX1424-054EP-* | Federally-Regulated Consumer Product | Weatherized Non-Condensing Gas | 1049 | 203 | 245.156 | 10/04/2019 |  |  | 12/09/2020
Allied Air | Concord | PRGE1442-072EP-* | Federally-Regulated Consumer Product | Weatherized Non-Condensing Gas | 1299 | 234 | 256.156 | 10/04/2019 |  |  | 12/09/2020
Allied Air | Concord | PRGE1430-054EP-* | Federally-Regulated Consumer Product | Weatherized Non-Condensing Gas | 1049 | 203 | 245.156 | 10/04/2019 |  |  | 12/09/2020
Allied Air | Concord | PRGE1460-108EP-* | Federally-Regulated Consumer Product | Weatherized Non-Condensing Gas | 1964 | 232 | 285.416 | 10/04/2019 |  |  | 12/09/2020
Allied Air | Concord | PRGX1442-072EP-* | Federally-Regulated Consumer Product | Weatherized Non-Condensing Gas | 1299 | 234 | 256.156 | 10/04/2019 |  |  | 12/09/2020
Allied Air | Concord | PRGX1448-108EP-* | Federally-Regulated Consumer Product | Weatherized Non-Condensing Gas | 1751 | 237 | 276.044 | 10/04/2019 |  |  | 12/09/2020
Allied Air | Concord | PRGX1460-108EP-* | Federally-Regulated Consumer Product | Weatherized Non-Condensing Gas | 1964 | 232 | 285.416 | 10/04/2019 |  |  | 12/09/2020
Allied Air | Concord | PRGX1430-054EP-* | Federally-Regulated Consumer Product | Weatherized Non-Condensing Gas | 1049 | 203 | 245.156 | 10/04/2019 |  |  | 12/09/2020
Allied Air | Concord | PRGE1436-090EP-* | Federally-Regulated Consumer Product | Weatherized Non-Condensing Gas | 1382 | 198 | 259.808 | 10/04/2019 |  |  | 12/09/2020
Allied Air | Concord | PRGE1424-072EP-* | Federally-Regulated Consumer Product | Weatherized Non-Condensing Gas | 1100 | 180 | 247.4 | 10/04/2019 |  |  | 12/09/2020
Allied Air | Concord | PRGE1424-054EP-* | Federally-Regulated Consumer Product | Weatherized Non-Condensing Gas | 1049 | 203 | 245.156 | 10/04/2019 |  |  | 12/09/2020
Allied Air | Airease | L83UF1V57/72E12-*** | Federally-Regulated Consumer Product | Non-Weatherized, Non-Condensin | 1319 | 258 | 475.649 | 10/04/2019 |  |  | 12/09/2020
Allied Air | Airease | PRPDF1436-090EP-* | Federally-Regulated Consumer Product | Weatherized Non-Condensing Gas | 1382 | 198 | 259.808 | 10/04/2019 |  |  | 12/09/2020
Allied Air | Airease | PRPGX1636-072VP-* | Federally-Regulated Consumer Product | Weatherized Non-Condensing Gas | 1341 | 247 | 258.004 | 10/04/2019 |  |  | 12/09/2020
Allied Air | Airease | PRPGE1624-072VP-* | Federally-Regulated Consumer Product | Weatherized Non-Condensing Gas | 1330 | 254 | 257.52 | 10/04/2019 |  |  | 12/09/2020
Allied Air | Airease | PRPDF1636-090VP-* | Federally-Regulated Consumer Product | Weatherized Non-Condensing Gas | 1342 | 248 | 258.048 | 10/04/2019 |  |  | 12/09/2020
Allied Air | Airease | PRPGE1442-090EP-* | Federally-Regulated Consumer Product | Weatherized Non-Condensing Gas | 1348 | 235 | 258.312 | 10/04/2019 |  |  | 12/09/2020
Allied Air | Airease | PRPGE1448-108EP-* | Federally-Regulated Consumer Product | Weatherized Non-Condensing Gas | 1751 | 237 | 276.044 | 10/04/2019 |  |  | 12/09/2020
Allied Air | Airease | PRPGX1648-108VP-* | Federally-Regulated Consumer Product | Weatherized Non-Condensing Gas | 1765 | 266 | 276.66 | 10/04/2019 |  |  | 12/09/2020
Allied Air | Airease | PRPDF1660-126VP-* | Federally-Regulated Consumer Product | Weatherized Non-Condensing Gas | 2027 | 253 | 288.188 | 10/04/2019 |  |  | 12/09/2020
Allied Air | Airease | PRPGX1442-072EP-* | Federally-Regulated Consumer Product | Weatherized Non-Condensing Gas | 1299 | 234 | 256.156 | 10/04/2019 |  |  | 12/09/2020
Allied Air | Airease | PRPDF1624-072VP-* | Federally-Regulated Consumer Product | Weatherized Non-Condensing Gas | 1330 | 254 | 257.52 | 10/04/2019 |  |  | 12/09/2020
Allied Air | Airease | PRPGX1660-126VP-* | Federally-Regulated Consumer Product | Weatherized Non-Condensing Gas | 2027 | 253 | 288.188 | 10/04/2019 |  |  | 12/09/2020
Allied Air | Airease | PRPDF1430-072EP-* | Federally-Regulated Consumer Product | Weatherized Non-Condensing Gas | 1100 | 180 | 247.4 | 10/04/2019 |  |  | 12/09/2020
Allied Air | Airease | PRPGX1636-090VP-* | Federally-Regulated Consumer Product | Weatherized Non-Condensing Gas | 1342 | 248 | 258.048 | 10/04/2019 |  |  | 12/09/2020
Allied Air | Airease | PRPDF1442-090EP-* | Federally-Regulated Consumer Product | Weatherized Non-Condensing Gas | 1348 | 235 | 258.312 | 10/04/2019 |  |  | 12/09/2020
Allied Air | Airease | PRPDF1648-108VP-* | Federally-Regulated Consumer Product | Weatherized Non-Condensing Gas | 1765 | 266 | 276.66 | 10/04/2019 |  |  | 12/09/2020
Allied Air | Airease | PRPGE1448-126EP-* | Federally-Regulated Consumer Product | Weatherized Non-Condensing Gas | 1898 | 253 | 282.512 | 10/04/2019 |  |  | 12/09/2020
Allied Air | Airease | PRPGX1430-054EP-* | Federally-Regulated Consumer Product | Weatherized Non-Condensing Gas | 1049 | 203 | 245.156 | 10/04/2019 |  |  | 12/09/2020
Allied Air | Airease | PRPGE1648-108VP-* | Federally-Regulated Consumer Product | Weatherized Non-Condensing Gas | 1765 | 266 | 276.66 | 10/04/2019 |  |  | 12/09/2020
Allied Air | Airease | PRPGE1660-126VP-* | Federally-Regulated Consumer Product | Weatherized Non-Condensing Gas | 2027 | 253 | 288.188 | 10/04/2019 |  |  | 12/09/2020
Allied Air | Airease | PRPGE1442-072EP-* | Federally-Regulated Consumer Product | Weatherized Non-Condensing Gas | 1299 | 234 | 256.156 | 10/04/2019 |  |  | 12/09/2020
Allied Air | Airease | PRPGE1460-126EP-* | Federally-Regulated Consumer Product | Weatherized Non-Condensing Gas | 1881 | 261 | 281.764 | 10/04/2019 |  |  | 12/09/2020
Allied Air | Airease | PRPDF1460-126EP-* | Federally-Regulated Consumer Product | Weatherized Non-Condensing Gas | 1881 | 261 | 281.764 | 10/04/2019 |  |  | 12/09/2020
Allied Air | Airease | PRPGE1430-054EP-* | Federally-Regulated Consumer Product | Weatherized Non-Condensing Gas | 1049 | 203 | 245.156 | 10/04/2019 |  |  | 12/09/2020
Allied Air | Airease | PRPGE1424-054EP-* | Federally-Regulated Consumer Product | Weatherized Non-Condensing Gas | 1049 | 203 | 245.156 | 10/04/2019 |  |  | 12/09/2020
Allied Air | Airease | PRPGE1436-054EP-* | Federally-Regulated Consumer Product | Weatherized Non-Condensing Gas | 1343 | 216 | 258.092 | 10/04/2019 |  |  | 12/09/2020
Allied Air | Airease | PRPDF1448-126EP-* | Federally-Regulated Consumer Product | Weatherized Non-Condensing Gas | 1898 | 253 | 282.512 | 10/04/2019 |  |  | 12/09/2020
Allied Air | Airease | PRPDF1442-072EP-* | Federally-Regulated Consumer Product | Weatherized Non-Condensing Gas | 1299 | 234 | 256.156 | 10/04/2019 |  |  | 12/09/2020
Allied Air | Airease | PRPGX1448-108EP-* | Federally-Regulated Consumer Product | Weatherized Non-Condensing Gas | 1751 | 237 | 276.044 | 10/04/2019 |  |  | 12/09/2020
Allied Air | Airease | PRPGE1636-090VP-* | Federally-Regulated Consumer Product | Weatherized Non-Condensing Gas | 1342 | 248 | 258.048 | 10/04/2019 |  |  | 12/09/2020
Allied Air | Airease | PRPGX1624-072VP-* | Federally-Regulated Consumer Product | Weatherized Non-Condensing Gas | 1330 | 254 | 257.52 | 10/04/2019 |  |  | 12/09/2020
Allied Air | Airease | PRPGE1436-090EP-* | Federally-Regulated Consumer Product | Weatherized Non-Condensing Gas | 1382 | 198 | 259.808 | 10/04/2019 |  |  | 12/09/2020
Allied Air | Airease | PRPGX1460-108EP-* | Federally-Regulated Consumer Product | Weatherized Non-Condensing Gas | 1964 | 232 | 285.416 | 10/04/2019 |  |  | 12/09/2020
Allied Air | Airease | PRPGE1460-108EP-* | Federally-Regulated Consumer Product | Weatherized Non-Condensing Gas | 1964 | 232 | 285.416 | 10/04/2019 |  |  | 12/09/2020
Allied Air | Airease | PRPGE1424-072EP-* | Federally-Regulated Consumer Product | Weatherized Non-Condensing Gas | 1100 | 180 | 247.4 | 10/04/2019 |  |  | 12/09/2020
Allied Air | Airease | PRPGX1424-054EP-* | Federally-Regulated Consumer Product | Weatherized Non-Condensing Gas | 1049 | 203 | 245.156 | 10/04/2019 |  |  | 12/09/2020
Allied Air | Airease | PRPGE1636-072VP-* | Federally-Regulated Consumer Product | Weatherized Non-Condensing Gas | 1341 | 247 | 258.004 | 10/04/2019 |  |  | 12/09/2020
Allied Air | Airease | PRPDF1424-072EP-* | Federally-Regulated Consumer Product | Weatherized Non-Condensing Gas | 1100 | 180 | 247.4 | 10/04/2019 |  |  | 12/09/2020
Allied Air | Airease | PRPGE1430-072EP-* | Federally-Regulated Consumer Product | Weatherized Non-Condensing Gas | 1100 | 180 | 247.4 | 10/04/2019 |  |  | 12/09/2020
Allied Air | Comfort-Aire | TGRG24541M-* | Federally-Regulated Consumer Product | Weatherized Non-Condensing Gas | 1049 | 203 | 245.156 | 10/04/2019 |  |  | 12/09/2020
Allied Air | Comfort-Aire | TGRG36541M-* | Federally-Regulated Consumer Product | Weatherized Non-Condensing Gas | 1343 | 216 | 258.092 | 10/04/2019 |  |  | 12/09/2020
Allied Air | Comfort-Aire | TGRG24721M-* | Federally-Regulated Consumer Product | Weatherized Non-Condensing Gas | 1100 | 180 | 247.4 | 10/04/2019 |  |  | 12/09/2020
Allied Air | Comfort-Aire | TGRG48108M-* | Federally-Regulated Consumer Product | Weatherized Non-Condensing Gas | 1751 | 237 | 276.044 | 10/04/2019 |  |  | 12/09/2020
Allied Air | Comfort-Aire | TGRG42721M-* | Federally-Regulated Consumer Product | Weatherized Non-Condensing Gas | 1299 | 234 | 256.156 | 10/04/2019 |  |  | 12/09/2020
Allied Air | Comfort-Aire | TGRG60108M-* | Federally-Regulated Consumer Product | Weatherized Non-Condensing Gas | 1964 | 232 | 285.416 | 10/04/2019 |  |  | 12/09/2020
Allied Air | Comfort-Aire | TGRG60126M-* | Federally-Regulated Consumer Product | Weatherized Non-Condensing Gas | 1881 | 261 | 281.764 | 10/04/2019 |  |  | 12/09/2020
Allied Air | Comfort-Aire | TGRG42901M-* | Federally-Regulated Consumer Product | Weatherized Non-Condensing Gas | 1348 | 235 | 258.312 | 10/04/2019 |  |  | 12/09/2020
Allied Air | Comfort-Aire | TGRG48126M-* | Federally-Regulated Consumer Product | Weatherized Non-Condensing Gas | 1898 | 253 | 282.512 | 10/04/2019 |  |  | 12/09/2020
Allied Air | Comfort-Aire | TGRG30541M-* | Federally-Regulated Consumer Product | Weatherized Non-Condensing Gas | 1049 | 203 | 245.156 | 10/04/2019 |  |  | 12/09/2020
Allied Air | Comfort-Aire | TGRG30721M-* | Federally-Regulated Consumer Product | Weatherized Non-Condensing Gas | 1100 | 180 | 247.4 | 10/04/2019 |  |  | 12/09/2020
Allied Air | Comfort-Aire | TGRG36901M-* | Federally-Regulated Consumer Product | Weatherized Non-Condensing Gas | 1382 | 198 | 259.808 | 10/04/2019 |  |  | 12/09/2020
Allied Air | Century | TGRG24541M-* | Federally-Regulated Consumer Product | Weatherized Non-Condensing Gas | 1049 | 203 | 245.156 | 10/04/2019 |  |  | 12/09/2020
Allied Air | Century | TGRG30541M-* | Federally-Regulated Consumer Product | Weatherized Non-Condensing Gas | 1049 | 203 | 245.156 | 10/04/2019 |  |  | 12/09/2020
Allied Air | Century | TGRG60108M-* | Federally-Regulated Consumer Product | Weatherized Non-Condensing Gas | 1964 | 232 | 285.416 | 10/04/2019 |  |  | 12/09/2020
Allied Air | Century | TGRG30721M-* | Federally-Regulated Consumer Product | Weatherized Non-Condensing Gas | 1100 | 180 | 247.4 | 10/04/2019 |  |  | 12/09/2020
Allied Air | Century | TGRG42901M-* | Federally-Regulated Consumer Product | Weatherized Non-Condensing Gas | 1348 | 235 | 258.312 | 10/04/2019 |  |  | 12/09/2020
Allied Air | Century | OHRB95-E3-1 | Federally-Regulated Consumer Product | Non-Weatherized, Non-Condensin | 1918 | 279 |  | 07/22/2020 | 102410 | 205013903 | 12/09/2020
Allied Air | Century | ODFB95-E3-1 | Federally-Regulated Consumer Product | Non-Weatherized, Non-Condensin | 1918 | 279 |  | 07/22/2020 | 102410 | 205013905 | 12/09/2020
Allied Air | Century | TGRG24721M-* | Federally-Regulated Consumer Product | Weatherized Non-Condensing Gas | 1100 | 180 | 247.4 | 10/04/2019 |  |  | 12/09/2020
Allied Air | Century | TGRG36541M-* | Federally-Regulated Consumer Product | Weatherized Non-Condensing Gas | 1343 | 216 | 258.092 | 10/04/2019 |  |  | 12/09/2020
Allied Air | Century | TGRG60126M-* | Federally-Regulated Consumer Product | Weatherized Non-Condensing Gas | 1881 | 261 | 281.764 | 10/04/2019 |  |  | 12/09/2020
Allied Air | Century | TGRG48126M-* | Federally-Regulated Consumer Product | Weatherized Non-Condensing Gas | 1898 | 253 | 282.512 | 10/04/2019 |  |  | 12/09/2020
Allied Air | Century | TGRG36901M-* | Federally-Regulated Consumer Product | Weatherized Non-Condensing Gas | 1382 | 198 | 259.808 | 10/04/2019 |  |  | 12/09/2020
Allied Air | Century | TGRG48108M-* | Federally-Regulated Consumer Product | Weatherized Non-Condensing Gas | 1751 | 237 | 276.044 | 10/04/2019 |  |  | 12/09/2020
Allied Air | Century | TGRG42721M-* | Federally-Regulated Consumer Product | Weatherized Non-Condensing Gas | 1299 | 234 | 256.156 | 10/04/2019 |  |  | 12/09/2020
Thermo Products, Inc. | Thermo Pride | CMA3-75D36 | Federally-Regulated Consumer Product | Mobile Home Non-Weatherized, C | 1376 | 295 |  | 10/03/2019 |  |  | 12/16/2020
Thermo Products, Inc. | Thermo Pride | CMC1-75D36 | Federally-Regulated Consumer Product | Mobile Home Non-Weatherized, C | 1376 | 295 |  | 10/03/2019 |  |  | 12/16/2020
Thermo Products, Inc. | Thermo Pride | CMC1-50DV3 | Federally-Regulated Consumer Product | Mobile Home Non-Weatherized, C | 1309 | 154 |  | 10/03/2019 |  |  | 12/16/2020
Thermo Products, Inc. | Thermo Pride | CMC1-50D36 | Federally-Regulated Consumer Product | Mobile Home Non-Weatherized, C | 1247 | 287 |  | 10/03/2019 |  |  | 12/16/2020
Thermo Products, Inc. | Thermo Pride | CMA3-50D36 | Federally-Regulated Consumer Product | Mobile Home Non-Weatherized, C | 1247 | 287 |  | 10/03/2019 |  |  | 12/16/2020
Nordyne, LLC | ONYX | R8GE-X60K120C1 | Federally-Regulated Consumer Product | Weatherized Non-Condensing Gas | 2073 | 290 | 290.212 | 10/04/2019 |  |  | 12/16/2020
Nordyne, LLC | ONYX | FG7TK-100C-V35C1 | Federally-Regulated Consumer Product | Non-Weatherized, Non-Condensin | 1844 | 263 | 263.136 | 10/04/2019 |  |  | 12/16/2020
Nordyne, LLC | ONYX | FG7TC-080D-V35C1 | Federally-Regulated Consumer Product | Non-Weatherized, Condensing Ga | 1873 | 277 |  | 08/05/2020 | 50261 | 204038566 | 12/16/2020
Nordyne, LLC | ONYX | FG7TE-100D-E35C1 | Federally-Regulated Consumer Product | Non-Weatherized, Condensing Ga | 1783 | 273 | 273.452 | 10/04/2019 |  |  | 12/16/2020
Nordyne, LLC | ONYX | FG7TK-080C-V24B1 | Federally-Regulated Consumer Product | Non-Weatherized, Non-Condensin | 1621 | 253 | 253.324 | 10/04/2019 |  |  | 12/16/2020
Nordyne, LLC | ONYX | FG7TA-080C-V24B1 | Federally-Regulated Consumer Product | Non-Weatherized, Non-Condensin | 1277 | 238 | 238.188 | 10/04/2019 |  |  | 12/16/2020
Nordyne, LLC | ONYX | R8GE-024K072C1 | Federally-Regulated Consumer Product | Weatherized Non-Condensing Gas | 1280 | 255 | 255.32 | 10/04/2019 |  |  | 12/16/2020
Nordyne, LLC | ONYX | FG7TN-115D-V45C1 | Federally-Regulated Consumer Product | Non-Weatherized, Condensing Ga | 1798 | 274 |  | 08/05/2020 | 74070 | 204038574 | 12/16/2020
Nordyne, LLC | ONYX | FG7TC-080*-V35C1 | Federally-Regulated Consumer Product | Non-Weatherized, Condensing Ga | 1873 | 277 |  | 08/05/2020 | 50261 | 204038581 | 12/16/2020
Nordyne, LLC | ONYX | R8GE-030K072C1 | Federally-Regulated Consumer Product | Weatherized Non-Condensing Gas | 1280 | 255 | 255.32 | 10/04/2019 |  |  | 12/16/2020
Nordyne, LLC | ONYX | FG7TC-100*-V35C1 | Federally-Regulated Consumer Product | Non-Weatherized, Condensing Ga | 1826 | 275 |  | 08/05/2020 | 64473 | 204038582 | 12/16/2020
Nordyne, LLC | ONYX | FG7TE-060D-E24B1 | Federally-Regulated Consumer Product | Non-Weatherized, Condensing Ga | 1315 | 252 | 252.86 | 10/04/2019 |  |  | 12/16/2020
Nordyne, LLC | ONYX | R8GE-X60K096C1 | Federally-Regulated Consumer Product | Weatherized Non-Condensing Gas | 2028 | 288 | 288.232 | 10/04/2019 |  |  | 12/16/2020
Nordyne, LLC | ONYX | FG7TE-080D-V35C1 | Federally-Regulated Consumer Product | Non-Weatherized, Condensing Ga | 1798 | 274 | 274.112 | 10/04/2019 |  |  | 12/16/2020
Nordyne, LLC | ONYX | R8GE-024K045C1 | Federally-Regulated Consumer Product | Weatherized Non-Condensing Gas | 1024 | 244 | 244.056 | 10/04/2019 |  |  | 12/16/2020
Nordyne, LLC | ONYX | R8GE-036K072C1 | Federally-Regulated Consumer Product | Weatherized Non-Condensing Gas | 1349 | 258 | 258.356 | 10/04/2019 |  |  | 12/16/2020
Nordyne, LLC | ONYX | FG7TC-100D-V35C1 | Federally-Regulated Consumer Product | Non-Weatherized, Condensing Ga | 1826 | 275 |  | 08/05/2020 | 64473 | 204038567 | 12/16/2020
Nordyne, LLC | ONYX | FG7TK-060C-V23A1 | Federally-Regulated Consumer Product | Non-Weatherized, Non-Condensin | 1302 | 239 | 239.288 | 10/04/2019 |  |  | 12/16/2020
Dettson Industries, Inc. | Keeprite | OTF210-RF | Federally-Regulated Consumer Product | Non-Weatherized, Non-Condensin | 2321 | 540 | 546.791 | 10/04/2019 |  |  | 12/16/2020
Dettson Industries, Inc. | Keeprite | OTF189-BF | Federally-Regulated Consumer Product | Non-Weatherized, Non-Condensin | 2321 | 540 | 546.791 | 10/04/2019 |  |  | 12/16/2020
Dettson Industries, Inc. | Keeprite | OTF189-RF | Federally-Regulated Consumer Product | Non-Weatherized, Non-Condensin | 2321 | 540 | 546.791 | 10/04/2019 |  |  | 12/16/2020
Dettson Industries, Inc. | Keeprite | OTF168-RF | Federally-Regulated Consumer Product | Non-Weatherized, Non-Condensin | 2321 | 540 | 546.791 | 10/04/2019 |  |  | 12/16/2020
Dettson Industries, Inc. | Keeprite | OTF168-BF | Federally-Regulated Consumer Product | Non-Weatherized, Non-Condensin | 2321 | 540 | 546.791 | 10/04/2019 |  |  | 12/16/2020
Dettson Industries, Inc. | Keeprite | OTF210-BF | Federally-Regulated Consumer Product | Non-Weatherized, Non-Condensin | 2321 | 540 | 546.791 | 10/04/2019 |  |  | 12/16/2020
Dettson Industries, Inc. | ICP Commercial | OTF168-RF | Federally-Regulated Consumer Product | Non-Weatherized, Non-Condensin | 2321 | 540 | 546.791 | 10/04/2019 |  |  | 12/16/2020
Dettson Industries, Inc. | ICP Commercial | OTF189-RF | Federally-Regulated Consumer Product | Non-Weatherized, Non-Condensin | 2321 | 540 | 546.791 | 10/04/2019 |  |  | 12/16/2020
Dettson Industries, Inc. | ICP Commercial | OTF210-BF | Federally-Regulated Consumer Product | Non-Weatherized, Non-Condensin | 2321 | 540 | 546.791 | 10/04/2019 |  |  | 12/16/2020
Dettson Industries, Inc. | ICP Commercial | OTF168-BF | Federally-Regulated Consumer Product | Non-Weatherized, Non-Condensin | 2321 | 540 | 546.791 | 10/04/2019 |  |  | 12/16/2020
Dettson Industries, Inc. | ICP Commercial | OTF189-BF | Federally-Regulated Consumer Product | Non-Weatherized, Non-Condensin | 2321 | 540 | 546.791 | 10/04/2019 |  |  | 12/16/2020
Dettson Industries, Inc. | ICP Commercial | OTF210-RF | Federally-Regulated Consumer Product | Non-Weatherized, Non-Condensin | 2321 | 540 | 546.791 | 10/04/2019 |  |  | 12/16/2020
Nordyne, LLC | ONYX | R8GE-X60K120C1 | Federally-Regulated Consumer Product | Weatherized Non-Condensing Gas | 2073 | 290 |  | 12/16/2020 | 119379 | 204093475 | 12/16/2020
Nordyne, LLC | ONYX | FG7TK-100C-V35C1 | Federally-Regulated Consumer Product | Non-Weatherized, Non-Condensin | 1844 | 263 |  | 12/16/2020 | 66239 | 204038570 | 12/16/2020
Nordyne, LLC | ONYX | FG7TC-080D-V35C1 | Federally-Regulated Consumer Product | Non-Weatherized, Condensing Ga | 1873 | 277 |  | 12/16/2020 | 50261 | 204038566 | 12/16/2020
Nordyne, LLC | ONYX | FG7TE-100D-E35C1 | Federally-Regulated Consumer Product | Non-Weatherized, Condensing Ga | 1783 | 273 |  | 12/16/2020 | 64758 | 204038572 | 12/16/2020
Nordyne, LLC | ONYX | FG7TK-080C-V24B1 | Federally-Regulated Consumer Product | Non-Weatherized, Non-Condensin | 1621 | 253 |  | 12/16/2020 | 52810 | 204038569 | 12/16/2020
Nordyne, LLC | ONYX | FG7TA-080C-V24B1 | Federally-Regulated Consumer Product | Non-Weatherized, Non-Condensin | 1277 | 238 |  | 12/16/2020 | 52213 | 204038579 | 12/16/2020
Nordyne, LLC | ONYX | R8GE-024K072C1 | Federally-Regulated Consumer Product | Weatherized Non-Condensing Gas | 1280 | 255 |  | 12/16/2020 | 71272 | 204093473 | 12/16/2020
Nordyne, LLC | ONYX | FG7TN-115D-V45C1 | Federally-Regulated Consumer Product | Non-Weatherized, Condensing Ga | 1798 | 274 |  | 12/16/2020 | 74070 | 204038574 | 12/16/2020
Nordyne, LLC | ONYX | FG7TC-080*-V35C1 | Federally-Regulated Consumer Product | Non-Weatherized, Condensing Ga | 1873 | 277 |  | 12/16/2020 | 50261 | 204038581 | 12/16/2020
Nordyne, LLC | ONYX | R8GE-030K072C1 | Federally-Regulated Consumer Product | Weatherized Non-Condensing Gas | 1280 | 255 |  | 12/16/2020 | 71272 | 204093474 | 12/16/2020
Nordyne, LLC | ONYX | FG7TC-100*-V35C1 | Federally-Regulated Consumer Product | Non-Weatherized, Condensing Ga | 1826 | 275 |  | 12/16/2020 | 64473 | 204038582 | 12/16/2020
Nordyne, LLC | ONYX | FG7TE-060D-E24B1 | Federally-Regulated Consumer Product | Non-Weatherized, Condensing Ga | 1315 | 252 |  | 12/16/2020 | 38212 | 204038577 | 12/16/2020
Nordyne, LLC | ONYX | R8GE-X60K096C1 | Federally-Regulated Consumer Product | Weatherized Non-Condensing Gas | 2028 | 288 |  | 12/16/2020 | 94398 | 204093478 | 12/16/2020
Nordyne, LLC | ONYX | FG7TE-080D-V35C1 | Federally-Regulated Consumer Product | Non-Weatherized, Condensing Ga | 1798 | 274 |  | 12/16/2020 | 74070 | 204038576 | 12/16/2020
Nordyne, LLC | ONYX | R8GE-024K045C1 | Federally-Regulated Consumer Product | Weatherized Non-Condensing Gas | 1024 | 244 |  | 12/16/2020 | 45216 | 204093476 | 12/16/2020
Nordyne, LLC | ONYX | R8GE-036K072C1 | Federally-Regulated Consumer Product | Weatherized Non-Condensing Gas | 1349 | 258 |  | 12/16/2020 | 72437 | 204093477 | 12/16/2020
Nordyne, LLC | ONYX | FG7TC-100D-V35C1 | Federally-Regulated Consumer Product | Non-Weatherized, Condensing Ga | 1826 | 275 |  | 12/16/2020 | 64473 | 204038567 | 12/16/2020
Nordyne, LLC | ONYX | FG7TK-060C-V23A1 | Federally-Regulated Consumer Product | Non-Weatherized, Non-Condensin | 1302 | 239 |  | 12/16/2020 | 39338 | 204038568 | 12/16/2020
Dettson Industries, Inc. | Keeprite | OTF210-RF | Federally-Regulated Consumer Product | Non-Weatherized, Non-Condensin | 2279 | 543 |  | 12/16/2020 | 210456 | 201693628 | 12/16/2020
Dettson Industries, Inc. | Keeprite | OTF189-BF | Federally-Regulated Consumer Product | Non-Weatherized, Non-Condensin | 2279 | 543 |  | 12/16/2020 | 210456 | 201695923 | 12/16/2020
Dettson Industries, Inc. | Keeprite | OTF189-RF | Federally-Regulated Consumer Product | Non-Weatherized, Non-Condensin | 2279 | 543 |  | 12/16/2020 | 210456 | 201695932 | 12/16/2020
Dettson Industries, Inc. | Keeprite | OTF168-RF | Federally-Regulated Consumer Product | Non-Weatherized, Non-Condensin | 2279 | 543 |  | 12/16/2020 | 210456 | 201695914 | 12/16/2020
Dettson Industries, Inc. | Keeprite | OTF168-BF | Federally-Regulated Consumer Product | Non-Weatherized, Non-Condensin | 2279 | 543 |  | 12/16/2020 | 210456 | 201695905 | 12/16/2020
Dettson Industries, Inc. | Keeprite | OTF210-BF | Federally-Regulated Consumer Product | Non-Weatherized, Non-Condensin | 2279 | 543 |  | 12/16/2020 | 210456 | 201695941 | 12/16/2020
Dettson Industries, Inc. | Day & Night | OTF210-BF | Federally-Regulated Consumer Product | Non-Weatherized, Non-Condensin | 2321 | 540 | 546.791 | 10/04/2019 |  |  | 12/16/2020
Dettson Industries, Inc. | Day & Night | OTF210-RF | Federally-Regulated Consumer Product | Non-Weatherized, Non-Condensin | 2321 | 540 | 546.791 | 10/04/2019 |  |  | 12/16/2020
Dettson Industries, Inc. | Day & Night | OTF189-BF | Federally-Regulated Consumer Product | Non-Weatherized, Non-Condensin | 2321 | 540 | 546.791 | 10/04/2019 |  |  | 12/16/2020
Dettson Industries, Inc. | Day & Night | OTF168-BF | Federally-Regulated Consumer Product | Non-Weatherized, Non-Condensin | 2321 | 540 | 546.791 | 10/04/2019 |  |  | 12/16/2020
Dettson Industries, Inc. | Day & Night | OTF168-RF | Federally-Regulated Consumer Product | Non-Weatherized, Non-Condensin | 2321 | 540 | 546.791 | 10/04/2019 |  |  | 12/16/2020
Dettson Industries, Inc. | Day & Night | OTF189-RF | Federally-Regulated Consumer Product | Non-Weatherized, Non-Condensin | 2321 | 540 | 546.791 | 10/04/2019 |  |  | 12/16/2020
Dettson Industries, Inc. | Heil | OTF189-RF | Federally-Regulated Consumer Product | Non-Weatherized, Non-Condensin | 2321 | 540 | 546.791 | 10/04/2019 |  |  | 12/16/2020
Dettson Industries, Inc. | Heil | OTF189-BF | Federally-Regulated Consumer Product | Non-Weatherized, Non-Condensin | 2321 | 540 | 546.791 | 10/04/2019 |  |  | 12/16/2020
Dettson Industries, Inc. | Heil | OTF168-BF | Federally-Regulated Consumer Product | Non-Weatherized, Non-Condensin | 2321 | 540 | 546.791 | 10/04/2019 |  |  | 12/16/2020
Dettson Industries, Inc. | Heil | OTF168-RF | Federally-Regulated Consumer Product | Non-Weatherized, Non-Condensin | 2321 | 540 | 546.791 | 10/04/2019 |  |  | 12/16/2020
Dettson Industries, Inc. | Heil | OTF210-BF | Federally-Regulated Consumer Product | Non-Weatherized, Non-Condensin | 2321 | 540 | 546.791 | 10/04/2019 |  |  | 12/16/2020
Dettson Industries, Inc. | Heil | OTF210-RF | Federally-Regulated Consumer Product | Non-Weatherized, Non-Condensin | 2321 | 540 | 546.791 | 10/04/2019 |  |  | 12/16/2020
Dettson Industries, Inc. | Arcoaire | OTF168-BF | Federally-Regulated Consumer Product | Non-Weatherized, Non-Condensin | 2321 | 540 | 546.791 | 10/04/2019 |  |  | 12/16/2020
Dettson Industries, Inc. | Arcoaire | OTF210-RF | Federally-Regulated Consumer Product | Non-Weatherized, Non-Condensin | 2321 | 540 | 546.791 | 10/04/2019 |  |  | 12/16/2020
Dettson Industries, Inc. | Arcoaire | OTF189-BF | Federally-Regulated Consumer Product | Non-Weatherized, Non-Condensin | 2321 | 540 | 546.791 | 10/04/2019 |  |  | 12/16/2020
Dettson Industries, Inc. | Arcoaire | OTF168-RF | Federally-Regulated Consumer Product | Non-Weatherized, Non-Condensin | 2321 | 540 | 546.791 | 10/04/2019 |  |  | 12/16/2020
Dettson Industries, Inc. | Arcoaire | OTF189-RF | Federally-Regulated Consumer Product | Non-Weatherized, Non-Condensin | 2321 | 540 | 546.791 | 10/04/2019 |  |  | 12/16/2020
Dettson Industries, Inc. | Arcoaire | OTF210-BF | Federally-Regulated Consumer Product | Non-Weatherized, Non-Condensin | 2321 | 540 | 546.791 | 10/04/2019 |  |  | 12/16/2020
Dettson Industries, Inc. | Tempstar | OTF189-BF | Federally-Regulated Consumer Product | Non-Weatherized, Non-Condensin | 2321 | 540 | 546.791 | 10/04/2019 |  |  | 12/16/2020
Dettson Industries, Inc. | Tempstar | OTF168-RF | Federally-Regulated Consumer Product | Non-Weatherized, Non-Condensin | 2321 | 540 | 546.791 | 10/04/2019 |  |  | 12/16/2020
Dettson Industries, Inc. | Tempstar | OTF168-BF | Federally-Regulated Consumer Product | Non-Weatherized, Non-Condensin | 2321 | 540 | 546.791 | 10/04/2019 |  |  | 12/16/2020
Dettson Industries, Inc. | Tempstar | OTF210-RF | Federally-Regulated Consumer Product | Non-Weatherized, Non-Condensin | 2321 | 540 | 546.791 | 10/04/2019 |  |  | 12/16/2020
Dettson Industries, Inc. | Tempstar | OTF210-BF | Federally-Regulated Consumer Product | Non-Weatherized, Non-Condensin | 2321 | 540 | 546.791 | 10/04/2019 |  |  | 12/16/2020
Dettson Industries, Inc. | Tempstar | OTF189-RF | Federally-Regulated Consumer Product | Non-Weatherized, Non-Condensin | 2321 | 540 | 546.791 | 10/04/2019 |  |  | 12/16/2020
Dettson Industries, Inc. | Airquest | OTF168-RF | Federally-Regulated Consumer Product | Non-Weatherized, Non-Condensin | 2321 | 540 | 546.791 | 10/04/2019 |  |  | 12/16/2020
Dettson Industries, Inc. | Airquest | OTF210-BF | Federally-Regulated Consumer Product | Non-Weatherized, Non-Condensin | 2321 | 540 | 546.791 | 10/04/2019 |  |  | 12/16/2020
Dettson Industries, Inc. | Airquest | OTF210-RF | Federally-Regulated Consumer Product | Non-Weatherized, Non-Condensin | 2321 | 540 | 546.791 | 10/04/2019 |  |  | 12/16/2020
Dettson Industries, Inc. | Airquest | OTF189-RF | Federally-Regulated Consumer Product | Non-Weatherized, Non-Condensin | 2321 | 540 | 546.791 | 10/04/2019 |  |  | 12/16/2020
Dettson Industries, Inc. | Airquest | OTF189-BF | Federally-Regulated Consumer Product | Non-Weatherized, Non-Condensin | 2321 | 540 | 546.791 | 10/04/2019 |  |  | 12/16/2020
Dettson Industries, Inc. | Airquest | OTF168-BF | Federally-Regulated Consumer Product | Non-Weatherized, Non-Condensin | 2321 | 540 | 546.791 | 10/04/2019 |  |  | 12/16/2020
Dettson Industries, Inc. | Williamson-Thermoflo | PMP-210-DD-S2-RB135 | Federally-Regulated Consumer Product | Non-Weatherized, Non-Condensin | 2321 | 540 | 546.791 | 10/04/2019 |  |  | 12/16/2020
Dettson Industries, Inc. | Williamson-Thermoflo | PMP-210-DD-S2-RB120 | Federally-Regulated Consumer Product | Non-Weatherized, Non-Condensin | 2321 | 540 | 546.791 | 10/04/2019 |  |  | 12/16/2020
Dettson Industries, Inc. | Williamson-Thermoflo | PMP-210-DD-S2-RB150 | Federally-Regulated Consumer Product | Non-Weatherized, Non-Condensin | 2321 | 540 | 546.791 | 10/04/2019 |  |  | 12/16/2020
Dettson Industries, Inc. | Williamson-Thermoflo | PMP-210-DD-S2-AF135 | Federally-Regulated Consumer Product | Non-Weatherized, Non-Condensin | 2321 | 540 | 546.791 | 10/04/2019 |  |  | 12/16/2020
Dettson Industries, Inc. | Williamson-Thermoflo | PMP-210-DD-S2-AF120 | Federally-Regulated Consumer Product | Non-Weatherized, Non-Condensin | 2321 | 540 | 546.791 | 10/04/2019 |  |  | 12/16/2020
Dettson Industries, Inc. | Williamson-Thermoflo | PMP-210-DD-S2-AF150 | Federally-Regulated Consumer Product | Non-Weatherized, Non-Condensin | 2321 | 540 | 546.791 | 10/04/2019 |  |  | 12/16/2020
Dettson Industries, Inc. | Dettson | AMP189-BF | Federally-Regulated Consumer Product | Non-Weatherized, Non-Condensin | 2321 | 540 | 546.791 | 10/04/2019 |  |  | 12/16/2020
Dettson Industries, Inc. | Dettson | AMP168-BF | Federally-Regulated Consumer Product | Non-Weatherized, Non-Condensin | 2321 | 540 | 546.791 | 10/04/2019 |  |  | 12/16/2020
Dettson Industries, Inc. | Dettson | AMP210-BF | Federally-Regulated Consumer Product | Non-Weatherized, Non-Condensin | 2321 | 540 | 546.791 | 10/04/2019 |  |  | 12/16/2020
Dettson Industries, Inc. | Dettson | AMP210-RF | Federally-Regulated Consumer Product | Non-Weatherized, Non-Condensin | 2321 | 540 | 546.791 | 10/04/2019 |  |  | 12/16/2020
Dettson Industries, Inc. | Dettson | AMP168-RF | Federally-Regulated Consumer Product | Non-Weatherized, Non-Condensin | 2321 | 540 | 546.791 | 10/04/2019 |  |  | 12/16/2020
Dettson Industries, Inc. | Dettson | AMP189-RF | Federally-Regulated Consumer Product | Non-Weatherized, Non-Condensin | 2321 | 540 | 546.791 | 10/04/2019 |  |  | 12/16/2020
Nordyne, LLC | Miller | MG2S-072F2ABM* | Federally-Regulated Consumer Product | Mobile Home Non-Weatherized, C | 1565 | 350 | 351.115 | 10/04/2019 |  |  | 12/16/2020
Nordyne, LLC | Miller | MG2S-072F2*BM* | Federally-Regulated Consumer Product | Non-Weatherized, Condensing Ga | 1551 | 262 | 263.244 | 10/04/2019 |  |  | 12/16/2020
Nordyne, LLC | Miller | MG2S-060F2ABM* | Federally-Regulated Consumer Product | Mobile Home Non-Weatherized, C | 1292 | 330 | 331.732 | 10/04/2019 |  |  | 12/16/2020
Nordyne, LLC | Miller | MG2S-045F2ABM* | Federally-Regulated Consumer Product | Mobile Home Non-Weatherized, C | 1603 | 352 | 353.813 | 10/04/2019 |  |  | 12/16/2020
Nordyne, LLC | Miller | MG2S-060F2*BM* | Federally-Regulated Consumer Product | Non-Weatherized, Condensing Ga | 1292 | 250 | 251.848 | 10/04/2019 |  |  | 12/16/2020
Nordyne, LLC | Miller | MG2S-045F2*BM* | Federally-Regulated Consumer Product | Non-Weatherized, Condensing Ga | 1437 | 257 | 258.228 | 10/04/2019 |  |  | 12/16/2020
Nordyne, LLC | Intertherm | MG2S-072F2ABM* | Federally-Regulated Consumer Product | Mobile Home Non-Weatherized, C | 1565 | 350 | 351.115 | 10/04/2019 |  |  | 12/16/2020
Nordyne, LLC | Intertherm | MG2S-072F2*BM* | Federally-Regulated Consumer Product | Non-Weatherized, Condensing Ga | 1551 | 262 | 263.244 | 10/04/2019 |  |  | 12/16/2020
Nordyne, LLC | Intertherm | MG2S-045F2ABM* | Federally-Regulated Consumer Product | Mobile Home Non-Weatherized, C | 1603 | 352 | 353.813 | 10/04/2019 |  |  | 12/16/2020
Nordyne, LLC | Intertherm | MG2S-045F2*BM* | Federally-Regulated Consumer Product | Non-Weatherized, Condensing Ga | 1437 | 257 | 258.228 | 10/04/2019 |  |  | 12/16/2020
Nordyne, LLC | Intertherm | MG2R-045F1**M* | Federally-Regulated Consumer Product | Non-Weatherized, Condensing Ga | 1416 | 257 | 257.304 | 07/22/2020 | 45149 | 204600229 | 12/16/2020
Nordyne, LLC | Intertherm | MG2S-060F2ABM* | Federally-Regulated Consumer Product | Mobile Home Non-Weatherized, C | 1292 | 330 | 331.732 | 10/04/2019 |  |  | 12/16/2020
Nordyne, LLC | Intertherm | MG2S-060F2*BM* | Federally-Regulated Consumer Product | Non-Weatherized, Condensing Ga | 1292 | 250 | 251.848 | 10/04/2019 |  |  | 12/16/2020
Nordyne, LLC | Intertherm | MG2R-060F1**M* | Federally-Regulated Consumer Product | Non-Weatherized, Condensing Ga | 1578 | 264 | 264.432 | 07/22/2020 | 58910 | 204600234 | 12/16/2020
Nordyne, LLC | REVOLV | MG2S-072F2ABM* | Federally-Regulated Consumer Product | Mobile Home Non-Weatherized, C | 1565 | 350 | 351.115 | 10/04/2019 |  |  | 12/16/2020
Nordyne, LLC | REVOLV | MG2S-060F2*BM* | Federally-Regulated Consumer Product | Non-Weatherized, Condensing Ga | 1292 | 250 | 251.848 | 10/04/2019 |  |  | 12/16/2020
Nordyne, LLC | REVOLV | MG2S-045F2*BM* | Federally-Regulated Consumer Product | Non-Weatherized, Condensing Ga | 1437 | 257 | 258.228 | 10/04/2019 |  |  | 12/16/2020
Nordyne, LLC | REVOLV | MG2S-045F2ABM* | Federally-Regulated Consumer Product | Mobile Home Non-Weatherized, C | 1603 | 352 | 353.813 | 10/04/2019 |  |  | 12/16/2020
Nordyne, LLC | REVOLV | MG2S-072F2*BM* | Federally-Regulated Consumer Product | Non-Weatherized, Condensing Ga | 1551 | 262 | 263.244 | 10/04/2019 |  |  | 12/16/2020
Nordyne, LLC | REVOLV | MG2S-060F2ABM* | Federally-Regulated Consumer Product | Mobile Home Non-Weatherized, C | 1292 | 330 | 331.732 | 10/04/2019 |  |  | 12/16/2020
Nordyne, LLC | Broan | MG2R-045F1**M* | Federally-Regulated Consumer Product | Non-Weatherized, Condensing Ga | 1416 | 257 | 257.304 | 07/22/2020 | 45149 | 204600228 | 12/16/2020
Nordyne, LLC | Broan | MG2S-060F2*BM* | Federally-Regulated Consumer Product | Non-Weatherized, Condensing Ga | 1292 | 250 | 251.848 | 10/04/2019 |  |  | 12/16/2020
Nordyne, LLC | Broan | MG2S-072F2ABM* | Federally-Regulated Consumer Product | Mobile Home Non-Weatherized, C | 1565 | 350 | 351.115 | 10/04/2019 |  |  | 12/16/2020
Nordyne, LLC | Broan | MG2S-060F2ABM* | Federally-Regulated Consumer Product | Mobile Home Non-Weatherized, C | 1292 | 330 | 331.732 | 10/04/2019 |  |  | 12/16/2020
Nordyne, LLC | Broan | MG2S-045F2*BM* | Federally-Regulated Consumer Product | Non-Weatherized, Condensing Ga | 1437 | 257 | 258.228 | 10/04/2019 |  |  | 12/16/2020
Nordyne, LLC | Broan | MG2S-072F2*BM* | Federally-Regulated Consumer Product | Non-Weatherized, Condensing Ga | 1551 | 262 | 263.244 | 10/04/2019 |  |  | 12/16/2020
Nordyne, LLC | Broan | MG2R-060F1**M* | Federally-Regulated Consumer Product | Non-Weatherized, Condensing Ga | 1578 | 264 | 264.432 | 07/22/2020 | 58910 | 204600233 | 12/16/2020
Nordyne, LLC | Broan | MG2S-045F2ABM* | Federally-Regulated Consumer Product | Mobile Home Non-Weatherized, C | 1603 | 352 | 353.813 | 10/04/2019 |  |  | 12/16/2020
Thermo Products, Inc. | REVOLV | VMC1-75D36* | Federally-Regulated Consumer Product | Mobile Home Non-Weatherized, C | 1376 | 295 |  | 10/03/2019 |  |  | 12/16/2020
Thermo Products, Inc. | REVOLV | VMC1-50DV3 | Federally-Regulated Consumer Product | Mobile Home Non-Weatherized, C | 1309 | 154 |  | 10/03/2019 |  |  | 12/16/2020
Thermo Products, Inc. | REVOLV | VMC1-50D36* | Federally-Regulated Consumer Product | Mobile Home Non-Weatherized, C | 1247 | 287 |  | 10/03/2019 |  |  | 12/16/2020
Thermo Products, Inc. | REVOLV | VMA3-50D36N | Federally-Regulated Consumer Product | Mobile Home Non-Weatherized, C | 1247 | 287 |  | 10/03/2019 |  |  | 12/16/2020
Thermo Products, Inc. | REVOLV | VMA3-75D36 | Federally-Regulated Consumer Product | Mobile Home Non-Weatherized, C | 1376 | 295 |  | 10/03/2019 |  |  | 12/16/2020
Dettson Industries, Inc. | Comfortmaker | OTF210-BF | Federally-Regulated Consumer Product | Non-Weatherized, Non-Condensin | 2321 | 540 | 546.791 | 10/04/2019 |  |  | 12/16/2020
Dettson Industries, Inc. | Comfortmaker | OTF189-BF | Federally-Regulated Consumer Product | Non-Weatherized, Non-Condensin | 2321 | 540 | 546.791 | 10/04/2019 |  |  | 12/16/2020
Dettson Industries, Inc. | Comfortmaker | OTF189-RF | Federally-Regulated Consumer Product | Non-Weatherized, Non-Condensin | 2321 | 540 | 546.791 | 10/04/2019 |  |  | 12/16/2020
Dettson Industries, Inc. | Comfortmaker | OTF168-BF | Federally-Regulated Consumer Product | Non-Weatherized, Non-Condensin | 2321 | 540 | 546.791 | 10/04/2019 |  |  | 12/16/2020
Dettson Industries, Inc. | Comfortmaker | OTF210-RF | Federally-Regulated Consumer Product | Non-Weatherized, Non-Condensin | 2321 | 540 | 546.791 | 10/04/2019 |  |  | 12/16/2020
Dettson Industries, Inc. | Comfortmaker | OTF168-RF | Federally-Regulated Consumer Product | Non-Weatherized, Non-Condensin | 2321 | 540 | 546.791 | 10/04/2019 |  |  | 12/16/2020
Dettson Industries, Inc. | Kenmore | OTF189-BF | Federally-Regulated Consumer Product | Non-Weatherized, Non-Condensin | 2321 | 540 | 546.791 | 10/04/2019 |  |  | 12/16/2020
Dettson Industries, Inc. | Kenmore | OTF168-RF | Federally-Regulated Consumer Product | Non-Weatherized, Non-Condensin | 2321 | 540 | 546.791 | 10/04/2019 |  |  | 12/16/2020
Dettson Industries, Inc. | Kenmore | OTF189-RF | Federally-Regulated Consumer Product | Non-Weatherized, Non-Condensin | 2321 | 540 | 546.791 | 10/04/2019 |  |  | 12/16/2020
Dettson Industries, Inc. | Kenmore | OTF168-BF | Federally-Regulated Consumer Product | Non-Weatherized, Non-Condensin | 2321 | 540 | 546.791 | 10/04/2019 |  |  | 12/16/2020
Dettson Industries, Inc. | Kenmore | OTF210-BF | Federally-Regulated Consumer Product | Non-Weatherized, Non-Condensin | 2321 | 540 | 546.791 | 10/04/2019 |  |  | 12/16/2020
Dettson Industries, Inc. | Kenmore | OTF210-RF | Federally-Regulated Consumer Product | Non-Weatherized, Non-Condensin | 2321 | 540 | 546.791 | 10/04/2019 |  |  | 12/16/2020
Nordyne, LLC | Maytag | MG2R-060F1**M* | Federally-Regulated Consumer Product | Non-Weatherized, Condensing Ga | 1578 | 264 | 264.432 | 07/22/2020 | 58910 | 204600236 | 12/16/2020
Nordyne, LLC | Maytag | MG2R-045F1**M* | Federally-Regulated Consumer Product | Non-Weatherized, Condensing Ga | 1416 | 257 | 257.304 | 07/22/2020 | 45149 | 204600231 | 12/16/2020
Nordyne, LLC | Maytag | MG2S-060F2ABM* | Federally-Regulated Consumer Product | Mobile Home Non-Weatherized, C | 1292 | 330 | 331.732 | 10/04/2019 |  |  | 12/16/2020
Nordyne, LLC | Maytag | MG2S-072F2ABM* | Federally-Regulated Consumer Product | Mobile Home Non-Weatherized, C | 1565 | 350 | 351.115 | 10/04/2019 |  |  | 12/16/2020
Nordyne, LLC | Maytag | MG2S-060F2*BM* | Federally-Regulated Consumer Product | Non-Weatherized, Condensing Ga | 1292 | 250 | 251.848 | 10/04/2019 |  |  | 12/16/2020
Nordyne, LLC | Maytag | MG2S-045F2ABM* | Federally-Regulated Consumer Product | Mobile Home Non-Weatherized, C | 1603 | 352 | 353.813 | 10/04/2019 |  |  | 12/16/2020
Nordyne, LLC | Maytag | MG2S-072F2*BM* | Federally-Regulated Consumer Product | Non-Weatherized, Condensing Ga | 1551 | 262 | 263.244 | 10/04/2019 |  |  | 12/16/2020
Nordyne, LLC | Maytag | MG2S-045F2*BM* | Federally-Regulated Consumer Product | Non-Weatherized, Condensing Ga | 1437 | 257 | 258.228 | 10/04/2019 |  |  | 12/16/2020
Nordyne, LLC | NORTEK GLOBAL HVAC LLC | MG2S-045F2*BM* | Federally-Regulated Consumer Product | Non-Weatherized, Condensing Ga | 1437 | 257 | 258.228 | 10/04/2019 |  |  | 12/16/2020
Nordyne, LLC | NORTEK GLOBAL HVAC LLC | MG2S-060F2ABM* | Federally-Regulated Consumer Product | Mobile Home Non-Weatherized, C | 1292 | 330 | 331.732 | 10/04/2019 |  |  | 12/16/2020
Nordyne, LLC | NORTEK GLOBAL HVAC LLC | MG2S-060F2*BM* | Federally-Regulated Consumer Product | Non-Weatherized, Condensing Ga | 1292 | 250 | 251.848 | 10/04/2019 |  |  | 12/16/2020
Nordyne, LLC | NORTEK GLOBAL HVAC LLC | MG2S-045F2ABM* | Federally-Regulated Consumer Product | Mobile Home Non-Weatherized, C | 1603 | 352 | 353.813 | 10/04/2019 |  |  | 12/16/2020
Nordyne, LLC | NORTEK GLOBAL HVAC LLC | MG2R-045F1**M* | Federally-Regulated Consumer Product | Non-Weatherized, Condensing Ga | 1416 | 257 | 257.304 | 07/22/2020 | 45149 | 204600150 | 12/16/2020
Nordyne, LLC | NORTEK GLOBAL HVAC LLC | MG2S-072F2ABM* | Federally-Regulated Consumer Product | Mobile Home Non-Weatherized, C | 1565 | 350 | 351.115 | 10/04/2019 |  |  | 12/16/2020
Nordyne, LLC | NORTEK GLOBAL HVAC LLC | MG2S-072F2*BM* | Federally-Regulated Consumer Product | Non-Weatherized, Condensing Ga | 1551 | 262 | 263.244 | 10/04/2019 |  |  | 12/16/2020
Nordyne, LLC | NORTEK GLOBAL HVAC LLC | MG2R-060F1**M* | Federally-Regulated Consumer Product | Non-Weatherized, Condensing Ga | 1578 | 264 | 264.432 | 07/22/2020 | 58910 | 204600152 | 12/16/2020
Nordyne, LLC | Maytag | MG2R-060F1**M* | Federally-Regulated Consumer Product | Non-Weatherized, Condensing Ga | 1578 | 264 |  | 12/16/2020 | 58910 | 204600236 | 12/16/2020
Nordyne, LLC | Maytag | MG2R-045F1**M* | Federally-Regulated Consumer Product | Non-Weatherized, Condensing Ga | 1416 | 257 |  | 12/16/2020 | 45149 | 204600231 | 12/16/2020
Nordyne, LLC | Maytag | MG2S-060F2ABM* | Federally-Regulated Consumer Product | Mobile Home Non-Weatherized, C | 1292 | 330 |  | 12/16/2020 | 39969 | 203049601 | 12/16/2020
Nordyne, LLC | Maytag | MG2S-072F2ABM* | Federally-Regulated Consumer Product | Mobile Home Non-Weatherized, C | 1565 | 350 |  | 12/16/2020 | 46903 | 203049616 | 12/16/2020
Nordyne, LLC | Maytag | MG2S-060F2*BM* | Federally-Regulated Consumer Product | Non-Weatherized, Condensing Ga | 1292 | 250 |  | 12/16/2020 | 39969 | 204014414 | 12/16/2020
Nordyne, LLC | Maytag | MG2S-045F2ABM* | Federally-Regulated Consumer Product | Mobile Home Non-Weatherized, C | 1603 | 352 |  | 12/16/2020 | 29516 | 203049590 | 12/16/2020
Nordyne, LLC | Maytag | MG2S-072F2*BM* | Federally-Regulated Consumer Product | Non-Weatherized, Condensing Ga | 1551 | 262 |  | 12/16/2020 | 46947 | 204014421 | 12/16/2020
Nordyne, LLC | Maytag | MG2S-045F2*BM* | Federally-Regulated Consumer Product | Non-Weatherized, Condensing Ga | 1437 | 257 |  | 12/16/2020 | 29490 | 204014408 | 12/16/2020
Dettson Industries, Inc. | Kenmore | OTF189-BF | Federally-Regulated Consumer Product | Non-Weatherized, Non-Condensin | 2279 | 543 |  | 12/16/2020 | 210456 | 201695918 | 12/16/2020
Dettson Industries, Inc. | Kenmore | OTF168-RF | Federally-Regulated Consumer Product | Non-Weatherized, Non-Condensin | 2279 | 543 |  | 12/16/2020 | 210456 | 201695909 | 12/16/2020
Dettson Industries, Inc. | Kenmore | OTF189-RF | Federally-Regulated Consumer Product | Non-Weatherized, Non-Condensin | 2279 | 543 |  | 12/16/2020 | 210456 | 201695927 | 12/16/2020
Dettson Industries, Inc. | Kenmore | OTF168-BF | Federally-Regulated Consumer Product | Non-Weatherized, Non-Condensin | 2279 | 543 |  | 12/16/2020 | 210456 | 201695900 | 12/16/2020
Dettson Industries, Inc. | Kenmore | OTF210-BF | Federally-Regulated Consumer Product | Non-Weatherized, Non-Condensin | 2279 | 543 |  | 12/16/2020 | 210456 | 201695936 | 12/16/2020
Dettson Industries, Inc. | Kenmore | OTF210-RF | Federally-Regulated Consumer Product | Non-Weatherized, Non-Condensin | 2279 | 543 |  | 12/16/2020 | 210456 | 201693623 | 12/16/2020
Dettson Industries, Inc. | Comfortmaker | OTF210-BF | Federally-Regulated Consumer Product | Non-Weatherized, Non-Condensin | 2279 | 543 |  | 12/16/2020 | 210456 | 201695942 | 12/16/2020
Dettson Industries, Inc. | Comfortmaker | OTF189-BF | Federally-Regulated Consumer Product | Non-Weatherized, Non-Condensin | 2279 | 543 |  | 12/16/2020 | 210456 | 201695924 | 12/16/2020
Dettson Industries, Inc. | Comfortmaker | OTF189-RF | Federally-Regulated Consumer Product | Non-Weatherized, Non-Condensin | 2279 | 543 |  | 12/16/2020 | 210456 | 201695933 | 12/16/2020
Dettson Industries, Inc. | Comfortmaker | OTF168-BF | Federally-Regulated Consumer Product | Non-Weatherized, Non-Condensin | 2279 | 543 |  | 12/16/2020 | 210456 | 201695906 | 12/16/2020
Dettson Industries, Inc. | Comfortmaker | OTF210-RF | Federally-Regulated Consumer Product | Non-Weatherized, Non-Condensin | 2279 | 543 |  | 12/16/2020 | 210456 | 201693629 | 12/16/2020
Dettson Industries, Inc. | Comfortmaker | OTF168-RF | Federally-Regulated Consumer Product | Non-Weatherized, Non-Condensin | 2279 | 543 |  | 12/16/2020 | 210456 | 201695915 | 12/16/2020
Nordyne, LLC | Broan | MG2R-045F1**M* | Federally-Regulated Consumer Product | Non-Weatherized, Condensing Ga | 1416 | 257 |  | 12/16/2020 | 45149 | 204600228 | 12/16/2020
Nordyne, LLC | Broan | MG2S-060F2*BM* | Federally-Regulated Consumer Product | Non-Weatherized, Condensing Ga | 1292 | 250 |  | 12/16/2020 | 39969 | 204014412 | 12/16/2020
Nordyne, LLC | Broan | MG2S-072F2ABM* | Federally-Regulated Consumer Product | Mobile Home Non-Weatherized, C | 1565 | 350 |  | 12/16/2020 | 46903 | 203049612 | 12/16/2020
Nordyne, LLC | Broan | MG2S-060F2ABM* | Federally-Regulated Consumer Product | Mobile Home Non-Weatherized, C | 1292 | 330 |  | 12/16/2020 | 39969 | 203049599 | 12/16/2020
Nordyne, LLC | Broan | MG2S-045F2*BM* | Federally-Regulated Consumer Product | Non-Weatherized, Condensing Ga | 1437 | 257 |  | 12/16/2020 | 29490 | 204014406 | 12/16/2020
Nordyne, LLC | Broan | MG2S-072F2*BM* | Federally-Regulated Consumer Product | Non-Weatherized, Condensing Ga | 1551 | 262 |  | 12/16/2020 | 46947 | 204014418 | 12/16/2020
Nordyne, LLC | Broan | MG2R-060F1**M* | Federally-Regulated Consumer Product | Non-Weatherized, Condensing Ga | 1578 | 264 |  | 12/16/2020 | 58910 | 204600233 | 12/16/2020
Nordyne, LLC | Broan | MG2S-045F2ABM* | Federally-Regulated Consumer Product | Mobile Home Non-Weatherized, C | 1603 | 352 |  | 12/16/2020 | 29516 | 203049587 | 12/16/2020
Dettson Industries, Inc. | Heil | OTF189-RF | Federally-Regulated Consumer Product | Non-Weatherized, Non-Condensin | 2279 | 543 |  | 12/16/2020 | 210456 | 201695929 | 12/16/2020
Dettson Industries, Inc. | Heil | OTF189-BF | Federally-Regulated Consumer Product | Non-Weatherized, Non-Condensin | 2279 | 543 |  | 12/16/2020 | 210456 | 201695920 | 12/16/2020
Dettson Industries, Inc. | Heil | OTF168-BF | Federally-Regulated Consumer Product | Non-Weatherized, Non-Condensin | 2279 | 543 |  | 12/16/2020 | 210456 | 201695902 | 12/16/2020
Dettson Industries, Inc. | Heil | OTF168-RF | Federally-Regulated Consumer Product | Non-Weatherized, Non-Condensin | 2279 | 543 |  | 12/16/2020 | 210456 | 201695911 | 12/16/2020
Dettson Industries, Inc. | Heil | OTF210-BF | Federally-Regulated Consumer Product | Non-Weatherized, Non-Condensin | 2279 | 543 |  | 12/16/2020 | 210456 | 201695938 | 12/16/2020
Dettson Industries, Inc. | Heil | OTF210-RF | Federally-Regulated Consumer Product | Non-Weatherized, Non-Condensin | 2279 | 543 |  | 12/16/2020 | 210456 | 201693625 | 12/16/2020
Dettson Industries, Inc. | Day & Night | OTF210-BF | Federally-Regulated Consumer Product | Non-Weatherized, Non-Condensin | 2279 | 543 |  | 12/16/2020 | 210456 | 201695939 | 12/16/2020
Dettson Industries, Inc. | Day & Night | OTF210-RF | Federally-Regulated Consumer Product | Non-Weatherized, Non-Condensin | 2279 | 543 |  | 12/16/2020 | 210456 | 201693626 | 12/16/2020
Dettson Industries, Inc. | Day & Night | OTF189-BF | Federally-Regulated Consumer Product | Non-Weatherized, Non-Condensin | 2279 | 543 |  | 12/16/2020 | 210456 | 201695921 | 12/16/2020
Dettson Industries, Inc. | Day & Night | OTF168-BF | Federally-Regulated Consumer Product | Non-Weatherized, Non-Condensin | 2279 | 543 |  | 12/16/2020 | 210456 | 201695903 | 12/16/2020
Dettson Industries, Inc. | Day & Night | OTF168-RF | Federally-Regulated Consumer Product | Non-Weatherized, Non-Condensin | 2279 | 543 |  | 12/16/2020 | 210456 | 201695912 | 12/16/2020
Dettson Industries, Inc. | Day & Night | OTF189-RF | Federally-Regulated Consumer Product | Non-Weatherized, Non-Condensin | 2279 | 543 |  | 12/16/2020 | 210456 | 201695930 | 12/16/2020
Dettson Industries, Inc. | Arcoaire | OTF168-BF | Federally-Regulated Consumer Product | Non-Weatherized, Non-Condensin | 2279 | 543 |  | 12/16/2020 | 210456 | 201695899 | 12/16/2020
Dettson Industries, Inc. | Arcoaire | OTF210-RF | Federally-Regulated Consumer Product | Non-Weatherized, Non-Condensin | 2279 | 543 |  | 12/16/2020 | 210456 | 201693622 | 12/16/2020
Dettson Industries, Inc. | Arcoaire | OTF189-BF | Federally-Regulated Consumer Product | Non-Weatherized, Non-Condensin | 2279 | 543 |  | 12/16/2020 | 210456 | 201695917 | 12/16/2020
Dettson Industries, Inc. | Arcoaire | OTF168-RF | Federally-Regulated Consumer Product | Non-Weatherized, Non-Condensin | 2279 | 543 |  | 12/16/2020 | 210456 | 201695908 | 12/16/2020
Dettson Industries, Inc. | Arcoaire | OTF189-RF | Federally-Regulated Consumer Product | Non-Weatherized, Non-Condensin | 2279 | 543 |  | 12/16/2020 | 210456 | 201695926 | 12/16/2020
Dettson Industries, Inc. | Arcoaire | OTF210-BF | Federally-Regulated Consumer Product | Non-Weatherized, Non-Condensin | 2279 | 543 |  | 12/16/2020 | 210456 | 201695935 | 12/16/2020
Nordyne, LLC | REVOLV | MG2S-072F2ABM* | Federally-Regulated Consumer Product | Mobile Home Non-Weatherized, C | 1565 | 350 |  | 12/16/2020 | 46903 | 203049801 | 12/16/2020
Nordyne, LLC | REVOLV | MG2S-060F2*BM* | Federally-Regulated Consumer Product | Non-Weatherized, Condensing Ga | 1292 | 250 |  | 12/16/2020 | 39969 | 204038601 | 12/16/2020
Nordyne, LLC | REVOLV | MG2S-045F2*BM* | Federally-Regulated Consumer Product | Non-Weatherized, Condensing Ga | 1437 | 257 |  | 12/16/2020 | 29490 | 204038599 | 12/16/2020
Nordyne, LLC | REVOLV | MG2S-045F2ABM* | Federally-Regulated Consumer Product | Mobile Home Non-Weatherized, C | 1603 | 352 |  | 12/16/2020 | 29516 | 203049789 | 12/16/2020
Nordyne, LLC | REVOLV | MG2S-072F2*BM* | Federally-Regulated Consumer Product | Non-Weatherized, Condensing Ga | 1551 | 262 |  | 12/16/2020 | 46947 | 204038603 | 12/16/2020
Nordyne, LLC | REVOLV | MG2S-060F2ABM* | Federally-Regulated Consumer Product | Mobile Home Non-Weatherized, C | 1292 | 330 |  | 12/16/2020 | 39969 | 203049796 | 12/16/2020
Dettson Industries, Inc. | Tempstar | OTF189-BF | Federally-Regulated Consumer Product | Non-Weatherized, Non-Condensin | 2279 | 543 |  | 12/16/2020 | 210456 | 201695916 | 12/16/2020
Dettson Industries, Inc. | Tempstar | OTF168-RF | Federally-Regulated Consumer Product | Non-Weatherized, Non-Condensin | 2279 | 543 |  | 12/16/2020 | 210456 | 201695907 | 12/16/2020
Dettson Industries, Inc. | Tempstar | OTF168-BF | Federally-Regulated Consumer Product | Non-Weatherized, Non-Condensin | 2279 | 543 |  | 12/16/2020 | 210456 | 201695898 | 12/16/2020
Dettson Industries, Inc. | Tempstar | OTF210-RF | Federally-Regulated Consumer Product | Non-Weatherized, Non-Condensin | 2279 | 543 |  | 12/16/2020 | 210456 | 201693621 | 12/16/2020
Dettson Industries, Inc. | Tempstar | OTF210-BF | Federally-Regulated Consumer Product | Non-Weatherized, Non-Condensin | 2279 | 543 |  | 12/16/2020 | 210456 | 201695934 | 12/16/2020
Dettson Industries, Inc. | Tempstar | OTF189-RF | Federally-Regulated Consumer Product | Non-Weatherized, Non-Condensin | 2279 | 543 |  | 12/16/2020 | 210456 | 201695925 | 12/16/2020
Nordyne, LLC | Miller | MG2S-072F2ABM* | Federally-Regulated Consumer Product | Mobile Home Non-Weatherized, C | 1565 | 350 |  | 12/16/2020 | 46903 | 203049615 | 12/16/2020
Nordyne, LLC | Miller | MG2S-072F2*BM* | Federally-Regulated Consumer Product | Non-Weatherized, Condensing Ga | 1551 | 262 |  | 12/16/2020 | 46947 | 204014420 | 12/16/2020
Nordyne, LLC | Miller | MG2S-060F2ABM* | Federally-Regulated Consumer Product | Mobile Home Non-Weatherized, C | 1292 | 330 |  | 12/16/2020 | 39969 | 203049600 | 12/16/2020
Nordyne, LLC | Miller | MG2S-045F2ABM* | Federally-Regulated Consumer Product | Mobile Home Non-Weatherized, C | 1603 | 352 |  | 12/16/2020 | 29516 | 203049588 | 12/16/2020
Nordyne, LLC | Miller | MG2S-060F2*BM* | Federally-Regulated Consumer Product | Non-Weatherized, Condensing Ga | 1292 | 250 |  | 12/16/2020 | 39969 | 204014413 | 12/16/2020
Nordyne, LLC | Miller | MG2S-045F2*BM* | Federally-Regulated Consumer Product | Non-Weatherized, Condensing Ga | 1437 | 257 |  | 12/16/2020 | 29490 | 204014407 | 12/16/2020
Dettson Industries, Inc. | ICP Commercial | OTF168-RF | Federally-Regulated Consumer Product | Non-Weatherized, Non-Condensin | 2279 | 543 |  | 12/16/2020 | 210456 | 201695910 | 12/16/2020
Dettson Industries, Inc. | ICP Commercial | OTF189-RF | Federally-Regulated Consumer Product | Non-Weatherized, Non-Condensin | 2279 | 543 |  | 12/16/2020 | 210456 | 201695928 | 12/16/2020
Dettson Industries, Inc. | ICP Commercial | OTF210-BF | Federally-Regulated Consumer Product | Non-Weatherized, Non-Condensin | 2279 | 543 |  | 12/16/2020 | 210456 | 201695937 | 12/16/2020
Dettson Industries, Inc. | ICP Commercial | OTF168-BF | Federally-Regulated Consumer Product | Non-Weatherized, Non-Condensin | 2279 | 543 |  | 12/16/2020 | 210456 | 201695901 | 12/16/2020
Dettson Industries, Inc. | ICP Commercial | OTF189-BF | Federally-Regulated Consumer Product | Non-Weatherized, Non-Condensin | 2279 | 543 |  | 12/16/2020 | 210456 | 201695919 | 12/16/2020
Dettson Industries, Inc. | ICP Commercial | OTF210-RF | Federally-Regulated Consumer Product | Non-Weatherized, Non-Condensin | 2279 | 543 |  | 12/16/2020 | 210456 | 201693624 | 12/16/2020
Nordyne, LLC | NORTEK GLOBAL HVAC LLC | MG2S-045F2*BM* | Federally-Regulated Consumer Product | Non-Weatherized, Condensing Ga | 1437 | 257 |  | 12/16/2020 | 29490 | 204014399 | 12/16/2020
Nordyne, LLC | NORTEK GLOBAL HVAC LLC | MG2S-060F2ABM* | Federally-Regulated Consumer Product | Mobile Home Non-Weatherized, C | 1292 | 330 |  | 12/16/2020 | 39969 | 203049486 | 12/16/2020
Nordyne, LLC | NORTEK GLOBAL HVAC LLC | MG2S-060F2*BM* | Federally-Regulated Consumer Product | Non-Weatherized, Condensing Ga | 1292 | 250 |  | 12/16/2020 | 39969 | 204014401 | 12/16/2020
Nordyne, LLC | NORTEK GLOBAL HVAC LLC | MG2S-045F2ABM* | Federally-Regulated Consumer Product | Mobile Home Non-Weatherized, C | 1603 | 352 |  | 12/16/2020 | 29516 | 203049481 | 12/16/2020
Nordyne, LLC | NORTEK GLOBAL HVAC LLC | MG2R-045F1**M* | Federally-Regulated Consumer Product | Non-Weatherized, Condensing Ga | 1416 | 257 |  | 12/16/2020 | 45149 | 204600150 | 12/16/2020
Nordyne, LLC | NORTEK GLOBAL HVAC LLC | MG2S-072F2ABM* | Federally-Regulated Consumer Product | Mobile Home Non-Weatherized, C | 1565 | 350 |  | 12/16/2020 | 46903 | 203049492 | 12/16/2020
Nordyne, LLC | NORTEK GLOBAL HVAC LLC | MG2S-072F2*BM* | Federally-Regulated Consumer Product | Non-Weatherized, Condensing Ga | 1551 | 262 |  | 12/16/2020 | 46947 | 204014403 | 12/16/2020
Nordyne, LLC | NORTEK GLOBAL HVAC LLC | MG2R-060F1**M* | Federally-Regulated Consumer Product | Non-Weatherized, Condensing Ga | 1578 | 264 |  | 12/16/2020 | 58910 | 204600152 | 12/16/2020
Dettson Industries, Inc. | Dettson | AMP189-BF | Federally-Regulated Consumer Product | Non-Weatherized, Non-Condensin | 2279 | 543 |  | 12/16/2020 | 210456 | 5592116 | 12/16/2020
Dettson Industries, Inc. | Dettson | AMP168-BF | Federally-Regulated Consumer Product | Non-Weatherized, Non-Condensin | 2279 | 543 |  | 12/16/2020 | 210456 | 5592114 | 12/16/2020
Dettson Industries, Inc. | Dettson | AMP210-BF | Federally-Regulated Consumer Product | Non-Weatherized, Non-Condensin | 2279 | 543 |  | 12/16/2020 | 210456 | 5592118 | 12/16/2020
Dettson Industries, Inc. | Dettson | AMP210-RF | Federally-Regulated Consumer Product | Non-Weatherized, Non-Condensin | 2279 | 543 |  | 12/16/2020 | 210456 | 5592119 | 12/16/2020
Dettson Industries, Inc. | Dettson | AMP168-RF | Federally-Regulated Consumer Product | Non-Weatherized, Non-Condensin | 2279 | 543 |  | 12/16/2020 | 210456 | 5592115 | 12/16/2020
Dettson Industries, Inc. | Dettson | AMP189-RF | Federally-Regulated Consumer Product | Non-Weatherized, Non-Condensin | 2279 | 543 |  | 12/16/2020 | 210456 | 5592117 | 12/16/2020
Dettson Industries, Inc. | Williamson-Thermoflo | PMP-210-DD-S2-RB135 | Federally-Regulated Consumer Product | Non-Weatherized, Non-Condensin | 2279 | 543 |  | 12/16/2020 | 210456 | 204483192 | 12/16/2020
Dettson Industries, Inc. | Williamson-Thermoflo | PMP-210-DD-S2-RB120 | Federally-Regulated Consumer Product | Non-Weatherized, Non-Condensin | 2279 | 543 |  | 12/16/2020 | 210456 | 204483190 | 12/16/2020
Dettson Industries, Inc. | Williamson-Thermoflo | PMP-210-DD-S2-RB150 | Federally-Regulated Consumer Product | Non-Weatherized, Non-Condensin | 2279 | 543 |  | 12/16/2020 | 210456 | 204483193 | 12/16/2020
Dettson Industries, Inc. | Williamson-Thermoflo | PMP-210-DD-S2-AF135 | Federally-Regulated Consumer Product | Non-Weatherized, Non-Condensin | 2279 | 543 |  | 12/16/2020 | 210456 | 204483191 | 12/16/2020
Dettson Industries, Inc. | Williamson-Thermoflo | PMP-210-DD-S2-AF120 | Federally-Regulated Consumer Product | Non-Weatherized, Non-Condensin | 2279 | 543 |  | 12/16/2020 | 210456 | 204483188 | 12/16/2020
Dettson Industries, Inc. | Williamson-Thermoflo | PMP-210-DD-S2-AF150 | Federally-Regulated Consumer Product | Non-Weatherized, Non-Condensin | 2279 | 543 |  | 12/16/2020 | 210456 | 204483905 | 12/16/2020
Dettson Industries, Inc. | Airquest | OTF168-RF | Federally-Regulated Consumer Product | Non-Weatherized, Non-Condensin | 2279 | 543 |  | 12/16/2020 | 210456 | 201695913 | 12/16/2020
Dettson Industries, Inc. | Airquest | OTF210-BF | Federally-Regulated Consumer Product | Non-Weatherized, Non-Condensin | 2279 | 543 |  | 12/16/2020 | 210456 | 201695940 | 12/16/2020
Dettson Industries, Inc. | Airquest | OTF210-RF | Federally-Regulated Consumer Product | Non-Weatherized, Non-Condensin | 2279 | 543 |  | 12/16/2020 | 210456 | 201693627 | 12/16/2020
Dettson Industries, Inc. | Airquest | OTF189-RF | Federally-Regulated Consumer Product | Non-Weatherized, Non-Condensin | 2279 | 543 |  | 12/16/2020 | 210456 | 201695931 | 12/16/2020
Dettson Industries, Inc. | Airquest | OTF189-BF | Federally-Regulated Consumer Product | Non-Weatherized, Non-Condensin | 2279 | 543 |  | 12/16/2020 | 210456 | 201695922 | 12/16/2020
Dettson Industries, Inc. | Airquest | OTF168-BF | Federally-Regulated Consumer Product | Non-Weatherized, Non-Condensin | 2279 | 543 |  | 12/16/2020 | 210456 | 201695904 | 12/16/2020
Nordyne, LLC | Intertherm | MG2S-072F2ABM* | Federally-Regulated Consumer Product | Mobile Home Non-Weatherized, C | 1565 | 350 |  | 12/16/2020 | 46903 | 203053453 | 12/16/2020
Nordyne, LLC | Intertherm | MG2S-072F2*BM* | Federally-Regulated Consumer Product | Non-Weatherized, Condensing Ga | 1551 | 262 |  | 12/16/2020 | 46947 | 204014429 | 12/16/2020
Nordyne, LLC | Intertherm | MG2S-045F2ABM* | Federally-Regulated Consumer Product | Mobile Home Non-Weatherized, C | 1603 | 352 |  | 12/16/2020 | 29516 | 203053448 | 12/16/2020
Nordyne, LLC | Intertherm | MG2S-045F2*BM* | Federally-Regulated Consumer Product | Non-Weatherized, Condensing Ga | 1437 | 257 |  | 12/16/2020 | 29490 | 204014425 | 12/16/2020
Nordyne, LLC | Intertherm | MG2R-045F1**M* | Federally-Regulated Consumer Product | Non-Weatherized, Condensing Ga | 1416 | 257 |  | 12/16/2020 | 45149 | 204600229 | 12/16/2020
Nordyne, LLC | Intertherm | MG2S-060F2ABM* | Federally-Regulated Consumer Product | Mobile Home Non-Weatherized, C | 1292 | 330 |  | 12/16/2020 | 39969 | 203053451 | 12/16/2020
Nordyne, LLC | Intertherm | MG2S-060F2*BM* | Federally-Regulated Consumer Product | Non-Weatherized, Condensing Ga | 1292 | 250 |  | 12/16/2020 | 39969 | 204014427 | 12/16/2020
Nordyne, LLC | Intertherm | MG2R-060F1**M* | Federally-Regulated Consumer Product | Non-Weatherized, Condensing Ga | 1578 | 264 |  | 12/16/2020 | 58910 | 204600234 | 12/16/2020
Carrier Corp. - Syracuse | ICP Commercial | RGW036KR* | Federally-Regulated Consumer Product | Weatherized Non-Condensing Gas | 1889 | 281 |  | 07/22/2020 | 73 | 202535073 | 12/23/2020
Carrier Corp. - Syracuse | ICP Commercial | RGV060KE* | Federally-Regulated Consumer Product | Weatherized Non-Condensing Gas | 2694 | 302 |  | 07/22/2020 | 73 | 202535051 | 12/23/2020
Carrier Corp. - Syracuse | ICP Commercial | RGV060KR* | Federally-Regulated Consumer Product | Weatherized Non-Condensing Gas | 2694 | 302 |  | 07/22/2020 | 73 | 202535059 | 12/23/2020
Carrier Corp. - Syracuse | ICP Commercial | RGV048KF* | Federally-Regulated Consumer Product | Weatherized Non-Condensing Gas | 2640 | 312 |  | 07/22/2020 | 106 | 202535052 | 12/23/2020
Carrier Corp. - Syracuse | ICP Commercial | RGW036KS* | Federally-Regulated Consumer Product | Weatherized Non-Condensing Gas | 1889 | 281 |  | 07/22/2020 | 53 | 202535070 | 12/23/2020
Carrier Corp. - Syracuse | ICP Commercial | RGW060KT* | Federally-Regulated Consumer Product | Weatherized Non-Condensing Gas | 2694 | 302 |  | 07/22/2020 | 106 | 202535077 | 12/23/2020
Carrier Corp. - Syracuse | ICP Commercial | RGW048KR* | Federally-Regulated Consumer Product | Weatherized Non-Condensing Gas | 2640 | 312 |  | 07/22/2020 | 73 | 202535074 | 12/23/2020
Carrier Corp. - Syracuse | ICP Commercial | RGV060KT* | Federally-Regulated Consumer Product | Weatherized Non-Condensing Gas | 2694 | 302 |  | 07/22/2020 | 106 | 202535061 | 12/23/2020
Carrier Corp. - Syracuse | ICP Commercial | RGV060KS* | Federally-Regulated Consumer Product | Weatherized Non-Condensing Gas | 2694 | 302 |  | 07/22/2020 | 53 | 202535056 | 12/23/2020
Carrier Corp. - Syracuse | ICP Commercial | RGW060KE* | Federally-Regulated Consumer Product | Weatherized Non-Condensing Gas | 2694 | 302 |  | 07/22/2020 | 73 | 202535067 | 12/23/2020
Carrier Corp. - Syracuse | ICP Commercial | RGW048KD* | Federally-Regulated Consumer Product | Weatherized Non-Condensing Gas | 2640 | 312 |  | 07/22/2020 | 53 | 202535063 | 12/23/2020
Carrier Corp. - Syracuse | ICP Commercial | RGV048KT* | Federally-Regulated Consumer Product | Weatherized Non-Condensing Gas | 2640 | 312 |  | 07/22/2020 | 106 | 202535060 | 12/23/2020
Carrier Corp. - Syracuse | ICP Commercial | RGW060KF* | Federally-Regulated Consumer Product | Weatherized Non-Condensing Gas | 2694 | 302 |  | 07/22/2020 | 106 | 202535069 | 12/23/2020
Carrier Corp. - Syracuse | ICP Commercial | RGV036KE* | Federally-Regulated Consumer Product | Weatherized Non-Condensing Gas | 1889 | 281 |  | 07/22/2020 | 73 | 202535049 | 12/23/2020
Carrier Corp. - Syracuse | ICP Commercial | RGW048KF* | Federally-Regulated Consumer Product | Weatherized Non-Condensing Gas | 2640 | 312 |  | 07/22/2020 | 106 | 202535068 | 12/23/2020
Carrier Corp. - Syracuse | ICP Commercial | RGV048KE* | Federally-Regulated Consumer Product | Weatherized Non-Condensing Gas | 2640 | 312 |  | 07/22/2020 | 73 | 202535050 | 12/23/2020
Carrier Corp. - Syracuse | ICP Commercial | RGV036KR* | Federally-Regulated Consumer Product | Weatherized Non-Condensing Gas | 1889 | 281 |  | 07/22/2020 | 73 | 202535057 | 12/23/2020
Carrier Corp. - Syracuse | ICP Commercial | RGW048KS* | Federally-Regulated Consumer Product | Weatherized Non-Condensing Gas | 2640 | 312 |  | 07/22/2020 | 53 | 202535071 | 12/23/2020
Carrier Corp. - Syracuse | ICP Commercial | RGV060KF* | Federally-Regulated Consumer Product | Weatherized Non-Condensing Gas | 2694 | 302 |  | 07/22/2020 | 106 | 202535053 | 12/23/2020
Carrier Corp. - Syracuse | ICP Commercial | RGV048KR* | Federally-Regulated Consumer Product | Weatherized Non-Condensing Gas | 2640 | 312 |  | 07/22/2020 | 73 | 202535058 | 12/23/2020
Carrier Corp. - Syracuse | ICP Commercial | RGV048KS* | Federally-Regulated Consumer Product | Weatherized Non-Condensing Gas | 2640 | 312 |  | 07/22/2020 | 53 | 202535055 | 12/23/2020
Carrier Corp. - Syracuse | ICP Commercial | RGV060KD* | Federally-Regulated Consumer Product | Weatherized Non-Condensing Gas | 2694 | 302 |  | 07/22/2020 | 53 | 202535048 | 12/23/2020
Carrier Corp. - Syracuse | ICP Commercial | RGV036KD* | Federally-Regulated Consumer Product | Weatherized Non-Condensing Gas | 1889 | 281 |  | 07/22/2020 | 53 | 202535046 | 12/23/2020
Carrier Corp. - Syracuse | ICP Commercial | RGW060KS* | Federally-Regulated Consumer Product | Weatherized Non-Condensing Gas | 2694 | 302 |  | 07/22/2020 | 53 | 202535072 | 12/23/2020
Carrier Corp. - Syracuse | ICP Commercial | RGV048KD* | Federally-Regulated Consumer Product | Weatherized Non-Condensing Gas | 2640 | 312 |  | 07/22/2020 | 53 | 202535047 | 12/23/2020
Carrier Corp. - Syracuse | ICP Commercial | RGW036KE* | Federally-Regulated Consumer Product | Weatherized Non-Condensing Gas | 1889 | 281 |  | 07/22/2020 | 73 | 202535065 | 12/23/2020
Carrier Corp. - Syracuse | ICP Commercial | RGW060KD* | Federally-Regulated Consumer Product | Weatherized Non-Condensing Gas | 2694 | 302 |  | 07/22/2020 | 53 | 202535064 | 12/23/2020
Carrier Corp. - Syracuse | ICP Commercial | RGW060KR* | Federally-Regulated Consumer Product | Weatherized Non-Condensing Gas | 2694 | 302 |  | 07/22/2020 | 73 | 202535075 | 12/23/2020
Carrier Corp. - Syracuse | ICP Commercial | RGW048KE* | Federally-Regulated Consumer Product | Weatherized Non-Condensing Gas | 2640 | 312 |  | 07/22/2020 | 73 | 202535066 | 12/23/2020
Carrier Corp. - Syracuse | ICP Commercial | RGV036KS* | Federally-Regulated Consumer Product | Weatherized Non-Condensing Gas | 1889 | 281 |  | 07/22/2020 | 53 | 202535054 | 12/23/2020
Carrier Corp. - Syracuse | ICP Commercial | RGW048KT* | Federally-Regulated Consumer Product | Weatherized Non-Condensing Gas | 2640 | 312 |  | 07/22/2020 | 106 | 202535076 | 12/23/2020
Carrier Corp. - Syracuse | ICP Commercial | RGW036KD* | Federally-Regulated Consumer Product | Weatherized Non-Condensing Gas | 1889 | 281 |  | 07/22/2020 | 53 | 202535062 | 12/23/2020
Carrier Corp. - Syracuse | Bryant Heating & Cooling Systems | 582KJ06*065* | Federally-Regulated Consumer Product | Weatherized Non-Condensing Gas | 2694 | 302 |  | 07/22/2020 | 53 | 202535032 | 12/23/2020
Carrier Corp. - Syracuse | Bryant Heating & Cooling Systems | 581KJ05*065* | Federally-Regulated Consumer Product | Weatherized Non-Condensing Gas | 2640 | 312 |  | 07/22/2020 | 53 | 202535039 | 12/23/2020
Carrier Corp. - Syracuse | Bryant Heating & Cooling Systems | 581KJ04*065* | Federally-Regulated Consumer Product | Weatherized Non-Condensing Gas | 1889 | 281 |  | 07/22/2020 | 53 | 202535038 | 12/23/2020
Carrier Corp. - Syracuse | Bryant Heating & Cooling Systems | 582KJ04*065* | Federally-Regulated Consumer Product | Weatherized Non-Condensing Gas | 1889 | 281 |  | 07/22/2020 | 53 | 202535030 | 12/23/2020
Carrier Corp. - Syracuse | Bryant Heating & Cooling Systems | 582KJ04*090* | Federally-Regulated Consumer Product | Weatherized Non-Condensing Gas | 1889 | 281 |  | 07/22/2020 | 73 | 202535033 | 12/23/2020
Carrier Corp. - Syracuse | Bryant Heating & Cooling Systems | 581KJ05*130* | Federally-Regulated Consumer Product | Weatherized Non-Condensing Gas | 2640 | 312 |  | 07/22/2020 | 106 | 202535044 | 12/23/2020
Carrier Corp. - Syracuse | Bryant Heating & Cooling Systems | 582KJ05*130* | Federally-Regulated Consumer Product | Weatherized Non-Condensing Gas | 2640 | 312 |  | 07/22/2020 | 106 | 202535036 | 12/23/2020
Carrier Corp. - Syracuse | Bryant Heating & Cooling Systems | 582KJ05*065* | Federally-Regulated Consumer Product | Weatherized Non-Condensing Gas | 2640 | 312 |  | 07/22/2020 | 53 | 202535031 | 12/23/2020
Carrier Corp. - Syracuse | Bryant Heating & Cooling Systems | 581KJ05*090* | Federally-Regulated Consumer Product | Weatherized Non-Condensing Gas | 2640 | 312 |  | 07/22/2020 | 73 | 202535042 | 12/23/2020
Carrier Corp. - Syracuse | Bryant Heating & Cooling Systems | 582KJ06*090* | Federally-Regulated Consumer Product | Weatherized Non-Condensing Gas | 2694 | 302 |  | 07/22/2020 | 73 | 202535035 | 12/23/2020
Carrier Corp. - Syracuse | Bryant Heating & Cooling Systems | 582KJ06*130* | Federally-Regulated Consumer Product | Weatherized Non-Condensing Gas | 2694 | 302 |  | 07/22/2020 | 106 | 202535037 | 12/23/2020
Carrier Corp. - Syracuse | Bryant Heating & Cooling Systems | 581KJ06*090* | Federally-Regulated Consumer Product | Weatherized Non-Condensing Gas | 2694 | 302 |  | 07/22/2020 | 73 | 202535043 | 12/23/2020
Carrier Corp. - Syracuse | Bryant Heating & Cooling Systems | 581KJ06*065* | Federally-Regulated Consumer Product | Weatherized Non-Condensing Gas | 2694 | 302 |  | 07/22/2020 | 53 | 202535040 | 12/23/2020
Carrier Corp. - Syracuse | Bryant Heating & Cooling Systems | 581KJ06*130* | Federally-Regulated Consumer Product | Weatherized Non-Condensing Gas | 2694 | 302 |  | 07/22/2020 | 106 | 202535045 | 12/23/2020
Carrier Corp. - Syracuse | Bryant Heating & Cooling Systems | 581KJ04*090* | Federally-Regulated Consumer Product | Weatherized Non-Condensing Gas | 1889 | 281 |  | 07/22/2020 | 73 | 202535041 | 12/23/2020
Carrier Corp. - Syracuse | Bryant Heating & Cooling Systems | 582KJ05*090* | Federally-Regulated Consumer Product | Weatherized Non-Condensing Gas | 2640 | 312 |  | 07/22/2020 | 73 | 202535034 | 12/23/2020
Carrier Corp. - Syracuse | ICP Commercial | RGW036KR* | Federally-Regulated Consumer Product | Weatherized Non-Condensing Gas | 1889 | 281 |  | 12/23/2020 | 73 | 202535073 | 12/23/2020
Carrier Corp. - Syracuse | ICP Commercial | RGV060KE* | Federally-Regulated Consumer Product | Weatherized Non-Condensing Gas | 2694 | 302 |  | 12/23/2020 | 73 | 202535051 | 12/23/2020
Carrier Corp. - Syracuse | ICP Commercial | RGV060KR* | Federally-Regulated Consumer Product | Weatherized Non-Condensing Gas | 2694 | 302 |  | 12/23/2020 | 73 | 202535059 | 12/23/2020
Carrier Corp. - Syracuse | ICP Commercial | RGV048KF* | Federally-Regulated Consumer Product | Weatherized Non-Condensing Gas | 2640 | 312 |  | 12/23/2020 | 106 | 202535052 | 12/23/2020
Carrier Corp. - Syracuse | ICP Commercial | RGW036KS* | Federally-Regulated Consumer Product | Weatherized Non-Condensing Gas | 1889 | 281 |  | 12/23/2020 | 53 | 202535070 | 12/23/2020
Carrier Corp. - Syracuse | ICP Commercial | RGW060KT* | Federally-Regulated Consumer Product | Weatherized Non-Condensing Gas | 2694 | 302 |  | 12/23/2020 | 106 | 202535077 | 12/23/2020
Carrier Corp. - Syracuse | ICP Commercial | RGW048KR* | Federally-Regulated Consumer Product | Weatherized Non-Condensing Gas | 2640 | 312 |  | 12/23/2020 | 73 | 202535074 | 12/23/2020
Carrier Corp. - Syracuse | ICP Commercial | RGV060KT* | Federally-Regulated Consumer Product | Weatherized Non-Condensing Gas | 2694 | 302 |  | 12/23/2020 | 106 | 202535061 | 12/23/2020
Carrier Corp. - Syracuse | ICP Commercial | RGV060KS* | Federally-Regulated Consumer Product | Weatherized Non-Condensing Gas | 2694 | 302 |  | 12/23/2020 | 53 | 202535056 | 12/23/2020
Carrier Corp. - Syracuse | ICP Commercial | RGW060KE* | Federally-Regulated Consumer Product | Weatherized Non-Condensing Gas | 2694 | 302 |  | 12/23/2020 | 73 | 202535067 | 12/23/2020
Carrier Corp. - Syracuse | ICP Commercial | RGW048KD* | Federally-Regulated Consumer Product | Weatherized Non-Condensing Gas | 2640 | 312 |  | 12/23/2020 | 53 | 202535063 | 12/23/2020
Carrier Corp. - Syracuse | ICP Commercial | RGV048KT* | Federally-Regulated Consumer Product | Weatherized Non-Condensing Gas | 2640 | 312 |  | 12/23/2020 | 106 | 202535060 | 12/23/2020
Carrier Corp. - Syracuse | ICP Commercial | RGW060KF* | Federally-Regulated Consumer Product | Weatherized Non-Condensing Gas | 2694 | 302 |  | 12/23/2020 | 106 | 202535069 | 12/23/2020
Carrier Corp. - Syracuse | ICP Commercial | RGV036KE* | Federally-Regulated Consumer Product | Weatherized Non-Condensing Gas | 1889 | 281 |  | 12/23/2020 | 73 | 202535049 | 12/23/2020
Carrier Corp. - Syracuse | ICP Commercial | RGW048KF* | Federally-Regulated Consumer Product | Weatherized Non-Condensing Gas | 2640 | 312 |  | 12/23/2020 | 106 | 202535068 | 12/23/2020
Carrier Corp. - Syracuse | ICP Commercial | RGV048KE* | Federally-Regulated Consumer Product | Weatherized Non-Condensing Gas | 2640 | 312 |  | 12/23/2020 | 73 | 202535050 | 12/23/2020
Carrier Corp. - Syracuse | ICP Commercial | RGV036KR* | Federally-Regulated Consumer Product | Weatherized Non-Condensing Gas | 1889 | 281 |  | 12/23/2020 | 73 | 202535057 | 12/23/2020
Carrier Corp. - Syracuse | ICP Commercial | RGW048KS* | Federally-Regulated Consumer Product | Weatherized Non-Condensing Gas | 2640 | 312 |  | 12/23/2020 | 53 | 202535071 | 12/23/2020
Carrier Corp. - Syracuse | ICP Commercial | RGV060KF* | Federally-Regulated Consumer Product | Weatherized Non-Condensing Gas | 2694 | 302 |  | 12/23/2020 | 106 | 202535053 | 12/23/2020
Carrier Corp. - Syracuse | ICP Commercial | RGV048KR* | Federally-Regulated Consumer Product | Weatherized Non-Condensing Gas | 2640 | 312 |  | 12/23/2020 | 73 | 202535058 | 12/23/2020
Carrier Corp. - Syracuse | ICP Commercial | RGV048KS* | Federally-Regulated Consumer Product | Weatherized Non-Condensing Gas | 2640 | 312 |  | 12/23/2020 | 53 | 202535055 | 12/23/2020
Carrier Corp. - Syracuse | ICP Commercial | RGV060KD* | Federally-Regulated Consumer Product | Weatherized Non-Condensing Gas | 2694 | 302 |  | 12/23/2020 | 53 | 202535048 | 12/23/2020
Carrier Corp. - Syracuse | ICP Commercial | RGV036KD* | Federally-Regulated Consumer Product | Weatherized Non-Condensing Gas | 1889 | 281 |  | 12/23/2020 | 53 | 202535046 | 12/23/2020
Carrier Corp. - Syracuse | ICP Commercial | RGW060KS* | Federally-Regulated Consumer Product | Weatherized Non-Condensing Gas | 2694 | 302 |  | 12/23/2020 | 53 | 202535072 | 12/23/2020
Carrier Corp. - Syracuse | ICP Commercial | RGV048KD* | Federally-Regulated Consumer Product | Weatherized Non-Condensing Gas | 2640 | 312 |  | 12/23/2020 | 53 | 202535047 | 12/23/2020
Carrier Corp. - Syracuse | ICP Commercial | RGW036KE* | Federally-Regulated Consumer Product | Weatherized Non-Condensing Gas | 1889 | 281 |  | 12/23/2020 | 73 | 202535065 | 12/23/2020
Carrier Corp. - Syracuse | ICP Commercial | RGW060KD* | Federally-Regulated Consumer Product | Weatherized Non-Condensing Gas | 2694 | 302 |  | 12/23/2020 | 53 | 202535064 | 12/23/2020
Carrier Corp. - Syracuse | ICP Commercial | RGW060KR* | Federally-Regulated Consumer Product | Weatherized Non-Condensing Gas | 2694 | 302 |  | 12/23/2020 | 73 | 202535075 | 12/23/2020
Carrier Corp. - Syracuse | ICP Commercial | RGW048KE* | Federally-Regulated Consumer Product | Weatherized Non-Condensing Gas | 2640 | 312 |  | 12/23/2020 | 73 | 202535066 | 12/23/2020
Carrier Corp. - Syracuse | ICP Commercial | RGV036KS* | Federally-Regulated Consumer Product | Weatherized Non-Condensing Gas | 1889 | 281 |  | 12/23/2020 | 53 | 202535054 | 12/23/2020
Carrier Corp. - Syracuse | ICP Commercial | RGW048KT* | Federally-Regulated Consumer Product | Weatherized Non-Condensing Gas | 2640 | 312 |  | 12/23/2020 | 106 | 202535076 | 12/23/2020
Carrier Corp. - Syracuse | ICP Commercial | RGW036KD* | Federally-Regulated Consumer Product | Weatherized Non-Condensing Gas | 1889 | 281 |  | 12/23/2020 | 53 | 202535062 | 12/23/2020
Lennox Industries Inc. | Lennox | ML180UH070V36A** | Federally-Regulated Consumer Product | Non-Weatherized, Non-Condensin | 1314 | 240 |  | 11/11/2020 | 66713 | 204457112 | 12/23/2020
Lennox Industries Inc. | Lennox | ML180UH110V60C** | Federally-Regulated Consumer Product | Non-Weatherized, Non-Condensin | 2247 | 259 |  | 09/02/2020 | 110383 | 204457116 | 12/23/2020
Lennox Industries Inc. | Lennox | ML180UH070V48B** | Federally-Regulated Consumer Product | Non-Weatherized, Non-Condensin | 1785 | 161 |  | 09/02/2020 | 66173 | 204457114 | 12/23/2020
Lennox Industries Inc. | Lennox | ML180UH090V48B** | Federally-Regulated Consumer Product | Non-Weatherized, Non-Condensin | 1509 | 248 |  | 11/11/2020 | 89108 | 204457115 | 12/23/2020
Lennox Industries Inc. | Lennox | ML180UH045V36A** | Federally-Regulated Consumer Product | Non-Weatherized, Non-Condensin | 1306 | 239 |  | 11/11/2020 | 44002 | 204457111 | 12/23/2020
Carrier Corp. - Syracuse | Arcoaire | RGV048KE* | Federally-Regulated Consumer Product | Weatherized Non-Condensing Gas | 2640 | 312 |  | 07/22/2020 | 73 | 202535114 | 12/23/2020
Carrier Corp. - Syracuse | Arcoaire | RGV048KF* | Federally-Regulated Consumer Product | Weatherized Non-Condensing Gas | 2640 | 312 |  | 07/22/2020 | 106 | 202535116 | 12/23/2020
Carrier Corp. - Syracuse | Arcoaire | RGW048KE* | Federally-Regulated Consumer Product | Weatherized Non-Condensing Gas | 2640 | 312 |  | 07/22/2020 | 73 | 202535130 | 12/23/2020
Carrier Corp. - Syracuse | Arcoaire | RGV048KS* | Federally-Regulated Consumer Product | Weatherized Non-Condensing Gas | 2640 | 312 |  | 07/22/2020 | 53 | 202535119 | 12/23/2020
Carrier Corp. - Syracuse | Arcoaire | RGV048KR* | Federally-Regulated Consumer Product | Weatherized Non-Condensing Gas | 2640 | 312 |  | 07/22/2020 | 73 | 202535122 | 12/23/2020
Carrier Corp. - Syracuse | Arcoaire | RGV060KE* | Federally-Regulated Consumer Product | Weatherized Non-Condensing Gas | 2694 | 302 |  | 07/22/2020 | 73 | 202535115 | 12/23/2020
Carrier Corp. - Syracuse | Arcoaire | RGW048KT* | Federally-Regulated Consumer Product | Weatherized Non-Condensing Gas | 2640 | 312 |  | 07/22/2020 | 106 | 202535140 | 12/23/2020
Carrier Corp. - Syracuse | Arcoaire | RGV060KR* | Federally-Regulated Consumer Product | Weatherized Non-Condensing Gas | 2694 | 302 |  | 07/22/2020 | 73 | 202535123 | 12/23/2020
Carrier Corp. - Syracuse | Arcoaire | RGW048KD* | Federally-Regulated Consumer Product | Weatherized Non-Condensing Gas | 2640 | 312 |  | 07/22/2020 | 53 | 202535127 | 12/23/2020
Carrier Corp. - Syracuse | Arcoaire | RGW036KR* | Federally-Regulated Consumer Product | Weatherized Non-Condensing Gas | 1889 | 281 |  | 07/22/2020 | 73 | 202535137 | 12/23/2020
Carrier Corp. - Syracuse | Arcoaire | RGW060KF* | Federally-Regulated Consumer Product | Weatherized Non-Condensing Gas | 2694 | 302 |  | 07/22/2020 | 106 | 202535133 | 12/23/2020
Carrier Corp. - Syracuse | Arcoaire | RGV060KF* | Federally-Regulated Consumer Product | Weatherized Non-Condensing Gas | 2694 | 302 |  | 07/22/2020 | 106 | 202535117 | 12/23/2020
Carrier Corp. - Syracuse | Arcoaire | RGW048KR* | Federally-Regulated Consumer Product | Weatherized Non-Condensing Gas | 2640 | 312 |  | 07/22/2020 | 73 | 202535138 | 12/23/2020
Carrier Corp. - Syracuse | Arcoaire | RGW060KR* | Federally-Regulated Consumer Product | Weatherized Non-Condensing Gas | 2694 | 302 |  | 07/22/2020 | 73 | 202535139 | 12/23/2020
Carrier Corp. - Syracuse | Arcoaire | RGV048KD* | Federally-Regulated Consumer Product | Weatherized Non-Condensing Gas | 2640 | 312 |  | 07/22/2020 | 53 | 202535111 | 12/23/2020
Carrier Corp. - Syracuse | Arcoaire | RGW036KS* | Federally-Regulated Consumer Product | Weatherized Non-Condensing Gas | 1889 | 281 |  | 07/22/2020 | 53 | 202535134 | 12/23/2020
Carrier Corp. - Syracuse | Arcoaire | RGW060KT* | Federally-Regulated Consumer Product | Weatherized Non-Condensing Gas | 2694 | 302 |  | 07/22/2020 | 106 | 202535141 | 12/23/2020
Carrier Corp. - Syracuse | Arcoaire | RGW060KS* | Federally-Regulated Consumer Product | Weatherized Non-Condensing Gas | 2694 | 302 |  | 07/22/2020 | 53 | 202535136 | 12/23/2020
Carrier Corp. - Syracuse | Arcoaire | RGW036KD* | Federally-Regulated Consumer Product | Weatherized Non-Condensing Gas | 1889 | 281 |  | 07/22/2020 | 53 | 202535126 | 12/23/2020
Carrier Corp. - Syracuse | Arcoaire | RGV060KD* | Federally-Regulated Consumer Product | Weatherized Non-Condensing Gas | 2694 | 302 |  | 07/22/2020 | 53 | 202535112 | 12/23/2020
Carrier Corp. - Syracuse | Arcoaire | RGW048KF* | Federally-Regulated Consumer Product | Weatherized Non-Condensing Gas | 2640 | 312 |  | 07/22/2020 | 106 | 202535132 | 12/23/2020
Carrier Corp. - Syracuse | Arcoaire | RGW048KS* | Federally-Regulated Consumer Product | Weatherized Non-Condensing Gas | 2640 | 312 |  | 07/22/2020 | 53 | 202535135 | 12/23/2020
Carrier Corp. - Syracuse | Arcoaire | RGV036KR* | Federally-Regulated Consumer Product | Weatherized Non-Condensing Gas | 1889 | 281 |  | 07/22/2020 | 73 | 202535121 | 12/23/2020
Carrier Corp. - Syracuse | Arcoaire | RGV036KE* | Federally-Regulated Consumer Product | Weatherized Non-Condensing Gas | 1889 | 281 |  | 07/22/2020 | 73 | 202535113 | 12/23/2020
Carrier Corp. - Syracuse | Arcoaire | RGV036KD* | Federally-Regulated Consumer Product | Weatherized Non-Condensing Gas | 1889 | 281 |  | 07/22/2020 | 53 | 202535110 | 12/23/2020
Carrier Corp. - Syracuse | Arcoaire | RGW060KE* | Federally-Regulated Consumer Product | Weatherized Non-Condensing Gas | 2694 | 302 |  | 07/22/2020 | 73 | 202535131 | 12/23/2020
Carrier Corp. - Syracuse | Arcoaire | RGV060KS* | Federally-Regulated Consumer Product | Weatherized Non-Condensing Gas | 2694 | 302 |  | 07/22/2020 | 53 | 202535120 | 12/23/2020
Carrier Corp. - Syracuse | Arcoaire | RGW036KE* | Federally-Regulated Consumer Product | Weatherized Non-Condensing Gas | 1889 | 281 |  | 07/22/2020 | 73 | 202535129 | 12/23/2020
Carrier Corp. - Syracuse | Arcoaire | RGV048KT* | Federally-Regulated Consumer Product | Weatherized Non-Condensing Gas | 2640 | 312 |  | 07/22/2020 | 106 | 202535124 | 12/23/2020
Carrier Corp. - Syracuse | Arcoaire | RGW060KD* | Federally-Regulated Consumer Product | Weatherized Non-Condensing Gas | 2694 | 302 |  | 07/22/2020 | 53 | 202535128 | 12/23/2020
Carrier Corp. - Syracuse | Arcoaire | RGV060KT* | Federally-Regulated Consumer Product | Weatherized Non-Condensing Gas | 2694 | 302 |  | 07/22/2020 | 106 | 202535125 | 12/23/2020
Carrier Corp. - Syracuse | Arcoaire | RGV036KS* | Federally-Regulated Consumer Product | Weatherized Non-Condensing Gas | 1889 | 281 |  | 07/22/2020 | 53 | 202535118 | 12/23/2020
Carrier Corp. - Syracuse | Heil | RGW036KR* | Federally-Regulated Consumer Product | Weatherized Non-Condensing Gas | 1889 | 281 |  | 07/22/2020 | 73 | 202535233 | 12/23/2020
Carrier Corp. - Syracuse | Heil | RGV060KE* | Federally-Regulated Consumer Product | Weatherized Non-Condensing Gas | 2694 | 302 |  | 07/22/2020 | 73 | 202535211 | 12/23/2020
Carrier Corp. - Syracuse | Heil | RGV036KS* | Federally-Regulated Consumer Product | Weatherized Non-Condensing Gas | 1889 | 281 |  | 07/22/2020 | 53 | 202535214 | 12/23/2020
Carrier Corp. - Syracuse | Heil | RGW060KT* | Federally-Regulated Consumer Product | Weatherized Non-Condensing Gas | 2694 | 302 |  | 07/22/2020 | 106 | 202535237 | 12/23/2020
Carrier Corp. - Syracuse | Heil | RGW060KE* | Federally-Regulated Consumer Product | Weatherized Non-Condensing Gas | 2694 | 302 |  | 07/22/2020 | 73 | 202535227 | 12/23/2020
Carrier Corp. - Syracuse | Heil | RGV036KR* | Federally-Regulated Consumer Product | Weatherized Non-Condensing Gas | 1889 | 281 |  | 07/22/2020 | 73 | 202535217 | 12/23/2020
Carrier Corp. - Syracuse | Heil | RGW060KR* | Federally-Regulated Consumer Product | Weatherized Non-Condensing Gas | 2694 | 302 |  | 07/22/2020 | 73 | 202535235 | 12/23/2020
Carrier Corp. - Syracuse | Heil | RGW048KF* | Federally-Regulated Consumer Product | Weatherized Non-Condensing Gas | 2640 | 312 |  | 07/22/2020 | 106 | 202535228 | 12/23/2020
Carrier Corp. - Syracuse | Heil | RGW036KD* | Federally-Regulated Consumer Product | Weatherized Non-Condensing Gas | 1889 | 281 |  | 07/22/2020 | 53 | 202535222 | 12/23/2020
Carrier Corp. - Syracuse | Heil | RGV060KD* | Federally-Regulated Consumer Product | Weatherized Non-Condensing Gas | 2694 | 302 |  | 07/22/2020 | 53 | 202535208 | 12/23/2020
Carrier Corp. - Syracuse | Heil | RGW036KS* | Federally-Regulated Consumer Product | Weatherized Non-Condensing Gas | 1889 | 281 |  | 07/22/2020 | 53 | 202535230 | 12/23/2020
Carrier Corp. - Syracuse | Heil | RGV048KE* | Federally-Regulated Consumer Product | Weatherized Non-Condensing Gas | 2640 | 312 |  | 07/22/2020 | 73 | 202535210 | 12/23/2020
Carrier Corp. - Syracuse | Heil | RGV048KT* | Federally-Regulated Consumer Product | Weatherized Non-Condensing Gas | 2640 | 312 |  | 07/22/2020 | 106 | 202535220 | 12/23/2020
Carrier Corp. - Syracuse | Heil | RGV048KD* | Federally-Regulated Consumer Product | Weatherized Non-Condensing Gas | 2640 | 312 |  | 07/22/2020 | 53 | 202535207 | 12/23/2020
Carrier Corp. - Syracuse | Heil | RGV060KF* | Federally-Regulated Consumer Product | Weatherized Non-Condensing Gas | 2694 | 302 |  | 07/22/2020 | 106 | 202535213 | 12/23/2020
Carrier Corp. - Syracuse | Heil | RGW048KD* | Federally-Regulated Consumer Product | Weatherized Non-Condensing Gas | 2640 | 312 |  | 07/22/2020 | 53 | 202535223 | 12/23/2020
Carrier Corp. - Syracuse | Heil | RGW036KE* | Federally-Regulated Consumer Product | Weatherized Non-Condensing Gas | 1889 | 281 |  | 07/22/2020 | 73 | 202535225 | 12/23/2020
Carrier Corp. - Syracuse | Heil | RGV048KS* | Federally-Regulated Consumer Product | Weatherized Non-Condensing Gas | 2640 | 312 |  | 07/22/2020 | 53 | 202535215 | 12/23/2020
Carrier Corp. - Syracuse | Heil | RGW048KR* | Federally-Regulated Consumer Product | Weatherized Non-Condensing Gas | 2640 | 312 |  | 07/22/2020 | 73 | 202535234 | 12/23/2020
Carrier Corp. - Syracuse | Heil | RGV060KT* | Federally-Regulated Consumer Product | Weatherized Non-Condensing Gas | 2694 | 302 |  | 07/22/2020 | 106 | 202535221 | 12/23/2020
Carrier Corp. - Syracuse | Heil | RGV060KR* | Federally-Regulated Consumer Product | Weatherized Non-Condensing Gas | 2694 | 302 |  | 07/22/2020 | 73 | 202535219 | 12/23/2020
Carrier Corp. - Syracuse | Heil | RGV060KS* | Federally-Regulated Consumer Product | Weatherized Non-Condensing Gas | 2694 | 302 |  | 07/22/2020 | 53 | 202535216 | 12/23/2020
Carrier Corp. - Syracuse | Heil | RGW048KT* | Federally-Regulated Consumer Product | Weatherized Non-Condensing Gas | 2640 | 312 |  | 07/22/2020 | 106 | 202535236 | 12/23/2020
Carrier Corp. - Syracuse | Heil | RGW060KD* | Federally-Regulated Consumer Product | Weatherized Non-Condensing Gas | 2694 | 302 |  | 07/22/2020 | 53 | 202535224 | 12/23/2020
Carrier Corp. - Syracuse | Heil | RGV048KF* | Federally-Regulated Consumer Product | Weatherized Non-Condensing Gas | 2640 | 312 |  | 07/22/2020 | 106 | 202535212 | 12/23/2020
Carrier Corp. - Syracuse | Heil | RGW060KS* | Federally-Regulated Consumer Product | Weatherized Non-Condensing Gas | 2694 | 302 |  | 07/22/2020 | 53 | 202535232 | 12/23/2020
Carrier Corp. - Syracuse | Heil | RGV036KD* | Federally-Regulated Consumer Product | Weatherized Non-Condensing Gas | 1889 | 281 |  | 07/22/2020 | 53 | 202535206 | 12/23/2020
Carrier Corp. - Syracuse | Heil | RGW048KE* | Federally-Regulated Consumer Product | Weatherized Non-Condensing Gas | 2640 | 312 |  | 07/22/2020 | 73 | 202535226 | 12/23/2020
Carrier Corp. - Syracuse | Heil | RGV036KE* | Federally-Regulated Consumer Product | Weatherized Non-Condensing Gas | 1889 | 281 |  | 07/22/2020 | 73 | 202535209 | 12/23/2020
Carrier Corp. - Syracuse | Heil | RGW048KS* | Federally-Regulated Consumer Product | Weatherized Non-Condensing Gas | 2640 | 312 |  | 07/22/2020 | 53 | 202535231 | 12/23/2020
Carrier Corp. - Syracuse | Heil | RGV048KR* | Federally-Regulated Consumer Product | Weatherized Non-Condensing Gas | 2640 | 312 |  | 07/22/2020 | 73 | 202535218 | 12/23/2020
Carrier Corp. - Syracuse | Heil | RGW060KF* | Federally-Regulated Consumer Product | Weatherized Non-Condensing Gas | 2694 | 302 |  | 07/22/2020 | 106 | 202535229 | 12/23/2020
Carrier Corp. - Syracuse | Tempstar | RGV060KD* | Federally-Regulated Consumer Product | Weatherized Non-Condensing Gas | 2694 | 302 |  | 07/22/2020 | 53 | 202535272 | 12/23/2020
Carrier Corp. - Syracuse | Tempstar | RGV060KR* | Federally-Regulated Consumer Product | Weatherized Non-Condensing Gas | 2694 | 302 |  | 07/22/2020 | 73 | 202535283 | 12/23/2020
Carrier Corp. - Syracuse | Tempstar | RGV048KD* | Federally-Regulated Consumer Product | Weatherized Non-Condensing Gas | 2640 | 312 |  | 07/22/2020 | 53 | 202535271 | 12/23/2020
Carrier Corp. - Syracuse | Tempstar | RGW060KR* | Federally-Regulated Consumer Product | Weatherized Non-Condensing Gas | 2694 | 302 |  | 07/22/2020 | 73 | 202535299 | 12/23/2020
Carrier Corp. - Syracuse | Tempstar | RGV036KE* | Federally-Regulated Consumer Product | Weatherized Non-Condensing Gas | 1889 | 281 |  | 07/22/2020 | 73 | 202535273 | 12/23/2020
Carrier Corp. - Syracuse | Tempstar | RGV060KS* | Federally-Regulated Consumer Product | Weatherized Non-Condensing Gas | 2694 | 302 |  | 07/22/2020 | 53 | 202535280 | 12/23/2020
Carrier Corp. - Syracuse | Tempstar | RGW048KE* | Federally-Regulated Consumer Product | Weatherized Non-Condensing Gas | 2640 | 312 |  | 07/22/2020 | 73 | 202535290 | 12/23/2020
Carrier Corp. - Syracuse | Tempstar | RGW036KS* | Federally-Regulated Consumer Product | Weatherized Non-Condensing Gas | 1889 | 281 |  | 07/22/2020 | 53 | 202535294 | 12/23/2020
Carrier Corp. - Syracuse | Tempstar | RGW060KE* | Federally-Regulated Consumer Product | Weatherized Non-Condensing Gas | 2694 | 302 |  | 07/22/2020 | 73 | 202535291 | 12/23/2020
Carrier Corp. - Syracuse | Tempstar | RGW036KR* | Federally-Regulated Consumer Product | Weatherized Non-Condensing Gas | 1889 | 281 |  | 07/22/2020 | 73 | 202535297 | 12/23/2020
Carrier Corp. - Syracuse | Tempstar | RGW048KR* | Federally-Regulated Consumer Product | Weatherized Non-Condensing Gas | 2640 | 312 |  | 07/22/2020 | 73 | 202535298 | 12/23/2020
Carrier Corp. - Syracuse | Tempstar | RGV048KR* | Federally-Regulated Consumer Product | Weatherized Non-Condensing Gas | 2640 | 312 |  | 07/22/2020 | 73 | 202535282 | 12/23/2020
Carrier Corp. - Syracuse | Tempstar | RGW060KF* | Federally-Regulated Consumer Product | Weatherized Non-Condensing Gas | 2694 | 302 |  | 07/22/2020 | 106 | 202535293 | 12/23/2020
Carrier Corp. - Syracuse | Tempstar | RGW048KS* | Federally-Regulated Consumer Product | Weatherized Non-Condensing Gas | 2640 | 312 |  | 07/22/2020 | 53 | 202535295 | 12/23/2020
Carrier Corp. - Syracuse | Tempstar | RGW060KD* | Federally-Regulated Consumer Product | Weatherized Non-Condensing Gas | 2694 | 302 |  | 07/22/2020 | 53 | 202535288 | 12/23/2020
Carrier Corp. - Syracuse | Tempstar | RGW060KS* | Federally-Regulated Consumer Product | Weatherized Non-Condensing Gas | 2694 | 302 |  | 07/22/2020 | 53 | 202535296 | 12/23/2020
Carrier Corp. - Syracuse | Tempstar | RGV036KS* | Federally-Regulated Consumer Product | Weatherized Non-Condensing Gas | 1889 | 281 |  | 07/22/2020 | 53 | 202535278 | 12/23/2020
Carrier Corp. - Syracuse | Tempstar | RGW048KT* | Federally-Regulated Consumer Product | Weatherized Non-Condensing Gas | 2640 | 312 |  | 07/22/2020 | 106 | 202535300 | 12/23/2020
Carrier Corp. - Syracuse | Tempstar | RGW048KD* | Federally-Regulated Consumer Product | Weatherized Non-Condensing Gas | 2640 | 312 |  | 07/22/2020 | 53 | 202535287 | 12/23/2020
Carrier Corp. - Syracuse | Tempstar | RGV060KE* | Federally-Regulated Consumer Product | Weatherized Non-Condensing Gas | 2694 | 302 |  | 07/22/2020 | 73 | 202535275 | 12/23/2020
Carrier Corp. - Syracuse | Tempstar | RGV060KT* | Federally-Regulated Consumer Product | Weatherized Non-Condensing Gas | 2694 | 302 |  | 07/22/2020 | 106 | 202535285 | 12/23/2020
Carrier Corp. - Syracuse | Tempstar | RGW060KT* | Federally-Regulated Consumer Product | Weatherized Non-Condensing Gas | 2694 | 302 |  | 07/22/2020 | 106 | 202535301 | 12/23/2020
Carrier Corp. - Syracuse | Tempstar | RGW036KE* | Federally-Regulated Consumer Product | Weatherized Non-Condensing Gas | 1889 | 281 |  | 07/22/2020 | 73 | 202535289 | 12/23/2020
Carrier Corp. - Syracuse | Tempstar | RGW036KD* | Federally-Regulated Consumer Product | Weatherized Non-Condensing Gas | 1889 | 281 |  | 07/22/2020 | 53 | 202535286 | 12/23/2020
Carrier Corp. - Syracuse | Tempstar | RGV048KS* | Federally-Regulated Consumer Product | Weatherized Non-Condensing Gas | 2640 | 312 |  | 07/22/2020 | 53 | 202535279 | 12/23/2020
Carrier Corp. - Syracuse | Tempstar | RGW048KF* | Federally-Regulated Consumer Product | Weatherized Non-Condensing Gas | 2640 | 312 |  | 07/22/2020 | 106 | 202535292 | 12/23/2020
Carrier Corp. - Syracuse | Tempstar | RGV060KF* | Federally-Regulated Consumer Product | Weatherized Non-Condensing Gas | 2694 | 302 |  | 07/22/2020 | 106 | 202535277 | 12/23/2020
Carrier Corp. - Syracuse | Tempstar | RGV048KT* | Federally-Regulated Consumer Product | Weatherized Non-Condensing Gas | 2640 | 312 |  | 07/22/2020 | 106 | 202535284 | 12/23/2020
Carrier Corp. - Syracuse | Tempstar | RGV036KD* | Federally-Regulated Consumer Product | Weatherized Non-Condensing Gas | 1889 | 281 |  | 07/22/2020 | 53 | 202535270 | 12/23/2020
Carrier Corp. - Syracuse | Tempstar | RGV048KE* | Federally-Regulated Consumer Product | Weatherized Non-Condensing Gas | 2640 | 312 |  | 07/22/2020 | 73 | 202535274 | 12/23/2020
Carrier Corp. - Syracuse | Tempstar | RGV036KR* | Federally-Regulated Consumer Product | Weatherized Non-Condensing Gas | 1889 | 281 |  | 07/22/2020 | 73 | 202535281 | 12/23/2020
Carrier Corp. - Syracuse | Tempstar | RGV048KF* | Federally-Regulated Consumer Product | Weatherized Non-Condensing Gas | 2640 | 312 |  | 07/22/2020 | 106 | 202535276 | 12/23/2020
Nordyne, LLC | Intertherm | MG2S-072F2ABM* | Federally-Regulated Consumer Product | Mobile Home Non-Weatherized, C | 1565 | 350 |  | 12/16/2020 | 46903 | 203053453 | 12/23/2020
Nordyne, LLC | Intertherm | MG2S-060F2ABM* | Federally-Regulated Consumer Product | Mobile Home Non-Weatherized, C | 1292 | 330 |  | 12/16/2020 | 39969 | 203053451 | 12/23/2020
Nordyne, LLC | Intertherm | MG2S-045F2ABM* | Federally-Regulated Consumer Product | Mobile Home Non-Weatherized, C | 1603 | 352 |  | 12/16/2020 | 29516 | 203053448 | 12/23/2020
Nordyne, LLC | Miller | MG2S-060F2ABM* | Federally-Regulated Consumer Product | Mobile Home Non-Weatherized, C | 1292 | 330 |  | 12/16/2020 | 39969 | 203049600 | 12/23/2020
Nordyne, LLC | Miller | MG2S-045F2ABM* | Federally-Regulated Consumer Product | Mobile Home Non-Weatherized, C | 1603 | 352 |  | 12/16/2020 | 29516 | 203049588 | 12/23/2020
Nordyne, LLC | Miller | MG2S-072F2ABM* | Federally-Regulated Consumer Product | Mobile Home Non-Weatherized, C | 1565 | 350 |  | 12/16/2020 | 46903 | 203049615 | 12/23/2020
Nordyne, LLC | Broan | MG2S-045F2ABM* | Federally-Regulated Consumer Product | Mobile Home Non-Weatherized, C | 1603 | 352 |  | 12/16/2020 | 29516 | 203049587 | 12/23/2020
Nordyne, LLC | Broan | MG2S-060F2ABM* | Federally-Regulated Consumer Product | Mobile Home Non-Weatherized, C | 1292 | 330 |  | 12/16/2020 | 39969 | 203049599 | 12/23/2020
Nordyne, LLC | Broan | MG2S-072F2ABM* | Federally-Regulated Consumer Product | Mobile Home Non-Weatherized, C | 1565 | 350 |  | 12/16/2020 | 46903 | 203049612 | 12/23/2020
Nordyne, LLC | REVOLV | MG2S-072F2ABM* | Federally-Regulated Consumer Product | Mobile Home Non-Weatherized, C | 1565 | 350 |  | 12/16/2020 | 46903 | 203049801 | 12/23/2020
Nordyne, LLC | REVOLV | MG2S-045F2ABM* | Federally-Regulated Consumer Product | Mobile Home Non-Weatherized, C | 1603 | 352 |  | 12/16/2020 | 29516 | 203049789 | 12/23/2020
Nordyne, LLC | REVOLV | MG2S-060F2ABM* | Federally-Regulated Consumer Product | Mobile Home Non-Weatherized, C | 1292 | 330 |  | 12/16/2020 | 39969 | 203049796 | 12/23/2020
Nordyne, LLC | NORTEK GLOBAL HVAC LLC | MG2S-045F2ABM* | Federally-Regulated Consumer Product | Mobile Home Non-Weatherized, C | 1603 | 352 |  | 12/16/2020 | 29516 | 203049481 | 12/23/2020
Nordyne, LLC | NORTEK GLOBAL HVAC LLC | MG2S-072F2ABM* | Federally-Regulated Consumer Product | Mobile Home Non-Weatherized, C | 1565 | 350 |  | 12/16/2020 | 46903 | 203049492 | 12/23/2020
Nordyne, LLC | NORTEK GLOBAL HVAC LLC | MG2S-060F2ABM* | Federally-Regulated Consumer Product | Mobile Home Non-Weatherized, C | 1292 | 330 |  | 12/16/2020 | 39969 | 203049486 | 12/23/2020
Nordyne, LLC | Maytag | MG2S-072F2ABM* | Federally-Regulated Consumer Product | Mobile Home Non-Weatherized, C | 1565 | 350 |  | 12/16/2020 | 46903 | 203049616 | 12/23/2020
Nordyne, LLC | Maytag | MG2S-060F2ABM* | Federally-Regulated Consumer Product | Mobile Home Non-Weatherized, C | 1292 | 330 |  | 12/16/2020 | 39969 | 203049601 | 12/23/2020
Nordyne, LLC | Maytag | MG2S-045F2ABM* | Federally-Regulated Consumer Product | Mobile Home Non-Weatherized, C | 1603 | 352 |  | 12/16/2020 | 29516 | 203049590 | 12/23/2020
Nordyne, LLC | Broan | MG2S-045F2ABM* | Federally-Regulated Consumer Product | Mobile Home Non-Weatherized, C | 1603 | 352 |  | 12/23/2020 | 29516 | 203049587 | 12/23/2020
Nordyne, LLC | Broan | MG2S-060F2ABM* | Federally-Regulated Consumer Product | Mobile Home Non-Weatherized, C | 1292 | 330 |  | 12/23/2020 | 39969 | 203049599 | 12/23/2020
Nordyne, LLC | Broan | MG2S-072F2ABM* | Federally-Regulated Consumer Product | Mobile Home Non-Weatherized, C | 1565 | 350 |  | 12/23/2020 | 46903 | 203049612 | 12/23/2020
Carrier Corp. - Syracuse | Arcoaire | RGV048KE* | Federally-Regulated Consumer Product | Weatherized Non-Condensing Gas | 2640 | 312 |  | 12/23/2020 | 73 | 202535114 | 12/23/2020
Carrier Corp. - Syracuse | Arcoaire | RGV048KF* | Federally-Regulated Consumer Product | Weatherized Non-Condensing Gas | 2640 | 312 |  | 12/23/2020 | 106 | 202535116 | 12/23/2020
Carrier Corp. - Syracuse | Arcoaire | RGW048KE* | Federally-Regulated Consumer Product | Weatherized Non-Condensing Gas | 2640 | 312 |  | 12/23/2020 | 73 | 202535130 | 12/23/2020
Carrier Corp. - Syracuse | Arcoaire | RGV048KS* | Federally-Regulated Consumer Product | Weatherized Non-Condensing Gas | 2640 | 312 |  | 12/23/2020 | 53 | 202535119 | 12/23/2020
Carrier Corp. - Syracuse | Arcoaire | RGV048KR* | Federally-Regulated Consumer Product | Weatherized Non-Condensing Gas | 2640 | 312 |  | 12/23/2020 | 73 | 202535122 | 12/23/2020
Carrier Corp. - Syracuse | Arcoaire | RGV060KE* | Federally-Regulated Consumer Product | Weatherized Non-Condensing Gas | 2694 | 302 |  | 12/23/2020 | 73 | 202535115 | 12/23/2020
Carrier Corp. - Syracuse | Arcoaire | RGW048KT* | Federally-Regulated Consumer Product | Weatherized Non-Condensing Gas | 2640 | 312 |  | 12/23/2020 | 106 | 202535140 | 12/23/2020
Carrier Corp. - Syracuse | Arcoaire | RGV060KR* | Federally-Regulated Consumer Product | Weatherized Non-Condensing Gas | 2694 | 302 |  | 12/23/2020 | 73 | 202535123 | 12/23/2020
Carrier Corp. - Syracuse | Arcoaire | RGW048KD* | Federally-Regulated Consumer Product | Weatherized Non-Condensing Gas | 2640 | 312 |  | 12/23/2020 | 53 | 202535127 | 12/23/2020
Carrier Corp. - Syracuse | Arcoaire | RGW036KR* | Federally-Regulated Consumer Product | Weatherized Non-Condensing Gas | 1889 | 281 |  | 12/23/2020 | 73 | 202535137 | 12/23/2020
Carrier Corp. - Syracuse | Arcoaire | RGW060KF* | Federally-Regulated Consumer Product | Weatherized Non-Condensing Gas | 2694 | 302 |  | 12/23/2020 | 106 | 202535133 | 12/23/2020
Carrier Corp. - Syracuse | Arcoaire | RGV060KF* | Federally-Regulated Consumer Product | Weatherized Non-Condensing Gas | 2694 | 302 |  | 12/23/2020 | 106 | 202535117 | 12/23/2020
Carrier Corp. - Syracuse | Arcoaire | RGW048KR* | Federally-Regulated Consumer Product | Weatherized Non-Condensing Gas | 2640 | 312 |  | 12/23/2020 | 73 | 202535138 | 12/23/2020
Carrier Corp. - Syracuse | Arcoaire | RGW060KR* | Federally-Regulated Consumer Product | Weatherized Non-Condensing Gas | 2694 | 302 |  | 12/23/2020 | 73 | 202535139 | 12/23/2020
Carrier Corp. - Syracuse | Arcoaire | RGV048KD* | Federally-Regulated Consumer Product | Weatherized Non-Condensing Gas | 2640 | 312 |  | 12/23/2020 | 53 | 202535111 | 12/23/2020
Carrier Corp. - Syracuse | Arcoaire | RGW036KS* | Federally-Regulated Consumer Product | Weatherized Non-Condensing Gas | 1889 | 281 |  | 12/23/2020 | 53 | 202535134 | 12/23/2020
Carrier Corp. - Syracuse | Arcoaire | RGW060KT* | Federally-Regulated Consumer Product | Weatherized Non-Condensing Gas | 2694 | 302 |  | 12/23/2020 | 106 | 202535141 | 12/23/2020
Carrier Corp. - Syracuse | Arcoaire | RGW060KS* | Federally-Regulated Consumer Product | Weatherized Non-Condensing Gas | 2694 | 302 |  | 12/23/2020 | 53 | 202535136 | 12/23/2020
Carrier Corp. - Syracuse | Arcoaire | RGW036KD* | Federally-Regulated Consumer Product | Weatherized Non-Condensing Gas | 1889 | 281 |  | 12/23/2020 | 53 | 202535126 | 12/23/2020
Carrier Corp. - Syracuse | Arcoaire | RGV060KD* | Federally-Regulated Consumer Product | Weatherized Non-Condensing Gas | 2694 | 302 |  | 12/23/2020 | 53 | 202535112 | 12/23/2020
Carrier Corp. - Syracuse | Arcoaire | RGW048KF* | Federally-Regulated Consumer Product | Weatherized Non-Condensing Gas | 2640 | 312 |  | 12/23/2020 | 106 | 202535132 | 12/23/2020
Carrier Corp. - Syracuse | Arcoaire | RGW048KS* | Federally-Regulated Consumer Product | Weatherized Non-Condensing Gas | 2640 | 312 |  | 12/23/2020 | 53 | 202535135 | 12/23/2020
Carrier Corp. - Syracuse | Arcoaire | RGV036KR* | Federally-Regulated Consumer Product | Weatherized Non-Condensing Gas | 1889 | 281 |  | 12/23/2020 | 73 | 202535121 | 12/23/2020
Carrier Corp. - Syracuse | Arcoaire | RGV036KE* | Federally-Regulated Consumer Product | Weatherized Non-Condensing Gas | 1889 | 281 |  | 12/23/2020 | 73 | 202535113 | 12/23/2020
Carrier Corp. - Syracuse | Arcoaire | RGV036KD* | Federally-Regulated Consumer Product | Weatherized Non-Condensing Gas | 1889 | 281 |  | 12/23/2020 | 53 | 202535110 | 12/23/2020
Carrier Corp. - Syracuse | Arcoaire | RGW060KE* | Federally-Regulated Consumer Product | Weatherized Non-Condensing Gas | 2694 | 302 |  | 12/23/2020 | 73 | 202535131 | 12/23/2020
Carrier Corp. - Syracuse | Arcoaire | RGV060KS* | Federally-Regulated Consumer Product | Weatherized Non-Condensing Gas | 2694 | 302 |  | 12/23/2020 | 53 | 202535120 | 12/23/2020
Carrier Corp. - Syracuse | Arcoaire | RGW036KE* | Federally-Regulated Consumer Product | Weatherized Non-Condensing Gas | 1889 | 281 |  | 12/23/2020 | 73 | 202535129 | 12/23/2020
Carrier Corp. - Syracuse | Arcoaire | RGV048KT* | Federally-Regulated Consumer Product | Weatherized Non-Condensing Gas | 2640 | 312 |  | 12/23/2020 | 106 | 202535124 | 12/23/2020
Carrier Corp. - Syracuse | Arcoaire | RGW060KD* | Federally-Regulated Consumer Product | Weatherized Non-Condensing Gas | 2694 | 302 |  | 12/23/2020 | 53 | 202535128 | 12/23/2020
Carrier Corp. - Syracuse | Arcoaire | RGV060KT* | Federally-Regulated Consumer Product | Weatherized Non-Condensing Gas | 2694 | 302 |  | 12/23/2020 | 106 | 202535125 | 12/23/2020
Carrier Corp. - Syracuse | Arcoaire | RGV036KS* | Federally-Regulated Consumer Product | Weatherized Non-Condensing Gas | 1889 | 281 |  | 12/23/2020 | 53 | 202535118 | 12/23/2020
Nordyne, LLC | Maytag | MG2S-072F2ABM* | Federally-Regulated Consumer Product | Mobile Home Non-Weatherized, C | 1565 | 350 |  | 12/23/2020 | 46903 | 203049616 | 12/23/2020
Nordyne, LLC | Maytag | MG2S-060F2ABM* | Federally-Regulated Consumer Product | Mobile Home Non-Weatherized, C | 1292 | 330 |  | 12/23/2020 | 39969 | 203049601 | 12/23/2020
Nordyne, LLC | Maytag | MG2S-045F2ABM* | Federally-Regulated Consumer Product | Mobile Home Non-Weatherized, C | 1603 | 352 |  | 12/23/2020 | 29516 | 203049590 | 12/23/2020
Nordyne, LLC | Intertherm | MG2S-072F2ABM* | Federally-Regulated Consumer Product | Mobile Home Non-Weatherized, C | 1565 | 350 |  | 12/23/2020 | 46903 | 203053453 | 12/23/2020
Nordyne, LLC | Intertherm | MG2S-060F2ABM* | Federally-Regulated Consumer Product | Mobile Home Non-Weatherized, C | 1292 | 330 |  | 12/23/2020 | 39969 | 203053451 | 12/23/2020
Nordyne, LLC | Intertherm | MG2S-045F2ABM* | Federally-Regulated Consumer Product | Mobile Home Non-Weatherized, C | 1603 | 352 |  | 12/23/2020 | 29516 | 203053448 | 12/23/2020
Carrier Corp. - Syracuse | Heil | RGW036KR* | Federally-Regulated Consumer Product | Weatherized Non-Condensing Gas | 1889 | 281 |  | 12/23/2020 | 73 | 202535233 | 12/23/2020
Carrier Corp. - Syracuse | Heil | RGV060KE* | Federally-Regulated Consumer Product | Weatherized Non-Condensing Gas | 2694 | 302 |  | 12/23/2020 | 73 | 202535211 | 12/23/2020
Carrier Corp. - Syracuse | Heil | RGV036KS* | Federally-Regulated Consumer Product | Weatherized Non-Condensing Gas | 1889 | 281 |  | 12/23/2020 | 53 | 202535214 | 12/23/2020
Carrier Corp. - Syracuse | Heil | RGW060KT* | Federally-Regulated Consumer Product | Weatherized Non-Condensing Gas | 2694 | 302 |  | 12/23/2020 | 106 | 202535237 | 12/23/2020
Carrier Corp. - Syracuse | Heil | RGW060KE* | Federally-Regulated Consumer Product | Weatherized Non-Condensing Gas | 2694 | 302 |  | 12/23/2020 | 73 | 202535227 | 12/23/2020
Carrier Corp. - Syracuse | Heil | RGV036KR* | Federally-Regulated Consumer Product | Weatherized Non-Condensing Gas | 1889 | 281 |  | 12/23/2020 | 73 | 202535217 | 12/23/2020
Carrier Corp. - Syracuse | Heil | RGW060KR* | Federally-Regulated Consumer Product | Weatherized Non-Condensing Gas | 2694 | 302 |  | 12/23/2020 | 73 | 202535235 | 12/23/2020
Carrier Corp. - Syracuse | Heil | RGW048KF* | Federally-Regulated Consumer Product | Weatherized Non-Condensing Gas | 2640 | 312 |  | 12/23/2020 | 106 | 202535228 | 12/23/2020
Carrier Corp. - Syracuse | Heil | RGW036KD* | Federally-Regulated Consumer Product | Weatherized Non-Condensing Gas | 1889 | 281 |  | 12/23/2020 | 53 | 202535222 | 12/23/2020
Carrier Corp. - Syracuse | Heil | RGV060KD* | Federally-Regulated Consumer Product | Weatherized Non-Condensing Gas | 2694 | 302 |  | 12/23/2020 | 53 | 202535208 | 12/23/2020
Carrier Corp. - Syracuse | Heil | RGW036KS* | Federally-Regulated Consumer Product | Weatherized Non-Condensing Gas | 1889 | 281 |  | 12/23/2020 | 53 | 202535230 | 12/23/2020
Carrier Corp. - Syracuse | Heil | RGV048KE* | Federally-Regulated Consumer Product | Weatherized Non-Condensing Gas | 2640 | 312 |  | 12/23/2020 | 73 | 202535210 | 12/23/2020
Carrier Corp. - Syracuse | Heil | RGV048KT* | Federally-Regulated Consumer Product | Weatherized Non-Condensing Gas | 2640 | 312 |  | 12/23/2020 | 106 | 202535220 | 12/23/2020
Carrier Corp. - Syracuse | Heil | RGV048KD* | Federally-Regulated Consumer Product | Weatherized Non-Condensing Gas | 2640 | 312 |  | 12/23/2020 | 53 | 202535207 | 12/23/2020
Carrier Corp. - Syracuse | Heil | RGV060KF* | Federally-Regulated Consumer Product | Weatherized Non-Condensing Gas | 2694 | 302 |  | 12/23/2020 | 106 | 202535213 | 12/23/2020
Carrier Corp. - Syracuse | Heil | RGW048KD* | Federally-Regulated Consumer Product | Weatherized Non-Condensing Gas | 2640 | 312 |  | 12/23/2020 | 53 | 202535223 | 12/23/2020
Carrier Corp. - Syracuse | Heil | RGW036KE* | Federally-Regulated Consumer Product | Weatherized Non-Condensing Gas | 1889 | 281 |  | 12/23/2020 | 73 | 202535225 | 12/23/2020
Carrier Corp. - Syracuse | Heil | RGV048KS* | Federally-Regulated Consumer Product | Weatherized Non-Condensing Gas | 2640 | 312 |  | 12/23/2020 | 53 | 202535215 | 12/23/2020
Carrier Corp. - Syracuse | Heil | RGW048KR* | Federally-Regulated Consumer Product | Weatherized Non-Condensing Gas | 2640 | 312 |  | 12/23/2020 | 73 | 202535234 | 12/23/2020
Carrier Corp. - Syracuse | Heil | RGV060KT* | Federally-Regulated Consumer Product | Weatherized Non-Condensing Gas | 2694 | 302 |  | 12/23/2020 | 106 | 202535221 | 12/23/2020
Carrier Corp. - Syracuse | Heil | RGV060KR* | Federally-Regulated Consumer Product | Weatherized Non-Condensing Gas | 2694 | 302 |  | 12/23/2020 | 73 | 202535219 | 12/23/2020
Carrier Corp. - Syracuse | Heil | RGV060KS* | Federally-Regulated Consumer Product | Weatherized Non-Condensing Gas | 2694 | 302 |  | 12/23/2020 | 53 | 202535216 | 12/23/2020
Carrier Corp. - Syracuse | Heil | RGW048KT* | Federally-Regulated Consumer Product | Weatherized Non-Condensing Gas | 2640 | 312 |  | 12/23/2020 | 106 | 202535236 | 12/23/2020
Carrier Corp. - Syracuse | Heil | RGW060KD* | Federally-Regulated Consumer Product | Weatherized Non-Condensing Gas | 2694 | 302 |  | 12/23/2020 | 53 | 202535224 | 12/23/2020
Carrier Corp. - Syracuse | Heil | RGV048KF* | Federally-Regulated Consumer Product | Weatherized Non-Condensing Gas | 2640 | 312 |  | 12/23/2020 | 106 | 202535212 | 12/23/2020
Carrier Corp. - Syracuse | Heil | RGW060KS* | Federally-Regulated Consumer Product | Weatherized Non-Condensing Gas | 2694 | 302 |  | 12/23/2020 | 53 | 202535232 | 12/23/2020
Carrier Corp. - Syracuse | Heil | RGV036KD* | Federally-Regulated Consumer Product | Weatherized Non-Condensing Gas | 1889 | 281 |  | 12/23/2020 | 53 | 202535206 | 12/23/2020
Carrier Corp. - Syracuse | Heil | RGW048KE* | Federally-Regulated Consumer Product | Weatherized Non-Condensing Gas | 2640 | 312 |  | 12/23/2020 | 73 | 202535226 | 12/23/2020
Carrier Corp. - Syracuse | Heil | RGV036KE* | Federally-Regulated Consumer Product | Weatherized Non-Condensing Gas | 1889 | 281 |  | 12/23/2020 | 73 | 202535209 | 12/23/2020
Carrier Corp. - Syracuse | Heil | RGW048KS* | Federally-Regulated Consumer Product | Weatherized Non-Condensing Gas | 2640 | 312 |  | 12/23/2020 | 53 | 202535231 | 12/23/2020
Carrier Corp. - Syracuse | Heil | RGV048KR* | Federally-Regulated Consumer Product | Weatherized Non-Condensing Gas | 2640 | 312 |  | 12/23/2020 | 73 | 202535218 | 12/23/2020
Carrier Corp. - Syracuse | Heil | RGW060KF* | Federally-Regulated Consumer Product | Weatherized Non-Condensing Gas | 2694 | 302 |  | 12/23/2020 | 106 | 202535229 | 12/23/2020
Carrier Corp. - Syracuse | Bryant Heating & Cooling Systems | 582KJ06*065* | Federally-Regulated Consumer Product | Weatherized Non-Condensing Gas | 2694 | 302 |  | 12/23/2020 | 53 | 202535032 | 12/23/2020
Carrier Corp. - Syracuse | Bryant Heating & Cooling Systems | 581KJ05*065* | Federally-Regulated Consumer Product | Weatherized Non-Condensing Gas | 2640 | 312 |  | 12/23/2020 | 53 | 202535039 | 12/23/2020
Carrier Corp. - Syracuse | Bryant Heating & Cooling Systems | 581KJ04*065* | Federally-Regulated Consumer Product | Weatherized Non-Condensing Gas | 1889 | 281 |  | 12/23/2020 | 53 | 202535038 | 12/23/2020
Carrier Corp. - Syracuse | Bryant Heating & Cooling Systems | 582KJ04*065* | Federally-Regulated Consumer Product | Weatherized Non-Condensing Gas | 1889 | 281 |  | 12/23/2020 | 53 | 202535030 | 12/23/2020
Carrier Corp. - Syracuse | Bryant Heating & Cooling Systems | 582KJ04*090* | Federally-Regulated Consumer Product | Weatherized Non-Condensing Gas | 1889 | 281 |  | 12/23/2020 | 73 | 202535033 | 12/23/2020
Carrier Corp. - Syracuse | Bryant Heating & Cooling Systems | 581KJ05*130* | Federally-Regulated Consumer Product | Weatherized Non-Condensing Gas | 2640 | 312 |  | 12/23/2020 | 106 | 202535044 | 12/23/2020
Carrier Corp. - Syracuse | Bryant Heating & Cooling Systems | 582KJ05*130* | Federally-Regulated Consumer Product | Weatherized Non-Condensing Gas | 2640 | 312 |  | 12/23/2020 | 106 | 202535036 | 12/23/2020
Carrier Corp. - Syracuse | Bryant Heating & Cooling Systems | 582KJ05*065* | Federally-Regulated Consumer Product | Weatherized Non-Condensing Gas | 2640 | 312 |  | 12/23/2020 | 53 | 202535031 | 12/23/2020
Carrier Corp. - Syracuse | Bryant Heating & Cooling Systems | 581KJ05*090* | Federally-Regulated Consumer Product | Weatherized Non-Condensing Gas | 2640 | 312 |  | 12/23/2020 | 73 | 202535042 | 12/23/2020
Carrier Corp. - Syracuse | Bryant Heating & Cooling Systems | 582KJ06*090* | Federally-Regulated Consumer Product | Weatherized Non-Condensing Gas | 2694 | 302 |  | 12/23/2020 | 73 | 202535035 | 12/23/2020
Carrier Corp. - Syracuse | Bryant Heating & Cooling Systems | 582KJ06*130* | Federally-Regulated Consumer Product | Weatherized Non-Condensing Gas | 2694 | 302 |  | 12/23/2020 | 106 | 202535037 | 12/23/2020
Carrier Corp. - Syracuse | Bryant Heating & Cooling Systems | 581KJ06*090* | Federally-Regulated Consumer Product | Weatherized Non-Condensing Gas | 2694 | 302 |  | 12/23/2020 | 73 | 202535043 | 12/23/2020
Carrier Corp. - Syracuse | Bryant Heating & Cooling Systems | 581KJ06*065* | Federally-Regulated Consumer Product | Weatherized Non-Condensing Gas | 2694 | 302 |  | 12/23/2020 | 53 | 202535040 | 12/23/2020
Carrier Corp. - Syracuse | Bryant Heating & Cooling Systems | 581KJ06*130* | Federally-Regulated Consumer Product | Weatherized Non-Condensing Gas | 2694 | 302 |  | 12/23/2020 | 106 | 202535045 | 12/23/2020
Carrier Corp. - Syracuse | Bryant Heating & Cooling Systems | 581KJ04*090* | Federally-Regulated Consumer Product | Weatherized Non-Condensing Gas | 1889 | 281 |  | 12/23/2020 | 73 | 202535041 | 12/23/2020
Carrier Corp. - Syracuse | Bryant Heating & Cooling Systems | 582KJ05*090* | Federally-Regulated Consumer Product | Weatherized Non-Condensing Gas | 2640 | 312 |  | 12/23/2020 | 73 | 202535034 | 12/23/2020
Carrier Corp. - Syracuse | Tempstar | RGV060KD* | Federally-Regulated Consumer Product | Weatherized Non-Condensing Gas | 2694 | 302 |  | 12/23/2020 | 53 | 202535272 | 12/23/2020
Carrier Corp. - Syracuse | Tempstar | RGV060KR* | Federally-Regulated Consumer Product | Weatherized Non-Condensing Gas | 2694 | 302 |  | 12/23/2020 | 73 | 202535283 | 12/23/2020
Carrier Corp. - Syracuse | Tempstar | RGV048KD* | Federally-Regulated Consumer Product | Weatherized Non-Condensing Gas | 2640 | 312 |  | 12/23/2020 | 53 | 202535271 | 12/23/2020
Carrier Corp. - Syracuse | Tempstar | RGW060KR* | Federally-Regulated Consumer Product | Weatherized Non-Condensing Gas | 2694 | 302 |  | 12/23/2020 | 73 | 202535299 | 12/23/2020
Carrier Corp. - Syracuse | Tempstar | RGV036KE* | Federally-Regulated Consumer Product | Weatherized Non-Condensing Gas | 1889 | 281 |  | 12/23/2020 | 73 | 202535273 | 12/23/2020
Carrier Corp. - Syracuse | Tempstar | RGV060KS* | Federally-Regulated Consumer Product | Weatherized Non-Condensing Gas | 2694 | 302 |  | 12/23/2020 | 53 | 202535280 | 12/23/2020
Carrier Corp. - Syracuse | Tempstar | RGW048KE* | Federally-Regulated Consumer Product | Weatherized Non-Condensing Gas | 2640 | 312 |  | 12/23/2020 | 73 | 202535290 | 12/23/2020
Carrier Corp. - Syracuse | Tempstar | RGW036KS* | Federally-Regulated Consumer Product | Weatherized Non-Condensing Gas | 1889 | 281 |  | 12/23/2020 | 53 | 202535294 | 12/23/2020
Carrier Corp. - Syracuse | Tempstar | RGW060KE* | Federally-Regulated Consumer Product | Weatherized Non-Condensing Gas | 2694 | 302 |  | 12/23/2020 | 73 | 202535291 | 12/23/2020
Carrier Corp. - Syracuse | Tempstar | RGW036KR* | Federally-Regulated Consumer Product | Weatherized Non-Condensing Gas | 1889 | 281 |  | 12/23/2020 | 73 | 202535297 | 12/23/2020
Carrier Corp. - Syracuse | Tempstar | RGW048KR* | Federally-Regulated Consumer Product | Weatherized Non-Condensing Gas | 2640 | 312 |  | 12/23/2020 | 73 | 202535298 | 12/23/2020
Carrier Corp. - Syracuse | Tempstar | RGV048KR* | Federally-Regulated Consumer Product | Weatherized Non-Condensing Gas | 2640 | 312 |  | 12/23/2020 | 73 | 202535282 | 12/23/2020
Carrier Corp. - Syracuse | Tempstar | RGW060KF* | Federally-Regulated Consumer Product | Weatherized Non-Condensing Gas | 2694 | 302 |  | 12/23/2020 | 106 | 202535293 | 12/23/2020
Carrier Corp. - Syracuse | Tempstar | RGW048KS* | Federally-Regulated Consumer Product | Weatherized Non-Condensing Gas | 2640 | 312 |  | 12/23/2020 | 53 | 202535295 | 12/23/2020
Carrier Corp. - Syracuse | Tempstar | RGW060KD* | Federally-Regulated Consumer Product | Weatherized Non-Condensing Gas | 2694 | 302 |  | 12/23/2020 | 53 | 202535288 | 12/23/2020
Carrier Corp. - Syracuse | Tempstar | RGW060KS* | Federally-Regulated Consumer Product | Weatherized Non-Condensing Gas | 2694 | 302 |  | 12/23/2020 | 53 | 202535296 | 12/23/2020
Carrier Corp. - Syracuse | Tempstar | RGV036KS* | Federally-Regulated Consumer Product | Weatherized Non-Condensing Gas | 1889 | 281 |  | 12/23/2020 | 53 | 202535278 | 12/23/2020
Carrier Corp. - Syracuse | Tempstar | RGW048KT* | Federally-Regulated Consumer Product | Weatherized Non-Condensing Gas | 2640 | 312 |  | 12/23/2020 | 106 | 202535300 | 12/23/2020
Carrier Corp. - Syracuse | Tempstar | RGW048KD* | Federally-Regulated Consumer Product | Weatherized Non-Condensing Gas | 2640 | 312 |  | 12/23/2020 | 53 | 202535287 | 12/23/2020
Carrier Corp. - Syracuse | Tempstar | RGV060KE* | Federally-Regulated Consumer Product | Weatherized Non-Condensing Gas | 2694 | 302 |  | 12/23/2020 | 73 | 202535275 | 12/23/2020
Carrier Corp. - Syracuse | Tempstar | RGV060KT* | Federally-Regulated Consumer Product | Weatherized Non-Condensing Gas | 2694 | 302 |  | 12/23/2020 | 106 | 202535285 | 12/23/2020
Carrier Corp. - Syracuse | Tempstar | RGW060KT* | Federally-Regulated Consumer Product | Weatherized Non-Condensing Gas | 2694 | 302 |  | 12/23/2020 | 106 | 202535301 | 12/23/2020
Carrier Corp. - Syracuse | Tempstar | RGW036KE* | Federally-Regulated Consumer Product | Weatherized Non-Condensing Gas | 1889 | 281 |  | 12/23/2020 | 73 | 202535289 | 12/23/2020
Carrier Corp. - Syracuse | Tempstar | RGW036KD* | Federally-Regulated Consumer Product | Weatherized Non-Condensing Gas | 1889 | 281 |  | 12/23/2020 | 53 | 202535286 | 12/23/2020
Carrier Corp. - Syracuse | Tempstar | RGV048KS* | Federally-Regulated Consumer Product | Weatherized Non-Condensing Gas | 2640 | 312 |  | 12/23/2020 | 53 | 202535279 | 12/23/2020
Carrier Corp. - Syracuse | Tempstar | RGW048KF* | Federally-Regulated Consumer Product | Weatherized Non-Condensing Gas | 2640 | 312 |  | 12/23/2020 | 106 | 202535292 | 12/23/2020
Carrier Corp. - Syracuse | Tempstar | RGV060KF* | Federally-Regulated Consumer Product | Weatherized Non-Condensing Gas | 2694 | 302 |  | 12/23/2020 | 106 | 202535277 | 12/23/2020
Carrier Corp. - Syracuse | Tempstar | RGV048KT* | Federally-Regulated Consumer Product | Weatherized Non-Condensing Gas | 2640 | 312 |  | 12/23/2020 | 106 | 202535284 | 12/23/2020
Carrier Corp. - Syracuse | Tempstar | RGV036KD* | Federally-Regulated Consumer Product | Weatherized Non-Condensing Gas | 1889 | 281 |  | 12/23/2020 | 53 | 202535270 | 12/23/2020
Carrier Corp. - Syracuse | Tempstar | RGV048KE* | Federally-Regulated Consumer Product | Weatherized Non-Condensing Gas | 2640 | 312 |  | 12/23/2020 | 73 | 202535274 | 12/23/2020
Carrier Corp. - Syracuse | Tempstar | RGV036KR* | Federally-Regulated Consumer Product | Weatherized Non-Condensing Gas | 1889 | 281 |  | 12/23/2020 | 73 | 202535281 | 12/23/2020
Carrier Corp. - Syracuse | Tempstar | RGV048KF* | Federally-Regulated Consumer Product | Weatherized Non-Condensing Gas | 2640 | 312 |  | 12/23/2020 | 106 | 202535276 | 12/23/2020
Nordyne, LLC | NORTEK GLOBAL HVAC LLC | MG2S-045F2ABM* | Federally-Regulated Consumer Product | Mobile Home Non-Weatherized, C | 1603 | 352 |  | 12/23/2020 | 29516 | 203049481 | 12/23/2020
Nordyne, LLC | NORTEK GLOBAL HVAC LLC | MG2S-072F2ABM* | Federally-Regulated Consumer Product | Mobile Home Non-Weatherized, C | 1565 | 350 |  | 12/23/2020 | 46903 | 203049492 | 12/23/2020
Nordyne, LLC | NORTEK GLOBAL HVAC LLC | MG2S-060F2ABM* | Federally-Regulated Consumer Product | Mobile Home Non-Weatherized, C | 1292 | 330 |  | 12/23/2020 | 39969 | 203049486 | 12/23/2020
Nordyne, LLC | Miller | MG2S-060F2ABM* | Federally-Regulated Consumer Product | Mobile Home Non-Weatherized, C | 1292 | 330 |  | 12/23/2020 | 39969 | 203049600 | 12/23/2020
Nordyne, LLC | Miller | MG2S-045F2ABM* | Federally-Regulated Consumer Product | Mobile Home Non-Weatherized, C | 1603 | 352 |  | 12/23/2020 | 29516 | 203049588 | 12/23/2020
Nordyne, LLC | Miller | MG2S-072F2ABM* | Federally-Regulated Consumer Product | Mobile Home Non-Weatherized, C | 1565 | 350 |  | 12/23/2020 | 46903 | 203049615 | 12/23/2020
Nordyne, LLC | REVOLV | MG2S-072F2ABM* | Federally-Regulated Consumer Product | Mobile Home Non-Weatherized, C | 1565 | 350 |  | 12/23/2020 | 46903 | 203049801 | 12/23/2020
Nordyne, LLC | REVOLV | MG2S-045F2ABM* | Federally-Regulated Consumer Product | Mobile Home Non-Weatherized, C | 1603 | 352 |  | 12/23/2020 | 29516 | 203049789 | 12/23/2020
Nordyne, LLC | REVOLV | MG2S-060F2ABM* | Federally-Regulated Consumer Product | Mobile Home Non-Weatherized, C | 1292 | 330 |  | 12/23/2020 | 39969 | 203049796 | 12/23/2020
Lennox Industries Inc. | Lennox | ML180UH070V36A** | Federally-Regulated Consumer Product | Non-Weatherized, Non-Condensin | 1500 | 248 |  | 12/23/2020 | 65652 | 204457112 | 12/23/2020
Lennox Industries Inc. | Lennox | ML180UH110V60C** | Federally-Regulated Consumer Product | Non-Weatherized, Non-Condensin | 2188 | 278 |  | 12/23/2020 | 111586 | 204457116 | 12/23/2020
Lennox Industries Inc. | Lennox | ML180UH070V48B** | Federally-Regulated Consumer Product | Non-Weatherized, Non-Condensin | 1735 | 258 |  | 12/23/2020 | 65792 | 204457114 | 12/23/2020
Lennox Industries Inc. | Lennox | ML180UH090V48B** | Federally-Regulated Consumer Product | Non-Weatherized, Non-Condensin | 1730 | 258 |  | 12/23/2020 | 87660 | 204457115 | 12/23/2020
Lennox Industries Inc. | Lennox | ML180UH045V36A** | Federally-Regulated Consumer Product | Non-Weatherized, Non-Condensin | 1506 | 248 |  | 12/23/2020 | 44126 | 204457111 | 12/23/2020
Lennox Industries Inc. | Lennox | ML180UH030V36A** | Federally-Regulated Consumer Product | Non-Weatherized, Non-Condensin | 1419 | 244 |  | 11/11/2020 | 30108 | 204457110 | 01/13/2021
Lennox Industries Inc. | Lennox | ML180UH070V36B** | Federally-Regulated Consumer Product | Non-Weatherized, Non-Condensin | 1511 | 248 |  | 11/11/2020 | 66238 | 204457113 | 01/13/2021
Nordyne, LLC | Gibson | KG7SM-054D-T24B* | Federally-Regulated Consumer Product | Non-Weatherized, Condensing Ga | 1816 | 27 |  | 08/05/2020 | 53067 | 205464014 | 01/13/2021
Nordyne, LLC | NORTEK GLOBAL HVAC LLC | G7SM-054D-T24B* | Federally-Regulated Consumer Product | Non-Weatherized, Condensing Ga | 1816 | 27 |  | 08/05/2020 | 53067 | 205464008 | 01/13/2021
Nordyne, LLC | Frigidaire | FG7SM-054D-T24B* | Federally-Regulated Consumer Product | Non-Weatherized, Condensing Ga | 1816 | 27 |  | 08/05/2020 | 53067 | 205464011 | 01/13/2021
Nordyne, LLC | Gibson | KG7SM-054D-T24B* | Federally-Regulated Consumer Product | Non-Weatherized, Condensing Ga | 1816 | 27 |  | 01/13/2021 | 53067 | 205464014 | 01/13/2021
Nordyne, LLC | NORTEK GLOBAL HVAC LLC | G7SM-054D-T24B* | Federally-Regulated Consumer Product | Non-Weatherized, Condensing Ga | 1816 | 27 |  | 01/13/2021 | 53067 | 205464008 | 01/13/2021
Lennox Industries Inc. | Lennox | ML180UH030V36A** | Federally-Regulated Consumer Product | Non-Weatherized, Non-Condensin | 1319 | 240 |  | 01/13/2021 | 29985 | 204457110 | 01/13/2021
Lennox Industries Inc. | Lennox | ML180UH070V36B** | Federally-Regulated Consumer Product | Non-Weatherized, Non-Condensin | 1455 | 246 |  | 01/13/2021 | 66220 | 204457113 | 01/13/2021
Nordyne, LLC | Frigidaire | FG7SM-054D-T24B* | Federally-Regulated Consumer Product | Non-Weatherized, Condensing Ga | 1816 | 27 |  | 01/13/2021 | 53067 | 205464011 | 01/13/2021
GD Midea Heating & Ventilating Equipment Co.,Ltd | Midea | MRD-36S090GWN1-M14G | Federally-Regulated Consumer Product | Weatherized Non-Condensing Gas | 1396 | 237 |  | 09/02/2020 | 90000 | 206077590 | 01/13/2021
GD Midea Heating & Ventilating Equipment Co.,Ltd | Midea | MRD-42S090GWN1-M14L | Federally-Regulated Consumer Product | Weatherized Non-Condensing Gas | 1324 | 254 |  | 09/02/2020 | 89990 | 206077591 | 01/13/2021
GD Midea Heating & Ventilating Equipment Co.,Ltd | Midea | MRD-60S110GWN1-M14L | Federally-Regulated Consumer Product | Weatherized Non-Condensing Gas | 2547 | 163 |  | 09/02/2020 | 110013 | 206077594 | 01/13/2021
GD Midea Heating & Ventilating Equipment Co.,Ltd | Midea | MRD-48S090GWN1-M14L | Federally-Regulated Consumer Product | Weatherized Non-Condensing Gas | 2363 | 171 |  | 09/02/2020 | 90012 | 206077592 | 01/13/2021
GD Midea Heating & Ventilating Equipment Co.,Ltd | Midea | MRD-24S060GWN1-M14G | Federally-Regulated Consumer Product | Weatherized Non-Condensing Gas | 980 | 227 |  | 09/02/2020 | 59658 | 206077588 | 01/13/2021
GD Midea Heating & Ventilating Equipment Co.,Ltd | Midea | MRD-60S090GWN1-M14L | Federally-Regulated Consumer Product | Weatherized Non-Condensing Gas | 2365 | 173 |  | 09/02/2020 | 90000 | 206077593 | 01/13/2021
GD Midea Heating & Ventilating Equipment Co.,Ltd | Midea | MRD-30S060GWN1-M14G | Federally-Regulated Consumer Product | Weatherized Non-Condensing Gas | 1243 | 253 |  | 09/02/2020 | 59659 | 206077589 | 01/13/2021
Nordyne, LLC | Nutone | FG7SM-054D-T24B* | Federally-Regulated Consumer Product | Non-Weatherized, Condensing Ga | 1816 | 27 |  | 08/05/2020 | 53067 | 205464012 | 01/13/2021
Nordyne, LLC | Nutone | KG7SM-054D-T24B* | Federally-Regulated Consumer Product | Non-Weatherized, Condensing Ga | 1816 | 27 |  | 08/05/2020 | 53067 | 205464015 | 01/13/2021
GD Midea Heating & Ventilating Equipment Co.,Ltd | Midea | MRD-36S090GWN1-M14G | Federally-Regulated Consumer Product | Weatherized Non-Condensing Gas | 1396 | 260 |  | 01/13/2021 | 90000 | 206077590 | 01/13/2021
GD Midea Heating & Ventilating Equipment Co.,Ltd | Midea | MRD-42S090GWN1-M14L | Federally-Regulated Consumer Product | Weatherized Non-Condensing Gas | 1466 | 264 |  | 01/13/2021 | 89990 | 206077591 | 01/13/2021
GD Midea Heating & Ventilating Equipment Co.,Ltd | Midea | MRD-60S110GWN1-M14L | Federally-Regulated Consumer Product | Weatherized Non-Condensing Gas | 2630 | 315 |  | 01/13/2021 | 110013 | 206077594 | 01/13/2021
GD Midea Heating & Ventilating Equipment Co.,Ltd | Midea | MRD-48S090GWN1-M14L | Federally-Regulated Consumer Product | Weatherized Non-Condensing Gas | 2363 | 288 |  | 01/13/2021 | 90012 | 206077592 | 01/13/2021
GD Midea Heating & Ventilating Equipment Co.,Ltd | Midea | MRD-24S060GWN1-M14G | Federally-Regulated Consumer Product | Weatherized Non-Condensing Gas | 980 | 242 |  | 01/13/2021 | 59658 | 206077588 | 01/13/2021
GD Midea Heating & Ventilating Equipment Co.,Ltd | Midea | MRD-60S090GWN1-M14L | Federally-Regulated Consumer Product | Weatherized Non-Condensing Gas | 2365 | 288 |  | 01/13/2021 | 90000 | 206077593 | 01/13/2021
GD Midea Heating & Ventilating Equipment Co.,Ltd | Midea | MRD-30S060GWN1-M14G | Federally-Regulated Consumer Product | Weatherized Non-Condensing Gas | 1243 | 254 |  | 01/13/2021 | 59659 | 206077589 | 01/13/2021
Nordyne, LLC | Nutone | FG7SM-054D-T24B* | Federally-Regulated Consumer Product | Non-Weatherized, Condensing Ga | 1816 | 27 |  | 01/13/2021 | 53067 | 205464012 | 01/13/2021
Nordyne, LLC | Nutone | KG7SM-054D-T24B* | Federally-Regulated Consumer Product | Non-Weatherized, Condensing Ga | 1816 | 27 |  | 01/13/2021 | 53067 | 205464015 | 01/13/2021
Rheem Sales Company, Inc. | Thermal Zone | TZ80MSV070B40UA | Federally-Regulated Consumer Product | Non-Weatherized, Non-Condensin | 1550 | 250 | 250 | 11/25/2020 | 70502 | 205354994 | 01/20/2021
Rheem Sales Company, Inc. | Thermal Zone | RGEA14042AJT08UAA | Federally-Regulated Consumer Product | Weatherized Non-Condensing Gas | 1635 | 271 |  | 08/05/2020 | 80943 | 205965603 | 01/20/2021
Rheem Sales Company, Inc. | Thermal Zone | RGEA14036AJT06UAA | Federally-Regulated Consumer Product | Weatherized Non-Condensing Gas | 1434 | 262 |  | 08/05/2020 | 60723 | 205965599 | 01/20/2021
Rheem Sales Company, Inc. | Thermal Zone | RGEA14048AJT10UAA | Federally-Regulated Consumer Product | Weatherized Non-Condensing Gas | 1832 | 280 |  | 08/05/2020 | 100370 | 205965602 | 01/20/2021
Rheem Sales Company, Inc. | Thermal Zone | RGEA14060AJT10UAA | Federally-Regulated Consumer Product | Weatherized Non-Condensing Gas | 2066 | 290 |  | 08/05/2020 | 100130 | 205965604 | 01/20/2021
Rheem Sales Company, Inc. | Thermal Zone | RGEA14024AJT04UAA | Federally-Regulated Consumer Product | Weatherized Non-Condensing Gas | 1181 | 251 |  | 08/05/2020 | 40068 | 205965605 | 01/20/2021
Rheem Sales Company, Inc. | Thermal Zone | RGEA14048AJT08UAA | Federally-Regulated Consumer Product | Weatherized Non-Condensing Gas | 2026 | 288 |  | 08/05/2020 | 80019 | 205965601 | 01/20/2021
Rheem Sales Company, Inc. | Thermal Zone | TZ80DSC050A30XA | Federally-Regulated Consumer Product | Non-Weatherized, Non-Condensin | 1223 | 236 | 236 | 11/25/2020 | 51119 | 205001036 | 01/20/2021
Rheem Sales Company, Inc. | Thermal Zone | TZ80DSC075B30XB | Federally-Regulated Consumer Product | Non-Weatherized, Non-Condensin | 1253 | 237 | 237 | 11/25/2020 | 74903 | 205001034 | 01/20/2021
Rheem Sales Company, Inc. | Thermal Zone | TZ80MSV100C50UA | Federally-Regulated Consumer Product | Non-Weatherized, Non-Condensin | 2054 | 272 | 272 | 11/25/2020 | 98467 | 205354995 | 01/20/2021
Rheem Sales Company, Inc. | Thermal Zone | TZ80MSV050B40UA | Federally-Regulated Consumer Product | Non-Weatherized, Non-Condensin | 1298 | 234 | 239 | 11/25/2020 | 50335 | 205354993 | 01/20/2021
Rheem Sales Company, Inc. | Thermal Zone | TZGE-542JL100F | Federally-Regulated Consumer Product | Weatherized Non-Condensing Gas | 1375 | 260 | 260 | 11/25/2020 | 101119 | 205785494 | 01/20/2021
Rheem Sales Company, Inc. | Thermal Zone | RGEA14024AJT06UAA | Federally-Regulated Consumer Product | Weatherized Non-Condensing Gas | 1236 | 253 |  | 08/05/2020 | 61566 | 205965598 | 01/20/2021
Rheem Sales Company, Inc. | Thermal Zone | RGEA14030AJT06UAA | Federally-Regulated Consumer Product | Weatherized Non-Condensing Gas | 1125 | 248 |  | 08/05/2020 | 60094 | 205965596 | 01/20/2021
Rheem Sales Company, Inc. | Thermal Zone | RGEA14030AJT04UAA | Federally-Regulated Consumer Product | Weatherized Non-Condensing Gas | 1189 | 251 |  | 08/05/2020 | 39887 | 205965597 | 01/20/2021
Rheem Sales Company, Inc. | Thermal Zone | RGEA14036AJT08UAA | Federally-Regulated Consumer Product | Weatherized Non-Condensing Gas | 1382 | 260 |  | 08/05/2020 | 80891 | 205965600 | 01/20/2021
Rheem Sales Company, Inc. | Ruud | RGEA16048AJV102AB | Federally-Regulated Consumer Product | Weatherized Non-Condensing Gas | 1845 | 280 |  | 11/25/2020 | 76171 | 203404630 | 01/20/2021
Rheem Sales Company, Inc. | Ruud | RGEA15048AJV081AB | Federally-Regulated Consumer Product | Weatherized Non-Condensing Gas | 1720 | 275 |  | 11/25/2020 | 99897 | 203404586 | 01/20/2021
Rheem Sales Company, Inc. | Ruud | RGEA16036AJV062AB | Federally-Regulated Consumer Product | Weatherized Non-Condensing Gas | 1358 | 259 |  | 11/25/2020 | 46205 | 203404614 | 01/20/2021
Rheem Sales Company, Inc. | Ruud | RGEA15048AJV08XAB | Federally-Regulated Consumer Product | Weatherized Non-Condensing Gas | 1720 | 275 |  | 11/25/2020 | 99897 | 203404590 | 01/20/2021
Rheem Sales Company, Inc. | Ruud | RGEA14042AJT081AB | Federally-Regulated Consumer Product | Weatherized Non-Condensing Gas | 1494 | 265 |  | 11/25/2020 | 99609 | 203404473 | 01/20/2021
Rheem Sales Company, Inc. | Ruud | R802TA125524MXA | Federally-Regulated Consumer Product | Non-Weatherized, Non-Condensin | 1899 | 266 |  | 11/25/2020 | 87546 | 204099277 | 01/20/2021
Rheem Sales Company, Inc. | Ruud | RGEA14042AJT10XAB | Federally-Regulated Consumer Product | Weatherized Non-Condensing Gas | 1494 | 265 |  | 11/25/2020 | 99609 | 203404482 | 01/20/2021
Rheem Sales Company, Inc. | Ruud | R802TA075417MSA | Federally-Regulated Consumer Product | Non-Weatherized, Non-Condensin | 1884 | 265 |  | 11/25/2020 | 52545 | 204007872 | 01/20/2021
Rheem Sales Company, Inc. | Ruud | RGEA16024AJV06TAB | Federally-Regulated Consumer Product | Weatherized Non-Condensing Gas | 1358 | 259 |  | 11/25/2020 | 46205 | 203404612 | 01/20/2021
Rheem Sales Company, Inc. | Ruud | RGEA16048AJV08TAB | Federally-Regulated Consumer Product | Weatherized Non-Condensing Gas | 1648 | 272 |  | 09/30/2020 | 76362 | 203404628 | 01/20/2021
Rheem Sales Company, Inc. | Ruud | R802TA050314MXA | Federally-Regulated Consumer Product | Non-Weatherized, Non-Condensin | 1260 | 237 |  | 09/30/2020 | 35654 | 204099259 | 01/20/2021
Rheem Sales Company, Inc. | Ruud | R802TA050314MSA | Federally-Regulated Consumer Product | Non-Weatherized, Non-Condensin | 1260 | 237 |  | 09/30/2020 | 35654 | 204007866 | 01/20/2021
Rheem Sales Company, Inc. | Ruud | RGEA14048AJT08XAB | Federally-Regulated Consumer Product | Weatherized Non-Condensing Gas | 1809 | 279 |  | 11/25/2020 | 99189 | 203404490 | 01/20/2021
Rheem Sales Company, Inc. | Ruud | RGEA14048AJT10XAB | Federally-Regulated Consumer Product | Weatherized Non-Condensing Gas | 1809 | 279 |  | 11/25/2020 | 99189 | 203404498 | 01/20/2021
Rheem Sales Company, Inc. | Ruud | RGEA14036AJT10XAB | Federally-Regulated Consumer Product | Weatherized Non-Condensing Gas | 1430 | 262 |  | 11/25/2020 | 99665 | 203404470 | 01/20/2021
Rheem Sales Company, Inc. | Ruud | RGECZR048AJT07**A | Federally-Regulated Consumer Product | Weatherized Non-Condensing Gas | 1873 | 167 |  | 08/05/2020 | 52596 | 203473666 | 01/20/2021
Rheem Sales Company, Inc. | Ruud | RGEA16060AJV102AB | Federally-Regulated Consumer Product | Weatherized Non-Condensing Gas | 1845 | 280 |  | 09/30/2020 | 76171 | 203404634 | 01/20/2021
Rheem Sales Company, Inc. | Ruud | RGEA15030AJV081AB | Federally-Regulated Consumer Product | Weatherized Non-Condensing Gas | 1402 | 261 |  | 11/25/2020 | 80658 | 203404534 | 01/20/2021
Rheem Sales Company, Inc. | Ruud | RGECZR060AJT12**A | Federally-Regulated Consumer Product | Weatherized Non-Condensing Gas | 2183 | 266 | 295.052 | 10/03/2019 |  |  | 01/20/2021
Rheem Sales Company, Inc. | Ruud | RGEA15030AJV06XAB | Federally-Regulated Consumer Product | Weatherized Non-Condensing Gas | 1402 | 261 |  | 11/25/2020 | 80658 | 203404530 | 01/20/2021
Rheem Sales Company, Inc. | Ruud | RGEA16060AJV10TAB | Federally-Regulated Consumer Product | Weatherized Non-Condensing Gas | 1845 | 280 |  | 09/30/2020 | 76171 | 203404636 | 01/20/2021
Rheem Sales Company, Inc. | Ruud | RGEA14042AJT08XAB | Federally-Regulated Consumer Product | Weatherized Non-Condensing Gas | 1494 | 265 |  | 11/25/2020 | 99609 | 203404476 | 01/20/2021
Rheem Sales Company, Inc. | Ruud | RGEA16024AJV062AB | Federally-Regulated Consumer Product | Weatherized Non-Condensing Gas | 1358 | 259 |  | 11/25/2020 | 46205 | 203404610 | 01/20/2021
Rheem Sales Company, Inc. | Ruud | RGEA16036AJV06TAB | Federally-Regulated Consumer Product | Weatherized Non-Condensing Gas | 1358 | 259 |  | 11/25/2020 | 46205 | 203404616 | 01/20/2021
Rheem Sales Company, Inc. | Ruud | R802TA125524MSA | Federally-Regulated Consumer Product | Non-Weatherized, Non-Condensin | 1899 | 266 |  | 11/25/2020 | 87546 | 204007881 | 01/20/2021
Rheem Sales Company, Inc. | Ruud | R802TA075317MXA | Federally-Regulated Consumer Product | Non-Weatherized, Non-Condensin | 1539 | 250 |  | 11/25/2020 | 52505 | 204099262 | 01/20/2021
Rheem Sales Company, Inc. | Ruud | R802TA100521MSA | Federally-Regulated Consumer Product | Non-Weatherized, Non-Condensin | 1952 | 268 |  | 11/25/2020 | 70078 | 204007878 | 01/20/2021
Rheem Sales Company, Inc. | Ruud | RGEA14042AJT101AB | Federally-Regulated Consumer Product | Weatherized Non-Condensing Gas | 1494 | 265 |  | 11/25/2020 | 99609 | 203404479 | 01/20/2021
Rheem Sales Company, Inc. | Ruud | RGEA15048AJV101AB | Federally-Regulated Consumer Product | Weatherized Non-Condensing Gas | 1720 | 275 |  | 11/25/2020 | 99897 | 203404594 | 01/20/2021
Rheem Sales Company, Inc. | Ruud | RGEA14036AJT101AB | Federally-Regulated Consumer Product | Weatherized Non-Condensing Gas | 1430 | 262 |  | 11/25/2020 | 99665 | 203404466 | 01/20/2021
Rheem Sales Company, Inc. | Ruud | RGECZR036AJT10**A | Federally-Regulated Consumer Product | Weatherized Non-Condensing Gas | 1576 | 218 | 268.344 | 10/03/2019 |  |  | 01/20/2021
Rheem Sales Company, Inc. | Ruud | RGEA15060AJV10XAB | Federally-Regulated Consumer Product | Weatherized Non-Condensing Gas | 2166 | 294 |  | 09/30/2020 | 100081 | 203404606 | 01/20/2021
Rheem Sales Company, Inc. | Ruud | RGEA15048AJV10XAB | Federally-Regulated Consumer Product | Weatherized Non-Condensing Gas | 1720 | 275 |  | 11/25/2020 | 99897 | 203404598 | 01/20/2021
Rheem Sales Company, Inc. | Ruud | RGECZR060AJT07**A | Federally-Regulated Consumer Product | Weatherized Non-Condensing Gas | 2336 | 182 |  | 08/05/2020 | 52310 | 203473670 | 01/20/2021
Rheem Sales Company, Inc. | Ruud | RGEA16036AJV102AB | Federally-Regulated Consumer Product | Weatherized Non-Condensing Gas | 1648 | 272 |  | 11/25/2020 | 76362 | 203404622 | 01/20/2021
Rheem Sales Company, Inc. | Ruud | R802TA100521MXA | Federally-Regulated Consumer Product | Non-Weatherized, Non-Condensin | 1952 | 268 |  | 11/25/2020 | 70078 | 204099273 | 01/20/2021
Rheem Sales Company, Inc. | Ruud | R802TA075417MXA | Federally-Regulated Consumer Product | Non-Weatherized, Non-Condensin | 1884 | 265 |  | 11/25/2020 | 52545 | 204099266 | 01/20/2021
Rheem Sales Company, Inc. | Ruud | R802TA100417MSA | Federally-Regulated Consumer Product | Non-Weatherized, Non-Condensin | 1730 | 258 |  | 11/25/2020 | 70020 | 204007875 | 01/20/2021
Rheem Sales Company, Inc. | Ruud | RGEA16036AJV10TAB | Federally-Regulated Consumer Product | Weatherized Non-Condensing Gas | 1648 | 272 |  | 11/25/2020 | 76362 | 203404624 | 01/20/2021
Rheem Sales Company, Inc. | Ruud | R802TA150524MSA | Federally-Regulated Consumer Product | Non-Weatherized, Non-Condensin | 2092 | 274 |  | 11/25/2020 | 104565 | 204007884 | 01/20/2021
Rheem Sales Company, Inc. | Ruud | RGEA15030AJV061AB | Federally-Regulated Consumer Product | Weatherized Non-Condensing Gas | 1402 | 261 |  | 11/25/2020 | 80658 | 203404526 | 01/20/2021
Rheem Sales Company, Inc. | Ruud | RGEA15060AJV101AB | Federally-Regulated Consumer Product | Weatherized Non-Condensing Gas | 2166 | 294 |  | 09/30/2020 | 100081 | 203404602 | 01/20/2021
Rheem Sales Company, Inc. | Ruud | RGEA14036AJT08XAB | Federally-Regulated Consumer Product | Weatherized Non-Condensing Gas | 1430 | 262 |  | 11/25/2020 | 99665 | 203404462 | 01/20/2021
Rheem Sales Company, Inc. | Ruud | RGEA14048AJT101AB | Federally-Regulated Consumer Product | Weatherized Non-Condensing Gas | 1809 | 279 |  | 11/25/2020 | 99189 | 203404494 | 01/20/2021
Rheem Sales Company, Inc. | Ruud | RGEA16048AJV10TAB | Federally-Regulated Consumer Product | Weatherized Non-Condensing Gas | 1845 | 280 |  | 11/25/2020 | 76171 | 203404632 | 01/20/2021
Rheem Sales Company, Inc. | Ruud | R801TA070417MUA | Federally-Regulated Consumer Product | Non-Weatherized, Non-Condensin | 1823 | 262 |  | 11/25/2020 | 70109 | 204501684 | 01/20/2021
Rheem Sales Company, Inc. | Ruud | RGEA14048AJT081AB | Federally-Regulated Consumer Product | Weatherized Non-Condensing Gas | 1809 | 279 |  | 11/25/2020 | 99189 | 203404486 | 01/20/2021
Rheem Sales Company, Inc. | Ruud | RGEA15030AJV08XAB | Federally-Regulated Consumer Product | Weatherized Non-Condensing Gas | 1402 | 261 |  | 11/25/2020 | 80658 | 203404538 | 01/20/2021
Rheem Sales Company, Inc. | Ruud | RGEA14036AJT081AB | Federally-Regulated Consumer Product | Weatherized Non-Condensing Gas | 1430 | 262 |  | 11/25/2020 | 99665 | 203404458 | 01/20/2021
Rheem Sales Company, Inc. | Ruud | RGECZR048AJT12**A | Federally-Regulated Consumer Product | Weatherized Non-Condensing Gas | 1902 | 259 | 282.688 | 10/03/2019 |  |  | 01/20/2021
Rheem Sales Company, Inc. | Ruud | RGEA16036AJV08TAB | Federally-Regulated Consumer Product | Weatherized Non-Condensing Gas | 1648 | 272 |  | 11/25/2020 | 76362 | 203404620 | 01/20/2021
Rheem Sales Company, Inc. | Ruud | R802TA075317MSA | Federally-Regulated Consumer Product | Non-Weatherized, Non-Condensin | 1539 | 250 |  | 11/25/2020 | 52505 | 204007869 | 01/20/2021
Rheem Sales Company, Inc. | Ruud | RGEA16048AJV082AB | Federally-Regulated Consumer Product | Weatherized Non-Condensing Gas | 1648 | 272 |  | 09/30/2020 | 76362 | 203404626 | 01/20/2021
Rheem Sales Company, Inc. | Ruud | R801TA050417MUA | Federally-Regulated Consumer Product | Non-Weatherized, Non-Condensin | 1502 | 248 |  | 11/25/2020 | 50342 | 204501681 | 01/20/2021
Rheem Sales Company, Inc. | Ruud | R802TA150524MXA | Federally-Regulated Consumer Product | Non-Weatherized, Non-Condensin | 2092 | 274 |  | 11/25/2020 | 104565 | 204099280 | 01/20/2021
Rheem Sales Company, Inc. | Ruud | RGEA16036AJV082AB | Federally-Regulated Consumer Product | Weatherized Non-Condensing Gas | 1648 | 272 |  | 11/25/2020 | 76362 | 203404618 | 01/20/2021
Rheem Sales Company, Inc. | Ruud | RGECZR036AJT07**A | Federally-Regulated Consumer Product | Weatherized Non-Condensing Gas | 1475 | 165 |  | 08/05/2020 | 53157 | 203473662 | 01/20/2021
Rheem Sales Company, Inc. | Ruud | R802TA100417MXA | Federally-Regulated Consumer Product | Non-Weatherized, Non-Condensin | 1730 | 258 |  | 11/25/2020 | 70020 | 204099270 | 01/20/2021
Rheem Sales Company, Inc. | Ruud | R801TB100521MUA | Federally-Regulated Consumer Product | Non-Weatherized, Non-Condensin | 2096 | 274 |  | 11/25/2020 | 100583 | 204501687 | 01/20/2021
Rheem Sales Company, Inc. | Ruud | RGEA14030AJT06UAA | Federally-Regulated Consumer Product | Weatherized Non-Condensing Gas | 1125 | 248 |  | 08/05/2020 | 60094 | 205965531 | 01/20/2021
Rheem Sales Company, Inc. | Ruud | RGEA14048AJT08UAA | Federally-Regulated Consumer Product | Weatherized Non-Condensing Gas | 2026 | 288 |  | 08/05/2020 | 80019 | 205965536 | 01/20/2021
Rheem Sales Company, Inc. | Ruud | RGEA14024AJT04UAA | Federally-Regulated Consumer Product | Weatherized Non-Condensing Gas | 1181 | 251 |  | 08/05/2020 | 40068 | 205965540 | 01/20/2021
Rheem Sales Company, Inc. | Ruud | RGEA14036AJT08UAA | Federally-Regulated Consumer Product | Weatherized Non-Condensing Gas | 1382 | 260 |  | 08/05/2020 | 80891 | 205965535 | 01/20/2021
Rheem Sales Company, Inc. | Ruud | RGEA14048AJT10UAA | Federally-Regulated Consumer Product | Weatherized Non-Condensing Gas | 1832 | 280 |  | 08/05/2020 | 100370 | 205965537 | 01/20/2021
Rheem Sales Company, Inc. | Ruud | RGEA14060AJT10UAA | Federally-Regulated Consumer Product | Weatherized Non-Condensing Gas | 2066 | 290 |  | 08/05/2020 | 100130 | 205965539 | 01/20/2021
Rheem Sales Company, Inc. | Ruud | RGEA14024AJT06UAA | Federally-Regulated Consumer Product | Weatherized Non-Condensing Gas | 1236 | 253 |  | 08/05/2020 | 61566 | 205965533 | 01/20/2021
Rheem Sales Company, Inc. | Ruud | RGEA14036AJT06UAA | Federally-Regulated Consumer Product | Weatherized Non-Condensing Gas | 1434 | 262 |  | 08/05/2020 | 60723 | 205965534 | 01/20/2021
Rheem Sales Company, Inc. | Ruud | RGEA14042AJT08UAA | Federally-Regulated Consumer Product | Weatherized Non-Condensing Gas | 1635 | 271 |  | 08/05/2020 | 80943 | 205965538 | 01/20/2021
Rheem Sales Company, Inc. | Ruud | RGEA14030AJT04UAA | Federally-Regulated Consumer Product | Weatherized Non-Condensing Gas | 1189 | 251 |  | 08/05/2020 | 39887 | 205965532 | 01/20/2021
Rheem Sales Company, Inc. | Mainline | MP802TA100417MSA | Federally-Regulated Consumer Product | Non-Weatherized, Non-Condensin | 1730 | 258 |  | 11/25/2020 | 70020 | 205348228 | 01/20/2021
Rheem Sales Company, Inc. | Mainline | RGEA15024BJV06XAA | Federally-Regulated Consumer Product | Weatherized Non-Condensing Gas | 1395 | 260 | 260 | 11/25/2020 | 80305 | 205724689 | 01/20/2021
Rheem Sales Company, Inc. | Mainline | MP802TA100521MSA | Federally-Regulated Consumer Product | Non-Weatherized, Non-Condensin | 1952 | 268 |  | 11/25/2020 | 70078 | 205348231 | 01/20/2021
Rheem Sales Company, Inc. | Mainline | MP801TB075317ZSB | Federally-Regulated Consumer Product | Non-Weatherized, Non-Condensin | 1253 | 237 | 237 | 11/25/2020 | 74903 | 205348220 | 01/20/2021
Rheem Sales Company, Inc. | Mainline | ML801TB075317ZSB | Federally-Regulated Consumer Product | Non-Weatherized, Non-Condensin | 1253 | 237 | 237 | 11/25/2020 | 74903 | 205001021 | 01/20/2021
Rheem Sales Company, Inc. | Mainline | RGEA14060CJT10XAA | Federally-Regulated Consumer Product | Weatherized Non-Condensing Gas | 1911 | 283 | 283 | 11/25/2020 | 99261 | 205724687 | 01/20/2021
Rheem Sales Company, Inc. | Mainline | ML802TA100521MXA | Federally-Regulated Consumer Product | Non-Weatherized, Non-Condensin | 1952 | 268 | 268 | 11/25/2020 | 70078 | 204100517 | 01/20/2021
Rheem Sales Company, Inc. | Mainline | RGEA14060AJT10UAA | Federally-Regulated Consumer Product | Weatherized Non-Condensing Gas | 2066 | 290 |  | 08/05/2020 | 100130 | 205965594 | 01/20/2021
Rheem Sales Company, Inc. | Mainline | MP802TA100417MXA | Federally-Regulated Consumer Product | Non-Weatherized, Non-Condensin | 1730 | 258 |  | 11/25/2020 | 70020 | 205348230 | 01/20/2021
Rheem Sales Company, Inc. | Mainline | MP801CA050314ZXA | Federally-Regulated Consumer Product | Non-Weatherized, Non-Condensin | 1223 | 236 | 236 | 11/25/2020 | 51119 | 205348176 | 01/20/2021
Rheem Sales Company, Inc. | Mainline | ML802TA050314MXA | Federally-Regulated Consumer Product | Non-Weatherized, Non-Condensin | 1260 | 237 | 237 | 11/25/2020 | 35654 | 204100513 | 01/20/2021
Rheem Sales Company, Inc. | Mainline | RGEA14036AJT08UAA | Federally-Regulated Consumer Product | Weatherized Non-Condensing Gas | 1382 | 260 |  | 08/05/2020 | 80891 | 205965590 | 01/20/2021
Rheem Sales Company, Inc. | Mainline | ML801VA100521MUA | Federally-Regulated Consumer Product | Non-Weatherized, Non-Condensin | 2054 | 272 | 272 | 11/25/2020 | 98467 | 205354992 | 01/20/2021
Rheem Sales Company, Inc. | Mainline | ML801CA050314ZXA | Federally-Regulated Consumer Product | Non-Weatherized, Non-Condensin | 1223 | 236 | 236 | 11/25/2020 | 51119 | 205001028 | 01/20/2021
Rheem Sales Company, Inc. | Mainline | MP802TA100521MXA | Federally-Regulated Consumer Product | Non-Weatherized, Non-Condensin | 1952 | 268 | 268 | 11/25/2020 | 70078 | 205348232 | 01/20/2021
Rheem Sales Company, Inc. | Mainline | RGEA15042BJV08XAA | Federally-Regulated Consumer Product | Weatherized Non-Condensing Gas | 1375 | 260 | 260 | 11/25/2020 | 101119 | 205724699 | 01/20/2021
Rheem Sales Company, Inc. | Mainline | ML801CB075317ZXA | Federally-Regulated Consumer Product | Non-Weatherized, Non-Condensin | 1253 | 237 | 237 | 11/25/2020 | 74903 | 205001026 | 01/20/2021
Rheem Sales Company, Inc. | Mainline | RGEA14024AJT04UAA | Federally-Regulated Consumer Product | Weatherized Non-Condensing Gas | 1181 | 251 |  | 08/05/2020 | 40068 | 205965595 | 01/20/2021
Rheem Sales Company, Inc. | Mainline | RGEA15036BJV081AA | Federally-Regulated Consumer Product | Weatherized Non-Condensing Gas | 1355 | 259 | 259 | 11/25/2020 | 99675 | 205724694 | 01/20/2021
Rheem Sales Company, Inc. | Mainline | RGEA14030AJT06UAA | Federally-Regulated Consumer Product | Weatherized Non-Condensing Gas | 1125 | 248 |  | 08/05/2020 | 60094 | 205965586 | 01/20/2021
Rheem Sales Company, Inc. | Mainline | ML801TA050417MUA | Federally-Regulated Consumer Product | Non-Weatherized, Non-Condensin | 1502 | 248 |  | 11/25/2020 | 50342 | 204515055 | 01/20/2021
Rheem Sales Company, Inc. | Mainline | MP802TA150524MSA | Federally-Regulated Consumer Product | Non-Weatherized, Non-Condensin | 2092 | 274 |  | 11/25/2020 | 104565 | 205348235 | 01/20/2021
Rheem Sales Company, Inc. | Mainline | MP801TB075317ZXB | Federally-Regulated Consumer Product | Non-Weatherized, Non-Condensin | 1253 | 237 | 237 | 11/25/2020 | 74903 | 205348222 | 01/20/2021
Rheem Sales Company, Inc. | Mainline | RGEA15042BJV101AA | Federally-Regulated Consumer Product | Weatherized Non-Condensing Gas | 1375 | 260 | 260 | 11/25/2020 | 101119 | 205724700 | 01/20/2021
Rheem Sales Company, Inc. | Mainline | RGEA14060CJT101AA | Federally-Regulated Consumer Product | Weatherized Non-Condensing Gas | 1911 | 283 | 283 | 11/25/2020 | 99261 | 205724686 | 01/20/2021
Rheem Sales Company, Inc. | Mainline | ML801CA050314ZSA | Federally-Regulated Consumer Product | Non-Weatherized, Non-Condensin | 1223 | 236 | 236 | 11/25/2020 | 51119 | 205001024 | 01/20/2021
Rheem Sales Company, Inc. | Mainline | MP801TA050314ZSA | Federally-Regulated Consumer Product | Non-Weatherized, Non-Condensin | 1223 | 236 | 236 | 11/25/2020 | 51119 | 205348197 | 01/20/2021
Rheem Sales Company, Inc. | Mainline | MP801CB075317ZSA | Federally-Regulated Consumer Product | Non-Weatherized, Non-Condensin | 1253 | 237 | 237 | 11/25/2020 | 74903 | 205348193 | 01/20/2021
Rheem Sales Company, Inc. | Mainline | MP801TA070417MUA | Federally-Regulated Consumer Product | Non-Weatherized, Non-Condensin | 1823 | 262 |  | 11/25/2020 | 70109 | 205348202 | 01/20/2021
Rheem Sales Company, Inc. | Mainline | RGEA14042AJT08UAA | Federally-Regulated Consumer Product | Weatherized Non-Condensing Gas | 1635 | 271 |  | 08/05/2020 | 80943 | 205965593 | 01/20/2021
Rheem Sales Company, Inc. | Mainline | MP802TA125524MXA | Federally-Regulated Consumer Product | Non-Weatherized, Non-Condensin | 1899 | 266 | 266 | 11/25/2020 | 87546 | 205348234 | 01/20/2021
Rheem Sales Company, Inc. | Mainline | RGEA14042AJT101AB | Federally-Regulated Consumer Product | Weatherized Non-Condensing Gas | 1494 | 265 |  | 11/25/2020 | 99609 | 204117084 | 01/20/2021
Rheem Sales Company, Inc. | Mainline | ML801VA050417MUA | Federally-Regulated Consumer Product | Non-Weatherized, Non-Condensin | 1298 | 234 | 239 | 11/25/2020 | 50335 | 205354990 | 01/20/2021
Rheem Sales Company, Inc. | Mainline | ML801TB100521MUA | Federally-Regulated Consumer Product | Non-Weatherized, Non-Condensin | 2096 | 274 |  | 11/25/2020 | 100583 | 204515057 | 01/20/2021
Rheem Sales Company, Inc. | Mainline | ML801VA070417MUA | Federally-Regulated Consumer Product | Non-Weatherized, Non-Condensin | 1550 | 250 | 250 | 11/25/2020 | 70502 | 205354991 | 01/20/2021
Rheem Sales Company, Inc. | Mainline | ML802TA150524MXA | Federally-Regulated Consumer Product | Non-Weatherized, Non-Condensin | 2092 | 274 | 274 | 11/25/2020 | 104565 | 204100519 | 01/20/2021
Rheem Sales Company, Inc. | Mainline | ML802TA150524MSA | Federally-Regulated Consumer Product | Non-Weatherized, Non-Condensin | 2092 | 274 |  | 11/25/2020 | 104565 | 204007893 | 01/20/2021
Rheem Sales Company, Inc. | Mainline | MP801CB075317ZXA | Federally-Regulated Consumer Product | Non-Weatherized, Non-Condensin | 1253 | 237 | 237 | 11/25/2020 | 74903 | 205348194 | 01/20/2021
Rheem Sales Company, Inc. | Mainline | ML801TB075317ZXB | Federally-Regulated Consumer Product | Non-Weatherized, Non-Condensin | 1253 | 237 | 237 | 11/25/2020 | 74903 | 205001025 | 01/20/2021
Rheem Sales Company, Inc. | Mainline | RGEA15024BJV081AA | Federally-Regulated Consumer Product | Weatherized Non-Condensing Gas | 1395 | 260 | 260 | 11/25/2020 | 80305 | 205724690 | 01/20/2021
Rheem Sales Company, Inc. | Mainline | MP802TA075317MSA | Federally-Regulated Consumer Product | Non-Weatherized, Non-Condensin | 1539 | 250 |  | 11/25/2020 | 52505 | 205348224 | 01/20/2021
Rheem Sales Company, Inc. | Mainline | ML801CB075317ZSA | Federally-Regulated Consumer Product | Non-Weatherized, Non-Condensin | 1253 | 237 | 237 | 11/25/2020 | 74903 | 205001022 | 01/20/2021
Rheem Sales Company, Inc. | Mainline | ML802TA125524MXA | Federally-Regulated Consumer Product | Non-Weatherized, Non-Condensin | 1899 | 266 | 266 | 11/25/2020 | 87546 | 204100518 | 01/20/2021
Rheem Sales Company, Inc. | Mainline | ML802TA100417MXA | Federally-Regulated Consumer Product | Non-Weatherized, Non-Condensin | 1730 | 258 | 258 | 11/25/2020 | 70020 | 204100516 | 01/20/2021
Rheem Sales Company, Inc. | Mainline | MP801CA050314ZSA | Federally-Regulated Consumer Product | Non-Weatherized, Non-Condensin | 1223 | 236 | 236 | 11/25/2020 | 51119 | 205348175 | 01/20/2021
Rheem Sales Company, Inc. | Mainline | MP802TA075417MXA | Federally-Regulated Consumer Product | Non-Weatherized, Non-Condensin | 1884 | 265 |  | 11/25/2020 | 52545 | 205348227 | 01/20/2021
Rheem Sales Company, Inc. | Mainline | RGEA14048AJT08UAA | Federally-Regulated Consumer Product | Weatherized Non-Condensing Gas | 2026 | 288 |  | 08/05/2020 | 80019 | 205965591 | 01/20/2021
Rheem Sales Company, Inc. | Mainline | RGEA14024AJT06UAA | Federally-Regulated Consumer Product | Weatherized Non-Condensing Gas | 1236 | 253 |  | 08/05/2020 | 61566 | 205965588 | 01/20/2021
Rheem Sales Company, Inc. | Mainline | ML802TA075417MXA | Federally-Regulated Consumer Product | Non-Weatherized, Non-Condensin | 1884 | 265 | 265 | 11/25/2020 | 52545 | 204100515 | 01/20/2021
Rheem Sales Company, Inc. | Mainline | MP801TB100521MUA | Federally-Regulated Consumer Product | Non-Weatherized, Non-Condensin | 2096 | 274 | 274 | 11/25/2020 | 100583 | 205348223 | 01/20/2021
Rheem Sales Company, Inc. | Mainline | MP802TA125524MSA | Federally-Regulated Consumer Product | Non-Weatherized, Non-Condensin | 1899 | 266 |  | 11/25/2020 | 87546 | 205348233 | 01/20/2021
Rheem Sales Company, Inc. | Mainline | RGEA15036BJV061AA | Federally-Regulated Consumer Product | Weatherized Non-Condensing Gas | 1355 | 258 | 259 | 11/25/2020 | 99675 | 205724692 | 01/20/2021
Rheem Sales Company, Inc. | Mainline | RGEA15042BJV081AA | Federally-Regulated Consumer Product | Weatherized Non-Condensing Gas | 1375 | 260 | 260 | 11/25/2020 | 101119 | 205724698 | 01/20/2021
Rheem Sales Company, Inc. | Mainline | RGEA15036BJV101AA | Federally-Regulated Consumer Product | Weatherized Non-Condensing Gas | 1355 | 259 | 259 | 11/25/2020 | 99675 | 205724696 | 01/20/2021
Rheem Sales Company, Inc. | Mainline | RGEA15024BJV061AA | Federally-Regulated Consumer Product | Weatherized Non-Condensing Gas | 1395 | 260 | 260 | 11/25/2020 | 80305 | 205724688 | 01/20/2021
Rheem Sales Company, Inc. | Mainline | ML801TA050314ZXA | Federally-Regulated Consumer Product | Non-Weatherized, Non-Condensin | 1223 | 236 | 236 | 11/25/2020 | 51119 | 205001027 | 01/20/2021
Rheem Sales Company, Inc. | Mainline | ML801TA050314ZSA | Federally-Regulated Consumer Product | Non-Weatherized, Non-Condensin | 1223 | 236 | 236 | 11/25/2020 | 51119 | 205001023 | 01/20/2021
Rheem Sales Company, Inc. | Mainline | RGEA15036BJV06XAA | Federally-Regulated Consumer Product | Weatherized Non-Condensing Gas | 1355 | 258 | 259 | 11/25/2020 | 99675 | 205724693 | 01/20/2021
Rheem Sales Company, Inc. | Mainline | RGEA14036AJT06UAA | Federally-Regulated Consumer Product | Weatherized Non-Condensing Gas | 1434 | 262 |  | 08/05/2020 | 60723 | 205965589 | 01/20/2021
Rheem Sales Company, Inc. | Mainline | RGEA15042BJV10XAA | Federally-Regulated Consumer Product | Weatherized Non-Condensing Gas | 1375 | 260 | 260 | 11/25/2020 | 101119 | 205724701 | 01/20/2021
Rheem Sales Company, Inc. | Mainline | ML801TA070417MUA | Federally-Regulated Consumer Product | Non-Weatherized, Non-Condensin | 1823 | 262 |  | 11/25/2020 | 70109 | 204515056 | 01/20/2021
Rheem Sales Company, Inc. | Mainline | MP801TA050314ZXA | Federally-Regulated Consumer Product | Non-Weatherized, Non-Condensin | 1223 | 236 | 236 | 11/25/2020 | 51119 | 205348198 | 01/20/2021
Rheem Sales Company, Inc. | Mainline | MP801TA050417MUA | Federally-Regulated Consumer Product | Non-Weatherized, Non-Condensin | 1502 | 248 |  | 11/25/2020 | 50342 | 205348200 | 01/20/2021
Rheem Sales Company, Inc. | Mainline | MP802TA150524MXA | Federally-Regulated Consumer Product | Non-Weatherized, Non-Condensin | 2092 | 274 | 274 | 11/25/2020 | 104565 | 205348236 | 01/20/2021
Rheem Sales Company, Inc. | Mainline | RGEA14030AJT04UAA | Federally-Regulated Consumer Product | Weatherized Non-Condensing Gas | 1189 | 251 |  | 08/05/2020 | 39887 | 205965587 | 01/20/2021
Rheem Sales Company, Inc. | Mainline | RGEA14048AJT10UAA | Federally-Regulated Consumer Product | Weatherized Non-Condensing Gas | 1832 | 280 |  | 08/05/2020 | 100370 | 205965592 | 01/20/2021
Rheem Sales Company, Inc. | Mainline | RGEA15036BJV08XAA | Federally-Regulated Consumer Product | Weatherized Non-Condensing Gas | 1355 | 259 | 259 | 11/25/2020 | 99675 | 205724695 | 01/20/2021
Rheem Sales Company, Inc. | Mainline | RGEA15024BJV08XAA | Federally-Regulated Consumer Product | Weatherized Non-Condensing Gas | 1395 | 260 | 260 | 11/25/2020 | 80305 | 205724691 | 01/20/2021
Rheem Sales Company, Inc. | Mainline | MP802TA075417MSA | Federally-Regulated Consumer Product | Non-Weatherized, Non-Condensin | 1884 | 265 |  | 11/25/2020 | 52545 | 205348226 | 01/20/2021
Rheem Sales Company, Inc. | Mainline | MP802TA075317MXA | Federally-Regulated Consumer Product | Non-Weatherized, Non-Condensin | 1539 | 250 |  | 11/25/2020 | 52505 | 205348225 | 01/20/2021
Rheem Sales Company, Inc. | Mainline | ML802TA075317MXA | Federally-Regulated Consumer Product | Non-Weatherized, Non-Condensin | 1539 | 250 | 250 | 11/25/2020 | 52505 | 204100514 | 01/20/2021
Rheem Sales Company, Inc. | Mainline | RGEA15036BJV10XAA | Federally-Regulated Consumer Product | Weatherized Non-Condensing Gas | 1355 | 259 | 259 | 11/25/2020 | 99675 | 205724697 | 01/20/2021
Rheem Sales Company, Inc. | Sure | S801TA050417MUA | Federally-Regulated Consumer Product | Non-Weatherized, Non-Condensin | 1502 | 248 |  | 11/25/2020 | 50342 | 204501682 | 01/20/2021
Rheem Sales Company, Inc. | Sure | S802TA125524MXA | Federally-Regulated Consumer Product | Non-Weatherized, Non-Condensin | 1899 | 266 |  | 11/25/2020 | 87546 | 204099278 | 01/20/2021
Rheem Sales Company, Inc. | Sure | RGECZR036AJT07**A | Federally-Regulated Consumer Product | Weatherized Non-Condensing Gas | 1475 | 165 |  | 08/05/2020 | 53157 | 203473663 | 01/20/2021
Rheem Sales Company, Inc. | Sure | S802TA075417MSA | Federally-Regulated Consumer Product | Non-Weatherized, Non-Condensin | 1884 | 265 |  | 11/25/2020 | 52545 | 204007873 | 01/20/2021
Rheem Sales Company, Inc. | Sure | RGEA14030AJT06UAA | Federally-Regulated Consumer Product | Weatherized Non-Condensing Gas | 1125 | 248 |  | 08/05/2020 | 60094 | 205965541 | 01/20/2021
Rheem Sales Company, Inc. | Sure | S802TA150524MSA | Federally-Regulated Consumer Product | Non-Weatherized, Non-Condensin | 2092 | 274 |  | 11/25/2020 | 104565 | 204007885 | 01/20/2021
Rheem Sales Company, Inc. | Sure | RGEA15030AJV081AB | Federally-Regulated Consumer Product | Weatherized Non-Condensing Gas | 1402 | 261 |  | 11/25/2020 | 80658 | 203404535 | 01/20/2021
Rheem Sales Company, Inc. | Sure | S802TA100417MXA | Federally-Regulated Consumer Product | Non-Weatherized, Non-Condensin | 1730 | 258 |  | 11/25/2020 | 70020 | 204099271 | 01/20/2021
Rheem Sales Company, Inc. | Sure | RGEA15048AJV101AB | Federally-Regulated Consumer Product | Weatherized Non-Condensing Gas | 1720 | 275 |  | 11/25/2020 | 99897 | 203404595 | 01/20/2021
Rheem Sales Company, Inc. | Sure | RGEA14048AJT08XAB | Federally-Regulated Consumer Product | Weatherized Non-Condensing Gas | 1809 | 279 |  | 11/25/2020 | 99189 | 203404491 | 01/20/2021
Rheem Sales Company, Inc. | Sure | S801TA070417MUA | Federally-Regulated Consumer Product | Non-Weatherized, Non-Condensin | 1823 | 262 |  | 11/25/2020 | 70109 | 204501685 | 01/20/2021
Rheem Sales Company, Inc. | Sure | RGEA14042AJT081AB | Federally-Regulated Consumer Product | Weatherized Non-Condensing Gas | 1494 | 265 |  | 11/25/2020 | 99609 | 203404474 | 01/20/2021
Rheem Sales Company, Inc. | Sure | RGEA15048AJV081AB | Federally-Regulated Consumer Product | Weatherized Non-Condensing Gas | 1720 | 275 |  | 11/25/2020 | 99897 | 203404587 | 01/20/2021
Rheem Sales Company, Inc. | Sure | RGECZR048AJT07**A | Federally-Regulated Consumer Product | Weatherized Non-Condensing Gas | 1873 | 167 |  | 08/05/2020 | 52596 | 203473667 | 01/20/2021
Rheem Sales Company, Inc. | Sure | S801TB100521MUA | Federally-Regulated Consumer Product | Non-Weatherized, Non-Condensin | 2096 | 274 |  | 11/25/2020 | 100583 | 204501688 | 01/20/2021
Rheem Sales Company, Inc. | Sure | RGEA15030AJV08XAB | Federally-Regulated Consumer Product | Weatherized Non-Condensing Gas | 1402 | 261 |  | 11/25/2020 | 80658 | 203404539 | 01/20/2021
Rheem Sales Company, Inc. | Sure | RGEA15060AJV10XAB | Federally-Regulated Consumer Product | Weatherized Non-Condensing Gas | 2166 | 294 |  | 09/30/2020 | 100081 | 203404607 | 01/20/2021
Rheem Sales Company, Inc. | Sure | RGEA14042AJT08XAB | Federally-Regulated Consumer Product | Weatherized Non-Condensing Gas | 1494 | 265 |  | 11/25/2020 | 99609 | 203404477 | 01/20/2021
Rheem Sales Company, Inc. | Sure | RGEA15048AJV08XAB | Federally-Regulated Consumer Product | Weatherized Non-Condensing Gas | 1720 | 275 |  | 11/25/2020 | 99897 | 203404591 | 01/20/2021
Rheem Sales Company, Inc. | Sure | RGECZR060AJT07**A | Federally-Regulated Consumer Product | Weatherized Non-Condensing Gas | 2336 | 182 |  | 08/05/2020 | 52310 | 203473671 | 01/20/2021
Rheem Sales Company, Inc. | Sure | RGEA15030AJV061AB | Federally-Regulated Consumer Product | Weatherized Non-Condensing Gas | 1402 | 261 |  | 11/25/2020 | 80658 | 203404527 | 01/20/2021
Rheem Sales Company, Inc. | Sure | RGEA14048AJT101AB | Federally-Regulated Consumer Product | Weatherized Non-Condensing Gas | 1809 | 279 |  | 11/25/2020 | 99189 | 203404495 | 01/20/2021
Rheem Sales Company, Inc. | Sure | RGEA14036AJT08UAA | Federally-Regulated Consumer Product | Weatherized Non-Condensing Gas | 1382 | 260 |  | 08/05/2020 | 80891 | 205965545 | 01/20/2021
Rheem Sales Company, Inc. | Sure | RGEA14030AJT04UAA | Federally-Regulated Consumer Product | Weatherized Non-Condensing Gas | 1189 | 251 |  | 08/05/2020 | 39887 | 205965542 | 01/20/2021
Rheem Sales Company, Inc. | Sure | RGEA14048AJT081AB | Federally-Regulated Consumer Product | Weatherized Non-Condensing Gas | 1809 | 279 |  | 11/25/2020 | 99189 | 203404487 | 01/20/2021
Rheem Sales Company, Inc. | Sure | RGEA14036AJT10XAB | Federally-Regulated Consumer Product | Weatherized Non-Condensing Gas | 1430 | 262 |  | 11/25/2020 | 99665 | 203404471 | 01/20/2021
Rheem Sales Company, Inc. | Sure | RGEA14036AJT08XAB | Federally-Regulated Consumer Product | Weatherized Non-Condensing Gas | 1430 | 262 |  | 11/25/2020 | 99665 | 203404463 | 01/20/2021
Rheem Sales Company, Inc. | Sure | RGEA14036AJT06XAB | Federally-Regulated Consumer Product | Weatherized Non-Condensing Gas | 1430 | 262 |  | 11/25/2020 | 99665 | 203404455 | 01/20/2021
Rheem Sales Company, Inc. | Sure | RGEA14042AJT08UAA | Federally-Regulated Consumer Product | Weatherized Non-Condensing Gas | 1635 | 271 |  | 08/05/2020 | 80943 | 205965548 | 01/20/2021
Rheem Sales Company, Inc. | Sure | S802TA100417MSA | Federally-Regulated Consumer Product | Non-Weatherized, Non-Condensin | 1730 | 258 |  | 11/25/2020 | 70020 | 204007876 | 01/20/2021
Rheem Sales Company, Inc. | Sure | RGEA14048AJT10XAB | Federally-Regulated Consumer Product | Weatherized Non-Condensing Gas | 1809 | 279 |  | 11/25/2020 | 99189 | 203404499 | 01/20/2021
Rheem Sales Company, Inc. | Sure | S802TA050314MXA | Federally-Regulated Consumer Product | Non-Weatherized, Non-Condensin | 1260 | 237 |  | 09/30/2020 | 35654 | 204099260 | 01/20/2021
Rheem Sales Company, Inc. | Sure | S802TA075317MXA | Federally-Regulated Consumer Product | Non-Weatherized, Non-Condensin | 1539 | 250 |  | 11/25/2020 | 52505 | 204099263 | 01/20/2021
Rheem Sales Company, Inc. | Sure | S802TA125524MSA | Federally-Regulated Consumer Product | Non-Weatherized, Non-Condensin | 1899 | 266 |  | 11/25/2020 | 87546 | 204007882 | 01/20/2021
Rheem Sales Company, Inc. | Sure | RGECZR060AJT12**A | Federally-Regulated Consumer Product | Weatherized Non-Condensing Gas | 2183 | 266 | 295.052 | 10/03/2019 |  |  | 01/20/2021
Rheem Sales Company, Inc. | Sure | S802TA075317MSA | Federally-Regulated Consumer Product | Non-Weatherized, Non-Condensin | 1539 | 250 |  | 11/25/2020 | 52505 | 204007870 | 01/20/2021
Rheem Sales Company, Inc. | Sure | RGEA15060AJV101AB | Federally-Regulated Consumer Product | Weatherized Non-Condensing Gas | 2166 | 294 |  | 09/30/2020 | 100081 | 203404603 | 01/20/2021
Rheem Sales Company, Inc. | Sure | S802TA100521MXA | Federally-Regulated Consumer Product | Non-Weatherized, Non-Condensin | 1952 | 268 |  | 11/25/2020 | 70078 | 204099274 | 01/20/2021
Rheem Sales Company, Inc. | Sure | RGEA14048AJT10UAA | Federally-Regulated Consumer Product | Weatherized Non-Condensing Gas | 1832 | 280 |  | 08/05/2020 | 100370 | 205965547 | 01/20/2021
Rheem Sales Company, Inc. | Sure | RGECZR036AJT10**A | Federally-Regulated Consumer Product | Weatherized Non-Condensing Gas | 1576 | 218 | 268.344 | 10/03/2019 |  |  | 01/20/2021
Rheem Sales Company, Inc. | Sure | RGEA15048AJV10XAB | Federally-Regulated Consumer Product | Weatherized Non-Condensing Gas | 1720 | 275 |  | 11/25/2020 | 99897 | 203404599 | 01/20/2021
Rheem Sales Company, Inc. | Sure | RGEA15030AJV06XAB | Federally-Regulated Consumer Product | Weatherized Non-Condensing Gas | 1402 | 261 |  | 11/25/2020 | 80658 | 203404531 | 01/20/2021
Rheem Sales Company, Inc. | Sure | RGEA14060AJT10UAA | Federally-Regulated Consumer Product | Weatherized Non-Condensing Gas | 2066 | 290 |  | 08/05/2020 | 100130 | 205965549 | 01/20/2021
Rheem Sales Company, Inc. | Sure | RGEA14036AJT101AB | Federally-Regulated Consumer Product | Weatherized Non-Condensing Gas | 1430 | 262 |  | 11/25/2020 | 99665 | 203404467 | 01/20/2021
Rheem Sales Company, Inc. | Sure | RGEA14042AJT101AB | Federally-Regulated Consumer Product | Weatherized Non-Condensing Gas | 1494 | 265 |  | 11/25/2020 | 99609 | 203404480 | 01/20/2021
Rheem Sales Company, Inc. | Sure | RGECZR048AJT12**A | Federally-Regulated Consumer Product | Weatherized Non-Condensing Gas | 1902 | 259 | 282.688 | 10/03/2019 |  |  | 01/20/2021
Rheem Sales Company, Inc. | Sure | S802TA100521MSA | Federally-Regulated Consumer Product | Non-Weatherized, Non-Condensin | 1952 | 268 |  | 11/25/2020 | 70078 | 204007879 | 01/20/2021
Rheem Sales Company, Inc. | Sure | RGEA14048AJT08UAA | Federally-Regulated Consumer Product | Weatherized Non-Condensing Gas | 2026 | 288 |  | 08/05/2020 | 80019 | 205965546 | 01/20/2021
Rheem Sales Company, Inc. | Sure | RGEA14024AJT06UAA | Federally-Regulated Consumer Product | Weatherized Non-Condensing Gas | 1236 | 253 |  | 08/05/2020 | 61566 | 205965543 | 01/20/2021
Rheem Sales Company, Inc. | Sure | S802TA150524MXA | Federally-Regulated Consumer Product | Non-Weatherized, Non-Condensin | 2092 | 274 |  | 11/25/2020 | 104565 | 204099281 | 01/20/2021
Rheem Sales Company, Inc. | Sure | RGEA14036AJT081AB | Federally-Regulated Consumer Product | Weatherized Non-Condensing Gas | 1430 | 262 |  | 11/25/2020 | 99665 | 203404459 | 01/20/2021
Rheem Sales Company, Inc. | Sure | S802TA075417MXA | Federally-Regulated Consumer Product | Non-Weatherized, Non-Condensin | 1884 | 265 |  | 11/25/2020 | 52545 | 204099267 | 01/20/2021
Rheem Sales Company, Inc. | Fujitsu | FF100215TS80ZB | Federally-Regulated Consumer Product | Non-Weatherized, Non-Condensin | 2096 | 274 |  | 11/25/2020 | 100583 | 204515051 | 01/20/2021
Rheem Sales Company, Inc. | Fujitsu | FF150245TT80X | Federally-Regulated Consumer Product | Non-Weatherized, Non-Condensin | 2092 | 274 |  | 11/25/2020 | 104565 | 204100505 | 01/20/2021
Rheem Sales Company, Inc. | Fujitsu | RGEA16036AJV08TAB | Federally-Regulated Consumer Product | Weatherized Non-Condensing Gas | 1648 | 272 |  | 11/25/2020 | 76362 | 205785658 | 01/20/2021
Rheem Sales Company, Inc. | Fujitsu | FF50143TT80M | Federally-Regulated Consumer Product | Non-Weatherized, Non-Condensin | 1260 | 237 | 237 | 11/25/2020 | 35654 | 204007902 | 01/20/2021
Rheem Sales Company, Inc. | Fujitsu | RGEA15030AJV081AB | Federally-Regulated Consumer Product | Weatherized Non-Condensing Gas | 1402 | 261 |  | 11/25/2020 | 80658 | 204117050 | 01/20/2021
Rheem Sales Company, Inc. | Fujitsu | RGEA14048AJT08UAA | Federally-Regulated Consumer Product | Weatherized Non-Condensing Gas | 2026 | 288 |  | 08/05/2020 | 80019 | 205965581 | 01/20/2021
Rheem Sales Company, Inc. | Fujitsu | RGEA14048AJT10UAA | Federally-Regulated Consumer Product | Weatherized Non-Condensing Gas | 1832 | 280 |  | 08/05/2020 | 100370 | 205965582 | 01/20/2021
Rheem Sales Company, Inc. | Fujitsu | FF100174TT80X | Federally-Regulated Consumer Product | Non-Weatherized, Non-Condensin | 1730 | 258 |  | 11/25/2020 | 70020 | 204100502 | 01/20/2021
Rheem Sales Company, Inc. | Fujitsu | RGEA14042AJT08XAB | Federally-Regulated Consumer Product | Weatherized Non-Condensing Gas | 1494 | 265 |  | 11/25/2020 | 99609 | 204117035 | 01/20/2021
Rheem Sales Company, Inc. | Fujitsu | FF150245TT80M | Federally-Regulated Consumer Product | Non-Weatherized, Non-Condensin | 2092 | 274 |  | 11/25/2020 | 104565 | 204007908 | 01/20/2021
Rheem Sales Company, Inc. | Fujitsu | RGEA14036AJT081AB | Federally-Regulated Consumer Product | Weatherized Non-Condensing Gas | 1430 | 262 |  | 11/25/2020 | 99665 | 204117030 | 01/20/2021
Rheem Sales Company, Inc. | Fujitsu | RGEA14048AJT081AB | Federally-Regulated Consumer Product | Weatherized Non-Condensing Gas | 1809 | 279 |  | 11/25/2020 | 99189 | 204117038 | 01/20/2021
Rheem Sales Company, Inc. | Fujitsu | FF70174TS80Z | Federally-Regulated Consumer Product | Non-Weatherized, Non-Condensin | 1823 | 262 |  | 11/25/2020 | 70109 | 204515050 | 01/20/2021
Rheem Sales Company, Inc. | Fujitsu | RGEA16036AJV082AB | Federally-Regulated Consumer Product | Weatherized Non-Condensing Gas | 1648 | 272 |  | 11/25/2020 | 76362 | 205785657 | 01/20/2021
Rheem Sales Company, Inc. | Fujitsu | RGEA15060AJV101AB | Federally-Regulated Consumer Product | Weatherized Non-Condensing Gas | 2166 | 294 | 294 | 11/25/2020 | 100081 | 204117066 | 01/20/2021
Rheem Sales Company, Inc. | Fujitsu | RGEA14048AJT101AB | Federally-Regulated Consumer Product | Weatherized Non-Condensing Gas | 1809 | 279 |  | 11/25/2020 | 99189 | 204117040 | 01/20/2021
Rheem Sales Company, Inc. | Fujitsu | FF125245TT80X | Federally-Regulated Consumer Product | Non-Weatherized, Non-Condensin | 1899 | 266 |  | 11/25/2020 | 87546 | 204100504 | 01/20/2021
Rheem Sales Company, Inc. | Fujitsu | RGECZR060AJT12**A | Federally-Regulated Consumer Product | Weatherized Non-Condensing Gas | 2183 | 266 |  | 07/22/2020 | 83968 | 205785672 | 01/20/2021
Rheem Sales Company, Inc. | Fujitsu | RGEA14042AJT081AB | Federally-Regulated Consumer Product | Weatherized Non-Condensing Gas | 1494 | 265 |  | 11/25/2020 | 99609 | 204117034 | 01/20/2021
Rheem Sales Company, Inc. | Fujitsu | FF75173TT80X | Federally-Regulated Consumer Product | Non-Weatherized, Non-Condensin | 1539 | 250 |  | 11/25/2020 | 52505 | 204100500 | 01/20/2021
Rheem Sales Company, Inc. | Fujitsu | RGEA14024AJT04UAA | Federally-Regulated Consumer Product | Weatherized Non-Condensing Gas | 1181 | 251 |  | 08/05/2020 | 40068 | 205965585 | 01/20/2021
Rheem Sales Company, Inc. | Fujitsu | FF75174TT80M | Federally-Regulated Consumer Product | Non-Weatherized, Non-Condensin | 1884 | 265 |  | 11/25/2020 | 52545 | 204007904 | 01/20/2021
Rheem Sales Company, Inc. | Fujitsu | RGEA14036AJT061AB | Federally-Regulated Consumer Product | Weatherized Non-Condensing Gas | 1430 | 262 |  | 11/25/2020 | 99665 | 204117028 | 01/20/2021
Rheem Sales Company, Inc. | Fujitsu | RGEA14036AJT06UAA | Federally-Regulated Consumer Product | Weatherized Non-Condensing Gas | 1434 | 262 |  | 08/05/2020 | 60723 | 205965579 | 01/20/2021
Rheem Sales Company, Inc. | Fujitsu | RGEA16036AJV062AB | Federally-Regulated Consumer Product | Weatherized Non-Condensing Gas | 1648 | 259 |  | 11/25/2020 | 76362 | 205785655 | 01/20/2021
Rheem Sales Company, Inc. | Fujitsu | RGEA15048AJV08XAB | Federally-Regulated Consumer Product | Weatherized Non-Condensing Gas | 1720 | 275 |  | 11/25/2020 | 99897 | 204117063 | 01/20/2021
Rheem Sales Company, Inc. | Fujitsu | RGEA15030AJV06XAB | Federally-Regulated Consumer Product | Weatherized Non-Condensing Gas | 1402 | 261 |  | 11/25/2020 | 80658 | 204117049 | 01/20/2021
Rheem Sales Company, Inc. | Fujitsu | RGEA14036AJT10XAB | Federally-Regulated Consumer Product | Weatherized Non-Condensing Gas | 1430 | 262 |  | 11/25/2020 | 99665 | 204117033 | 01/20/2021
Rheem Sales Company, Inc. | Fujitsu | RGEA15048AJV081AB | Federally-Regulated Consumer Product | Weatherized Non-Condensing Gas | 1720 | 275 |  | 11/25/2020 | 99897 | 204117062 | 01/20/2021
Rheem Sales Company, Inc. | Fujitsu | RGEA15048AJV101AB | Federally-Regulated Consumer Product | Weatherized Non-Condensing Gas | 1720 | 275 |  | 11/25/2020 | 99897 | 204117064 | 01/20/2021
Rheem Sales Company, Inc. | Fujitsu | FF75173TT80M | Federally-Regulated Consumer Product | Non-Weatherized, Non-Condensin | 1539 | 250 |  | 11/25/2020 | 52505 | 204007903 | 01/20/2021
Rheem Sales Company, Inc. | Fujitsu | RGEA14042AJT08UAA | Federally-Regulated Consumer Product | Weatherized Non-Condensing Gas | 1635 | 271 |  | 08/05/2020 | 80943 | 205965583 | 01/20/2021
Rheem Sales Company, Inc. | Fujitsu | RGEA15030AJV061AB | Federally-Regulated Consumer Product | Weatherized Non-Condensing Gas | 1402 | 261 |  | 11/25/2020 | 80658 | 204117048 | 01/20/2021
Rheem Sales Company, Inc. | Fujitsu | FF100174TT80M | Federally-Regulated Consumer Product | Non-Weatherized, Non-Condensin | 1730 | 258 |  | 11/25/2020 | 70020 | 204007905 | 01/20/2021
Rheem Sales Company, Inc. | Fujitsu | RGEA14048AJT10XAB | Federally-Regulated Consumer Product | Weatherized Non-Condensing Gas | 1809 | 279 |  | 11/25/2020 | 99189 | 204117041 | 01/20/2021
Rheem Sales Company, Inc. | Fujitsu | RGEA14060AJT10UAA | Federally-Regulated Consumer Product | Weatherized Non-Condensing Gas | 2066 | 290 |  | 08/05/2020 | 100130 | 205965584 | 01/20/2021
Rheem Sales Company, Inc. | Fujitsu | RGEA16024AJV06TAB | Federally-Regulated Consumer Product | Weatherized Non-Condensing Gas | 1358 | 259 |  | 11/25/2020 | 46205 | 205785654 | 01/20/2021
Rheem Sales Company, Inc. | Fujitsu | RGEA14036AJT08UAA | Federally-Regulated Consumer Product | Weatherized Non-Condensing Gas | 1382 | 260 |  | 08/05/2020 | 80891 | 205965580 | 01/20/2021
Rheem Sales Company, Inc. | Fujitsu | RGEA14036AJT101AB | Federally-Regulated Consumer Product | Weatherized Non-Condensing Gas | 1430 | 262 |  | 11/25/2020 | 99665 | 204117032 | 01/20/2021
Rheem Sales Company, Inc. | Fujitsu | RGEA14042AJT101AB | Federally-Regulated Consumer Product | Weatherized Non-Condensing Gas | 1494 | 265 |  | 11/25/2020 | 99609 | 204117036 | 01/20/2021
Rheem Sales Company, Inc. | Fujitsu | RGEA15060AJV10XAB | Federally-Regulated Consumer Product | Weatherized Non-Condensing Gas | 2166 | 294 | 294 | 11/25/2020 | 100081 | 204117067 | 01/20/2021
Rheem Sales Company, Inc. | Fujitsu | RGECZR060AJT07**A | Federally-Regulated Consumer Product | Weatherized Non-Condensing Gas | 2336 | 182 |  | 08/05/2020 | 52310 | 205785671 | 01/20/2021
Rheem Sales Company, Inc. | Fujitsu | FF50143TT80X | Federally-Regulated Consumer Product | Non-Weatherized, Non-Condensin | 1260 | 237 | 237 | 11/25/2020 | 35654 | 204100499 | 01/20/2021
Rheem Sales Company, Inc. | Fujitsu | RGEA15030AJV08XAB | Federally-Regulated Consumer Product | Weatherized Non-Condensing Gas | 1402 | 261 |  | 11/25/2020 | 80658 | 204117051 | 01/20/2021
Rheem Sales Company, Inc. | Fujitsu | RGEA16024AJV062AB | Federally-Regulated Consumer Product | Weatherized Non-Condensing Gas | 1358 | 259 |  | 11/25/2020 | 46205 | 205785653 | 01/20/2021
Rheem Sales Company, Inc. | Fujitsu | RGEA14042AJT10XAB | Federally-Regulated Consumer Product | Weatherized Non-Condensing Gas | 1494 | 265 |  | 11/25/2020 | 99609 | 204117037 | 01/20/2021
Rheem Sales Company, Inc. | Fujitsu | RGEA14030AJT04UAA | Federally-Regulated Consumer Product | Weatherized Non-Condensing Gas | 1189 | 251 |  | 08/05/2020 | 39887 | 205965577 | 01/20/2021
Rheem Sales Company, Inc. | Fujitsu | FF125245TT80M | Federally-Regulated Consumer Product | Non-Weatherized, Non-Condensin | 1899 | 266 |  | 11/25/2020 | 87546 | 204007907 | 01/20/2021
Rheem Sales Company, Inc. | Fujitsu | FF75174TT80X | Federally-Regulated Consumer Product | Non-Weatherized, Non-Condensin | 1884 | 265 |  | 11/25/2020 | 52545 | 204100501 | 01/20/2021
Rheem Sales Company, Inc. | Fujitsu | FF100215TT80X | Federally-Regulated Consumer Product | Non-Weatherized, Non-Condensin | 1952 | 268 |  | 11/25/2020 | 70078 | 204100503 | 01/20/2021
Rheem Sales Company, Inc. | Fujitsu | RGEA14036AJT08XAB | Federally-Regulated Consumer Product | Weatherized Non-Condensing Gas | 1430 | 262 |  | 11/25/2020 | 99665 | 204117031 | 01/20/2021
Rheem Sales Company, Inc. | Fujitsu | RGEA15048AJV10XAB | Federally-Regulated Consumer Product | Weatherized Non-Condensing Gas | 1720 | 275 |  | 11/25/2020 | 99897 | 204117065 | 01/20/2021
Rheem Sales Company, Inc. | Fujitsu | RGECZR048AJT07**A | Federally-Regulated Consumer Product | Weatherized Non-Condensing Gas | 1873 | 167 |  | 08/05/2020 | 52596 | 205785669 | 01/20/2021
Rheem Sales Company, Inc. | Fujitsu | FF50174TS80Z | Federally-Regulated Consumer Product | Non-Weatherized, Non-Condensin | 1502 | 248 |  | 11/25/2020 | 50342 | 204515049 | 01/20/2021
Rheem Sales Company, Inc. | Fujitsu | RGEA14030AJT06UAA | Federally-Regulated Consumer Product | Weatherized Non-Condensing Gas | 1125 | 248 |  | 08/05/2020 | 60094 | 205965576 | 01/20/2021
Rheem Sales Company, Inc. | Fujitsu | RGEA16036AJV06TAB | Federally-Regulated Consumer Product | Weatherized Non-Condensing Gas | 1648 | 259 |  | 11/25/2020 | 76362 | 205785656 | 01/20/2021
Rheem Sales Company, Inc. | Fujitsu | FF100215TT80M | Federally-Regulated Consumer Product | Non-Weatherized, Non-Condensin | 1952 | 268 |  | 11/25/2020 | 70078 | 204007906 | 01/20/2021
Rheem Sales Company, Inc. | Fujitsu | RGEA14024AJT06UAA | Federally-Regulated Consumer Product | Weatherized Non-Condensing Gas | 1236 | 253 |  | 08/05/2020 | 61566 | 205965578 | 01/20/2021
Rheem Sales Company, Inc. | Mainline | RGEA14030AJT06XAB | Federally-Regulated Consumer Product | Weatherized Non-Condensing Gas | 1147 | 249 |  | 11/25/2020 | 79965 | 204117073 | 01/20/2021
Rheem Sales Company, Inc. | Mainline | ML96TA1152524MSA | Federally-Regulated Consumer Product | Non-Weatherized, Condensing Ga | 1935 | 280 |  | 11/25/2020 | 78711 | 10378201 | 01/20/2021
Rheem Sales Company, Inc. | Mainline | RGEA14036AJT081AB | Federally-Regulated Consumer Product | Weatherized Non-Condensing Gas | 1430 | 262 |  | 11/25/2020 | 99665 | 204117078 | 01/20/2021
Rheem Sales Company, Inc. | Mainline | MP801CA125524ZSA | Federally-Regulated Consumer Product | Non-Weatherized, Non-Condensin | 1835 | 263 |  | 11/25/2020 | 124289 | 205348190 | 01/20/2021
Rheem Sales Company, Inc. | Mainline | RGEA16036AJV06TAB | Federally-Regulated Consumer Product | Weatherized Non-Condensing Gas | 1648 | 259 | 272 | 11/25/2020 | 76362 | 205785636 | 01/20/2021
Rheem Sales Company, Inc. | Mainline | ML801CA100521ZXA | Federally-Regulated Consumer Product | Non-Weatherized, Non-Condensin | 1895 | 265 |  | 11/25/2020 | 100302 | 203327240 | 01/20/2021
Rheem Sales Company, Inc. | Mainline | ML801CA075417MSA | Federally-Regulated Consumer Product | Non-Weatherized, Non-Condensin | 1496 | 248 |  | 11/25/2020 | 75177 | 203327227 | 01/20/2021
Rheem Sales Company, Inc. | Mainline | RGEA15048AJV101AB | Federally-Regulated Consumer Product | Weatherized Non-Condensing Gas | 1720 | 275 |  | 11/25/2020 | 99897 | 204117112 | 01/20/2021
Rheem Sales Company, Inc. | Mainline | MP801CA100521MSA | Federally-Regulated Consumer Product | Non-Weatherized, Non-Condensin | 1812 | 262 |  | 11/25/2020 | 99863 | 205348183 | 01/20/2021
Rheem Sales Company, Inc. | Mainline | RGEA16024AJV06TAB | Federally-Regulated Consumer Product | Weatherized Non-Condensing Gas | 1358 | 259 |  | 11/25/2020 | 46205 | 205785634 | 01/20/2021
Rheem Sales Company, Inc. | Mainline | ML801CA075421MXA | Federally-Regulated Consumer Product | Non-Weatherized, Non-Condensin | 1634 | 254 |  | 11/25/2020 | 75736 | 203327230 | 01/20/2021
Rheem Sales Company, Inc. | Mainline | ML801CA125524MSA | Federally-Regulated Consumer Product | Non-Weatherized, Non-Condensin | 1991 | 270 |  | 11/25/2020 | 123598 | 203327233 | 01/20/2021
Rheem Sales Company, Inc. | Mainline | ML96TA0702521MSA | Federally-Regulated Consumer Product | Non-Weatherized, Condensing Ga | 1854 | 277 |  | 11/25/2020 | 49250 | 203261715 | 01/20/2021
Rheem Sales Company, Inc. | Mainline | RGEA16036AJV062AB | Federally-Regulated Consumer Product | Weatherized Non-Condensing Gas | 1648 | 259 |  | 11/25/2020 | 76362 | 205785635 | 01/20/2021
Rheem Sales Company, Inc. | Mainline | RGEA16036AJV082AB | Federally-Regulated Consumer Product | Weatherized Non-Condensing Gas | 1648 | 272 | 272 | 11/25/2020 | 76362 | 205785637 | 01/20/2021
Rheem Sales Company, Inc. | Mainline | MP801CA075421MSA | Federally-Regulated Consumer Product | Non-Weatherized, Non-Condensin | 1634 | 254 |  | 11/25/2020 | 75736 | 205348179 | 01/20/2021
Rheem Sales Company, Inc. | Mainline | RGECZR036AJT10**A | Federally-Regulated Consumer Product | Weatherized Non-Condensing Gas | 1576 | 218 |  | 07/22/2020 | 100764 | 205785648 | 01/20/2021
Rheem Sales Company, Inc. | Mainline | RGEA16024AJV062AB | Federally-Regulated Consumer Product | Weatherized Non-Condensing Gas | 1358 | 259 | 259 | 11/25/2020 | 46205 | 205785633 | 01/20/2021
Rheem Sales Company, Inc. | Mainline | RGEA14030AJT081AB | Federally-Regulated Consumer Product | Weatherized Non-Condensing Gas | 1147 | 249 |  | 11/25/2020 | 79965 | 204117074 | 01/20/2021
Rheem Sales Company, Inc. | Mainline | ML801CA075421MSA | Federally-Regulated Consumer Product | Non-Weatherized, Non-Condensin | 1634 | 254 |  | 11/25/2020 | 75736 | 203327229 | 01/20/2021
Rheem Sales Company, Inc. | Mainline | RGEA14042AJT08XAB | Federally-Regulated Consumer Product | Weatherized Non-Condensing Gas | 1494 | 265 |  | 11/25/2020 | 99609 | 204117083 | 01/20/2021
Rheem Sales Company, Inc. | Mainline | ML802TA075317MSA | Federally-Regulated Consumer Product | Non-Weatherized, Non-Condensin | 1539 | 250 |  | 11/25/2020 | 52505 | 204007888 | 01/20/2021
Rheem Sales Company, Inc. | Mainline | ML802TA100417MSA | Federally-Regulated Consumer Product | Non-Weatherized, Non-Condensin | 1730 | 258 |  | 11/25/2020 | 70020 | 204007890 | 01/20/2021
Rheem Sales Company, Inc. | Mainline | RGEA15030AJV06XAB | Federally-Regulated Consumer Product | Weatherized Non-Condensing Gas | 1402 | 261 |  | 11/25/2020 | 80658 | 204117097 | 01/20/2021
Rheem Sales Company, Inc. | Mainline | RGEA16048AJV08TAB | Federally-Regulated Consumer Product | Weatherized Non-Condensing Gas | 1845 | 272 | 280 | 11/25/2020 | 76171 | 205785642 | 01/20/2021
Rheem Sales Company, Inc. | Mainline | ML801TA100521MUA | Federally-Regulated Consumer Product | Non-Weatherized, Non-Condensin | 1861 | 264 |  | 11/25/2020 | 98348 | 202132863 | 01/20/2021
Rheem Sales Company, Inc. | Mainline | MP801CA075417MSA | Federally-Regulated Consumer Product | Non-Weatherized, Non-Condensin | 1496 | 248 |  | 11/25/2020 | 75177 | 205348177 | 01/20/2021
Rheem Sales Company, Inc. | Mainline | RGEA15030AJV061AB | Federally-Regulated Consumer Product | Weatherized Non-Condensing Gas | 1402 | 261 |  | 11/25/2020 | 80658 | 204117096 | 01/20/2021
Rheem Sales Company, Inc. | Mainline | RGEA15060AJV10XAB | Federally-Regulated Consumer Product | Weatherized Non-Condensing Gas | 2166 | 294 | 294 | 11/25/2020 | 100081 | 204117115 | 01/20/2021
Rheem Sales Company, Inc. | Mainline | MP801CA075521ZXA | Federally-Regulated Consumer Product | Non-Weatherized, Non-Condensin | 1892 | 265 |  | 11/25/2020 | 99827 | 205348182 | 01/20/2021
Rheem Sales Company, Inc. | Mainline | RGEA16060AJV102AB | Federally-Regulated Consumer Product | Weatherized Non-Condensing Gas | 2330 | 280 | 302 | 11/25/2020 | 75239 | 205785645 | 01/20/2021
Rheem Sales Company, Inc. | Mainline | ML96TA0702317MSA | Federally-Regulated Consumer Product | Non-Weatherized, Condensing Ga | 1321 | 253 |  | 11/25/2020 | 49242 | 10378198 | 01/20/2021
Rheem Sales Company, Inc. | Mainline | ML95TC0701521MSA | Federally-Regulated Consumer Product | Non-Weatherized, Condensing Ga | 1983 | 279 |  | 11/25/2020 | 70360 | 203261713 | 01/20/2021
Rheem Sales Company, Inc. | Mainline | MP801CA050314MSA | Federally-Regulated Consumer Product | Non-Weatherized, Non-Condensin | 1388 | 184 |  | 11/25/2020 | 49660 | 205348172 | 01/20/2021
Rheem Sales Company, Inc. | Mainline | RGEA16048AJV10TAB | Federally-Regulated Consumer Product | Weatherized Non-Condensing Gas | 1845 | 280 | 280 | 11/25/2020 | 76171 | 205785644 | 01/20/2021
Rheem Sales Company, Inc. | Mainline | ML801CA075521ZSA | Federally-Regulated Consumer Product | Non-Weatherized, Non-Condensin | 1892 | 265 |  | 11/25/2020 | 99827 | 203327237 | 01/20/2021
Rheem Sales Company, Inc. | Mainline | RGEA14036AJT061AB | Federally-Regulated Consumer Product | Weatherized Non-Condensing Gas | 1430 | 262 |  | 11/25/2020 | 99665 | 204117076 | 01/20/2021
Rheem Sales Company, Inc. | Mainline | RGEA15048AJV08XAB | Federally-Regulated Consumer Product | Weatherized Non-Condensing Gas | 1720 | 275 | 275 | 11/25/2020 | 99897 | 204117111 | 01/20/2021
Rheem Sales Company, Inc. | Mainline | MP801CA100521ZSA | Federally-Regulated Consumer Product | Non-Weatherized, Non-Condensin | 1895 | 265 |  | 11/25/2020 | 100302 | 205348186 | 01/20/2021
Rheem Sales Company, Inc. | Mainline | RGEA16036AJV08TAB | Federally-Regulated Consumer Product | Weatherized Non-Condensing Gas | 1648 | 272 |  | 11/25/2020 | 76362 | 205785638 | 01/20/2021
Rheem Sales Company, Inc. | Mainline | MP801CA075421MXA | Federally-Regulated Consumer Product | Non-Weatherized, Non-Condensin | 1634 | 254 |  | 11/25/2020 | 75736 | 205348180 | 01/20/2021
Rheem Sales Company, Inc. | Mainline | RGEA14036AJT06XAB | Federally-Regulated Consumer Product | Weatherized Non-Condensing Gas | 1430 | 262 |  | 11/25/2020 | 99665 | 204117077 | 01/20/2021
Rheem Sales Company, Inc. | Mainline | MP801CA075521ZSA | Federally-Regulated Consumer Product | Non-Weatherized, Non-Condensin | 1892 | 265 |  | 11/25/2020 | 99827 | 205348181 | 01/20/2021
Rheem Sales Company, Inc. | Mainline | ML801CA100521MXA | Federally-Regulated Consumer Product | Non-Weatherized, Non-Condensin | 1812 | 262 |  | 11/25/2020 | 99863 | 203327232 | 01/20/2021
Rheem Sales Company, Inc. | Mainline | RGEA14030AJT061AB | Federally-Regulated Consumer Product | Weatherized Non-Condensing Gas | 1147 | 249 |  | 11/25/2020 | 79965 | 204117072 | 01/20/2021
Rheem Sales Company, Inc. | Mainline | RGECZR048AJT07**A | Federally-Regulated Consumer Product | Weatherized Non-Condensing Gas | 1873 | 167 |  | 08/05/2020 | 52596 | 205785649 | 01/20/2021
Rheem Sales Company, Inc. | Mainline | RGEA14030AJT08XAB | Federally-Regulated Consumer Product | Weatherized Non-Condensing Gas | 1147 | 249 |  | 11/25/2020 | 79965 | 204117075 | 01/20/2021
Rheem Sales Company, Inc. | Mainline | ML802TA050314MSA | Federally-Regulated Consumer Product | Non-Weatherized, Non-Condensin | 1260 | 237 | 237 | 11/25/2020 | 35654 | 204007887 | 01/20/2021
Rheem Sales Company, Inc. | Mainline | RGEA14036AJT08XAB | Federally-Regulated Consumer Product | Weatherized Non-Condensing Gas | 1430 | 262 |  | 11/25/2020 | 99665 | 204117079 | 01/20/2021
Rheem Sales Company, Inc. | Mainline | MP801CA100521MXA | Federally-Regulated Consumer Product | Non-Weatherized, Non-Condensin | 1812 | 262 |  | 11/25/2020 | 99863 | 205348185 | 01/20/2021
Rheem Sales Company, Inc. | Mainline | RGECZR060AJT07**A | Federally-Regulated Consumer Product | Weatherized Non-Condensing Gas | 2336 | 182 |  | 08/05/2020 | 52310 | 205785651 | 01/20/2021
Rheem Sales Company, Inc. | Mainline | ML802TA100521MSA | Federally-Regulated Consumer Product | Non-Weatherized, Non-Condensin | 1952 | 268 |  | 11/25/2020 | 70078 | 204007891 | 01/20/2021
Rheem Sales Company, Inc. | Mainline | ML801CA125524ZXA | Federally-Regulated Consumer Product | Non-Weatherized, Non-Condensin | 1835 | 263 |  | 11/25/2020 | 124289 | 203327242 | 01/20/2021
Rheem Sales Company, Inc. | Mainline | RGEA15030AJV08XAB | Federally-Regulated Consumer Product | Weatherized Non-Condensing Gas | 1402 | 261 |  | 11/25/2020 | 80658 | 204117099 | 01/20/2021
Rheem Sales Company, Inc. | Mainline | RGEA16036AJV102AB | Federally-Regulated Consumer Product | Weatherized Non-Condensing Gas | 1648 | 272 | 272 | 11/25/2020 | 76362 | 205785639 | 01/20/2021
Rheem Sales Company, Inc. | Mainline | ML801TA070317MUA | Federally-Regulated Consumer Product | Non-Weatherized, Non-Condensin | 1189 | 234 |  | 11/25/2020 | 70542 | 202132862 | 01/20/2021
Rheem Sales Company, Inc. | Mainline | RGECZR048AJT12**A | Federally-Regulated Consumer Product | Weatherized Non-Condensing Gas | 1902 | 259 |  | 07/22/2020 | 84032 | 205785650 | 01/20/2021
Rheem Sales Company, Inc. | Mainline | RGEA14048AJT081AB | Federally-Regulated Consumer Product | Weatherized Non-Condensing Gas | 1809 | 279 |  | 11/25/2020 | 99189 | 204117086 | 01/20/2021
Rheem Sales Company, Inc. | Mainline | ML802TA075417MSA | Federally-Regulated Consumer Product | Non-Weatherized, Non-Condensin | 1884 | 265 |  | 11/25/2020 | 52545 | 204007889 | 01/20/2021
Rheem Sales Company, Inc. | Mainline | RGEA16060AJV10TAB | Federally-Regulated Consumer Product | Weatherized Non-Condensing Gas | 2330 | 280 |  | 11/25/2020 | 75239 | 205785646 | 01/20/2021
Rheem Sales Company, Inc. | Mainline | RGECZR036AJT07**A | Federally-Regulated Consumer Product | Weatherized Non-Condensing Gas | 1475 | 165 |  | 08/05/2020 | 53157 | 205785647 | 01/20/2021
Rheem Sales Company, Inc. | Mainline | ML801CA100521MSA | Federally-Regulated Consumer Product | Non-Weatherized, Non-Condensin | 1812 | 262 |  | 11/25/2020 | 99863 | 203327231 | 01/20/2021
Rheem Sales Company, Inc. | Mainline | RGEA14048AJT10XAB | Federally-Regulated Consumer Product | Weatherized Non-Condensing Gas | 1809 | 279 |  | 11/25/2020 | 99189 | 204117089 | 01/20/2021
Rheem Sales Company, Inc. | Mainline | ML96TA0852521MSA | Federally-Regulated Consumer Product | Non-Weatherized, Condensing Ga | 2115 | 288 |  | 11/25/2020 | 58240 | 10378199 | 01/20/2021
Rheem Sales Company, Inc. | Mainline | RGEA14024AJT08XAB | Federally-Regulated Consumer Product | Weatherized Non-Condensing Gas | 1127 | 249 |  | 11/25/2020 | 80320 | 204117071 | 01/20/2021
Rheem Sales Company, Inc. | Mainline | ML92TA0701521MSA | Federally-Regulated Consumer Product | Non-Weatherized, Condensing Ga | 1983 | 282 |  | 11/25/2020 | 70360 | 203269568 | 01/20/2021
Rheem Sales Company, Inc. | Mainline | MP801CA100521ZXA | Federally-Regulated Consumer Product | Non-Weatherized, Non-Condensin | 1895 | 265 |  | 11/25/2020 | 100302 | 205348187 | 01/20/2021
Rheem Sales Company, Inc. | Mainline | MP801CA125524ZXA | Federally-Regulated Consumer Product | Non-Weatherized, Non-Condensin | 1835 | 263 |  | 11/25/2020 | 124289 | 205348191 | 01/20/2021
Rheem Sales Company, Inc. | Mainline | RGEA14024AJT06XAB | Federally-Regulated Consumer Product | Weatherized Non-Condensing Gas | 1127 | 249 |  | 11/25/2020 | 80320 | 204117069 | 01/20/2021
Rheem Sales Company, Inc. | Mainline | RGEA15060AJV101AB | Federally-Regulated Consumer Product | Weatherized Non-Condensing Gas | 2166 | 294 | 294 | 11/25/2020 | 100081 | 204117114 | 01/20/2021
Rheem Sales Company, Inc. | Mainline | ML802TA125524MSA | Federally-Regulated Consumer Product | Non-Weatherized, Non-Condensin | 1899 | 266 |  | 11/25/2020 | 87546 | 204007892 | 01/20/2021
Rheem Sales Company, Inc. | Mainline | ML801CA075417MXA | Federally-Regulated Consumer Product | Non-Weatherized, Non-Condensin | 1496 | 248 |  | 11/25/2020 | 75177 | 203327228 | 01/20/2021
Rheem Sales Company, Inc. | Mainline | ML801CA050314MSA | Federally-Regulated Consumer Product | Non-Weatherized, Non-Condensin | 1388 | 184 |  | 11/25/2020 | 49660 | 203327225 | 01/20/2021
Rheem Sales Company, Inc. | Mainline | MP801CA125524MSA | Federally-Regulated Consumer Product | Non-Weatherized, Non-Condensin | 1991 | 270 |  | 11/25/2020 | 123598 | 205348188 | 01/20/2021
Rheem Sales Company, Inc. | Mainline | RGEA15030AJV081AB | Federally-Regulated Consumer Product | Weatherized Non-Condensing Gas | 1402 | 261 |  | 11/25/2020 | 80658 | 204117098 | 01/20/2021
Rheem Sales Company, Inc. | Mainline | RGEA14048AJT101AB | Federally-Regulated Consumer Product | Weatherized Non-Condensing Gas | 1809 | 279 |  | 11/25/2020 | 99189 | 204117088 | 01/20/2021
Rheem Sales Company, Inc. | Mainline | ML801CA125524MXA | Federally-Regulated Consumer Product | Non-Weatherized, Non-Condensin | 1991 | 270 |  | 11/25/2020 | 123598 | 203327234 | 01/20/2021
Rheem Sales Company, Inc. | Mainline | ML801CA075521ZXA | Federally-Regulated Consumer Product | Non-Weatherized, Non-Condensin | 1892 | 265 |  | 11/25/2020 | 99827 | 203327238 | 01/20/2021
Rheem Sales Company, Inc. | Mainline | ML801TA050317MUA | Federally-Regulated Consumer Product | Non-Weatherized, Non-Condensin | 1165 | 233 |  | 11/25/2020 | 49157 | 202132861 | 01/20/2021
Rheem Sales Company, Inc. | Mainline | ML801CA100521ZSA | Federally-Regulated Consumer Product | Non-Weatherized, Non-Condensin | 1895 | 265 |  | 11/25/2020 | 100302 | 203327239 | 01/20/2021
Rheem Sales Company, Inc. | Mainline | RGEA16048AJV082AB | Federally-Regulated Consumer Product | Weatherized Non-Condensing Gas | 1845 | 272 | 280 | 11/25/2020 | 76171 | 205785641 | 01/20/2021
Rheem Sales Company, Inc. | Mainline | RGEA15048AJV10XAB | Federally-Regulated Consumer Product | Weatherized Non-Condensing Gas | 1720 | 275 |  | 11/25/2020 | 99897 | 204117113 | 01/20/2021
Rheem Sales Company, Inc. | Mainline | RGEA14024AJT081AB | Federally-Regulated Consumer Product | Weatherized Non-Condensing Gas | 1127 | 249 |  | 11/25/2020 | 80320 | 204117070 | 01/20/2021
Rheem Sales Company, Inc. | Mainline | RGEA16048AJV102AB | Federally-Regulated Consumer Product | Weatherized Non-Condensing Gas | 1845 | 280 | 280 | 11/25/2020 | 76171 | 205785643 | 01/20/2021
Rheem Sales Company, Inc. | Mainline | ML801CA050314MXA | Federally-Regulated Consumer Product | Non-Weatherized, Non-Condensin | 1388 | 184 |  | 11/25/2020 | 49660 | 203327226 | 01/20/2021
Rheem Sales Company, Inc. | Mainline | RGEA15048AJV081AB | Federally-Regulated Consumer Product | Weatherized Non-Condensing Gas | 1720 | 275 |  | 11/25/2020 | 99897 | 204117110 | 01/20/2021
Rheem Sales Company, Inc. | Mainline | RGEA14042AJT081AB | Federally-Regulated Consumer Product | Weatherized Non-Condensing Gas | 1494 | 265 | 265 | 11/25/2020 | 99609 | 204117082 | 01/20/2021
Rheem Sales Company, Inc. | Mainline | RGEA14036AJT10XAB | Federally-Regulated Consumer Product | Weatherized Non-Condensing Gas | 1430 | 262 |  | 11/25/2020 | 99665 | 204117081 | 01/20/2021
Rheem Sales Company, Inc. | Mainline | RGEA14042AJT10XAB | Federally-Regulated Consumer Product | Weatherized Non-Condensing Gas | 1494 | 265 | 265 | 11/25/2020 | 99609 | 204117085 | 01/20/2021
Rheem Sales Company, Inc. | Mainline | RGEA14024AJT061AB | Federally-Regulated Consumer Product | Weatherized Non-Condensing Gas | 1127 | 249 |  | 11/25/2020 | 80320 | 204117068 | 01/20/2021
Rheem Sales Company, Inc. | Mainline | ML801CA125524ZSA | Federally-Regulated Consumer Product | Non-Weatherized, Non-Condensin | 1835 | 263 |  | 11/25/2020 | 124289 | 203327241 | 01/20/2021
Rheem Sales Company, Inc. | Mainline | RGEA16036AJV10TAB | Federally-Regulated Consumer Product | Weatherized Non-Condensing Gas | 1648 | 272 | 272 | 11/25/2020 | 76362 | 205785640 | 01/20/2021
Rheem Sales Company, Inc. | Mainline | RGEA14048AJT08XAB | Federally-Regulated Consumer Product | Weatherized Non-Condensing Gas | 1809 | 279 |  | 11/25/2020 | 99189 | 204117087 | 01/20/2021
Rheem Sales Company, Inc. | Mainline | RGECZR060AJT12**A | Federally-Regulated Consumer Product | Weatherized Non-Condensing Gas | 2183 | 266 |  | 07/22/2020 | 83968 | 205785652 | 01/20/2021
Rheem Sales Company, Inc. | Mainline | MP801CA125524MXA | Federally-Regulated Consumer Product | Non-Weatherized, Non-Condensin | 1991 | 270 |  | 11/25/2020 | 123598 | 205348189 | 01/20/2021
Rheem Sales Company, Inc. | Mainline | MP801CA050314MXA | Federally-Regulated Consumer Product | Non-Weatherized, Non-Condensin | 1388 | 184 |  | 11/25/2020 | 49660 | 205348173 | 01/20/2021
Rheem Sales Company, Inc. | Mainline | RGEA14036AJT101AB | Federally-Regulated Consumer Product | Weatherized Non-Condensing Gas | 1430 | 262 |  | 11/25/2020 | 99665 | 204117080 | 01/20/2021
Rheem Sales Company, Inc. | Mainline | ML96VA0702521MSA | Federally-Regulated Consumer Product | Non-Weatherized, Condensing Ga | 1923 | 280 |  | 11/25/2020 | 49235 | 203261714 | 01/20/2021
Rheem Sales Company, Inc. | Mainline | MP801CA075417MXA | Federally-Regulated Consumer Product | Non-Weatherized, Non-Condensin | 1496 | 248 |  | 11/25/2020 | 75177 | 205348178 | 01/20/2021
Rheem Sales Company, Inc. | Mainline | ML95TC0851521MSA | Federally-Regulated Consumer Product | Non-Weatherized, Condensing Ga | 1929 | 280 |  | 11/25/2020 | 84515 | 10378168 | 01/20/2021
Rheem Sales Company, Inc. | Rheem | RGECZR048AJT12**A | Federally-Regulated Consumer Product | Weatherized Non-Condensing Gas | 1902 | 259 | 282.688 | 10/03/2019 |  |  | 01/20/2021
Rheem Sales Company, Inc. | Rheem | RGEA14042AJT08XAB | Federally-Regulated Consumer Product | Weatherized Non-Condensing Gas | 1494 | 265 |  | 11/25/2020 | 99609 | 203404656 | 01/20/2021
Rheem Sales Company, Inc. | Rheem | R802TA100521MXA | Federally-Regulated Consumer Product | Non-Weatherized, Non-Condensin | 1952 | 268 |  | 11/25/2020 | 70078 | 204099255 | 01/20/2021
Rheem Sales Company, Inc. | Rheem | RGEA16024AJV06TAB | Federally-Regulated Consumer Product | Weatherized Non-Condensing Gas | 1358 | 259 |  | 11/25/2020 | 46205 | 203404611 | 01/20/2021
Rheem Sales Company, Inc. | Rheem | RGEA14048AJT081AB | Federally-Regulated Consumer Product | Weatherized Non-Condensing Gas | 1809 | 279 |  | 11/25/2020 | 99189 | 203404485 | 01/20/2021
Rheem Sales Company, Inc. | Rheem | R802TA100521MSA | Federally-Regulated Consumer Product | Non-Weatherized, Non-Condensin | 1952 | 268 |  | 11/25/2020 | 70078 | 204005886 | 01/20/2021
Rheem Sales Company, Inc. | Rheem | R801TA070417MUA | Federally-Regulated Consumer Product | Non-Weatherized, Non-Condensin | 1823 | 262 |  | 11/25/2020 | 70109 | 204501608 | 01/20/2021
Rheem Sales Company, Inc. | Rheem | RGECZR036AJT07**A | Federally-Regulated Consumer Product | Weatherized Non-Condensing Gas | 1475 | 165 |  | 08/05/2020 | 53157 | 203473614 | 01/20/2021
Rheem Sales Company, Inc. | Rheem | R802TA075417MXA | Federally-Regulated Consumer Product | Non-Weatherized, Non-Condensin | 1884 | 265 |  | 11/25/2020 | 52545 | 204099253 | 01/20/2021
Rheem Sales Company, Inc. | Rheem | RGEA14048AJT101AB | Federally-Regulated Consumer Product | Weatherized Non-Condensing Gas | 1809 | 279 |  | 11/25/2020 | 99189 | 203404493 | 01/20/2021
Rheem Sales Company, Inc. | Rheem | RGEA15060AJV101AB | Federally-Regulated Consumer Product | Weatherized Non-Condensing Gas | 2166 | 294 |  | 11/25/2020 | 100081 | 203404601 | 01/20/2021
Rheem Sales Company, Inc. | Rheem | RGEA16060AJV102AB | Federally-Regulated Consumer Product | Weatherized Non-Condensing Gas | 2330 | 280 |  | 11/25/2020 | 75239 | 203404633 | 01/20/2021
Rheem Sales Company, Inc. | Rheem | RGEA14042AJT10XAB | Federally-Regulated Consumer Product | Weatherized Non-Condensing Gas | 1494 | 265 |  | 11/25/2020 | 99609 | 203404658 | 01/20/2021
Rheem Sales Company, Inc. | Rheem | RGEA15048AJV101AB | Federally-Regulated Consumer Product | Weatherized Non-Condensing Gas | 1720 | 275 |  | 11/25/2020 | 99897 | 203404593 | 01/20/2021
Rheem Sales Company, Inc. | Rheem | RGECZR048AJT07**A | Federally-Regulated Consumer Product | Weatherized Non-Condensing Gas | 1873 | 167 |  | 08/05/2020 | 52596 | 203473616 | 01/20/2021
Rheem Sales Company, Inc. | Rheem | RGEA14036AJT08XAB | Federally-Regulated Consumer Product | Weatherized Non-Condensing Gas | 1430 | 262 |  | 11/25/2020 | 99665 | 203404461 | 01/20/2021
Rheem Sales Company, Inc. | Rheem | RGEA16036AJV10TAB | Federally-Regulated Consumer Product | Weatherized Non-Condensing Gas | 1648 | 272 |  | 11/25/2020 | 76362 | 203404623 | 01/20/2021
Rheem Sales Company, Inc. | Rheem | RGEA14036AJT101AB | Federally-Regulated Consumer Product | Weatherized Non-Condensing Gas | 1430 | 262 |  | 11/25/2020 | 99665 | 203404465 | 01/20/2021
Rheem Sales Company, Inc. | Rheem | RGECZR036AJT10**A | Federally-Regulated Consumer Product | Weatherized Non-Condensing Gas | 1576 | 218 | 268.344 | 10/03/2019 |  |  | 01/20/2021
Rheem Sales Company, Inc. | Rheem | RGEA14036AJT081AB | Federally-Regulated Consumer Product | Weatherized Non-Condensing Gas | 1430 | 262 |  | 11/25/2020 | 99665 | 203404457 | 01/20/2021
Rheem Sales Company, Inc. | Rheem | R802TA050314MSA | Federally-Regulated Consumer Product | Non-Weatherized, Non-Condensin | 1260 | 237 |  | 11/25/2020 | 35654 | 204005882 | 01/20/2021
Rheem Sales Company, Inc. | Rheem | R802TA075417MSA | Federally-Regulated Consumer Product | Non-Weatherized, Non-Condensin | 1884 | 265 |  | 11/25/2020 | 52545 | 204005884 | 01/20/2021
Rheem Sales Company, Inc. | Rheem | RGEA15030AJV06XAB | Federally-Regulated Consumer Product | Weatherized Non-Condensing Gas | 1402 | 261 |  | 11/25/2020 | 80658 | 203404529 | 01/20/2021
Rheem Sales Company, Inc. | Rheem | RGEA15030AJV081AB | Federally-Regulated Consumer Product | Weatherized Non-Condensing Gas | 1402 | 261 |  | 11/25/2020 | 80658 | 203404533 | 01/20/2021
Rheem Sales Company, Inc. | Rheem | R802TA150524MXA | Federally-Regulated Consumer Product | Non-Weatherized, Non-Condensin | 2092 | 274 |  | 11/25/2020 | 104565 | 204099257 | 01/20/2021
Rheem Sales Company, Inc. | Rheem | RGEA15048AJV081AB | Federally-Regulated Consumer Product | Weatherized Non-Condensing Gas | 1720 | 275 |  | 11/25/2020 | 99897 | 203404585 | 01/20/2021
Rheem Sales Company, Inc. | Rheem | RGEA15030AJV08XAB | Federally-Regulated Consumer Product | Weatherized Non-Condensing Gas | 1402 | 261 |  | 11/25/2020 | 80658 | 203404537 | 01/20/2021
Rheem Sales Company, Inc. | Rheem | R802TA125524MSA | Federally-Regulated Consumer Product | Non-Weatherized, Non-Condensin | 1899 | 266 |  | 11/25/2020 | 87546 | 204005887 | 01/20/2021
Rheem Sales Company, Inc. | Rheem | R802TA075317MSA | Federally-Regulated Consumer Product | Non-Weatherized, Non-Condensin | 1539 | 250 |  | 11/25/2020 | 52505 | 204005883 | 01/20/2021
Rheem Sales Company, Inc. | Rheem | RGEA16048AJV102AB | Federally-Regulated Consumer Product | Weatherized Non-Condensing Gas | 1845 | 280 |  | 11/25/2020 | 76171 | 203404629 | 01/20/2021
Rheem Sales Company, Inc. | Rheem | RGEA16048AJV08TAB | Federally-Regulated Consumer Product | Weatherized Non-Condensing Gas | 1845 | 272 |  | 11/25/2020 | 76171 | 203404627 | 01/20/2021
Rheem Sales Company, Inc. | Rheem | RGEA16036AJV082AB | Federally-Regulated Consumer Product | Weatherized Non-Condensing Gas | 1648 | 272 |  | 11/25/2020 | 76362 | 203404617 | 01/20/2021
Rheem Sales Company, Inc. | Rheem | RGEA15048AJV10XAB | Federally-Regulated Consumer Product | Weatherized Non-Condensing Gas | 1720 | 275 |  | 11/25/2020 | 99897 | 203404597 | 01/20/2021
Rheem Sales Company, Inc. | Rheem | R802TA100417MSA | Federally-Regulated Consumer Product | Non-Weatherized, Non-Condensin | 1730 | 258 |  | 11/25/2020 | 70020 | 204005885 | 01/20/2021
Rheem Sales Company, Inc. | Rheem | RGEA16048AJV10TAB | Federally-Regulated Consumer Product | Weatherized Non-Condensing Gas | 1845 | 280 |  | 11/25/2020 | 76171 | 203404631 | 01/20/2021
Rheem Sales Company, Inc. | Rheem | RGEA16060AJV10TAB | Federally-Regulated Consumer Product | Weatherized Non-Condensing Gas | 2330 | 280 |  | 11/25/2020 | 75239 | 203404635 | 01/20/2021
Rheem Sales Company, Inc. | Rheem | RGEA16036AJV08TAB | Federally-Regulated Consumer Product | Weatherized Non-Condensing Gas | 1648 | 272 |  | 11/25/2020 | 76362 | 203404619 | 01/20/2021
Rheem Sales Company, Inc. | Rheem | R802TA075317MXA | Federally-Regulated Consumer Product | Non-Weatherized, Non-Condensin | 1539 | 250 |  | 11/25/2020 | 52505 | 204099252 | 01/20/2021
Rheem Sales Company, Inc. | Rheem | R802TA050314MXA | Federally-Regulated Consumer Product | Non-Weatherized, Non-Condensin | 1260 | 237 |  | 11/25/2020 | 35654 | 204099251 | 01/20/2021
Rheem Sales Company, Inc. | Rheem | R801TA050417MUA | Federally-Regulated Consumer Product | Non-Weatherized, Non-Condensin | 1502 | 248 | 248 | 11/25/2020 | 50342 | 204501607 | 01/20/2021
Rheem Sales Company, Inc. | Rheem | RGEA16036AJV062AB | Federally-Regulated Consumer Product | Weatherized Non-Condensing Gas | 1648 | 259 |  | 11/25/2020 | 76362 | 203404613 | 01/20/2021
Rheem Sales Company, Inc. | Rheem | RGEA15060AJV10XAB | Federally-Regulated Consumer Product | Weatherized Non-Condensing Gas | 2166 | 294 |  | 11/25/2020 | 100081 | 203404605 | 01/20/2021
Rheem Sales Company, Inc. | Rheem | RGEA15030AJV061AB | Federally-Regulated Consumer Product | Weatherized Non-Condensing Gas | 1402 | 261 |  | 11/25/2020 | 80658 | 203404525 | 01/20/2021
Rheem Sales Company, Inc. | Rheem | RGEA14042AJT081AB | Federally-Regulated Consumer Product | Weatherized Non-Condensing Gas | 1494 | 265 |  | 11/25/2020 | 99609 | 203404655 | 01/20/2021
Rheem Sales Company, Inc. | Rheem | RGEA16024AJV062AB | Federally-Regulated Consumer Product | Weatherized Non-Condensing Gas | 1358 | 259 |  | 11/25/2020 | 46205 | 203404609 | 01/20/2021
Rheem Sales Company, Inc. | Rheem | RGEA15048AJV08XAB | Federally-Regulated Consumer Product | Weatherized Non-Condensing Gas | 1720 | 275 |  | 11/25/2020 | 99897 | 203404589 | 01/20/2021
Rheem Sales Company, Inc. | Rheem | RGECZR060AJT12**A | Federally-Regulated Consumer Product | Weatherized Non-Condensing Gas | 2183 | 266 | 295.052 | 10/03/2019 |  |  | 01/20/2021
Rheem Sales Company, Inc. | Rheem | RGEA16036AJV06TAB | Federally-Regulated Consumer Product | Weatherized Non-Condensing Gas | 1648 | 259 |  | 11/25/2020 | 76362 | 203404615 | 01/20/2021
Rheem Sales Company, Inc. | Rheem | RGEA16048AJV082AB | Federally-Regulated Consumer Product | Weatherized Non-Condensing Gas | 1845 | 272 |  | 11/25/2020 | 76171 | 203404625 | 01/20/2021
Rheem Sales Company, Inc. | Rheem | RGECZR060AJT07**A | Federally-Regulated Consumer Product | Weatherized Non-Condensing Gas | 2336 | 182 |  | 08/05/2020 | 52310 | 203473618 | 01/20/2021
Rheem Sales Company, Inc. | Rheem | RGEA14036AJT10XAB | Federally-Regulated Consumer Product | Weatherized Non-Condensing Gas | 1430 | 262 |  | 11/25/2020 | 99665 | 203404469 | 01/20/2021
Rheem Sales Company, Inc. | Rheem | R802TA125524MXA | Federally-Regulated Consumer Product | Non-Weatherized, Non-Condensin | 1899 | 266 |  | 11/25/2020 | 87546 | 204099256 | 01/20/2021
Rheem Sales Company, Inc. | Rheem | RGEA14048AJT10XAB | Federally-Regulated Consumer Product | Weatherized Non-Condensing Gas | 1809 | 279 |  | 11/25/2020 | 99189 | 203404497 | 01/20/2021
Rheem Sales Company, Inc. | Rheem | RGEA16036AJV102AB | Federally-Regulated Consumer Product | Weatherized Non-Condensing Gas | 1648 | 272 |  | 11/25/2020 | 76362 | 203404621 | 01/20/2021
Rheem Sales Company, Inc. | Rheem | R802TA100417MXA | Federally-Regulated Consumer Product | Non-Weatherized, Non-Condensin | 1730 | 258 |  | 11/25/2020 | 70020 | 204099254 | 01/20/2021
Rheem Sales Company, Inc. | Rheem | RGEA14048AJT08XAB | Federally-Regulated Consumer Product | Weatherized Non-Condensing Gas | 1809 | 279 |  | 11/25/2020 | 99189 | 203404489 | 01/20/2021
Rheem Sales Company, Inc. | Rheem | R801TB100521MUA | Federally-Regulated Consumer Product | Non-Weatherized, Non-Condensin | 2096 | 274 |  | 11/25/2020 | 100583 | 204501609 | 01/20/2021
Rheem Sales Company, Inc. | Rheem | R802TA150524MSA | Federally-Regulated Consumer Product | Non-Weatherized, Non-Condensin | 2092 | 274 |  | 11/25/2020 | 104565 | 204005888 | 01/20/2021
Rheem Sales Company, Inc. | Rheem | RGEA14042AJT101AB | Federally-Regulated Consumer Product | Weatherized Non-Condensing Gas | 1494 | 265 |  | 11/25/2020 | 99609 | 203404657 | 01/20/2021
Rheem Sales Company, Inc. | Ruud | RGEA16048AJV102AB | Federally-Regulated Consumer Product | Weatherized Non-Condensing Gas | 1845 | 280 |  | 01/20/2021 | 76171 | 203404630 | 01/20/2021
Rheem Sales Company, Inc. | Ruud | RGEA15048AJV081AB | Federally-Regulated Consumer Product | Weatherized Non-Condensing Gas | 1720 | 275 |  | 01/20/2021 | 99897 | 203404586 | 01/20/2021
Rheem Sales Company, Inc. | Ruud | RGEA16036AJV062AB | Federally-Regulated Consumer Product | Weatherized Non-Condensing Gas | 1358 | 259 |  | 01/20/2021 | 46205 | 203404614 | 01/20/2021
Rheem Sales Company, Inc. | Ruud | RGEA15048AJV08XAB | Federally-Regulated Consumer Product | Weatherized Non-Condensing Gas | 1720 | 275 |  | 01/20/2021 | 99897 | 203404590 | 01/20/2021
Rheem Sales Company, Inc. | Ruud | RGEA14042AJT081AB | Federally-Regulated Consumer Product | Weatherized Non-Condensing Gas | 1494 | 265 |  | 01/20/2021 | 99609 | 203404473 | 01/20/2021
Rheem Sales Company, Inc. | Ruud | R802TA125524MXA | Federally-Regulated Consumer Product | Non-Weatherized, Non-Condensin | 1899 | 266 |  | 01/20/2021 | 87546 | 204099277 | 01/20/2021
Rheem Sales Company, Inc. | Ruud | RGEA14042AJT10XAB | Federally-Regulated Consumer Product | Weatherized Non-Condensing Gas | 1494 | 265 |  | 01/20/2021 | 99609 | 203404482 | 01/20/2021
Rheem Sales Company, Inc. | Ruud | R802TA075417MSA | Federally-Regulated Consumer Product | Non-Weatherized, Non-Condensin | 1884 | 265 |  | 01/20/2021 | 52545 | 204007872 | 01/20/2021
Rheem Sales Company, Inc. | Ruud | RGEA16024AJV06TAB | Federally-Regulated Consumer Product | Weatherized Non-Condensing Gas | 1358 | 259 |  | 01/20/2021 | 46205 | 203404612 | 01/20/2021
Rheem Sales Company, Inc. | Ruud | RGEA16048AJV08TAB | Federally-Regulated Consumer Product | Weatherized Non-Condensing Gas | 1648 | 272 |  | 01/20/2021 | 76362 | 203404628 | 01/20/2021
Rheem Sales Company, Inc. | Ruud | R802TA050314MXA | Federally-Regulated Consumer Product | Non-Weatherized, Non-Condensin | 1260 | 237 |  | 01/20/2021 | 35654 | 204099259 | 01/20/2021
Rheem Sales Company, Inc. | Ruud | R802TA050314MSA | Federally-Regulated Consumer Product | Non-Weatherized, Non-Condensin | 1260 | 237 |  | 01/20/2021 | 35654 | 204007866 | 01/20/2021
Rheem Sales Company, Inc. | Ruud | RGEA14048AJT08XAB | Federally-Regulated Consumer Product | Weatherized Non-Condensing Gas | 1809 | 279 |  | 01/20/2021 | 99189 | 203404490 | 01/20/2021
Rheem Sales Company, Inc. | Ruud | RGEA14048AJT10XAB | Federally-Regulated Consumer Product | Weatherized Non-Condensing Gas | 1809 | 279 |  | 01/20/2021 | 99189 | 203404498 | 01/20/2021
Rheem Sales Company, Inc. | Ruud | RGEA14036AJT10XAB | Federally-Regulated Consumer Product | Weatherized Non-Condensing Gas | 1430 | 262 |  | 01/20/2021 | 99665 | 203404470 | 01/20/2021
Rheem Sales Company, Inc. | Ruud | RGECZR048AJT07**A | Federally-Regulated Consumer Product | Weatherized Non-Condensing Gas | 1873 | 167 |  | 01/20/2021 | 52596 | 203473666 | 01/20/2021
Rheem Sales Company, Inc. | Ruud | RGEA16060AJV102AB | Federally-Regulated Consumer Product | Weatherized Non-Condensing Gas | 2330 | 280 |  | 01/20/2021 | 76171 | 203404634 | 01/20/2021
Rheem Sales Company, Inc. | Ruud | RGEA15030AJV081AB | Federally-Regulated Consumer Product | Weatherized Non-Condensing Gas | 1402 | 261 |  | 01/20/2021 | 80658 | 203404534 | 01/20/2021
Rheem Sales Company, Inc. | Ruud | RGECZR060AJT12**A | Federally-Regulated Consumer Product | Weatherized Non-Condensing Gas | 2183 | 266 |  | 01/20/2021 | 83968 | 203473672 | 01/20/2021
Rheem Sales Company, Inc. | Ruud | RGEA15030AJV06XAB | Federally-Regulated Consumer Product | Weatherized Non-Condensing Gas | 1402 | 261 |  | 01/20/2021 | 80658 | 203404530 | 01/20/2021
Rheem Sales Company, Inc. | Ruud | RGEA16060AJV10TAB | Federally-Regulated Consumer Product | Weatherized Non-Condensing Gas | 2330 | 280 |  | 01/20/2021 | 76171 | 203404636 | 01/20/2021
Rheem Sales Company, Inc. | Ruud | RGEA14042AJT08XAB | Federally-Regulated Consumer Product | Weatherized Non-Condensing Gas | 1494 | 265 |  | 01/20/2021 | 99609 | 203404476 | 01/20/2021
Rheem Sales Company, Inc. | Ruud | RGEA16024AJV062AB | Federally-Regulated Consumer Product | Weatherized Non-Condensing Gas | 1358 | 259 |  | 01/20/2021 | 46205 | 203404610 | 01/20/2021
Rheem Sales Company, Inc. | Ruud | RGEA16036AJV06TAB | Federally-Regulated Consumer Product | Weatherized Non-Condensing Gas | 1358 | 259 |  | 01/20/2021 | 46205 | 203404616 | 01/20/2021
Rheem Sales Company, Inc. | Ruud | R802TA125524MSA | Federally-Regulated Consumer Product | Non-Weatherized, Non-Condensin | 1899 | 266 |  | 01/20/2021 | 87546 | 204007881 | 01/20/2021
Rheem Sales Company, Inc. | Ruud | R802TA075317MXA | Federally-Regulated Consumer Product | Non-Weatherized, Non-Condensin | 1539 | 250 |  | 01/20/2021 | 52505 | 204099262 | 01/20/2021
Rheem Sales Company, Inc. | Ruud | R802TA100521MSA | Federally-Regulated Consumer Product | Non-Weatherized, Non-Condensin | 1952 | 268 |  | 01/20/2021 | 70078 | 204007878 | 01/20/2021
Rheem Sales Company, Inc. | Ruud | RGEA14042AJT101AB | Federally-Regulated Consumer Product | Weatherized Non-Condensing Gas | 1494 | 265 |  | 01/20/2021 | 99609 | 203404479 | 01/20/2021
Rheem Sales Company, Inc. | Ruud | RGEA15048AJV101AB | Federally-Regulated Consumer Product | Weatherized Non-Condensing Gas | 1720 | 275 |  | 01/20/2021 | 99897 | 203404594 | 01/20/2021
Rheem Sales Company, Inc. | Ruud | RGEA14036AJT101AB | Federally-Regulated Consumer Product | Weatherized Non-Condensing Gas | 1430 | 262 |  | 01/20/2021 | 99665 | 203404466 | 01/20/2021
Rheem Sales Company, Inc. | Ruud | RGECZR036AJT10**A | Federally-Regulated Consumer Product | Weatherized Non-Condensing Gas | 1576 | 218 |  | 01/20/2021 | 100764 | 203473664 | 01/20/2021
Rheem Sales Company, Inc. | Ruud | RGEA15060AJV10XAB | Federally-Regulated Consumer Product | Weatherized Non-Condensing Gas | 2166 | 294 |  | 01/20/2021 | 100081 | 203404606 | 01/20/2021
Rheem Sales Company, Inc. | Ruud | RGEA15048AJV10XAB | Federally-Regulated Consumer Product | Weatherized Non-Condensing Gas | 1720 | 275 |  | 01/20/2021 | 99897 | 203404598 | 01/20/2021
Rheem Sales Company, Inc. | Ruud | RGECZR060AJT07**A | Federally-Regulated Consumer Product | Weatherized Non-Condensing Gas | 2336 | 182 |  | 01/20/2021 | 52310 | 203473670 | 01/20/2021
Rheem Sales Company, Inc. | Ruud | RGEA16036AJV102AB | Federally-Regulated Consumer Product | Weatherized Non-Condensing Gas | 1648 | 272 |  | 01/20/2021 | 76362 | 203404622 | 01/20/2021
Rheem Sales Company, Inc. | Ruud | R802TA100521MXA | Federally-Regulated Consumer Product | Non-Weatherized, Non-Condensin | 1952 | 268 |  | 01/20/2021 | 70078 | 204099273 | 01/20/2021
Rheem Sales Company, Inc. | Ruud | R802TA075417MXA | Federally-Regulated Consumer Product | Non-Weatherized, Non-Condensin | 1884 | 265 |  | 01/20/2021 | 52545 | 204099266 | 01/20/2021
Rheem Sales Company, Inc. | Ruud | R802TA100417MSA | Federally-Regulated Consumer Product | Non-Weatherized, Non-Condensin | 1730 | 258 |  | 01/20/2021 | 70020 | 204007875 | 01/20/2021
Rheem Sales Company, Inc. | Ruud | RGEA16036AJV10TAB | Federally-Regulated Consumer Product | Weatherized Non-Condensing Gas | 1648 | 272 |  | 01/20/2021 | 76362 | 203404624 | 01/20/2021
Rheem Sales Company, Inc. | Ruud | R802TA150524MSA | Federally-Regulated Consumer Product | Non-Weatherized, Non-Condensin | 2092 | 274 |  | 01/20/2021 | 104565 | 204007884 | 01/20/2021
Rheem Sales Company, Inc. | Ruud | RGEA15030AJV061AB | Federally-Regulated Consumer Product | Weatherized Non-Condensing Gas | 1402 | 261 |  | 01/20/2021 | 80658 | 203404526 | 01/20/2021
Rheem Sales Company, Inc. | Ruud | RGEA15060AJV101AB | Federally-Regulated Consumer Product | Weatherized Non-Condensing Gas | 2166 | 294 |  | 01/20/2021 | 100081 | 203404602 | 01/20/2021
Rheem Sales Company, Inc. | Ruud | RGEA14036AJT08XAB | Federally-Regulated Consumer Product | Weatherized Non-Condensing Gas | 1430 | 262 |  | 01/20/2021 | 99665 | 203404462 | 01/20/2021
Rheem Sales Company, Inc. | Ruud | RGEA14048AJT101AB | Federally-Regulated Consumer Product | Weatherized Non-Condensing Gas | 1809 | 279 |  | 01/20/2021 | 99189 | 203404494 | 01/20/2021
Rheem Sales Company, Inc. | Ruud | RGEA16048AJV10TAB | Federally-Regulated Consumer Product | Weatherized Non-Condensing Gas | 1845 | 280 |  | 01/20/2021 | 76171 | 203404632 | 01/20/2021
Rheem Sales Company, Inc. | Ruud | R801TA070417MUA | Federally-Regulated Consumer Product | Non-Weatherized, Non-Condensin | 1823 | 262 |  | 01/20/2021 | 70109 | 204501684 | 01/20/2021
Rheem Sales Company, Inc. | Ruud | RGEA14048AJT081AB | Federally-Regulated Consumer Product | Weatherized Non-Condensing Gas | 1809 | 279 |  | 01/20/2021 | 99189 | 203404486 | 01/20/2021
Rheem Sales Company, Inc. | Ruud | RGEA15030AJV08XAB | Federally-Regulated Consumer Product | Weatherized Non-Condensing Gas | 1402 | 261 |  | 01/20/2021 | 80658 | 203404538 | 01/20/2021
Rheem Sales Company, Inc. | Ruud | RGEA14036AJT081AB | Federally-Regulated Consumer Product | Weatherized Non-Condensing Gas | 1430 | 262 |  | 01/20/2021 | 99665 | 203404458 | 01/20/2021
Rheem Sales Company, Inc. | Ruud | RGECZR048AJT12**A | Federally-Regulated Consumer Product | Weatherized Non-Condensing Gas | 1902 | 259 |  | 01/20/2021 | 84032 | 203473668 | 01/20/2021
Rheem Sales Company, Inc. | Ruud | RGEA16036AJV08TAB | Federally-Regulated Consumer Product | Weatherized Non-Condensing Gas | 1648 | 272 |  | 01/20/2021 | 76362 | 203404620 | 01/20/2021
Rheem Sales Company, Inc. | Ruud | R802TA075317MSA | Federally-Regulated Consumer Product | Non-Weatherized, Non-Condensin | 1539 | 250 |  | 01/20/2021 | 52505 | 204007869 | 01/20/2021
Rheem Sales Company, Inc. | Ruud | RGEA16048AJV082AB | Federally-Regulated Consumer Product | Weatherized Non-Condensing Gas | 1648 | 272 |  | 01/20/2021 | 76362 | 203404626 | 01/20/2021
Rheem Sales Company, Inc. | Ruud | R801TA050417MUA | Federally-Regulated Consumer Product | Non-Weatherized, Non-Condensin | 1502 | 248 |  | 01/20/2021 | 50342 | 204501681 | 01/20/2021
Rheem Sales Company, Inc. | Ruud | R802TA150524MXA | Federally-Regulated Consumer Product | Non-Weatherized, Non-Condensin | 2092 | 274 |  | 01/20/2021 | 104565 | 204099280 | 01/20/2021
Rheem Sales Company, Inc. | Ruud | RGEA16036AJV082AB | Federally-Regulated Consumer Product | Weatherized Non-Condensing Gas | 1648 | 272 |  | 01/20/2021 | 76362 | 203404618 | 01/20/2021
Rheem Sales Company, Inc. | Ruud | RGECZR036AJT07**A | Federally-Regulated Consumer Product | Weatherized Non-Condensing Gas | 1475 | 165 |  | 01/20/2021 | 53157 | 203473662 | 01/20/2021
Rheem Sales Company, Inc. | Ruud | R802TA100417MXA | Federally-Regulated Consumer Product | Non-Weatherized, Non-Condensin | 1730 | 258 |  | 01/20/2021 | 70020 | 204099270 | 01/20/2021
Rheem Sales Company, Inc. | Ruud | R801TB100521MUA | Federally-Regulated Consumer Product | Non-Weatherized, Non-Condensin | 2096 | 274 |  | 01/20/2021 | 100583 | 204501687 | 01/20/2021
Rheem Sales Company, Inc. | Mainline | RGEA14030AJT06XAB | Federally-Regulated Consumer Product | Weatherized Non-Condensing Gas | 1147 | 249 |  | 01/20/2021 | 79965 | 204117073 | 01/20/2021
Rheem Sales Company, Inc. | Mainline | ML96TA1152524MSA | Federally-Regulated Consumer Product | Non-Weatherized, Condensing Ga | 1935 | 280 |  | 01/20/2021 | 78711 | 10378201 | 01/20/2021
Rheem Sales Company, Inc. | Mainline | RGEA14036AJT081AB | Federally-Regulated Consumer Product | Weatherized Non-Condensing Gas | 1430 | 262 |  | 01/20/2021 | 99665 | 204117078 | 01/20/2021
Rheem Sales Company, Inc. | Mainline | MP801CA125524ZSA | Federally-Regulated Consumer Product | Non-Weatherized, Non-Condensin | 1835 | 263 |  | 01/20/2021 | 124289 | 205348190 | 01/20/2021
Rheem Sales Company, Inc. | Mainline | RGEA16036AJV06TAB | Federally-Regulated Consumer Product | Weatherized Non-Condensing Gas | 1648 | 259 |  | 01/20/2021 | 76362 | 205785636 | 01/20/2021
Rheem Sales Company, Inc. | Mainline | ML801CA100521ZXA | Federally-Regulated Consumer Product | Non-Weatherized, Non-Condensin | 1895 | 265 |  | 01/20/2021 | 100302 | 203327240 | 01/20/2021
Rheem Sales Company, Inc. | Mainline | ML801CA075417MSA | Federally-Regulated Consumer Product | Non-Weatherized, Non-Condensin | 1496 | 248 |  | 01/20/2021 | 75177 | 203327227 | 01/20/2021
Rheem Sales Company, Inc. | Mainline | RGEA15048AJV101AB | Federally-Regulated Consumer Product | Weatherized Non-Condensing Gas | 1720 | 275 |  | 01/20/2021 | 99897 | 204117112 | 01/20/2021
Rheem Sales Company, Inc. | Mainline | MP801CA100521MSA | Federally-Regulated Consumer Product | Non-Weatherized, Non-Condensin | 1812 | 262 |  | 01/20/2021 | 99863 | 205348183 | 01/20/2021
Rheem Sales Company, Inc. | Mainline | RGEA16024AJV06TAB | Federally-Regulated Consumer Product | Weatherized Non-Condensing Gas | 1358 | 259 |  | 01/20/2021 | 46205 | 205785634 | 01/20/2021
Rheem Sales Company, Inc. | Mainline | ML801CA075421MXA | Federally-Regulated Consumer Product | Non-Weatherized, Non-Condensin | 1634 | 254 |  | 01/20/2021 | 75736 | 203327230 | 01/20/2021
Rheem Sales Company, Inc. | Mainline | ML801CA125524MSA | Federally-Regulated Consumer Product | Non-Weatherized, Non-Condensin | 1991 | 270 |  | 01/20/2021 | 123598 | 203327233 | 01/20/2021
Rheem Sales Company, Inc. | Mainline | ML96TA0702521MSA | Federally-Regulated Consumer Product | Non-Weatherized, Condensing Ga | 1854 | 277 |  | 01/20/2021 | 49250 | 203261715 | 01/20/2021
Rheem Sales Company, Inc. | Mainline | RGEA16036AJV062AB | Federally-Regulated Consumer Product | Weatherized Non-Condensing Gas | 1648 | 259 |  | 01/20/2021 | 76362 | 205785635 | 01/20/2021
Rheem Sales Company, Inc. | Mainline | RGEA16036AJV082AB | Federally-Regulated Consumer Product | Weatherized Non-Condensing Gas | 1648 | 272 |  | 01/20/2021 | 76362 | 205785637 | 01/20/2021
Rheem Sales Company, Inc. | Mainline | MP801CA075421MSA | Federally-Regulated Consumer Product | Non-Weatherized, Non-Condensin | 1634 | 254 |  | 01/20/2021 | 75736 | 205348179 | 01/20/2021
Rheem Sales Company, Inc. | Mainline | RGECZR036AJT10**A | Federally-Regulated Consumer Product | Weatherized Non-Condensing Gas | 1576 | 218 |  | 01/20/2021 | 100764 | 205785648 | 01/20/2021
Rheem Sales Company, Inc. | Mainline | RGEA16024AJV062AB | Federally-Regulated Consumer Product | Weatherized Non-Condensing Gas | 1358 | 259 |  | 01/20/2021 | 46205 | 205785633 | 01/20/2021
Rheem Sales Company, Inc. | Mainline | RGEA14030AJT081AB | Federally-Regulated Consumer Product | Weatherized Non-Condensing Gas | 1147 | 249 |  | 01/20/2021 | 79965 | 204117074 | 01/20/2021
Rheem Sales Company, Inc. | Mainline | ML801CA075421MSA | Federally-Regulated Consumer Product | Non-Weatherized, Non-Condensin | 1634 | 254 |  | 01/20/2021 | 75736 | 203327229 | 01/20/2021
Rheem Sales Company, Inc. | Mainline | RGEA14042AJT08XAB | Federally-Regulated Consumer Product | Weatherized Non-Condensing Gas | 1494 | 265 |  | 01/20/2021 | 99609 | 204117083 | 01/20/2021
Rheem Sales Company, Inc. | Mainline | ML802TA075317MSA | Federally-Regulated Consumer Product | Non-Weatherized, Non-Condensin | 1539 | 250 |  | 01/20/2021 | 52505 | 204007888 | 01/20/2021
Rheem Sales Company, Inc. | Mainline | ML802TA100417MSA | Federally-Regulated Consumer Product | Non-Weatherized, Non-Condensin | 1730 | 258 |  | 01/20/2021 | 70020 | 204007890 | 01/20/2021
Rheem Sales Company, Inc. | Mainline | RGEA15030AJV06XAB | Federally-Regulated Consumer Product | Weatherized Non-Condensing Gas | 1402 | 261 |  | 01/20/2021 | 80658 | 204117097 | 01/20/2021
Rheem Sales Company, Inc. | Mainline | RGEA16048AJV08TAB | Federally-Regulated Consumer Product | Weatherized Non-Condensing Gas | 1845 | 272 |  | 01/20/2021 | 76171 | 205785642 | 01/20/2021
Rheem Sales Company, Inc. | Mainline | ML801TA100521MUA | Federally-Regulated Consumer Product | Non-Weatherized, Non-Condensin | 1861 | 264 |  | 01/20/2021 | 98348 | 202132863 | 01/20/2021
Rheem Sales Company, Inc. | Mainline | MP801CA075417MSA | Federally-Regulated Consumer Product | Non-Weatherized, Non-Condensin | 1496 | 248 |  | 01/20/2021 | 75177 | 205348177 | 01/20/2021
Rheem Sales Company, Inc. | Mainline | RGEA15030AJV061AB | Federally-Regulated Consumer Product | Weatherized Non-Condensing Gas | 1402 | 261 |  | 01/20/2021 | 80658 | 204117096 | 01/20/2021
Rheem Sales Company, Inc. | Mainline | RGEA15060AJV10XAB | Federally-Regulated Consumer Product | Weatherized Non-Condensing Gas | 2166 | 294 |  | 01/20/2021 | 100081 | 204117115 | 01/20/2021
Rheem Sales Company, Inc. | Mainline | MP801CA075521ZXA | Federally-Regulated Consumer Product | Non-Weatherized, Non-Condensin | 1892 | 265 |  | 01/20/2021 | 99827 | 205348182 | 01/20/2021
Rheem Sales Company, Inc. | Mainline | RGEA16060AJV102AB | Federally-Regulated Consumer Product | Weatherized Non-Condensing Gas | 2330 | 280 |  | 01/20/2021 | 75239 | 205785645 | 01/20/2021
Rheem Sales Company, Inc. | Mainline | ML96TA0702317MSA | Federally-Regulated Consumer Product | Non-Weatherized, Condensing Ga | 1321 | 253 |  | 01/20/2021 | 49242 | 10378198 | 01/20/2021
Rheem Sales Company, Inc. | Mainline | ML95TC0701521MSA | Federally-Regulated Consumer Product | Non-Weatherized, Condensing Ga | 1983 | 279 |  | 01/20/2021 | 70360 | 203261713 | 01/20/2021
Rheem Sales Company, Inc. | Mainline | MP801CA050314MSA | Federally-Regulated Consumer Product | Non-Weatherized, Non-Condensin | 1388 | 184 |  | 01/20/2021 | 49660 | 205348172 | 01/20/2021
Rheem Sales Company, Inc. | Mainline | RGEA16048AJV10TAB | Federally-Regulated Consumer Product | Weatherized Non-Condensing Gas | 1845 | 280 |  | 01/20/2021 | 76171 | 205785644 | 01/20/2021
Rheem Sales Company, Inc. | Mainline | ML801CA075521ZSA | Federally-Regulated Consumer Product | Non-Weatherized, Non-Condensin | 1892 | 265 |  | 01/20/2021 | 99827 | 203327237 | 01/20/2021
Rheem Sales Company, Inc. | Mainline | RGEA14036AJT061AB | Federally-Regulated Consumer Product | Weatherized Non-Condensing Gas | 1430 | 262 |  | 01/20/2021 | 99665 | 204117076 | 01/20/2021
Rheem Sales Company, Inc. | Mainline | RGEA15048AJV08XAB | Federally-Regulated Consumer Product | Weatherized Non-Condensing Gas | 1720 | 275 |  | 01/20/2021 | 99897 | 204117111 | 01/20/2021
Rheem Sales Company, Inc. | Mainline | MP801CA100521ZSA | Federally-Regulated Consumer Product | Non-Weatherized, Non-Condensin | 1895 | 265 |  | 01/20/2021 | 100302 | 205348186 | 01/20/2021
Rheem Sales Company, Inc. | Mainline | RGEA16036AJV08TAB | Federally-Regulated Consumer Product | Weatherized Non-Condensing Gas | 1648 | 272 |  | 01/20/2021 | 76362 | 205785638 | 01/20/2021
Rheem Sales Company, Inc. | Mainline | MP801CA075421MXA | Federally-Regulated Consumer Product | Non-Weatherized, Non-Condensin | 1634 | 254 |  | 01/20/2021 | 75736 | 205348180 | 01/20/2021
Rheem Sales Company, Inc. | Mainline | RGEA14036AJT06XAB | Federally-Regulated Consumer Product | Weatherized Non-Condensing Gas | 1430 | 262 |  | 01/20/2021 | 99665 | 204117077 | 01/20/2021
Rheem Sales Company, Inc. | Mainline | MP801CA075521ZSA | Federally-Regulated Consumer Product | Non-Weatherized, Non-Condensin | 1892 | 265 |  | 01/20/2021 | 99827 | 205348181 | 01/20/2021
Rheem Sales Company, Inc. | Mainline | ML801CA100521MXA | Federally-Regulated Consumer Product | Non-Weatherized, Non-Condensin | 1812 | 262 |  | 01/20/2021 | 99863 | 203327232 | 01/20/2021
Rheem Sales Company, Inc. | Mainline | RGEA14030AJT061AB | Federally-Regulated Consumer Product | Weatherized Non-Condensing Gas | 1147 | 249 |  | 01/20/2021 | 79965 | 204117072 | 01/20/2021
Rheem Sales Company, Inc. | Mainline | RGECZR048AJT07**A | Federally-Regulated Consumer Product | Weatherized Non-Condensing Gas | 1873 | 167 |  | 01/20/2021 | 52596 | 205785649 | 01/20/2021
Rheem Sales Company, Inc. | Mainline | RGEA14030AJT08XAB | Federally-Regulated Consumer Product | Weatherized Non-Condensing Gas | 1147 | 249 |  | 01/20/2021 | 79965 | 204117075 | 01/20/2021
Rheem Sales Company, Inc. | Mainline | ML802TA050314MSA | Federally-Regulated Consumer Product | Non-Weatherized, Non-Condensin | 1260 | 237 |  | 01/20/2021 | 35654 | 204007887 | 01/20/2021
Rheem Sales Company, Inc. | Mainline | RGEA14036AJT08XAB | Federally-Regulated Consumer Product | Weatherized Non-Condensing Gas | 1430 | 262 |  | 01/20/2021 | 99665 | 204117079 | 01/20/2021
Rheem Sales Company, Inc. | Mainline | MP801CA100521MXA | Federally-Regulated Consumer Product | Non-Weatherized, Non-Condensin | 1812 | 262 |  | 01/20/2021 | 99863 | 205348185 | 01/20/2021
Rheem Sales Company, Inc. | Mainline | RGECZR060AJT07**A | Federally-Regulated Consumer Product | Weatherized Non-Condensing Gas | 2336 | 182 |  | 01/20/2021 | 52310 | 205785651 | 01/20/2021
Rheem Sales Company, Inc. | Mainline | ML802TA100521MSA | Federally-Regulated Consumer Product | Non-Weatherized, Non-Condensin | 1952 | 268 |  | 01/20/2021 | 70078 | 204007891 | 01/20/2021
Rheem Sales Company, Inc. | Mainline | ML801CA125524ZXA | Federally-Regulated Consumer Product | Non-Weatherized, Non-Condensin | 1835 | 263 |  | 01/20/2021 | 124289 | 203327242 | 01/20/2021
Rheem Sales Company, Inc. | Mainline | RGEA15030AJV08XAB | Federally-Regulated Consumer Product | Weatherized Non-Condensing Gas | 1402 | 261 |  | 01/20/2021 | 80658 | 204117099 | 01/20/2021
Rheem Sales Company, Inc. | Mainline | RGEA16036AJV102AB | Federally-Regulated Consumer Product | Weatherized Non-Condensing Gas | 1648 | 272 |  | 01/20/2021 | 76362 | 205785639 | 01/20/2021
Rheem Sales Company, Inc. | Mainline | ML801TA070317MUA | Federally-Regulated Consumer Product | Non-Weatherized, Non-Condensin | 1189 | 234 |  | 01/20/2021 | 70542 | 202132862 | 01/20/2021
Rheem Sales Company, Inc. | Mainline | RGECZR048AJT12**A | Federally-Regulated Consumer Product | Weatherized Non-Condensing Gas | 1902 | 259 |  | 01/20/2021 | 84032 | 205785650 | 01/20/2021
Rheem Sales Company, Inc. | Mainline | RGEA14048AJT081AB | Federally-Regulated Consumer Product | Weatherized Non-Condensing Gas | 1809 | 279 |  | 01/20/2021 | 99189 | 204117086 | 01/20/2021
Rheem Sales Company, Inc. | Mainline | ML802TA075417MSA | Federally-Regulated Consumer Product | Non-Weatherized, Non-Condensin | 1884 | 265 |  | 01/20/2021 | 52545 | 204007889 | 01/20/2021
Rheem Sales Company, Inc. | Mainline | RGEA16060AJV10TAB | Federally-Regulated Consumer Product | Weatherized Non-Condensing Gas | 2330 | 280 |  | 01/20/2021 | 75239 | 205785646 | 01/20/2021
Rheem Sales Company, Inc. | Mainline | RGECZR036AJT07**A | Federally-Regulated Consumer Product | Weatherized Non-Condensing Gas | 1475 | 165 |  | 01/20/2021 | 53157 | 205785647 | 01/20/2021
Rheem Sales Company, Inc. | Mainline | ML801CA100521MSA | Federally-Regulated Consumer Product | Non-Weatherized, Non-Condensin | 1812 | 262 |  | 01/20/2021 | 99863 | 203327231 | 01/20/2021
Rheem Sales Company, Inc. | Mainline | RGEA14048AJT10XAB | Federally-Regulated Consumer Product | Weatherized Non-Condensing Gas | 1809 | 279 |  | 01/20/2021 | 99189 | 204117089 | 01/20/2021
Rheem Sales Company, Inc. | Mainline | ML96TA0852521MSA | Federally-Regulated Consumer Product | Non-Weatherized, Condensing Ga | 2115 | 288 |  | 01/20/2021 | 58240 | 10378199 | 01/20/2021
Rheem Sales Company, Inc. | Mainline | RGEA14024AJT08XAB | Federally-Regulated Consumer Product | Weatherized Non-Condensing Gas | 1127 | 249 |  | 01/20/2021 | 80320 | 204117071 | 01/20/2021
Rheem Sales Company, Inc. | Mainline | ML92TA0701521MSA | Federally-Regulated Consumer Product | Non-Weatherized, Condensing Ga | 1983 | 282 |  | 01/20/2021 | 70360 | 203269568 | 01/20/2021
Rheem Sales Company, Inc. | Mainline | MP801CA100521ZXA | Federally-Regulated Consumer Product | Non-Weatherized, Non-Condensin | 1895 | 265 |  | 01/20/2021 | 100302 | 205348187 | 01/20/2021
Rheem Sales Company, Inc. | Mainline | MP801CA125524ZXA | Federally-Regulated Consumer Product | Non-Weatherized, Non-Condensin | 1835 | 263 |  | 01/20/2021 | 124289 | 205348191 | 01/20/2021
Rheem Sales Company, Inc. | Mainline | RGEA14024AJT06XAB | Federally-Regulated Consumer Product | Weatherized Non-Condensing Gas | 1127 | 249 |  | 01/20/2021 | 80320 | 204117069 | 01/20/2021
Rheem Sales Company, Inc. | Mainline | RGEA15060AJV101AB | Federally-Regulated Consumer Product | Weatherized Non-Condensing Gas | 2166 | 294 |  | 01/20/2021 | 100081 | 204117114 | 01/20/2021
Rheem Sales Company, Inc. | Mainline | ML802TA125524MSA | Federally-Regulated Consumer Product | Non-Weatherized, Non-Condensin | 1899 | 266 |  | 01/20/2021 | 87546 | 204007892 | 01/20/2021
Rheem Sales Company, Inc. | Mainline | ML801CA075417MXA | Federally-Regulated Consumer Product | Non-Weatherized, Non-Condensin | 1496 | 248 |  | 01/20/2021 | 75177 | 203327228 | 01/20/2021
Rheem Sales Company, Inc. | Mainline | ML801CA050314MSA | Federally-Regulated Consumer Product | Non-Weatherized, Non-Condensin | 1388 | 184 |  | 01/20/2021 | 49660 | 203327225 | 01/20/2021
Rheem Sales Company, Inc. | Mainline | MP801CA125524MSA | Federally-Regulated Consumer Product | Non-Weatherized, Non-Condensin | 1991 | 270 |  | 01/20/2021 | 123598 | 205348188 | 01/20/2021
Rheem Sales Company, Inc. | Mainline | RGEA15030AJV081AB | Federally-Regulated Consumer Product | Weatherized Non-Condensing Gas | 1402 | 261 |  | 01/20/2021 | 80658 | 204117098 | 01/20/2021
Rheem Sales Company, Inc. | Mainline | RGEA14048AJT101AB | Federally-Regulated Consumer Product | Weatherized Non-Condensing Gas | 1809 | 279 |  | 01/20/2021 | 99189 | 204117088 | 01/20/2021
Rheem Sales Company, Inc. | Mainline | ML801CA125524MXA | Federally-Regulated Consumer Product | Non-Weatherized, Non-Condensin | 1991 | 270 |  | 01/20/2021 | 123598 | 203327234 | 01/20/2021
Rheem Sales Company, Inc. | Mainline | ML801CA075521ZXA | Federally-Regulated Consumer Product | Non-Weatherized, Non-Condensin | 1892 | 265 |  | 01/20/2021 | 99827 | 203327238 | 01/20/2021
Rheem Sales Company, Inc. | Mainline | ML801TA050317MUA | Federally-Regulated Consumer Product | Non-Weatherized, Non-Condensin | 1165 | 233 |  | 01/20/2021 | 49157 | 202132861 | 01/20/2021
Rheem Sales Company, Inc. | Mainline | ML801CA100521ZSA | Federally-Regulated Consumer Product | Non-Weatherized, Non-Condensin | 1895 | 265 |  | 01/20/2021 | 100302 | 203327239 | 01/20/2021
Rheem Sales Company, Inc. | Mainline | RGEA16048AJV082AB | Federally-Regulated Consumer Product | Weatherized Non-Condensing Gas | 1845 | 272 |  | 01/20/2021 | 76171 | 205785641 | 01/20/2021
Rheem Sales Company, Inc. | Mainline | RGEA15048AJV10XAB | Federally-Regulated Consumer Product | Weatherized Non-Condensing Gas | 1720 | 275 |  | 01/20/2021 | 99897 | 204117113 | 01/20/2021
Rheem Sales Company, Inc. | Mainline | RGEA14024AJT081AB | Federally-Regulated Consumer Product | Weatherized Non-Condensing Gas | 1127 | 249 |  | 01/20/2021 | 80320 | 204117070 | 01/20/2021
Rheem Sales Company, Inc. | Mainline | RGEA16048AJV102AB | Federally-Regulated Consumer Product | Weatherized Non-Condensing Gas | 1845 | 280 |  | 01/20/2021 | 76171 | 205785643 | 01/20/2021
Rheem Sales Company, Inc. | Mainline | ML801CA050314MXA | Federally-Regulated Consumer Product | Non-Weatherized, Non-Condensin | 1388 | 184 |  | 01/20/2021 | 49660 | 203327226 | 01/20/2021
Rheem Sales Company, Inc. | Mainline | RGEA15048AJV081AB | Federally-Regulated Consumer Product | Weatherized Non-Condensing Gas | 1720 | 275 |  | 01/20/2021 | 99897 | 204117110 | 01/20/2021
Rheem Sales Company, Inc. | Mainline | RGEA14042AJT081AB | Federally-Regulated Consumer Product | Weatherized Non-Condensing Gas | 1494 | 265 |  | 01/20/2021 | 99609 | 204117082 | 01/20/2021
Rheem Sales Company, Inc. | Mainline | RGEA14036AJT10XAB | Federally-Regulated Consumer Product | Weatherized Non-Condensing Gas | 1430 | 262 |  | 01/20/2021 | 99665 | 204117081 | 01/20/2021
Rheem Sales Company, Inc. | Mainline | RGEA14042AJT10XAB | Federally-Regulated Consumer Product | Weatherized Non-Condensing Gas | 1494 | 265 |  | 01/20/2021 | 99609 | 204117085 | 01/20/2021
Rheem Sales Company, Inc. | Mainline | RGEA14024AJT061AB | Federally-Regulated Consumer Product | Weatherized Non-Condensing Gas | 1127 | 249 |  | 01/20/2021 | 80320 | 204117068 | 01/20/2021
Rheem Sales Company, Inc. | Mainline | ML801CA125524ZSA | Federally-Regulated Consumer Product | Non-Weatherized, Non-Condensin | 1835 | 263 |  | 01/20/2021 | 124289 | 203327241 | 01/20/2021
Rheem Sales Company, Inc. | Mainline | RGEA16036AJV10TAB | Federally-Regulated Consumer Product | Weatherized Non-Condensing Gas | 1648 | 272 |  | 01/20/2021 | 76362 | 205785640 | 01/20/2021
Rheem Sales Company, Inc. | Mainline | RGEA14048AJT08XAB | Federally-Regulated Consumer Product | Weatherized Non-Condensing Gas | 1809 | 279 |  | 01/20/2021 | 99189 | 204117087 | 01/20/2021
Rheem Sales Company, Inc. | Mainline | RGECZR060AJT12**A | Federally-Regulated Consumer Product | Weatherized Non-Condensing Gas | 2183 | 266 |  | 01/20/2021 | 83968 | 205785652 | 01/20/2021
Rheem Sales Company, Inc. | Mainline | MP801CA125524MXA | Federally-Regulated Consumer Product | Non-Weatherized, Non-Condensin | 1991 | 270 |  | 01/20/2021 | 123598 | 205348189 | 01/20/2021
Rheem Sales Company, Inc. | Mainline | MP801CA050314MXA | Federally-Regulated Consumer Product | Non-Weatherized, Non-Condensin | 1388 | 184 |  | 01/20/2021 | 49660 | 205348173 | 01/20/2021
Rheem Sales Company, Inc. | Mainline | RGEA14036AJT101AB | Federally-Regulated Consumer Product | Weatherized Non-Condensing Gas | 1430 | 262 |  | 01/20/2021 | 99665 | 204117080 | 01/20/2021
Rheem Sales Company, Inc. | Mainline | ML96VA0702521MSA | Federally-Regulated Consumer Product | Non-Weatherized, Condensing Ga | 1923 | 280 |  | 01/20/2021 | 49235 | 203261714 | 01/20/2021
Rheem Sales Company, Inc. | Mainline | MP801CA075417MXA | Federally-Regulated Consumer Product | Non-Weatherized, Non-Condensin | 1496 | 248 |  | 01/20/2021 | 75177 | 205348178 | 01/20/2021
Rheem Sales Company, Inc. | Mainline | ML95TC0851521MSA | Federally-Regulated Consumer Product | Non-Weatherized, Condensing Ga | 1929 | 280 |  | 01/20/2021 | 84515 | 10378168 | 01/20/2021
Rheem Sales Company, Inc. | Sure | S801TA050417MUA | Federally-Regulated Consumer Product | Non-Weatherized, Non-Condensin | 1502 | 248 |  | 01/20/2021 | 50342 | 204501682 | 01/20/2021
Rheem Sales Company, Inc. | Sure | S802TA125524MXA | Federally-Regulated Consumer Product | Non-Weatherized, Non-Condensin | 1899 | 266 |  | 01/20/2021 | 87546 | 204099278 | 01/20/2021
Rheem Sales Company, Inc. | Sure | RGECZR036AJT07**A | Federally-Regulated Consumer Product | Weatherized Non-Condensing Gas | 1475 | 165 |  | 01/20/2021 | 53157 | 203473663 | 01/20/2021
Rheem Sales Company, Inc. | Sure | S802TA075417MSA | Federally-Regulated Consumer Product | Non-Weatherized, Non-Condensin | 1884 | 265 |  | 01/20/2021 | 52545 | 204007873 | 01/20/2021
Rheem Sales Company, Inc. | Sure | RGEA14030AJT06UAA | Federally-Regulated Consumer Product | Weatherized Non-Condensing Gas | 1125 | 248 |  | 01/20/2021 | 60094 | 205965541 | 01/20/2021
Rheem Sales Company, Inc. | Sure | S802TA150524MSA | Federally-Regulated Consumer Product | Non-Weatherized, Non-Condensin | 2092 | 274 |  | 01/20/2021 | 104565 | 204007885 | 01/20/2021
Rheem Sales Company, Inc. | Sure | RGEA15030AJV081AB | Federally-Regulated Consumer Product | Weatherized Non-Condensing Gas | 1402 | 261 |  | 01/20/2021 | 80658 | 203404535 | 01/20/2021
Rheem Sales Company, Inc. | Sure | S802TA100417MXA | Federally-Regulated Consumer Product | Non-Weatherized, Non-Condensin | 1730 | 258 |  | 01/20/2021 | 70020 | 204099271 | 01/20/2021
Rheem Sales Company, Inc. | Sure | RGEA15048AJV101AB | Federally-Regulated Consumer Product | Weatherized Non-Condensing Gas | 1720 | 275 |  | 01/20/2021 | 99897 | 203404595 | 01/20/2021
Rheem Sales Company, Inc. | Sure | RGEA14048AJT08XAB | Federally-Regulated Consumer Product | Weatherized Non-Condensing Gas | 1809 | 279 |  | 01/20/2021 | 99189 | 203404491 | 01/20/2021
Rheem Sales Company, Inc. | Sure | S801TA070417MUA | Federally-Regulated Consumer Product | Non-Weatherized, Non-Condensin | 1823 | 262 |  | 01/20/2021 | 70109 | 204501685 | 01/20/2021
Rheem Sales Company, Inc. | Sure | RGEA14042AJT081AB | Federally-Regulated Consumer Product | Weatherized Non-Condensing Gas | 1494 | 265 |  | 01/20/2021 | 99609 | 203404474 | 01/20/2021
Rheem Sales Company, Inc. | Sure | RGEA15048AJV081AB | Federally-Regulated Consumer Product | Weatherized Non-Condensing Gas | 1720 | 275 |  | 01/20/2021 | 99897 | 203404587 | 01/20/2021
Rheem Sales Company, Inc. | Sure | RGECZR048AJT07**A | Federally-Regulated Consumer Product | Weatherized Non-Condensing Gas | 1873 | 167 |  | 01/20/2021 | 52596 | 203473667 | 01/20/2021
Rheem Sales Company, Inc. | Sure | S801TB100521MUA | Federally-Regulated Consumer Product | Non-Weatherized, Non-Condensin | 2096 | 274 |  | 01/20/2021 | 100583 | 204501688 | 01/20/2021
Rheem Sales Company, Inc. | Sure | RGEA15030AJV08XAB | Federally-Regulated Consumer Product | Weatherized Non-Condensing Gas | 1402 | 261 |  | 01/20/2021 | 80658 | 203404539 | 01/20/2021
Rheem Sales Company, Inc. | Sure | RGEA15060AJV10XAB | Federally-Regulated Consumer Product | Weatherized Non-Condensing Gas | 2166 | 294 |  | 01/20/2021 | 100081 | 203404607 | 01/20/2021
Rheem Sales Company, Inc. | Sure | RGEA14042AJT08XAB | Federally-Regulated Consumer Product | Weatherized Non-Condensing Gas | 1494 | 265 |  | 01/20/2021 | 99609 | 203404477 | 01/20/2021
Rheem Sales Company, Inc. | Sure | RGEA15048AJV08XAB | Federally-Regulated Consumer Product | Weatherized Non-Condensing Gas | 1720 | 275 |  | 01/20/2021 | 99897 | 203404591 | 01/20/2021
Rheem Sales Company, Inc. | Sure | RGECZR060AJT07**A | Federally-Regulated Consumer Product | Weatherized Non-Condensing Gas | 2336 | 182 |  | 01/20/2021 | 52310 | 203473671 | 01/20/2021
Rheem Sales Company, Inc. | Sure | RGEA15030AJV061AB | Federally-Regulated Consumer Product | Weatherized Non-Condensing Gas | 1402 | 261 |  | 01/20/2021 | 80658 | 203404527 | 01/20/2021
Rheem Sales Company, Inc. | Sure | RGEA14048AJT101AB | Federally-Regulated Consumer Product | Weatherized Non-Condensing Gas | 1809 | 279 |  | 01/20/2021 | 99189 | 203404495 | 01/20/2021
Rheem Sales Company, Inc. | Sure | RGEA14036AJT08UAA | Federally-Regulated Consumer Product | Weatherized Non-Condensing Gas | 1382 | 260 |  | 01/20/2021 | 80891 | 205965545 | 01/20/2021
Rheem Sales Company, Inc. | Sure | RGEA14030AJT04UAA | Federally-Regulated Consumer Product | Weatherized Non-Condensing Gas | 1189 | 251 |  | 01/20/2021 | 39887 | 205965542 | 01/20/2021
Rheem Sales Company, Inc. | Sure | RGEA14048AJT081AB | Federally-Regulated Consumer Product | Weatherized Non-Condensing Gas | 1809 | 279 |  | 01/20/2021 | 99189 | 203404487 | 01/20/2021
Rheem Sales Company, Inc. | Sure | RGEA14036AJT10XAB | Federally-Regulated Consumer Product | Weatherized Non-Condensing Gas | 1430 | 262 |  | 01/20/2021 | 99665 | 203404471 | 01/20/2021
Rheem Sales Company, Inc. | Sure | RGEA14036AJT08XAB | Federally-Regulated Consumer Product | Weatherized Non-Condensing Gas | 1430 | 262 |  | 01/20/2021 | 99665 | 203404463 | 01/20/2021
Rheem Sales Company, Inc. | Sure | RGEA14036AJT06XAB | Federally-Regulated Consumer Product | Weatherized Non-Condensing Gas | 1430 | 262 |  | 01/20/2021 | 99665 | 203404455 | 01/20/2021
Rheem Sales Company, Inc. | Sure | RGEA14042AJT08UAA | Federally-Regulated Consumer Product | Weatherized Non-Condensing Gas | 1635 | 271 |  | 01/20/2021 | 80943 | 205965548 | 01/20/2021
Rheem Sales Company, Inc. | Sure | S802TA100417MSA | Federally-Regulated Consumer Product | Non-Weatherized, Non-Condensin | 1730 | 258 |  | 01/20/2021 | 70020 | 204007876 | 01/20/2021
Rheem Sales Company, Inc. | Sure | RGEA14048AJT10XAB | Federally-Regulated Consumer Product | Weatherized Non-Condensing Gas | 1809 | 279 |  | 01/20/2021 | 99189 | 203404499 | 01/20/2021
Rheem Sales Company, Inc. | Sure | S802TA050314MXA | Federally-Regulated Consumer Product | Non-Weatherized, Non-Condensin | 1260 | 237 |  | 01/20/2021 | 35654 | 204099260 | 01/20/2021
Rheem Sales Company, Inc. | Sure | S802TA075317MXA | Federally-Regulated Consumer Product | Non-Weatherized, Non-Condensin | 1539 | 250 |  | 01/20/2021 | 52505 | 204099263 | 01/20/2021
Rheem Sales Company, Inc. | Sure | S802TA125524MSA | Federally-Regulated Consumer Product | Non-Weatherized, Non-Condensin | 1899 | 266 |  | 01/20/2021 | 87546 | 204007882 | 01/20/2021
Rheem Sales Company, Inc. | Sure | RGECZR060AJT12**A | Federally-Regulated Consumer Product | Weatherized Non-Condensing Gas | 2183 | 266 |  | 01/20/2021 | 83968 | 203473673 | 01/20/2021
Rheem Sales Company, Inc. | Sure | S802TA075317MSA | Federally-Regulated Consumer Product | Non-Weatherized, Non-Condensin | 1539 | 250 |  | 01/20/2021 | 52505 | 204007870 | 01/20/2021
Rheem Sales Company, Inc. | Sure | RGEA15060AJV101AB | Federally-Regulated Consumer Product | Weatherized Non-Condensing Gas | 2166 | 294 |  | 01/20/2021 | 100081 | 203404603 | 01/20/2021
Rheem Sales Company, Inc. | Sure | S802TA100521MXA | Federally-Regulated Consumer Product | Non-Weatherized, Non-Condensin | 1952 | 268 |  | 01/20/2021 | 70078 | 204099274 | 01/20/2021
Rheem Sales Company, Inc. | Sure | RGEA14048AJT10UAA | Federally-Regulated Consumer Product | Weatherized Non-Condensing Gas | 1832 | 280 |  | 01/20/2021 | 100370 | 205965547 | 01/20/2021
Rheem Sales Company, Inc. | Sure | RGECZR036AJT10**A | Federally-Regulated Consumer Product | Weatherized Non-Condensing Gas | 1576 | 218 |  | 01/20/2021 | 100764 | 203473665 | 01/20/2021
Rheem Sales Company, Inc. | Sure | RGEA15048AJV10XAB | Federally-Regulated Consumer Product | Weatherized Non-Condensing Gas | 1720 | 275 |  | 01/20/2021 | 99897 | 203404599 | 01/20/2021
Rheem Sales Company, Inc. | Sure | RGEA15030AJV06XAB | Federally-Regulated Consumer Product | Weatherized Non-Condensing Gas | 1402 | 261 |  | 01/20/2021 | 80658 | 203404531 | 01/20/2021
Rheem Sales Company, Inc. | Sure | RGEA14060AJT10UAA | Federally-Regulated Consumer Product | Weatherized Non-Condensing Gas | 2066 | 290 |  | 01/20/2021 | 100130 | 205965549 | 01/20/2021
Rheem Sales Company, Inc. | Sure | RGEA14036AJT101AB | Federally-Regulated Consumer Product | Weatherized Non-Condensing Gas | 1430 | 262 |  | 01/20/2021 | 99665 | 203404467 | 01/20/2021
Rheem Sales Company, Inc. | Sure | RGEA14042AJT101AB | Federally-Regulated Consumer Product | Weatherized Non-Condensing Gas | 1494 | 265 |  | 01/20/2021 | 99609 | 203404480 | 01/20/2021
Rheem Sales Company, Inc. | Sure | RGECZR048AJT12**A | Federally-Regulated Consumer Product | Weatherized Non-Condensing Gas | 1902 | 259 |  | 01/20/2021 | 84032 | 203473669 | 01/20/2021
Rheem Sales Company, Inc. | Sure | S802TA100521MSA | Federally-Regulated Consumer Product | Non-Weatherized, Non-Condensin | 1952 | 268 |  | 01/20/2021 | 70078 | 204007879 | 01/20/2021
Rheem Sales Company, Inc. | Sure | RGEA14048AJT08UAA | Federally-Regulated Consumer Product | Weatherized Non-Condensing Gas | 2026 | 288 |  | 01/20/2021 | 80019 | 205965546 | 01/20/2021
Rheem Sales Company, Inc. | Sure | RGEA14024AJT06UAA | Federally-Regulated Consumer Product | Weatherized Non-Condensing Gas | 1236 | 253 |  | 01/20/2021 | 61566 | 205965543 | 01/20/2021
Rheem Sales Company, Inc. | Sure | S802TA150524MXA | Federally-Regulated Consumer Product | Non-Weatherized, Non-Condensin | 2092 | 274 |  | 01/20/2021 | 104565 | 204099281 | 01/20/2021
Rheem Sales Company, Inc. | Sure | RGEA14036AJT081AB | Federally-Regulated Consumer Product | Weatherized Non-Condensing Gas | 1430 | 262 |  | 01/20/2021 | 99665 | 203404459 | 01/20/2021
Rheem Sales Company, Inc. | Sure | S802TA075417MXA | Federally-Regulated Consumer Product | Non-Weatherized, Non-Condensin | 1884 | 265 |  | 01/20/2021 | 52545 | 204099267 | 01/20/2021
Rheem Sales Company, Inc. | Rheem | RGECZR048AJT12**A | Federally-Regulated Consumer Product | Weatherized Non-Condensing Gas | 1902 | 259 |  | 01/20/2021 | 84032 | 203473617 | 01/20/2021
Rheem Sales Company, Inc. | Rheem | RGEA14042AJT08XAB | Federally-Regulated Consumer Product | Weatherized Non-Condensing Gas | 1494 | 265 |  | 01/20/2021 | 99609 | 203404656 | 01/20/2021
Rheem Sales Company, Inc. | Rheem | R802TA100521MXA | Federally-Regulated Consumer Product | Non-Weatherized, Non-Condensin | 1952 | 268 |  | 01/20/2021 | 70078 | 204099255 | 01/20/2021
Rheem Sales Company, Inc. | Rheem | RGEA16024AJV06TAB | Federally-Regulated Consumer Product | Weatherized Non-Condensing Gas | 1358 | 259 |  | 01/20/2021 | 46205 | 203404611 | 01/20/2021
Rheem Sales Company, Inc. | Rheem | RGEA14048AJT081AB | Federally-Regulated Consumer Product | Weatherized Non-Condensing Gas | 1809 | 279 |  | 01/20/2021 | 99189 | 203404485 | 01/20/2021
Rheem Sales Company, Inc. | Rheem | R802TA100521MSA | Federally-Regulated Consumer Product | Non-Weatherized, Non-Condensin | 1952 | 268 |  | 01/20/2021 | 70078 | 204005886 | 01/20/2021
Rheem Sales Company, Inc. | Rheem | R801TA070417MUA | Federally-Regulated Consumer Product | Non-Weatherized, Non-Condensin | 1823 | 262 |  | 01/20/2021 | 70109 | 204501608 | 01/20/2021
Rheem Sales Company, Inc. | Rheem | RGECZR036AJT07**A | Federally-Regulated Consumer Product | Weatherized Non-Condensing Gas | 1475 | 165 |  | 01/20/2021 | 53157 | 203473614 | 01/20/2021
Rheem Sales Company, Inc. | Rheem | R802TA075417MXA | Federally-Regulated Consumer Product | Non-Weatherized, Non-Condensin | 1884 | 265 |  | 01/20/2021 | 52545 | 204099253 | 01/20/2021
Rheem Sales Company, Inc. | Rheem | RGEA14048AJT101AB | Federally-Regulated Consumer Product | Weatherized Non-Condensing Gas | 1809 | 279 |  | 01/20/2021 | 99189 | 203404493 | 01/20/2021
Rheem Sales Company, Inc. | Rheem | RGEA15060AJV101AB | Federally-Regulated Consumer Product | Weatherized Non-Condensing Gas | 2166 | 294 |  | 01/20/2021 | 100081 | 203404601 | 01/20/2021
Rheem Sales Company, Inc. | Rheem | RGEA16060AJV102AB | Federally-Regulated Consumer Product | Weatherized Non-Condensing Gas | 2330 | 280 |  | 01/20/2021 | 75239 | 203404633 | 01/20/2021
Rheem Sales Company, Inc. | Rheem | RGEA14042AJT10XAB | Federally-Regulated Consumer Product | Weatherized Non-Condensing Gas | 1494 | 265 |  | 01/20/2021 | 99609 | 203404658 | 01/20/2021
Rheem Sales Company, Inc. | Rheem | RGEA15048AJV101AB | Federally-Regulated Consumer Product | Weatherized Non-Condensing Gas | 1720 | 275 |  | 01/20/2021 | 99897 | 203404593 | 01/20/2021
Rheem Sales Company, Inc. | Rheem | RGECZR048AJT07**A | Federally-Regulated Consumer Product | Weatherized Non-Condensing Gas | 1873 | 167 |  | 01/20/2021 | 52596 | 203473616 | 01/20/2021
Rheem Sales Company, Inc. | Rheem | RGEA14036AJT08XAB | Federally-Regulated Consumer Product | Weatherized Non-Condensing Gas | 1430 | 262 |  | 01/20/2021 | 99665 | 203404461 | 01/20/2021
Rheem Sales Company, Inc. | Rheem | RGEA16036AJV10TAB | Federally-Regulated Consumer Product | Weatherized Non-Condensing Gas | 1648 | 272 |  | 01/20/2021 | 76362 | 203404623 | 01/20/2021
Rheem Sales Company, Inc. | Rheem | RGEA14036AJT101AB | Federally-Regulated Consumer Product | Weatherized Non-Condensing Gas | 1430 | 262 |  | 01/20/2021 | 99665 | 203404465 | 01/20/2021
Rheem Sales Company, Inc. | Rheem | RGECZR036AJT10**A | Federally-Regulated Consumer Product | Weatherized Non-Condensing Gas | 1576 | 218 |  | 01/20/2021 | 100764 | 203473615 | 01/20/2021
Rheem Sales Company, Inc. | Rheem | RGEA14036AJT081AB | Federally-Regulated Consumer Product | Weatherized Non-Condensing Gas | 1430 | 262 |  | 01/20/2021 | 99665 | 203404457 | 01/20/2021
Rheem Sales Company, Inc. | Rheem | R802TA050314MSA | Federally-Regulated Consumer Product | Non-Weatherized, Non-Condensin | 1260 | 237 |  | 01/20/2021 | 35654 | 204005882 | 01/20/2021
Rheem Sales Company, Inc. | Rheem | R802TA075417MSA | Federally-Regulated Consumer Product | Non-Weatherized, Non-Condensin | 1884 | 265 |  | 01/20/2021 | 52545 | 204005884 | 01/20/2021
Rheem Sales Company, Inc. | Rheem | RGEA15030AJV06XAB | Federally-Regulated Consumer Product | Weatherized Non-Condensing Gas | 1402 | 261 |  | 01/20/2021 | 80658 | 203404529 | 01/20/2021
Rheem Sales Company, Inc. | Rheem | RGEA15030AJV081AB | Federally-Regulated Consumer Product | Weatherized Non-Condensing Gas | 1402 | 261 |  | 01/20/2021 | 80658 | 203404533 | 01/20/2021
Rheem Sales Company, Inc. | Rheem | R802TA150524MXA | Federally-Regulated Consumer Product | Non-Weatherized, Non-Condensin | 2092 | 274 |  | 01/20/2021 | 104565 | 204099257 | 01/20/2021
Rheem Sales Company, Inc. | Rheem | RGEA15048AJV081AB | Federally-Regulated Consumer Product | Weatherized Non-Condensing Gas | 1720 | 275 |  | 01/20/2021 | 99897 | 203404585 | 01/20/2021
Rheem Sales Company, Inc. | Rheem | RGEA15030AJV08XAB | Federally-Regulated Consumer Product | Weatherized Non-Condensing Gas | 1402 | 261 |  | 01/20/2021 | 80658 | 203404537 | 01/20/2021
Rheem Sales Company, Inc. | Rheem | R802TA125524MSA | Federally-Regulated Consumer Product | Non-Weatherized, Non-Condensin | 1899 | 266 |  | 01/20/2021 | 87546 | 204005887 | 01/20/2021
Rheem Sales Company, Inc. | Rheem | R802TA075317MSA | Federally-Regulated Consumer Product | Non-Weatherized, Non-Condensin | 1539 | 250 |  | 01/20/2021 | 52505 | 204005883 | 01/20/2021
Rheem Sales Company, Inc. | Rheem | RGEA16048AJV102AB | Federally-Regulated Consumer Product | Weatherized Non-Condensing Gas | 1845 | 280 |  | 01/20/2021 | 76171 | 203404629 | 01/20/2021
Rheem Sales Company, Inc. | Rheem | RGEA16048AJV08TAB | Federally-Regulated Consumer Product | Weatherized Non-Condensing Gas | 1845 | 272 |  | 01/20/2021 | 76171 | 203404627 | 01/20/2021
Rheem Sales Company, Inc. | Rheem | RGEA16036AJV082AB | Federally-Regulated Consumer Product | Weatherized Non-Condensing Gas | 1648 | 272 |  | 01/20/2021 | 76362 | 203404617 | 01/20/2021
Rheem Sales Company, Inc. | Rheem | RGEA15048AJV10XAB | Federally-Regulated Consumer Product | Weatherized Non-Condensing Gas | 1720 | 275 |  | 01/20/2021 | 99897 | 203404597 | 01/20/2021
Rheem Sales Company, Inc. | Rheem | R802TA100417MSA | Federally-Regulated Consumer Product | Non-Weatherized, Non-Condensin | 1730 | 258 |  | 01/20/2021 | 70020 | 204005885 | 01/20/2021
Rheem Sales Company, Inc. | Rheem | RGEA16048AJV10TAB | Federally-Regulated Consumer Product | Weatherized Non-Condensing Gas | 1845 | 280 |  | 01/20/2021 | 76171 | 203404631 | 01/20/2021
Rheem Sales Company, Inc. | Rheem | RGEA16060AJV10TAB | Federally-Regulated Consumer Product | Weatherized Non-Condensing Gas | 2330 | 280 |  | 01/20/2021 | 75239 | 203404635 | 01/20/2021
Rheem Sales Company, Inc. | Rheem | RGEA16036AJV08TAB | Federally-Regulated Consumer Product | Weatherized Non-Condensing Gas | 1648 | 272 |  | 01/20/2021 | 76362 | 203404619 | 01/20/2021
Rheem Sales Company, Inc. | Rheem | R802TA075317MXA | Federally-Regulated Consumer Product | Non-Weatherized, Non-Condensin | 1539 | 250 |  | 01/20/2021 | 52505 | 204099252 | 01/20/2021
Rheem Sales Company, Inc. | Rheem | R802TA050314MXA | Federally-Regulated Consumer Product | Non-Weatherized, Non-Condensin | 1260 | 237 |  | 01/20/2021 | 35654 | 204099251 | 01/20/2021
Rheem Sales Company, Inc. | Rheem | R801TA050417MUA | Federally-Regulated Consumer Product | Non-Weatherized, Non-Condensin | 1502 | 248 |  | 01/20/2021 | 50342 | 204501607 | 01/20/2021
Rheem Sales Company, Inc. | Rheem | RGEA16036AJV062AB | Federally-Regulated Consumer Product | Weatherized Non-Condensing Gas | 1648 | 259 |  | 01/20/2021 | 76362 | 203404613 | 01/20/2021
Rheem Sales Company, Inc. | Rheem | RGEA15060AJV10XAB | Federally-Regulated Consumer Product | Weatherized Non-Condensing Gas | 2166 | 294 |  | 01/20/2021 | 100081 | 203404605 | 01/20/2021
Rheem Sales Company, Inc. | Rheem | RGEA15030AJV061AB | Federally-Regulated Consumer Product | Weatherized Non-Condensing Gas | 1402 | 261 |  | 01/20/2021 | 80658 | 203404525 | 01/20/2021
Rheem Sales Company, Inc. | Rheem | RGEA14042AJT081AB | Federally-Regulated Consumer Product | Weatherized Non-Condensing Gas | 1494 | 265 |  | 01/20/2021 | 99609 | 203404655 | 01/20/2021
Rheem Sales Company, Inc. | Rheem | RGEA16024AJV062AB | Federally-Regulated Consumer Product | Weatherized Non-Condensing Gas | 1358 | 259 |  | 01/20/2021 | 46205 | 203404609 | 01/20/2021
Rheem Sales Company, Inc. | Rheem | RGEA15048AJV08XAB | Federally-Regulated Consumer Product | Weatherized Non-Condensing Gas | 1720 | 275 |  | 01/20/2021 | 99897 | 203404589 | 01/20/2021
Rheem Sales Company, Inc. | Rheem | RGECZR060AJT12**A | Federally-Regulated Consumer Product | Weatherized Non-Condensing Gas | 2183 | 266 |  | 01/20/2021 | 83968 | 203473619 | 01/20/2021
Rheem Sales Company, Inc. | Rheem | RGEA16036AJV06TAB | Federally-Regulated Consumer Product | Weatherized Non-Condensing Gas | 1648 | 259 |  | 01/20/2021 | 76362 | 203404615 | 01/20/2021
Rheem Sales Company, Inc. | Rheem | RGEA16048AJV082AB | Federally-Regulated Consumer Product | Weatherized Non-Condensing Gas | 1845 | 272 |  | 01/20/2021 | 76171 | 203404625 | 01/20/2021
Rheem Sales Company, Inc. | Rheem | RGECZR060AJT07**A | Federally-Regulated Consumer Product | Weatherized Non-Condensing Gas | 2336 | 182 |  | 01/20/2021 | 52310 | 203473618 | 01/20/2021
Rheem Sales Company, Inc. | Rheem | RGEA14036AJT10XAB | Federally-Regulated Consumer Product | Weatherized Non-Condensing Gas | 1430 | 262 |  | 01/20/2021 | 99665 | 203404469 | 01/20/2021
Rheem Sales Company, Inc. | Rheem | R802TA125524MXA | Federally-Regulated Consumer Product | Non-Weatherized, Non-Condensin | 1899 | 266 |  | 01/20/2021 | 87546 | 204099256 | 01/20/2021
Rheem Sales Company, Inc. | Rheem | RGEA14048AJT10XAB | Federally-Regulated Consumer Product | Weatherized Non-Condensing Gas | 1809 | 279 |  | 01/20/2021 | 99189 | 203404497 | 01/20/2021
Rheem Sales Company, Inc. | Rheem | RGEA16036AJV102AB | Federally-Regulated Consumer Product | Weatherized Non-Condensing Gas | 1648 | 272 |  | 01/20/2021 | 76362 | 203404621 | 01/20/2021
Rheem Sales Company, Inc. | Rheem | R802TA100417MXA | Federally-Regulated Consumer Product | Non-Weatherized, Non-Condensin | 1730 | 258 |  | 01/20/2021 | 70020 | 204099254 | 01/20/2021
Rheem Sales Company, Inc. | Rheem | RGEA14048AJT08XAB | Federally-Regulated Consumer Product | Weatherized Non-Condensing Gas | 1809 | 279 |  | 01/20/2021 | 99189 | 203404489 | 01/20/2021
Rheem Sales Company, Inc. | Rheem | R801TB100521MUA | Federally-Regulated Consumer Product | Non-Weatherized, Non-Condensin | 2096 | 274 |  | 01/20/2021 | 100583 | 204501609 | 01/20/2021
Rheem Sales Company, Inc. | Rheem | R802TA150524MSA | Federally-Regulated Consumer Product | Non-Weatherized, Non-Condensin | 2092 | 274 |  | 01/20/2021 | 104565 | 204005888 | 01/20/2021
Rheem Sales Company, Inc. | Rheem | RGEA14042AJT101AB | Federally-Regulated Consumer Product | Weatherized Non-Condensing Gas | 1494 | 265 |  | 01/20/2021 | 99609 | 203404657 | 01/20/2021
Rheem Sales Company, Inc. | Fujitsu | FF100215TS80ZB | Federally-Regulated Consumer Product | Non-Weatherized, Non-Condensin | 2096 | 274 |  | 01/20/2021 | 100583 | 204515051 | 01/20/2021
Rheem Sales Company, Inc. | Fujitsu | FF150245TT80X | Federally-Regulated Consumer Product | Non-Weatherized, Non-Condensin | 2092 | 274 |  | 01/20/2021 | 104565 | 204100505 | 01/20/2021
Rheem Sales Company, Inc. | Fujitsu | RGEA16036AJV08TAB | Federally-Regulated Consumer Product | Weatherized Non-Condensing Gas | 1648 | 272 |  | 01/20/2021 | 76362 | 205785658 | 01/20/2021
Rheem Sales Company, Inc. | Fujitsu | FF50143TT80M | Federally-Regulated Consumer Product | Non-Weatherized, Non-Condensin | 1260 | 237 |  | 01/20/2021 | 35654 | 204007902 | 01/20/2021
Rheem Sales Company, Inc. | Fujitsu | RGEA15030AJV081AB | Federally-Regulated Consumer Product | Weatherized Non-Condensing Gas | 1402 | 261 |  | 01/20/2021 | 80658 | 204117050 | 01/20/2021
Rheem Sales Company, Inc. | Fujitsu | RGEA14048AJT08UAA | Federally-Regulated Consumer Product | Weatherized Non-Condensing Gas | 2026 | 288 |  | 01/20/2021 | 80019 | 205965581 | 01/20/2021
Rheem Sales Company, Inc. | Fujitsu | RGEA14048AJT10UAA | Federally-Regulated Consumer Product | Weatherized Non-Condensing Gas | 1832 | 280 |  | 01/20/2021 | 100370 | 205965582 | 01/20/2021
Rheem Sales Company, Inc. | Fujitsu | FF100174TT80X | Federally-Regulated Consumer Product | Non-Weatherized, Non-Condensin | 1730 | 258 |  | 01/20/2021 | 70020 | 204100502 | 01/20/2021
Rheem Sales Company, Inc. | Fujitsu | RGEA14042AJT08XAB | Federally-Regulated Consumer Product | Weatherized Non-Condensing Gas | 1494 | 265 |  | 01/20/2021 | 99609 | 204117035 | 01/20/2021
Rheem Sales Company, Inc. | Fujitsu | FF150245TT80M | Federally-Regulated Consumer Product | Non-Weatherized, Non-Condensin | 2092 | 274 |  | 01/20/2021 | 104565 | 204007908 | 01/20/2021
Rheem Sales Company, Inc. | Fujitsu | RGEA14036AJT081AB | Federally-Regulated Consumer Product | Weatherized Non-Condensing Gas | 1430 | 262 |  | 01/20/2021 | 99665 | 204117030 | 01/20/2021
Rheem Sales Company, Inc. | Fujitsu | RGEA14048AJT081AB | Federally-Regulated Consumer Product | Weatherized Non-Condensing Gas | 1809 | 279 |  | 01/20/2021 | 99189 | 204117038 | 01/20/2021
Rheem Sales Company, Inc. | Fujitsu | FF70174TS80Z | Federally-Regulated Consumer Product | Non-Weatherized, Non-Condensin | 1823 | 262 |  | 01/20/2021 | 70109 | 204515050 | 01/20/2021
Rheem Sales Company, Inc. | Fujitsu | RGEA16036AJV082AB | Federally-Regulated Consumer Product | Weatherized Non-Condensing Gas | 1648 | 272 |  | 01/20/2021 | 76362 | 205785657 | 01/20/2021
Rheem Sales Company, Inc. | Fujitsu | RGEA15060AJV101AB | Federally-Regulated Consumer Product | Weatherized Non-Condensing Gas | 2166 | 294 |  | 01/20/2021 | 100081 | 204117066 | 01/20/2021
Rheem Sales Company, Inc. | Fujitsu | RGEA14048AJT101AB | Federally-Regulated Consumer Product | Weatherized Non-Condensing Gas | 1809 | 279 |  | 01/20/2021 | 99189 | 204117040 | 01/20/2021
Rheem Sales Company, Inc. | Fujitsu | FF125245TT80X | Federally-Regulated Consumer Product | Non-Weatherized, Non-Condensin | 1899 | 266 |  | 01/20/2021 | 87546 | 204100504 | 01/20/2021
Rheem Sales Company, Inc. | Fujitsu | RGECZR060AJT12**A | Federally-Regulated Consumer Product | Weatherized Non-Condensing Gas | 2183 | 266 |  | 01/20/2021 | 83968 | 205785672 | 01/20/2021
Rheem Sales Company, Inc. | Fujitsu | RGEA14042AJT081AB | Federally-Regulated Consumer Product | Weatherized Non-Condensing Gas | 1494 | 265 |  | 01/20/2021 | 99609 | 204117034 | 01/20/2021
Rheem Sales Company, Inc. | Fujitsu | FF75173TT80X | Federally-Regulated Consumer Product | Non-Weatherized, Non-Condensin | 1539 | 250 |  | 01/20/2021 | 52505 | 204100500 | 01/20/2021
Rheem Sales Company, Inc. | Fujitsu | RGEA14024AJT04UAA | Federally-Regulated Consumer Product | Weatherized Non-Condensing Gas | 1181 | 251 |  | 01/20/2021 | 40068 | 205965585 | 01/20/2021
Rheem Sales Company, Inc. | Fujitsu | FF75174TT80M | Federally-Regulated Consumer Product | Non-Weatherized, Non-Condensin | 1884 | 265 |  | 01/20/2021 | 52545 | 204007904 | 01/20/2021
Rheem Sales Company, Inc. | Fujitsu | RGEA14036AJT061AB | Federally-Regulated Consumer Product | Weatherized Non-Condensing Gas | 1430 | 262 |  | 01/20/2021 | 99665 | 204117028 | 01/20/2021
Rheem Sales Company, Inc. | Fujitsu | RGEA14036AJT06UAA | Federally-Regulated Consumer Product | Weatherized Non-Condensing Gas | 1434 | 262 |  | 01/20/2021 | 60723 | 205965579 | 01/20/2021
Rheem Sales Company, Inc. | Fujitsu | RGEA16036AJV062AB | Federally-Regulated Consumer Product | Weatherized Non-Condensing Gas | 1648 | 259 |  | 01/20/2021 | 76362 | 205785655 | 01/20/2021
Rheem Sales Company, Inc. | Fujitsu | RGEA15048AJV08XAB | Federally-Regulated Consumer Product | Weatherized Non-Condensing Gas | 1720 | 275 |  | 01/20/2021 | 99897 | 204117063 | 01/20/2021
Rheem Sales Company, Inc. | Fujitsu | RGEA15030AJV06XAB | Federally-Regulated Consumer Product | Weatherized Non-Condensing Gas | 1402 | 261 |  | 01/20/2021 | 80658 | 204117049 | 01/20/2021
Rheem Sales Company, Inc. | Fujitsu | RGEA14036AJT10XAB | Federally-Regulated Consumer Product | Weatherized Non-Condensing Gas | 1430 | 262 |  | 01/20/2021 | 99665 | 204117033 | 01/20/2021
Rheem Sales Company, Inc. | Fujitsu | RGEA15048AJV081AB | Federally-Regulated Consumer Product | Weatherized Non-Condensing Gas | 1720 | 275 |  | 01/20/2021 | 99897 | 204117062 | 01/20/2021
Rheem Sales Company, Inc. | Fujitsu | RGEA15048AJV101AB | Federally-Regulated Consumer Product | Weatherized Non-Condensing Gas | 1720 | 275 |  | 01/20/2021 | 99897 | 204117064 | 01/20/2021
Rheem Sales Company, Inc. | Fujitsu | FF75173TT80M | Federally-Regulated Consumer Product | Non-Weatherized, Non-Condensin | 1539 | 250 |  | 01/20/2021 | 52505 | 204007903 | 01/20/2021
Rheem Sales Company, Inc. | Fujitsu | RGEA14042AJT08UAA | Federally-Regulated Consumer Product | Weatherized Non-Condensing Gas | 1635 | 271 |  | 01/20/2021 | 80943 | 205965583 | 01/20/2021
Rheem Sales Company, Inc. | Fujitsu | RGEA15030AJV061AB | Federally-Regulated Consumer Product | Weatherized Non-Condensing Gas | 1402 | 261 |  | 01/20/2021 | 80658 | 204117048 | 01/20/2021
Rheem Sales Company, Inc. | Fujitsu | FF100174TT80M | Federally-Regulated Consumer Product | Non-Weatherized, Non-Condensin | 1730 | 258 |  | 01/20/2021 | 70020 | 204007905 | 01/20/2021
Rheem Sales Company, Inc. | Fujitsu | RGEA14048AJT10XAB | Federally-Regulated Consumer Product | Weatherized Non-Condensing Gas | 1809 | 279 |  | 01/20/2021 | 99189 | 204117041 | 01/20/2021
Rheem Sales Company, Inc. | Fujitsu | RGEA14060AJT10UAA | Federally-Regulated Consumer Product | Weatherized Non-Condensing Gas | 2066 | 290 |  | 01/20/2021 | 100130 | 205965584 | 01/20/2021
Rheem Sales Company, Inc. | Fujitsu | RGEA16024AJV06TAB | Federally-Regulated Consumer Product | Weatherized Non-Condensing Gas | 1358 | 259 |  | 01/20/2021 | 46205 | 205785654 | 01/20/2021
Rheem Sales Company, Inc. | Fujitsu | RGEA14036AJT08UAA | Federally-Regulated Consumer Product | Weatherized Non-Condensing Gas | 1382 | 260 |  | 01/20/2021 | 80891 | 205965580 | 01/20/2021
Rheem Sales Company, Inc. | Fujitsu | RGEA14036AJT101AB | Federally-Regulated Consumer Product | Weatherized Non-Condensing Gas | 1430 | 262 |  | 01/20/2021 | 99665 | 204117032 | 01/20/2021
Rheem Sales Company, Inc. | Fujitsu | RGEA14042AJT101AB | Federally-Regulated Consumer Product | Weatherized Non-Condensing Gas | 1494 | 265 |  | 01/20/2021 | 99609 | 204117036 | 01/20/2021
Rheem Sales Company, Inc. | Fujitsu | RGEA15060AJV10XAB | Federally-Regulated Consumer Product | Weatherized Non-Condensing Gas | 2166 | 294 |  | 01/20/2021 | 100081 | 204117067 | 01/20/2021
Rheem Sales Company, Inc. | Fujitsu | RGECZR060AJT07**A | Federally-Regulated Consumer Product | Weatherized Non-Condensing Gas | 2336 | 182 |  | 01/20/2021 | 52310 | 205785671 | 01/20/2021
Rheem Sales Company, Inc. | Fujitsu | FF50143TT80X | Federally-Regulated Consumer Product | Non-Weatherized, Non-Condensin | 1260 | 237 |  | 01/20/2021 | 35654 | 204100499 | 01/20/2021
Rheem Sales Company, Inc. | Fujitsu | RGEA15030AJV08XAB | Federally-Regulated Consumer Product | Weatherized Non-Condensing Gas | 1402 | 261 |  | 01/20/2021 | 80658 | 204117051 | 01/20/2021
Rheem Sales Company, Inc. | Fujitsu | RGEA16024AJV062AB | Federally-Regulated Consumer Product | Weatherized Non-Condensing Gas | 1358 | 259 |  | 01/20/2021 | 46205 | 205785653 | 01/20/2021
Rheem Sales Company, Inc. | Fujitsu | RGEA14042AJT10XAB | Federally-Regulated Consumer Product | Weatherized Non-Condensing Gas | 1494 | 265 |  | 01/20/2021 | 99609 | 204117037 | 01/20/2021
Rheem Sales Company, Inc. | Fujitsu | RGEA14030AJT04UAA | Federally-Regulated Consumer Product | Weatherized Non-Condensing Gas | 1189 | 251 |  | 01/20/2021 | 39887 | 205965577 | 01/20/2021
Rheem Sales Company, Inc. | Fujitsu | FF125245TT80M | Federally-Regulated Consumer Product | Non-Weatherized, Non-Condensin | 1899 | 266 |  | 01/20/2021 | 87546 | 204007907 | 01/20/2021
Rheem Sales Company, Inc. | Fujitsu | FF75174TT80X | Federally-Regulated Consumer Product | Non-Weatherized, Non-Condensin | 1884 | 265 |  | 01/20/2021 | 52545 | 204100501 | 01/20/2021
Rheem Sales Company, Inc. | Fujitsu | FF100215TT80X | Federally-Regulated Consumer Product | Non-Weatherized, Non-Condensin | 1952 | 268 |  | 01/20/2021 | 70078 | 204100503 | 01/20/2021
Rheem Sales Company, Inc. | Fujitsu | RGEA14036AJT08XAB | Federally-Regulated Consumer Product | Weatherized Non-Condensing Gas | 1430 | 262 |  | 01/20/2021 | 99665 | 204117031 | 01/20/2021
Rheem Sales Company, Inc. | Fujitsu | RGEA15048AJV10XAB | Federally-Regulated Consumer Product | Weatherized Non-Condensing Gas | 1720 | 275 |  | 01/20/2021 | 99897 | 204117065 | 01/20/2021
Rheem Sales Company, Inc. | Fujitsu | RGECZR048AJT07**A | Federally-Regulated Consumer Product | Weatherized Non-Condensing Gas | 1873 | 167 |  | 01/20/2021 | 52596 | 205785669 | 01/20/2021
Rheem Sales Company, Inc. | Fujitsu | FF50174TS80Z | Federally-Regulated Consumer Product | Non-Weatherized, Non-Condensin | 1502 | 248 |  | 01/20/2021 | 50342 | 204515049 | 01/20/2021
Rheem Sales Company, Inc. | Fujitsu | RGEA14030AJT06UAA | Federally-Regulated Consumer Product | Weatherized Non-Condensing Gas | 1125 | 248 |  | 01/20/2021 | 60094 | 205965576 | 01/20/2021
Rheem Sales Company, Inc. | Fujitsu | RGEA16036AJV06TAB | Federally-Regulated Consumer Product | Weatherized Non-Condensing Gas | 1648 | 259 |  | 01/20/2021 | 76362 | 205785656 | 01/20/2021
Rheem Sales Company, Inc. | Fujitsu | FF100215TT80M | Federally-Regulated Consumer Product | Non-Weatherized, Non-Condensin | 1952 | 268 |  | 01/20/2021 | 70078 | 204007906 | 01/20/2021
Rheem Sales Company, Inc. | Fujitsu | RGEA14024AJT06UAA | Federally-Regulated Consumer Product | Weatherized Non-Condensing Gas | 1236 | 253 |  | 01/20/2021 | 61566 | 205965578 | 01/20/2021
Rheem Sales Company, Inc. | Thermal Zone | TZ80DSC075C50XA | Federally-Regulated Consumer Product | Non-Weatherized, Non-Condensin | 1892 | 265 | 265 | 11/25/2020 | 99827 | 203327220 | 01/20/2021
Rheem Sales Company, Inc. | Thermal Zone | TZ80MDX100C50SA | Federally-Regulated Consumer Product | Non-Weatherized, Non-Condensin | 1952 | 268 | 268 | 11/25/2020 | 70078 | 204007899 | 01/20/2021
Rheem Sales Company, Inc. | Thermal Zone | TZ92MSX060B30A | Federally-Regulated Consumer Product | Non-Weatherized, Condensing Ga | 1156 | 246 | 246 | 11/25/2020 | 55624 | 9958604 | 01/20/2021
Rheem Sales Company, Inc. | Thermal Zone | TZ80MSC100C50XA | Federally-Regulated Consumer Product | Non-Weatherized, Non-Condensin | 1812 | 262 | 262 | 11/25/2020 | 99863 | 203327214 | 01/20/2021
Rheem Sales Company, Inc. | Thermal Zone | TZ92MSX100C50A | Federally-Regulated Consumer Product | Non-Weatherized, Condensing Ga | 2066 | 286 | 286 | 11/25/2020 | 98023 | 9958616 | 01/20/2021
Rheem Sales Company, Inc. | Thermal Zone | TZ96MDV070C50A | Federally-Regulated Consumer Product | Non-Weatherized, Condensing Ga | 1923 | 280 | 280 | 11/25/2020 | 49235 | 203261730 | 01/20/2021
Rheem Sales Company, Inc. | Thermal Zone | TZ95MSX085C50C | Federally-Regulated Consumer Product | Non-Weatherized, Condensing Ga | 1929 | 280 |  | 11/25/2020 | 84515 | 8934620 | 01/20/2021
Rheem Sales Company, Inc. | Thermal Zone | TZ96MDX070C50A | Federally-Regulated Consumer Product | Non-Weatherized, Condensing Ga | 1854 | 277 | 277 | 11/25/2020 | 49250 | 203261731 | 01/20/2021
Rheem Sales Company, Inc. | Thermal Zone | TZ95MSX040B30C | Federally-Regulated Consumer Product | Non-Weatherized, Condensing Ga | 1107 | 244 | 244 | 11/25/2020 | 41877 | 8934608 | 01/20/2021
Rheem Sales Company, Inc. | Thermal Zone | TZ96MDX070B30A | Federally-Regulated Consumer Product | Non-Weatherized, Condensing Ga | 1321 | 253 | 253 | 11/25/2020 | 49242 | 9950850 | 01/20/2021
Rheem Sales Company, Inc. | Thermal Zone | TZ95MSX100C50C | Federally-Regulated Consumer Product | Non-Weatherized, Condensing Ga | 2066 | 286 | 286 | 11/25/2020 | 98023 | 8934624 | 01/20/2021
Rheem Sales Company, Inc. | Thermal Zone | TZ80DSX125D50XB | Federally-Regulated Consumer Product | Non-Weatherized, Non-Condensin | 1835 | 263 |  | 11/25/2020 | 124289 | 8087186 | 01/20/2021
Rheem Sales Company, Inc. | Thermal Zone | TZ80DSX100C50SB | Federally-Regulated Consumer Product | Non-Weatherized, Non-Condensin | 1895 | 265 |  | 11/25/2020 | 100302 | 8087174 | 01/20/2021
Rheem Sales Company, Inc. | Thermal Zone | TZ80MDV125D50SA | Federally-Regulated Consumer Product | Non-Weatherized, Non-Condensin | 2073 | 273 |  | 11/25/2020 | 87500 | 7979992 | 01/20/2021
Rheem Sales Company, Inc. | Thermal Zone | TZ80DSX075B30SC | Federally-Regulated Consumer Product | Non-Weatherized, Non-Condensin | 1253 | 237 | 237 | 11/25/2020 | 74903 | 205001029 | 01/20/2021
Rheem Sales Company, Inc. | Thermal Zone | TZ80DDV075B30SB | Federally-Regulated Consumer Product | Non-Weatherized, Non-Condensin | 1324 | 240 | 240 | 11/25/2020 | 52495 | 8087199 | 01/20/2021
Rheem Sales Company, Inc. | Thermal Zone | TZ96MDV085C50B | Federally-Regulated Consumer Product | Non-Weatherized, Condensing Ga | 1947 | 281 | 281 | 11/25/2020 | 58053 | 7502138 | 01/20/2021
Rheem Sales Company, Inc. | Thermal Zone | TZ80MDV075C40SA | Federally-Regulated Consumer Product | Non-Weatherized, Non-Condensin | 1718 | 258 | 258 | 11/25/2020 | 52500 | 7979968 | 01/20/2021
Rheem Sales Company, Inc. | Thermal Zone | TZ80DSC100C50SA | Federally-Regulated Consumer Product | Non-Weatherized, Non-Condensin | 1895 | 265 | 265 | 11/25/2020 | 100302 | 203327221 | 01/20/2021
Rheem Sales Company, Inc. | Thermal Zone | TZ80MDV075C40XA | Federally-Regulated Consumer Product | Non-Weatherized, Non-Condensin | 1718 | 258 | 258 | 11/25/2020 | 52500 | 7979975 | 01/20/2021
Rheem Sales Company, Inc. | Thermal Zone | TZ96MDX040B30A | Federally-Regulated Consumer Product | Non-Weatherized, Condensing Ga | 1252 | 250 | 250 | 11/25/2020 | 29298 | 9950842 | 01/20/2021
Rheem Sales Company, Inc. | Thermal Zone | TZ96MDV100C50A | Federally-Regulated Consumer Product | Non-Weatherized, Condensing Ga | 1858 | 277 | 277 | 11/25/2020 | 68679 | 7502139 | 01/20/2021
Rheem Sales Company, Inc. | Thermal Zone | TZ80DDV125D50SB | Federally-Regulated Consumer Product | Non-Weatherized, Non-Condensin | 2322 | 284 | 284 | 11/25/2020 | 87684 | 8087231 | 01/20/2021
Rheem Sales Company, Inc. | Thermal Zone | TZ96MDX085C50A | Federally-Regulated Consumer Product | Non-Weatherized, Condensing Ga | 2115 | 288 | 288 | 11/25/2020 | 58240 | 9950854 | 01/20/2021
Rheem Sales Company, Inc. | Thermal Zone | TZ80MDX125D50XA | Federally-Regulated Consumer Product | Non-Weatherized, Non-Condensin | 1899 | 266 | 266 | 11/25/2020 | 87546 | 204100511 | 01/20/2021
Rheem Sales Company, Inc. | Thermal Zone | TZ80DDV075B30XB | Federally-Regulated Consumer Product | Non-Weatherized, Non-Condensin | 1324 | 240 | 240 | 11/25/2020 | 52495 | 8087204 | 01/20/2021
Rheem Sales Company, Inc. | Thermal Zone | TZ80MSC075C40XA | Federally-Regulated Consumer Product | Non-Weatherized, Non-Condensin | 1634 | 254 | 254 | 11/25/2020 | 75736 | 203327212 | 01/20/2021
Rheem Sales Company, Inc. | Thermal Zone | TZ80DSC075C50SA | Federally-Regulated Consumer Product | Non-Weatherized, Non-Condensin | 1892 | 265 | 265 | 11/25/2020 | 99827 | 203327219 | 01/20/2021
Rheem Sales Company, Inc. | Thermal Zone | TZ80DSX050A30XA | Federally-Regulated Consumer Product | Non-Weatherized, Non-Condensin | 1223 | 236 | 236 | 11/25/2020 | 51119 | 205001035 | 01/20/2021
Rheem Sales Company, Inc. | Thermal Zone | TZ80MSC125D50XA | Federally-Regulated Consumer Product | Non-Weatherized, Non-Condensin | 1991 | 270 | 270 | 11/25/2020 | 123598 | 203327216 | 01/20/2021
Rheem Sales Company, Inc. | Thermal Zone | TZ92MSX115D50A | Federally-Regulated Consumer Product | Non-Weatherized, Condensing Ga | 2041 | 285 | 285 | 11/25/2020 | 111488 | 9958620 | 01/20/2021
Rheem Sales Company, Inc. | Thermal Zone | TZ80MSX075B40XA | Federally-Regulated Consumer Product | Non-Weatherized, Non-Condensin | 1496 | 248 | 248 | 11/25/2020 | 75177 | 7490378 | 01/20/2021
Rheem Sales Company, Inc. | Thermal Zone | TZ80MSX050A30SA | Federally-Regulated Consumer Product | Non-Weatherized, Non-Condensin | 1388 | 243 |  | 11/25/2020 | 49660 | 7490350 | 01/20/2021
Rheem Sales Company, Inc. | Thermal Zone | TZ95MSX060B30C | Federally-Regulated Consumer Product | Non-Weatherized, Condensing Ga | 1156 | 246 | 246 | 11/25/2020 | 55624 | 8934612 | 01/20/2021
Rheem Sales Company, Inc. | Thermal Zone | TZ80MSC050A30SA | Federally-Regulated Consumer Product | Non-Weatherized, Non-Condensin | 1388 | 184 | 243 | 11/25/2020 | 49660 | 203327207 | 01/20/2021
Rheem Sales Company, Inc. | Thermal Zone | TZ80MDX075B30XA | Federally-Regulated Consumer Product | Non-Weatherized, Non-Condensin | 1539 | 250 | 250 | 11/25/2020 | 52505 | 204100507 | 01/20/2021
Rheem Sales Company, Inc. | Thermal Zone | TZ96MDV070B30A | Federally-Regulated Consumer Product | Non-Weatherized, Condensing Ga | 1290 | 252 | 252 | 11/25/2020 | 48940 | 7502137 | 01/20/2021
Rheem Sales Company, Inc. | Thermal Zone | TZ80MSC075C40SA | Federally-Regulated Consumer Product | Non-Weatherized, Non-Condensin | 1634 | 254 | 254 | 11/25/2020 | 75736 | 203327211 | 01/20/2021
Rheem Sales Company, Inc. | Thermal Zone | TZ80MDX075B30SA | Federally-Regulated Consumer Product | Non-Weatherized, Non-Condensin | 1539 | 250 | 250 | 11/25/2020 | 52505 | 204007896 | 01/20/2021
Rheem Sales Company, Inc. | Thermal Zone | TZ80MDX050A30XA | Federally-Regulated Consumer Product | Non-Weatherized, Non-Condensin | 1260 | 237 | 237 | 11/25/2020 | 35654 | 204100506 | 01/20/2021
Rheem Sales Company, Inc. | Thermal Zone | TZ96MDX100C50A | Federally-Regulated Consumer Product | Non-Weatherized, Condensing Ga | 1930 | 280 | 280 | 11/25/2020 | 69202 | 9950858 | 01/20/2021
Rheem Sales Company, Inc. | Thermal Zone | TZ80MDV100C50SA | Federally-Regulated Consumer Product | Non-Weatherized, Non-Condensin | 1905 | 266 |  | 11/25/2020 | 70000 | 7979980 | 01/20/2021
Rheem Sales Company, Inc. | Thermal Zone | TZ80MDV075B30SA | Federally-Regulated Consumer Product | Non-Weatherized, Non-Condensin | 1458 | 246 |  | 11/25/2020 | 52564 | 7979952 | 01/20/2021
Rheem Sales Company, Inc. | Thermal Zone | TZ80DSC050A30SA | Federally-Regulated Consumer Product | Non-Weatherized, Non-Condensin | 1223 | 236 | 236 | 11/25/2020 | 51119 | 205001032 | 01/20/2021
Rheem Sales Company, Inc. | Thermal Zone | TZ80MDV050B30XA | Federally-Regulated Consumer Product | Non-Weatherized, Non-Condensin | 1318 | 240 |  | 11/25/2020 | 35484 | 7979945 | 01/20/2021
Rheem Sales Company, Inc. | Thermal Zone | TZ80MSX100C50UA | Federally-Regulated Consumer Product | Non-Weatherized, Non-Condensin | 1861 | 264 | 264 | 11/25/2020 | 98348 | 202132860 | 01/20/2021
Rheem Sales Company, Inc. | Thermal Zone | TZ80MSC125D50SA | Federally-Regulated Consumer Product | Non-Weatherized, Non-Condensin | 1991 | 270 | 270 | 11/25/2020 | 123598 | 203327215 | 01/20/2021
Rheem Sales Company, Inc. | Thermal Zone | TZ80MSX100C50UB | Federally-Regulated Consumer Product | Non-Weatherized, Non-Condensin | 2096 | 274 | 274 | 11/25/2020 | 100583 | 204515054 | 01/20/2021
Rheem Sales Company, Inc. | Thermal Zone | TZ80MSC075B40SA | Federally-Regulated Consumer Product | Non-Weatherized, Non-Condensin | 1496 | 248 | 248 | 11/25/2020 | 75177 | 203327209 | 01/20/2021
Rheem Sales Company, Inc. | Thermal Zone | TZ80DSX125D50SB | Federally-Regulated Consumer Product | Non-Weatherized, Non-Condensin | 1835 | 263 |  | 11/25/2020 | 124289 | 8087182 | 01/20/2021
Rheem Sales Company, Inc. | Thermal Zone | TZ80MDV050B30SA | Federally-Regulated Consumer Product | Non-Weatherized, Non-Condensin | 1318 | 240 |  | 11/25/2020 | 35484 | 7979940 | 01/20/2021
Rheem Sales Company, Inc. | Thermal Zone | TZ92MSX040B30A | Federally-Regulated Consumer Product | Non-Weatherized, Condensing Ga | 1107 | 244 | 244 | 11/25/2020 | 41877 | 9958600 | 01/20/2021
Rheem Sales Company, Inc. | Thermal Zone | TZ80MDX150D50XA | Federally-Regulated Consumer Product | Non-Weatherized, Non-Condensin | 2092 | 274 | 274 | 11/25/2020 | 104565 | 204100512 | 01/20/2021
Rheem Sales Company, Inc. | Thermal Zone | TZ80MSX070B40UA | Federally-Regulated Consumer Product | Non-Weatherized, Non-Condensin | 1823 | 262 | 262 | 11/25/2020 | 70109 | 204515053 | 01/20/2021
Rheem Sales Company, Inc. | Thermal Zone | TZ80DDV125D50XB | Federally-Regulated Consumer Product | Non-Weatherized, Non-Condensin | 2322 | 284 | 284 | 11/25/2020 | 87684 | 8087236 | 01/20/2021
Rheem Sales Company, Inc. | Thermal Zone | TZ80MDX100C50XA | Federally-Regulated Consumer Product | Non-Weatherized, Non-Condensin | 1952 | 268 | 268 | 11/25/2020 | 70078 | 204100510 | 01/20/2021
Rheem Sales Company, Inc. | Thermal Zone | TZ80MDV100C50XA | Federally-Regulated Consumer Product | Non-Weatherized, Non-Condensin | 1905 | 266 |  | 11/25/2020 | 70000 | 7979986 | 01/20/2021
Rheem Sales Company, Inc. | Thermal Zone | TZ80DSC075B30SB | Federally-Regulated Consumer Product | Non-Weatherized, Non-Condensin | 1253 | 237 | 237 | 11/25/2020 | 74903 | 205001030 | 01/20/2021
Rheem Sales Company, Inc. | Thermal Zone | TZ80MSX050A30XA | Federally-Regulated Consumer Product | Non-Weatherized, Non-Condensin | 1388 | 243 |  | 11/25/2020 | 49660 | 7490359 | 01/20/2021
Rheem Sales Company, Inc. | Thermal Zone | TZ92MSX085C50A | Federally-Regulated Consumer Product | Non-Weatherized, Condensing Ga | 1929 | 280 | 280 | 11/25/2020 | 84515 | 9958612 | 01/20/2021
Rheem Sales Company, Inc. | Thermal Zone | TZ80MDV075B30XA | Federally-Regulated Consumer Product | Non-Weatherized, Non-Condensin | 1458 | 246 |  | 11/25/2020 | 52564 | 7979961 | 01/20/2021
Rheem Sales Company, Inc. | Thermal Zone | TZ80DSC100C50XA | Federally-Regulated Consumer Product | Non-Weatherized, Non-Condensin | 1895 | 265 | 265 | 11/25/2020 | 100302 | 203327222 | 01/20/2021
Rheem Sales Company, Inc. | Thermal Zone | TZ96MDX115D50A | Federally-Regulated Consumer Product | Non-Weatherized, Condensing Ga | 1935 | 280 | 280 | 11/25/2020 | 78711 | 9950862 | 01/20/2021
Rheem Sales Company, Inc. | Thermal Zone | TZ80MSX075C40SA | Federally-Regulated Consumer Product | Non-Weatherized, Non-Condensin | 1634 | 254 | 254 | 11/25/2020 | 75736 | 8087158 | 01/20/2021
Rheem Sales Company, Inc. | Thermal Zone | TZ80MDX125D50SA | Federally-Regulated Consumer Product | Non-Weatherized, Non-Condensin | 1899 | 266 | 266 | 11/25/2020 | 87546 | 204007900 | 01/20/2021
Rheem Sales Company, Inc. | Thermal Zone | TZ80MDX075B40SA | Federally-Regulated Consumer Product | Non-Weatherized, Non-Condensin | 1884 | 265 | 265 | 11/25/2020 | 52545 | 204007897 | 01/20/2021
Rheem Sales Company, Inc. | Thermal Zone | TZ80MSX100C50XA | Federally-Regulated Consumer Product | Non-Weatherized, Non-Condensin | 1812 | 262 | 262 | 11/25/2020 | 99863 | 7490401 | 01/20/2021
Rheem Sales Company, Inc. | Thermal Zone | TZ92MSX070C50A | Federally-Regulated Consumer Product | Non-Weatherized, Condensing Ga | 1983 | 282 | 282 | 11/25/2020 | 70360 | 203269643 | 01/20/2021
Rheem Sales Company, Inc. | Thermal Zone | TZ80MSC075B40XA | Federally-Regulated Consumer Product | Non-Weatherized, Non-Condensin | 1496 | 248 | 248 | 11/25/2020 | 75177 | 203327210 | 01/20/2021
Rheem Sales Company, Inc. | Thermal Zone | TZ95MSX115D50C | Federally-Regulated Consumer Product | Non-Weatherized, Condensing Ga | 2041 | 285 | 285 | 11/25/2020 | 111488 | 8934628 | 01/20/2021
Rheem Sales Company, Inc. | Thermal Zone | TZ80DSX075B30XC | Federally-Regulated Consumer Product | Non-Weatherized, Non-Condensin | 1253 | 237 | 237 | 11/25/2020 | 74903 | 205001033 | 01/20/2021
Rheem Sales Company, Inc. | Thermal Zone | TZ80MDX100B40XA | Federally-Regulated Consumer Product | Non-Weatherized, Non-Condensin | 1730 | 258 | 258 | 11/25/2020 | 70020 | 204100509 | 01/20/2021
Rheem Sales Company, Inc. | Thermal Zone | TZ80DDV075C40XB | Federally-Regulated Consumer Product | Non-Weatherized, Non-Condensin | 2017 | 271 | 271 | 11/25/2020 | 52471 | 8087216 | 01/20/2021
Rheem Sales Company, Inc. | Thermal Zone | TZ80MSX100C50SA | Federally-Regulated Consumer Product | Non-Weatherized, Non-Condensin | 1812 | 262 |  | 11/25/2020 | 99863 | 7490389 | 01/20/2021
Rheem Sales Company, Inc. | Thermal Zone | TZ80MSX075C40XA | Federally-Regulated Consumer Product | Non-Weatherized, Non-Condensin | 1634 | 254 | 254 | 11/25/2020 | 75736 | 8087162 | 01/20/2021
Rheem Sales Company, Inc. | Thermal Zone | TZ80MSC100C50SA | Federally-Regulated Consumer Product | Non-Weatherized, Non-Condensin | 1812 | 262 | 262 | 11/25/2020 | 99863 | 203327213 | 01/20/2021
Rheem Sales Company, Inc. | Thermal Zone | TZ96MDV040B30A | Federally-Regulated Consumer Product | Non-Weatherized, Condensing Ga | 1248 | 250 | 250 | 11/25/2020 | 29623 | 7502134 | 01/20/2021
Rheem Sales Company, Inc. | Thermal Zone | TZ95MSX070B30C | Federally-Regulated Consumer Product | Non-Weatherized, Condensing Ga | 1362 | 255 |  | 11/25/2020 | 69960 | 8934616 | 01/20/2021
Rheem Sales Company, Inc. | Thermal Zone | TZ96MDX060B30A | Federally-Regulated Consumer Product | Non-Weatherized, Condensing Ga | 1342 | 254 | 254 | 11/25/2020 | 39319 | 9950846 | 01/20/2021
Rheem Sales Company, Inc. | Thermal Zone | TZ80DDV100C50XB | Federally-Regulated Consumer Product | Non-Weatherized, Non-Condensin | 2291 | 283 | 283 | 11/25/2020 | 70210 | 8087226 | 01/20/2021
Rheem Sales Company, Inc. | Thermal Zone | TZ80MSX075B40SA | Federally-Regulated Consumer Product | Non-Weatherized, Non-Condensin | 1496 | 248 |  | 11/25/2020 | 75177 | 7490368 | 01/20/2021
Rheem Sales Company, Inc. | Thermal Zone | TZ80MSX050B40UA | Federally-Regulated Consumer Product | Non-Weatherized, Non-Condensin | 1502 | 248 | 248 | 11/25/2020 | 50342 | 204515052 | 01/20/2021
Rheem Sales Company, Inc. | Thermal Zone | TZ80MSX050B30UA | Federally-Regulated Consumer Product | Non-Weatherized, Non-Condensin | 1165 | 233 |  | 11/25/2020 | 49157 | 202132858 | 01/20/2021
Rheem Sales Company, Inc. | Thermal Zone | TZ80MDV125D50XA | Federally-Regulated Consumer Product | Non-Weatherized, Non-Condensin | 2073 | 273 |  | 11/25/2020 | 87500 | 7979997 | 01/20/2021
Rheem Sales Company, Inc. | Thermal Zone | TZ80DDV075C40SB | Federally-Regulated Consumer Product | Non-Weatherized, Non-Condensin | 2017 | 271 | 271 | 11/25/2020 | 52471 | 8087211 | 01/20/2021
Rheem Sales Company, Inc. | Thermal Zone | TZ80MSC050A30XA | Federally-Regulated Consumer Product | Non-Weatherized, Non-Condensin | 1388 | 184 | 243 | 11/25/2020 | 49660 | 203327208 | 01/20/2021
Rheem Sales Company, Inc. | Thermal Zone | TZ80MDX075B40XA | Federally-Regulated Consumer Product | Non-Weatherized, Non-Condensin | 1884 | 265 | 265 | 11/25/2020 | 52545 | 204100508 | 01/20/2021
Rheem Sales Company, Inc. | Thermal Zone | TZ92MSX070B30A | Federally-Regulated Consumer Product | Non-Weatherized, Condensing Ga | 1362 | 255 | 255 | 11/25/2020 | 69960 | 9958608 | 01/20/2021
Rheem Sales Company, Inc. | Thermal Zone | TZ80DSX050A30SA | Federally-Regulated Consumer Product | Non-Weatherized, Non-Condensin | 1223 | 236 | 236 | 11/25/2020 | 51119 | 205001031 | 01/20/2021
Rheem Sales Company, Inc. | Thermal Zone | TZ80DSX100C50XB | Federally-Regulated Consumer Product | Non-Weatherized, Non-Condensin | 1895 | 265 |  | 11/25/2020 | 100302 | 8087178 | 01/20/2021
Rheem Sales Company, Inc. | Thermal Zone | TZ96MDV060B30A | Federally-Regulated Consumer Product | Non-Weatherized, Condensing Ga | 1372 | 255 | 255 | 11/25/2020 | 37932 | 7502136 | 01/20/2021
Rheem Sales Company, Inc. | Thermal Zone | TZ80MDX050A30SA | Federally-Regulated Consumer Product | Non-Weatherized, Non-Condensin | 1260 | 237 | 237 | 11/25/2020 | 35654 | 204007895 | 01/20/2021
Rheem Sales Company, Inc. | Thermal Zone | TZ80DSC125D50SA | Federally-Regulated Consumer Product | Non-Weatherized, Non-Condensin | 1835 | 263 | 263 | 11/25/2020 | 124289 | 203327223 | 01/20/2021
Rheem Sales Company, Inc. | Thermal Zone | TZ80DSC125D50XA | Federally-Regulated Consumer Product | Non-Weatherized, Non-Condensin | 1835 | 263 | 263 | 11/25/2020 | 124289 | 203327224 | 01/20/2021
Rheem Sales Company, Inc. | Thermal Zone | TZ80MSX070B30UA | Federally-Regulated Consumer Product | Non-Weatherized, Non-Condensin | 1189 | 234 | 234 | 11/25/2020 | 70542 | 202132859 | 01/20/2021
Rheem Sales Company, Inc. | Thermal Zone | TZ80DDV100C50SB | Federally-Regulated Consumer Product | Non-Weatherized, Non-Condensin | 2291 | 283 | 283 | 11/25/2020 | 70210 | 8087221 | 01/20/2021
Rheem Sales Company, Inc. | Thermal Zone | TZ80MDX100B40SA | Federally-Regulated Consumer Product | Non-Weatherized, Non-Condensin | 1730 | 258 | 258 | 11/25/2020 | 70020 | 204007898 | 01/20/2021
Rheem Sales Company, Inc. | Thermal Zone | TZ80MDX150D50SA | Federally-Regulated Consumer Product | Non-Weatherized, Non-Condensin | 2092 | 274 | 274 | 11/25/2020 | 104565 | 204007901 | 01/20/2021
Rheem Sales Company, Inc. | Thermal Zone | TZ95MSX070C50C | Federally-Regulated Consumer Product | Non-Weatherized, Condensing Ga | 1983 | 279 | 282 | 11/25/2020 | 70360 | 203261729 | 01/20/2021
Rheem Sales Company, Inc. | Mainline | MP802TA100417MSA | Federally-Regulated Consumer Product | Non-Weatherized, Non-Condensin | 1730 | 258 |  | 01/20/2021 | 70020 | 205348228 | 01/20/2021
Rheem Sales Company, Inc. | Mainline | RGEA15024BJV06XAA | Federally-Regulated Consumer Product | Weatherized Non-Condensing Gas | 1395 | 260 |  | 01/20/2021 | 80305 | 205724689 | 01/20/2021
Rheem Sales Company, Inc. | Mainline | MP802TA100521MSA | Federally-Regulated Consumer Product | Non-Weatherized, Non-Condensin | 1952 | 268 |  | 01/20/2021 | 70078 | 205348231 | 01/20/2021
Rheem Sales Company, Inc. | Mainline | MP801TB075317ZSB | Federally-Regulated Consumer Product | Non-Weatherized, Non-Condensin | 1253 | 237 |  | 01/20/2021 | 74903 | 205348220 | 01/20/2021
Rheem Sales Company, Inc. | Mainline | ML801TB075317ZSB | Federally-Regulated Consumer Product | Non-Weatherized, Non-Condensin | 1253 | 237 |  | 01/20/2021 | 74903 | 205001021 | 01/20/2021
Rheem Sales Company, Inc. | Mainline | RGEA14060CJT10XAA | Federally-Regulated Consumer Product | Weatherized Non-Condensing Gas | 1911 | 283 |  | 01/20/2021 | 99261 | 205724687 | 01/20/2021
Rheem Sales Company, Inc. | Mainline | ML802TA100521MXA | Federally-Regulated Consumer Product | Non-Weatherized, Non-Condensin | 1952 | 268 |  | 01/20/2021 | 70078 | 204100517 | 01/20/2021
Rheem Sales Company, Inc. | Mainline | RGEA14060AJT10UAA | Federally-Regulated Consumer Product | Weatherized Non-Condensing Gas | 2066 | 290 |  | 01/20/2021 | 100130 | 205965594 | 01/20/2021
Rheem Sales Company, Inc. | Mainline | MP802TA100417MXA | Federally-Regulated Consumer Product | Non-Weatherized, Non-Condensin | 1730 | 258 |  | 01/20/2021 | 70020 | 205348230 | 01/20/2021
Rheem Sales Company, Inc. | Mainline | MP801CA050314ZXA | Federally-Regulated Consumer Product | Non-Weatherized, Non-Condensin | 1223 | 236 |  | 01/20/2021 | 51119 | 205348176 | 01/20/2021
Rheem Sales Company, Inc. | Mainline | ML802TA050314MXA | Federally-Regulated Consumer Product | Non-Weatherized, Non-Condensin | 1260 | 237 |  | 01/20/2021 | 35654 | 204100513 | 01/20/2021
Rheem Sales Company, Inc. | Mainline | RGEA14036AJT08UAA | Federally-Regulated Consumer Product | Weatherized Non-Condensing Gas | 1382 | 260 |  | 01/20/2021 | 80891 | 205965590 | 01/20/2021
Rheem Sales Company, Inc. | Mainline | ML801VA100521MUA | Federally-Regulated Consumer Product | Non-Weatherized, Non-Condensin | 2054 | 272 |  | 01/20/2021 | 98467 | 205354992 | 01/20/2021
Rheem Sales Company, Inc. | Mainline | ML801CA050314ZXA | Federally-Regulated Consumer Product | Non-Weatherized, Non-Condensin | 1223 | 236 |  | 01/20/2021 | 51119 | 205001028 | 01/20/2021
Rheem Sales Company, Inc. | Mainline | MP802TA100521MXA | Federally-Regulated Consumer Product | Non-Weatherized, Non-Condensin | 1952 | 268 |  | 01/20/2021 | 70078 | 205348232 | 01/20/2021
Rheem Sales Company, Inc. | Mainline | RGEA15042BJV08XAA | Federally-Regulated Consumer Product | Weatherized Non-Condensing Gas | 1375 | 260 |  | 01/20/2021 | 101119 | 205724699 | 01/20/2021
Rheem Sales Company, Inc. | Mainline | ML801CB075317ZXA | Federally-Regulated Consumer Product | Non-Weatherized, Non-Condensin | 1253 | 237 |  | 01/20/2021 | 74903 | 205001026 | 01/20/2021
Rheem Sales Company, Inc. | Mainline | RGEA14024AJT04UAA | Federally-Regulated Consumer Product | Weatherized Non-Condensing Gas | 1181 | 251 |  | 01/20/2021 | 40068 | 205965595 | 01/20/2021
Rheem Sales Company, Inc. | Mainline | RGEA15036BJV081AA | Federally-Regulated Consumer Product | Weatherized Non-Condensing Gas | 1355 | 259 |  | 01/20/2021 | 99675 | 205724694 | 01/20/2021
Rheem Sales Company, Inc. | Mainline | RGEA14030AJT06UAA | Federally-Regulated Consumer Product | Weatherized Non-Condensing Gas | 1125 | 248 |  | 01/20/2021 | 60094 | 205965586 | 01/20/2021
Rheem Sales Company, Inc. | Mainline | ML801TA050417MUA | Federally-Regulated Consumer Product | Non-Weatherized, Non-Condensin | 1502 | 248 |  | 01/20/2021 | 50342 | 204515055 | 01/20/2021
Rheem Sales Company, Inc. | Mainline | MP802TA150524MSA | Federally-Regulated Consumer Product | Non-Weatherized, Non-Condensin | 2092 | 274 |  | 01/20/2021 | 104565 | 205348235 | 01/20/2021
Rheem Sales Company, Inc. | Mainline | MP801TB075317ZXB | Federally-Regulated Consumer Product | Non-Weatherized, Non-Condensin | 1253 | 237 |  | 01/20/2021 | 74903 | 205348222 | 01/20/2021
Rheem Sales Company, Inc. | Mainline | RGEA15042BJV101AA | Federally-Regulated Consumer Product | Weatherized Non-Condensing Gas | 1375 | 260 |  | 01/20/2021 | 101119 | 205724700 | 01/20/2021
Rheem Sales Company, Inc. | Mainline | RGEA14060CJT101AA | Federally-Regulated Consumer Product | Weatherized Non-Condensing Gas | 1911 | 283 |  | 01/20/2021 | 99261 | 205724686 | 01/20/2021
Rheem Sales Company, Inc. | Mainline | ML801CA050314ZSA | Federally-Regulated Consumer Product | Non-Weatherized, Non-Condensin | 1223 | 236 |  | 01/20/2021 | 51119 | 205001024 | 01/20/2021
Rheem Sales Company, Inc. | Mainline | MP801TA050314ZSA | Federally-Regulated Consumer Product | Non-Weatherized, Non-Condensin | 1223 | 236 |  | 01/20/2021 | 51119 | 205348197 | 01/20/2021
Rheem Sales Company, Inc. | Mainline | MP801CB075317ZSA | Federally-Regulated Consumer Product | Non-Weatherized, Non-Condensin | 1253 | 237 |  | 01/20/2021 | 74903 | 205348193 | 01/20/2021
Rheem Sales Company, Inc. | Mainline | MP801TA070417MUA | Federally-Regulated Consumer Product | Non-Weatherized, Non-Condensin | 1823 | 262 |  | 01/20/2021 | 70109 | 205348202 | 01/20/2021
Rheem Sales Company, Inc. | Mainline | RGEA14042AJT08UAA | Federally-Regulated Consumer Product | Weatherized Non-Condensing Gas | 1635 | 271 |  | 01/20/2021 | 80943 | 205965593 | 01/20/2021
Rheem Sales Company, Inc. | Mainline | MP802TA125524MXA | Federally-Regulated Consumer Product | Non-Weatherized, Non-Condensin | 1899 | 266 |  | 01/20/2021 | 87546 | 205348234 | 01/20/2021
Rheem Sales Company, Inc. | Mainline | RGEA14042AJT101AB | Federally-Regulated Consumer Product | Weatherized Non-Condensing Gas | 1494 | 265 |  | 01/20/2021 | 99609 | 204117084 | 01/20/2021
Rheem Sales Company, Inc. | Mainline | ML801VA050417MUA | Federally-Regulated Consumer Product | Non-Weatherized, Non-Condensin | 1298 | 234 |  | 01/20/2021 | 50335 | 205354990 | 01/20/2021
Rheem Sales Company, Inc. | Mainline | ML801TB100521MUA | Federally-Regulated Consumer Product | Non-Weatherized, Non-Condensin | 2096 | 274 |  | 01/20/2021 | 100583 | 204515057 | 01/20/2021
Rheem Sales Company, Inc. | Mainline | ML801VA070417MUA | Federally-Regulated Consumer Product | Non-Weatherized, Non-Condensin | 1550 | 250 |  | 01/20/2021 | 70502 | 205354991 | 01/20/2021
Rheem Sales Company, Inc. | Mainline | ML802TA150524MXA | Federally-Regulated Consumer Product | Non-Weatherized, Non-Condensin | 2092 | 274 |  | 01/20/2021 | 104565 | 204100519 | 01/20/2021
Rheem Sales Company, Inc. | Mainline | ML802TA150524MSA | Federally-Regulated Consumer Product | Non-Weatherized, Non-Condensin | 2092 | 274 |  | 01/20/2021 | 104565 | 204007893 | 01/20/2021
Rheem Sales Company, Inc. | Mainline | MP801CB075317ZXA | Federally-Regulated Consumer Product | Non-Weatherized, Non-Condensin | 1253 | 237 |  | 01/20/2021 | 74903 | 205348194 | 01/20/2021
Rheem Sales Company, Inc. | Mainline | ML801TB075317ZXB | Federally-Regulated Consumer Product | Non-Weatherized, Non-Condensin | 1253 | 237 |  | 01/20/2021 | 74903 | 205001025 | 01/20/2021
Rheem Sales Company, Inc. | Mainline | RGEA15024BJV081AA | Federally-Regulated Consumer Product | Weatherized Non-Condensing Gas | 1395 | 260 |  | 01/20/2021 | 80305 | 205724690 | 01/20/2021
Rheem Sales Company, Inc. | Mainline | MP802TA075317MSA | Federally-Regulated Consumer Product | Non-Weatherized, Non-Condensin | 1539 | 250 |  | 01/20/2021 | 52505 | 205348224 | 01/20/2021
Rheem Sales Company, Inc. | Mainline | ML801CB075317ZSA | Federally-Regulated Consumer Product | Non-Weatherized, Non-Condensin | 1253 | 237 |  | 01/20/2021 | 74903 | 205001022 | 01/20/2021
Rheem Sales Company, Inc. | Mainline | ML802TA125524MXA | Federally-Regulated Consumer Product | Non-Weatherized, Non-Condensin | 1899 | 266 |  | 01/20/2021 | 87546 | 204100518 | 01/20/2021
Rheem Sales Company, Inc. | Mainline | ML802TA100417MXA | Federally-Regulated Consumer Product | Non-Weatherized, Non-Condensin | 1730 | 258 |  | 01/20/2021 | 70020 | 204100516 | 01/20/2021
Rheem Sales Company, Inc. | Mainline | MP801CA050314ZSA | Federally-Regulated Consumer Product | Non-Weatherized, Non-Condensin | 1223 | 236 |  | 01/20/2021 | 51119 | 205348175 | 01/20/2021
Rheem Sales Company, Inc. | Mainline | MP802TA075417MXA | Federally-Regulated Consumer Product | Non-Weatherized, Non-Condensin | 1884 | 265 |  | 01/20/2021 | 52545 | 205348227 | 01/20/2021
Rheem Sales Company, Inc. | Mainline | RGEA14048AJT08UAA | Federally-Regulated Consumer Product | Weatherized Non-Condensing Gas | 2026 | 288 |  | 01/20/2021 | 80019 | 205965591 | 01/20/2021
Rheem Sales Company, Inc. | Mainline | RGEA14024AJT06UAA | Federally-Regulated Consumer Product | Weatherized Non-Condensing Gas | 1236 | 253 |  | 01/20/2021 | 61566 | 205965588 | 01/20/2021
Rheem Sales Company, Inc. | Mainline | ML802TA075417MXA | Federally-Regulated Consumer Product | Non-Weatherized, Non-Condensin | 1884 | 265 |  | 01/20/2021 | 52545 | 204100515 | 01/20/2021
Rheem Sales Company, Inc. | Mainline | MP801TB100521MUA | Federally-Regulated Consumer Product | Non-Weatherized, Non-Condensin | 2096 | 274 |  | 01/20/2021 | 100583 | 205348223 | 01/20/2021
Rheem Sales Company, Inc. | Mainline | MP802TA125524MSA | Federally-Regulated Consumer Product | Non-Weatherized, Non-Condensin | 1899 | 266 |  | 01/20/2021 | 87546 | 205348233 | 01/20/2021
Rheem Sales Company, Inc. | Mainline | RGEA15036BJV061AA | Federally-Regulated Consumer Product | Weatherized Non-Condensing Gas | 1355 | 258 |  | 01/20/2021 | 99675 | 205724692 | 01/20/2021
Rheem Sales Company, Inc. | Mainline | RGEA15042BJV081AA | Federally-Regulated Consumer Product | Weatherized Non-Condensing Gas | 1375 | 260 |  | 01/20/2021 | 101119 | 205724698 | 01/20/2021
Rheem Sales Company, Inc. | Mainline | RGEA15036BJV101AA | Federally-Regulated Consumer Product | Weatherized Non-Condensing Gas | 1355 | 259 |  | 01/20/2021 | 99675 | 205724696 | 01/20/2021
Rheem Sales Company, Inc. | Mainline | RGEA15024BJV061AA | Federally-Regulated Consumer Product | Weatherized Non-Condensing Gas | 1395 | 260 |  | 01/20/2021 | 80305 | 205724688 | 01/20/2021
Rheem Sales Company, Inc. | Mainline | ML801TA050314ZXA | Federally-Regulated Consumer Product | Non-Weatherized, Non-Condensin | 1223 | 236 |  | 01/20/2021 | 51119 | 205001027 | 01/20/2021
Rheem Sales Company, Inc. | Mainline | ML801TA050314ZSA | Federally-Regulated Consumer Product | Non-Weatherized, Non-Condensin | 1223 | 236 |  | 01/20/2021 | 51119 | 205001023 | 01/20/2021
Rheem Sales Company, Inc. | Mainline | RGEA15036BJV06XAA | Federally-Regulated Consumer Product | Weatherized Non-Condensing Gas | 1355 | 258 |  | 01/20/2021 | 99675 | 205724693 | 01/20/2021
Rheem Sales Company, Inc. | Mainline | RGEA14036AJT06UAA | Federally-Regulated Consumer Product | Weatherized Non-Condensing Gas | 1434 | 262 |  | 01/20/2021 | 60723 | 205965589 | 01/20/2021
Rheem Sales Company, Inc. | Mainline | RGEA15042BJV10XAA | Federally-Regulated Consumer Product | Weatherized Non-Condensing Gas | 1375 | 260 |  | 01/20/2021 | 101119 | 205724701 | 01/20/2021
Rheem Sales Company, Inc. | Mainline | ML801TA070417MUA | Federally-Regulated Consumer Product | Non-Weatherized, Non-Condensin | 1823 | 262 |  | 01/20/2021 | 70109 | 204515056 | 01/20/2021
Rheem Sales Company, Inc. | Mainline | MP801TA050314ZXA | Federally-Regulated Consumer Product | Non-Weatherized, Non-Condensin | 1223 | 236 |  | 01/20/2021 | 51119 | 205348198 | 01/20/2021
Rheem Sales Company, Inc. | Mainline | MP801TA050417MUA | Federally-Regulated Consumer Product | Non-Weatherized, Non-Condensin | 1502 | 248 |  | 01/20/2021 | 50342 | 205348200 | 01/20/2021
Rheem Sales Company, Inc. | Mainline | MP802TA150524MXA | Federally-Regulated Consumer Product | Non-Weatherized, Non-Condensin | 2092 | 274 |  | 01/20/2021 | 104565 | 205348236 | 01/20/2021
Rheem Sales Company, Inc. | Mainline | RGEA14030AJT04UAA | Federally-Regulated Consumer Product | Weatherized Non-Condensing Gas | 1189 | 251 |  | 01/20/2021 | 39887 | 205965587 | 01/20/2021
Rheem Sales Company, Inc. | Mainline | RGEA14048AJT10UAA | Federally-Regulated Consumer Product | Weatherized Non-Condensing Gas | 1832 | 280 |  | 01/20/2021 | 100370 | 205965592 | 01/20/2021
Rheem Sales Company, Inc. | Mainline | RGEA15036BJV08XAA | Federally-Regulated Consumer Product | Weatherized Non-Condensing Gas | 1355 | 259 |  | 01/20/2021 | 99675 | 205724695 | 01/20/2021
Rheem Sales Company, Inc. | Mainline | RGEA15024BJV08XAA | Federally-Regulated Consumer Product | Weatherized Non-Condensing Gas | 1395 | 260 |  | 01/20/2021 | 80305 | 205724691 | 01/20/2021
Rheem Sales Company, Inc. | Mainline | MP802TA075417MSA | Federally-Regulated Consumer Product | Non-Weatherized, Non-Condensin | 1884 | 265 |  | 01/20/2021 | 52545 | 205348226 | 01/20/2021
Rheem Sales Company, Inc. | Mainline | MP802TA075317MXA | Federally-Regulated Consumer Product | Non-Weatherized, Non-Condensin | 1539 | 250 |  | 01/20/2021 | 52505 | 205348225 | 01/20/2021
Rheem Sales Company, Inc. | Mainline | ML802TA075317MXA | Federally-Regulated Consumer Product | Non-Weatherized, Non-Condensin | 1539 | 250 |  | 01/20/2021 | 52505 | 204100514 | 01/20/2021
Rheem Sales Company, Inc. | Mainline | RGEA15036BJV10XAA | Federally-Regulated Consumer Product | Weatherized Non-Condensing Gas | 1355 | 259 |  | 01/20/2021 | 99675 | 205724697 | 01/20/2021
Rheem Sales Company, Inc. | Ruud | RGEA14030AJT06UAA | Federally-Regulated Consumer Product | Weatherized Non-Condensing Gas | 1125 | 248 |  | 01/20/2021 | 60094 | 205965531 | 01/20/2021
Rheem Sales Company, Inc. | Ruud | RGEA14048AJT08UAA | Federally-Regulated Consumer Product | Weatherized Non-Condensing Gas | 2026 | 288 |  | 01/20/2021 | 80019 | 205965536 | 01/20/2021
Rheem Sales Company, Inc. | Ruud | RGEA14024AJT04UAA | Federally-Regulated Consumer Product | Weatherized Non-Condensing Gas | 1181 | 251 |  | 01/20/2021 | 40068 | 205965540 | 01/20/2021
Rheem Sales Company, Inc. | Ruud | RGEA14036AJT08UAA | Federally-Regulated Consumer Product | Weatherized Non-Condensing Gas | 1382 | 260 |  | 01/20/2021 | 80891 | 205965535 | 01/20/2021
Rheem Sales Company, Inc. | Ruud | RGEA14048AJT10UAA | Federally-Regulated Consumer Product | Weatherized Non-Condensing Gas | 1832 | 280 |  | 01/20/2021 | 100370 | 205965537 | 01/20/2021
Rheem Sales Company, Inc. | Ruud | RGEA14060AJT10UAA | Federally-Regulated Consumer Product | Weatherized Non-Condensing Gas | 2066 | 290 |  | 01/20/2021 | 100130 | 205965539 | 01/20/2021
Rheem Sales Company, Inc. | Ruud | RGEA14024AJT06UAA | Federally-Regulated Consumer Product | Weatherized Non-Condensing Gas | 1236 | 253 |  | 01/20/2021 | 61566 | 205965533 | 01/20/2021
Rheem Sales Company, Inc. | Ruud | RGEA14036AJT06UAA | Federally-Regulated Consumer Product | Weatherized Non-Condensing Gas | 1434 | 262 |  | 01/20/2021 | 60723 | 205965534 | 01/20/2021
Rheem Sales Company, Inc. | Ruud | RGEA14042AJT08UAA | Federally-Regulated Consumer Product | Weatherized Non-Condensing Gas | 1635 | 271 |  | 01/20/2021 | 80943 | 205965538 | 01/20/2021
Rheem Sales Company, Inc. | Ruud | RGEA14030AJT04UAA | Federally-Regulated Consumer Product | Weatherized Non-Condensing Gas | 1189 | 251 |  | 01/20/2021 | 39887 | 205965532 | 01/20/2021
GD Midea Heating & Ventilating Equipment Co.,Ltd | Midea | MRD-42S090GWN1-M14L | Federally-Regulated Consumer Product | Weatherized Non-Condensing Gas | 1466 | 264 |  | 01/13/2021 | 89990 | 206077591 | 01/20/2021
Rheem Sales Company, Inc. | Fujitsu | FF75174CS80X | Federally-Regulated Consumer Product | Non-Weatherized, Non-Condensin | 1496 | 248 |  | 11/25/2020 | 75177 | 203327192 | 01/20/2021
Rheem Sales Company, Inc. | Fujitsu | FF75173LT80D | Federally-Regulated Consumer Product | Non-Weatherized, Non-Condensin | 1324 | 240 | 240 | 11/25/2020 | 52495 | 10515042 | 01/20/2021
Rheem Sales Company, Inc. | Fujitsu | FF125245TS80X | Federally-Regulated Consumer Product | Non-Weatherized, Non-Condensin | 1991 | 270 | 270 | 11/25/2020 | 123598 | 10515033 | 01/20/2021
Rheem Sales Company, Inc. | Fujitsu | FF115245TS95M | Federally-Regulated Consumer Product | Non-Weatherized, Condensing Ga | 2041 | 285 | 285 | 11/25/2020 | 111488 | 10260154 | 01/20/2021
Rheem Sales Company, Inc. | Fujitsu | RGEA14024AJT08XAB | Federally-Regulated Consumer Product | Weatherized Non-Condensing Gas | 1127 | 249 |  | 11/25/2020 | 80320 | 204117023 | 01/20/2021
Rheem Sales Company, Inc. | Fujitsu | FF75215CS80Y | Federally-Regulated Consumer Product | Non-Weatherized, Non-Condensin | 1892 | 265 |  | 11/25/2020 | 99827 | 203327202 | 01/20/2021
Rheem Sales Company, Inc. | Fujitsu | FF75173LT80M | Federally-Regulated Consumer Product | Non-Weatherized, Non-Condensin | 1458 | 246 | 246 | 11/25/2020 | 52564 | 10515034 | 01/20/2021
Rheem Sales Company, Inc. | Fujitsu | FF125245CS80Y | Federally-Regulated Consumer Product | Non-Weatherized, Non-Condensin | 1835 | 263 |  | 11/25/2020 | 124289 | 203327206 | 01/20/2021
Rheem Sales Company, Inc. | Fujitsu | FF75174TS80X | Federally-Regulated Consumer Product | Non-Weatherized, Non-Condensin | 1496 | 248 | 248 | 11/25/2020 | 75177 | 10515029 | 01/20/2021
Rheem Sales Company, Inc. | Fujitsu | FF75174CS80M | Federally-Regulated Consumer Product | Non-Weatherized, Non-Condensin | 1496 | 248 |  | 11/25/2020 | 75177 | 203327191 | 01/20/2021
Rheem Sales Company, Inc. | Fujitsu | FF100215LT80Y | Federally-Regulated Consumer Product | Non-Weatherized, Non-Condensin | 2291 | 283 | 283 | 11/25/2020 | 70210 | 10515091 | 01/20/2021
Rheem Sales Company, Inc. | Fujitsu | FF100215TS95M | Federally-Regulated Consumer Product | Non-Weatherized, Condensing Ga | 2066 | 286 | 286 | 11/25/2020 | 98023 | 10260153 | 01/20/2021
Rheem Sales Company, Inc. | Fujitsu | FF40173TT96M | Federally-Regulated Consumer Product | Non-Weatherized, Condensing Ga | 1252 | 250 | 250 | 11/25/2020 | 29298 | 10515068 | 01/20/2021
Rheem Sales Company, Inc. | Fujitsu | FF75214LT80M | Federally-Regulated Consumer Product | Non-Weatherized, Non-Condensin | 1718 | 258 | 258 | 11/25/2020 | 52500 | 10515036 | 01/20/2021
Rheem Sales Company, Inc. | Fujitsu | FF40173TS92M | Federally-Regulated Consumer Product | Non-Weatherized, Condensing Ga | 1107 | 244 | 244 | 11/25/2020 | 41877 | 10260137 | 01/20/2021
Rheem Sales Company, Inc. | Fujitsu | FF70173LM97K | Federally-Regulated Consumer Product | Non-Weatherized, Condensing Ga | 1282 | 251 | 251 | 11/25/2020 | 28494 | 202070453 | 01/20/2021
Rheem Sales Company, Inc. | Fujitsu | FF75215CS80D | Federally-Regulated Consumer Product | Non-Weatherized, Non-Condensin | 1892 | 265 |  | 11/25/2020 | 99827 | 203327201 | 01/20/2021
Rheem Sales Company, Inc. | Fujitsu | FF100215LT80M | Federally-Regulated Consumer Product | Non-Weatherized, Non-Condensin | 1905 | 266 | 266 | 11/25/2020 | 70000 | 10515038 | 01/20/2021
Rheem Sales Company, Inc. | Fujitsu | FF70215TS92M | Federally-Regulated Consumer Product | Non-Weatherized, Condensing Ga | 1983 | 282 |  | 11/25/2020 | 70360 | 203269554 | 01/20/2021
Rheem Sales Company, Inc. | Fujitsu | FF75214CS80M | Federally-Regulated Consumer Product | Non-Weatherized, Non-Condensin | 1634 | 254 |  | 11/25/2020 | 75736 | 203327193 | 01/20/2021
Rheem Sales Company, Inc. | Fujitsu | RGEA14024AJT061AB | Federally-Regulated Consumer Product | Weatherized Non-Condensing Gas | 1127 | 249 |  | 11/25/2020 | 80320 | 204117020 | 01/20/2021
Rheem Sales Company, Inc. | Fujitsu | FF125245LT80Y | Federally-Regulated Consumer Product | Non-Weatherized, Non-Condensin | 2322 | 284 | 284 | 11/25/2020 | 87684 | 10515093 | 01/20/2021
Rheem Sales Company, Inc. | Fujitsu | FF100215CS80D | Federally-Regulated Consumer Product | Non-Weatherized, Non-Condensin | 1895 | 265 |  | 11/25/2020 | 100302 | 203327203 | 01/20/2021
Rheem Sales Company, Inc. | Fujitsu | FF85215TS95M | Federally-Regulated Consumer Product | Non-Weatherized, Condensing Ga | 1929 | 280 | 280 | 11/25/2020 | 84515 | 10260152 | 01/20/2021
Rheem Sales Company, Inc. | Fujitsu | FF75214LT80Y | Federally-Regulated Consumer Product | Non-Weatherized, Non-Condensin | 2017 | 271 | 271 | 11/25/2020 | 52471 | 10515089 | 01/20/2021
Rheem Sales Company, Inc. | Fujitsu | FF60173LM98U | Federally-Regulated Consumer Product | Non-Weatherized, Condensing Ga | 1110 | 244 | 244 | 11/25/2020 | 22600 | 202070550 | 01/20/2021
Rheem Sales Company, Inc. | Fujitsu | FF100215CS80X | Federally-Regulated Consumer Product | Non-Weatherized, Non-Condensin | 1812 | 262 |  | 11/25/2020 | 99863 | 203327196 | 01/20/2021
Rheem Sales Company, Inc. | Fujitsu | FF115245TS92M | Federally-Regulated Consumer Product | Non-Weatherized, Condensing Ga | 2041 | 285 |  | 11/25/2020 | 111488 | 10260142 | 01/20/2021
Rheem Sales Company, Inc. | Fujitsu | FF70173LT96M | Federally-Regulated Consumer Product | Non-Weatherized, Condensing Ga | 1290 | 252 | 252 | 11/25/2020 | 48940 | 10515135 | 01/20/2021
Rheem Sales Company, Inc. | Fujitsu | FF70173LM98U | Federally-Regulated Consumer Product | Non-Weatherized, Condensing Ga | 1162 | 246 | 246 | 11/25/2020 | 28246 | 202070558 | 01/20/2021
Rheem Sales Company, Inc. | Fujitsu | FF85215LT96M | Federally-Regulated Consumer Product | Non-Weatherized, Condensing Ga | 1947 | 281 | 281 | 11/25/2020 | 58053 | 10515074 | 01/20/2021
Rheem Sales Company, Inc. | Fujitsu | FF100215TS80Y | Federally-Regulated Consumer Product | Non-Weatherized, Non-Condensin | 1895 | 265 | 265 | 11/25/2020 | 100302 | 10515129 | 01/20/2021
Rheem Sales Company, Inc. | Fujitsu | FF100215CS80M | Federally-Regulated Consumer Product | Non-Weatherized, Non-Condensin | 1812 | 262 |  | 11/25/2020 | 99863 | 203327195 | 01/20/2021
Rheem Sales Company, Inc. | Fujitsu | FF125245LT80D | Federally-Regulated Consumer Product | Non-Weatherized, Non-Condensin | 2322 | 284 | 284 | 11/25/2020 | 87684 | 10515092 | 01/20/2021
Rheem Sales Company, Inc. | Fujitsu | FF50173LT80M | Federally-Regulated Consumer Product | Non-Weatherized, Non-Condensin | 1318 | 240 | 240 | 11/25/2020 | 35484 | 10357484 | 01/20/2021
Rheem Sales Company, Inc. | Fujitsu | FF75215TS80D | Federally-Regulated Consumer Product | Non-Weatherized, Non-Condensin | 1883 | 265 | 265 | 11/25/2020 | 75029 | 10515120 | 01/20/2021
Rheem Sales Company, Inc. | Fujitsu | FF100215LT96M | Federally-Regulated Consumer Product | Non-Weatherized, Condensing Ga | 1858 | 277 | 277 | 11/25/2020 | 68679 | 10515136 | 01/20/2021
Rheem Sales Company, Inc. | Fujitsu | FF50143TS80M | Federally-Regulated Consumer Product | Non-Weatherized, Non-Condensin | 1388 | 243 | 243 | 11/25/2020 | 49660 | 10357486 | 01/20/2021
Rheem Sales Company, Inc. | Fujitsu | RGEA14036AJT06XAB | Federally-Regulated Consumer Product | Weatherized Non-Condensing Gas | 1430 | 262 |  | 11/25/2020 | 99665 | 204117029 | 01/20/2021
Rheem Sales Company, Inc. | Fujitsu | RGEA14030AJT08XAB | Federally-Regulated Consumer Product | Weatherized Non-Condensing Gas | 1147 | 249 |  | 11/25/2020 | 79965 | 204117027 | 01/20/2021
Rheem Sales Company, Inc. | Fujitsu | RGEA14030AJT081AB | Federally-Regulated Consumer Product | Weatherized Non-Condensing Gas | 1147 | 249 |  | 11/25/2020 | 79965 | 204117026 | 01/20/2021
Rheem Sales Company, Inc. | Fujitsu | FF115245LM97K | Federally-Regulated Consumer Product | Non-Weatherized, Condensing Ga | 1959 | 281 | 281 | 11/25/2020 | 44459 | 202070458 | 01/20/2021
Rheem Sales Company, Inc. | Fujitsu | FF75174TS80M | Federally-Regulated Consumer Product | Non-Weatherized, Non-Condensin | 1496 | 248 | 248 | 11/25/2020 | 75177 | 10515028 | 01/20/2021
Rheem Sales Company, Inc. | Fujitsu | FF85215TT96M | Federally-Regulated Consumer Product | Non-Weatherized, Condensing Ga | 2115 | 288 |  | 11/25/2020 | 58240 | 10515071 | 01/20/2021
Rheem Sales Company, Inc. | Fujitsu | FF100215CS80Y | Federally-Regulated Consumer Product | Non-Weatherized, Non-Condensin | 1895 | 265 |  | 11/25/2020 | 100302 | 203327204 | 01/20/2021
Rheem Sales Company, Inc. | Fujitsu | FF100215TS80ZA | Federally-Regulated Consumer Product | Non-Weatherized, Non-Condensin | 1861 | 264 |  | 11/25/2020 | 98348 | 205085388 | 01/20/2021
Rheem Sales Company, Inc. | Fujitsu | FF85215LM98U | Federally-Regulated Consumer Product | Non-Weatherized, Condensing Ga | 2209 | 292 | 292 | 11/25/2020 | 33631 | 202070554 | 01/20/2021
Rheem Sales Company, Inc. | Fujitsu | FF125245LT80M | Federally-Regulated Consumer Product | Non-Weatherized, Non-Condensin | 2073 | 273 | 273 | 11/25/2020 | 87500 | 10515040 | 01/20/2021
Rheem Sales Company, Inc. | Fujitsu | RGEA14024AJT06XAB | Federally-Regulated Consumer Product | Weatherized Non-Condensing Gas | 1127 | 249 |  | 11/25/2020 | 80320 | 204117021 | 01/20/2021
Rheem Sales Company, Inc. | Fujitsu | FF125245CS80X | Federally-Regulated Consumer Product | Non-Weatherized, Non-Condensin | 1991 | 270 |  | 11/25/2020 | 123598 | 203327198 | 01/20/2021
Rheem Sales Company, Inc. | Fujitsu | FF100215LM97K | Federally-Regulated Consumer Product | Non-Weatherized, Condensing Ga | 1990 | 282 | 283 | 11/25/2020 | 39222 | 202070442 | 01/20/2021
Rheem Sales Company, Inc. | Fujitsu | FF100215LT80D | Federally-Regulated Consumer Product | Non-Weatherized, Non-Condensin | 2291 | 283 | 283 | 11/25/2020 | 70210 | 10515090 | 01/20/2021
Rheem Sales Company, Inc. | Fujitsu | FF50143CS80M | Federally-Regulated Consumer Product | Non-Weatherized, Non-Condensin | 1388 | 184 |  | 11/25/2020 | 49660 | 203327189 | 01/20/2021
Rheem Sales Company, Inc. | Fujitsu | RGEA14048AJT08XAB | Federally-Regulated Consumer Product | Weatherized Non-Condensing Gas | 1809 | 279 |  | 11/25/2020 | 99189 | 204117039 | 01/20/2021
Rheem Sales Company, Inc. | Fujitsu | FF50143CS80X | Federally-Regulated Consumer Product | Non-Weatherized, Non-Condensin | 1388 | 184 |  | 11/25/2020 | 49660 | 203327190 | 01/20/2021
Rheem Sales Company, Inc. | Fujitsu | FF100215LT80X | Federally-Regulated Consumer Product | Non-Weatherized, Non-Condensin | 1905 | 266 | 266 | 11/25/2020 | 70000 | 10515039 | 01/20/2021
Rheem Sales Company, Inc. | Fujitsu | FF70173TS80Z | Federally-Regulated Consumer Product | Non-Weatherized, Non-Condensin | 1189 | 234 |  | 11/25/2020 | 70542 | 202132857 | 01/20/2021
Rheem Sales Company, Inc. | Fujitsu | FF75214TS80M | Federally-Regulated Consumer Product | Non-Weatherized, Non-Condensin | 1634 | 254 | 254 | 11/25/2020 | 75736 | 10515118 | 01/20/2021
Rheem Sales Company, Inc. | Fujitsu | FF70215TS95M | Federally-Regulated Consumer Product | Non-Weatherized, Condensing Ga | 1983 | 279 |  | 11/25/2020 | 70360 | 203261710 | 01/20/2021
Rheem Sales Company, Inc. | Fujitsu | FF125245CS80D | Federally-Regulated Consumer Product | Non-Weatherized, Non-Condensin | 1835 | 263 |  | 11/25/2020 | 124289 | 203327205 | 01/20/2021
Rheem Sales Company, Inc. | Fujitsu | FF60173LT96M | Federally-Regulated Consumer Product | Non-Weatherized, Condensing Ga | 1372 | 255 | 255 | 11/25/2020 | 37932 | 10515134 | 01/20/2021
Rheem Sales Company, Inc. | Fujitsu | FF40173TS95M | Federally-Regulated Consumer Product | Non-Weatherized, Condensing Ga | 1107 | 244 | 244 | 11/25/2020 | 41877 | 10260149 | 01/20/2021
Rheem Sales Company, Inc. | Fujitsu | RGEA14030AJT06XAB | Federally-Regulated Consumer Product | Weatherized Non-Condensing Gas | 1147 | 249 |  | 11/25/2020 | 79965 | 204117025 | 01/20/2021
Rheem Sales Company, Inc. | Fujitsu | FF75173LT80X | Federally-Regulated Consumer Product | Non-Weatherized, Non-Condensin | 1458 | 246 | 246 | 11/25/2020 | 52564 | 10515035 | 01/20/2021
Rheem Sales Company, Inc. | Fujitsu | FF115245TT96M | Federally-Regulated Consumer Product | Non-Weatherized, Condensing Ga | 1935 | 280 |  | 11/25/2020 | 78711 | 10515073 | 01/20/2021
Rheem Sales Company, Inc. | Fujitsu | FF60173TS92M | Federally-Regulated Consumer Product | Non-Weatherized, Condensing Ga | 1156 | 246 |  | 11/25/2020 | 55624 | 10260138 | 01/20/2021
Rheem Sales Company, Inc. | Fujitsu | FF70173TS92M | Federally-Regulated Consumer Product | Non-Weatherized, Condensing Ga | 1362 | 255 | 255 | 11/25/2020 | 69960 | 10260139 | 01/20/2021
Rheem Sales Company, Inc. | Fujitsu | FF70173TS95M | Federally-Regulated Consumer Product | Non-Weatherized, Condensing Ga | 1362 | 255 | 255 | 11/25/2020 | 69960 | 10260151 | 01/20/2021
Rheem Sales Company, Inc. | Fujitsu | FF85215LM97K | Federally-Regulated Consumer Product | Non-Weatherized, Condensing Ga | 2138 | 289 | 289 | 11/25/2020 | 33549 | 202070437 | 01/20/2021
Rheem Sales Company, Inc. | Fujitsu | FF70215LT96M | Federally-Regulated Consumer Product | Non-Weatherized, Condensing Ga | 1923 | 280 |  | 11/25/2020 | 49235 | 203261711 | 01/20/2021
Rheem Sales Company, Inc. | Fujitsu | FF50143TS80X | Federally-Regulated Consumer Product | Non-Weatherized, Non-Condensin | 1388 | 243 | 243 | 11/25/2020 | 49660 | 10357487 | 01/20/2021
Rheem Sales Company, Inc. | Fujitsu | FF100215TS80M | Federally-Regulated Consumer Product | Non-Weatherized, Non-Condensin | 1812 | 262 | 262 | 11/25/2020 | 99863 | 10515030 | 01/20/2021
Rheem Sales Company, Inc. | Fujitsu | FF100215TS80D | Federally-Regulated Consumer Product | Non-Weatherized, Non-Condensin | 1895 | 265 | 265 | 11/25/2020 | 100302 | 10515128 | 01/20/2021
Rheem Sales Company, Inc. | Fujitsu | FF125245LT80X | Federally-Regulated Consumer Product | Non-Weatherized, Non-Condensin | 2073 | 273 | 273 | 11/25/2020 | 87500 | 10515041 | 01/20/2021
Rheem Sales Company, Inc. | Fujitsu | FF75214CS80X | Federally-Regulated Consumer Product | Non-Weatherized, Non-Condensin | 1634 | 254 |  | 11/25/2020 | 75736 | 203327194 | 01/20/2021
Rheem Sales Company, Inc. | Fujitsu | FF75214LT80X | Federally-Regulated Consumer Product | Non-Weatherized, Non-Condensin | 1718 | 258 | 258 | 11/25/2020 | 52500 | 10515037 | 01/20/2021
Rheem Sales Company, Inc. | Fujitsu | FF70215TT96M | Federally-Regulated Consumer Product | Non-Weatherized, Condensing Ga | 1854 | 277 |  | 11/25/2020 | 49250 | 203261712 | 01/20/2021
Rheem Sales Company, Inc. | Fujitsu | FF60173LM97K | Federally-Regulated Consumer Product | Non-Weatherized, Condensing Ga | 1327 | 253 | 253 | 11/25/2020 | 22218 | 202070448 | 01/20/2021
Rheem Sales Company, Inc. | Fujitsu | RGEA14024AJT081AB | Federally-Regulated Consumer Product | Weatherized Non-Condensing Gas | 1127 | 249 |  | 11/25/2020 | 80320 | 204117022 | 01/20/2021
Rheem Sales Company, Inc. | Fujitsu | FF125245TS80M | Federally-Regulated Consumer Product | Non-Weatherized, Non-Condensin | 1991 | 270 | 270 | 11/25/2020 | 123598 | 10515032 | 01/20/2021
Rheem Sales Company, Inc. | Fujitsu | FF50173TS80Z | Federally-Regulated Consumer Product | Non-Weatherized, Non-Condensin | 1165 | 233 | 233 | 11/25/2020 | 49157 | 202132856 | 01/20/2021
Rheem Sales Company, Inc. | Fujitsu | FF75215TS80Y | Federally-Regulated Consumer Product | Non-Weatherized, Non-Condensin | 1883 | 265 | 265 | 11/25/2020 | 75029 | 10515121 | 01/20/2021
Rheem Sales Company, Inc. | Fujitsu | FF60173TS95M | Federally-Regulated Consumer Product | Non-Weatherized, Condensing Ga | 1156 | 246 | 246 | 11/25/2020 | 55624 | 10260150 | 01/20/2021
Rheem Sales Company, Inc. | Fujitsu | FF100215TS80X | Federally-Regulated Consumer Product | Non-Weatherized, Non-Condensin | 1812 | 262 | 262 | 11/25/2020 | 99863 | 10515031 | 01/20/2021
Rheem Sales Company, Inc. | Fujitsu | FF50173LT80X | Federally-Regulated Consumer Product | Non-Weatherized, Non-Condensin | 1318 | 240 | 240 | 11/25/2020 | 35484 | 10357485 | 01/20/2021
Rheem Sales Company, Inc. | Fujitsu | FF115245LM98U | Federally-Regulated Consumer Product | Non-Weatherized, Condensing Ga | 1971 | 282 | 282 | 11/25/2020 | 44499 | 202070567 | 01/20/2021
Rheem Sales Company, Inc. | Fujitsu | FF125245TS80Y | Federally-Regulated Consumer Product | Non-Weatherized, Non-Condensin | 1835 | 263 | 263 | 11/25/2020 | 124289 | 10515131 | 01/20/2021
Rheem Sales Company, Inc. | Fujitsu | FF75173LT80Y | Federally-Regulated Consumer Product | Non-Weatherized, Non-Condensin | 1324 | 240 | 240 | 11/25/2020 | 52495 | 10515087 | 01/20/2021
Rheem Sales Company, Inc. | Fujitsu | FF70173TT96M | Federally-Regulated Consumer Product | Non-Weatherized, Condensing Ga | 1321 | 253 | 253 | 11/25/2020 | 49242 | 10515070 | 01/20/2021
Rheem Sales Company, Inc. | Fujitsu | FF125245CS80M | Federally-Regulated Consumer Product | Non-Weatherized, Non-Condensin | 1991 | 270 |  | 11/25/2020 | 123598 | 203327197 | 01/20/2021
Rheem Sales Company, Inc. | Fujitsu | RGEA14030AJT061AB | Federally-Regulated Consumer Product | Weatherized Non-Condensing Gas | 1147 | 249 |  | 11/25/2020 | 79965 | 204117024 | 01/20/2021
Rheem Sales Company, Inc. | Fujitsu | FF100215TS92M | Federally-Regulated Consumer Product | Non-Weatherized, Condensing Ga | 2066 | 286 |  | 11/25/2020 | 98023 | 10260141 | 01/20/2021
Rheem Sales Company, Inc. | Fujitsu | FF75214TS80X | Federally-Regulated Consumer Product | Non-Weatherized, Non-Condensin | 1634 | 254 | 254 | 11/25/2020 | 75736 | 10515119 | 01/20/2021
Rheem Sales Company, Inc. | Fujitsu | FF85215TS92M | Federally-Regulated Consumer Product | Non-Weatherized, Condensing Ga | 1929 | 280 | 280 | 11/25/2020 | 84515 | 10260140 | 01/20/2021
Rheem Sales Company, Inc. | Fujitsu | FF125245TS80D | Federally-Regulated Consumer Product | Non-Weatherized, Non-Condensin | 1835 | 263 | 263 | 11/25/2020 | 124289 | 10515130 | 01/20/2021
Rheem Sales Company, Inc. | Fujitsu | FF60173TT96M | Federally-Regulated Consumer Product | Non-Weatherized, Condensing Ga | 1342 | 254 | 254 | 11/25/2020 | 39319 | 10515069 | 01/20/2021
Rheem Sales Company, Inc. | Fujitsu | FF75214LT80D | Federally-Regulated Consumer Product | Non-Weatherized, Non-Condensin | 2017 | 271 | 271 | 11/25/2020 | 52471 | 10515088 | 01/20/2021
Rheem Sales Company, Inc. | Fujitsu | FF100215TT96M | Federally-Regulated Consumer Product | Non-Weatherized, Condensing Ga | 1930 | 280 |  | 11/25/2020 | 69202 | 10515072 | 01/20/2021
Rheem Sales Company, Inc. | Rheem | R98VB085M521USA | Federally-Regulated Consumer Product | Non-Weatherized, Condensing Ga | 2209 | 292 | 292 | 11/25/2020 | 33631 | 10524982 | 01/20/2021
Rheem Sales Company, Inc. | Rheem | R801TA100521ZXB | Federally-Regulated Consumer Product | Non-Weatherized, Non-Condensin | 1895 | 265 | 265 | 11/25/2020 | 100302 | 201710111 | 01/20/2021
Rheem Sales Company, Inc. | Rheem | R96TA0602317MSA | Federally-Regulated Consumer Product | Non-Weatherized, Condensing Ga | 1342 | 254 | 254 | 11/25/2020 | 39319 | 201712919 | 01/20/2021
Rheem Sales Company, Inc. | Rheem | R801CA075521ZXA | Federally-Regulated Consumer Product | Non-Weatherized, Non-Condensin | 1892 | 265 |  | 11/25/2020 | 99827 | 203325267 | 01/20/2021
Rheem Sales Company, Inc. | Rheem | R96TA0852521MSA | Federally-Regulated Consumer Product | Non-Weatherized, Condensing Ga | 2115 | 288 | 288 | 11/25/2020 | 58240 | 201712923 | 01/20/2021
Rheem Sales Company, Inc. | Rheem | R95TC1151524MSA | Federally-Regulated Consumer Product | Non-Weatherized, Condensing Ga | 2041 | 285 | 285 | 11/25/2020 | 111488 | 201711686 | 01/20/2021
Rheem Sales Company, Inc. | Rheem | R801CA125524MSA | Federally-Regulated Consumer Product | Non-Weatherized, Non-Condensin | 1991 | 270 |  | 11/25/2020 | 123598 | 203325264 | 01/20/2021
Rheem Sales Company, Inc. | Rheem | R801TA070317MUA | Federally-Regulated Consumer Product | Non-Weatherized, Non-Condensin | 1189 | 234 |  | 11/25/2020 | 70542 | 202132832 | 01/20/2021
Rheem Sales Company, Inc. | Rheem | R802VA050317MXA | Federally-Regulated Consumer Product | Non-Weatherized, Non-Condensin | 1318 | 240 | 240 | 11/25/2020 | 35484 | 201709825 | 01/20/2021
Rheem Sales Company, Inc. | Rheem | R98VB070M317USA | Federally-Regulated Consumer Product | Non-Weatherized, Condensing Ga | 1162 | 246 | 246 | 11/25/2020 | 28246 | 10524983 | 01/20/2021
Rheem Sales Company, Inc. | Rheem | R96VA0602317MSA | Federally-Regulated Consumer Product | Non-Weatherized, Condensing Ga | 1372 | 255 | 255 | 11/25/2020 | 37932 | 6483386 | 01/20/2021
Rheem Sales Company, Inc. | Rheem | R96TA0702317MSA | Federally-Regulated Consumer Product | Non-Weatherized, Condensing Ga | 1321 | 253 | 253 | 11/25/2020 | 49242 | 201712921 | 01/20/2021
Rheem Sales Company, Inc. | Rheem | RGEA14030AJT08XAB | Federally-Regulated Consumer Product | Weatherized Non-Condensing Gas | 1147 | 249 |  | 11/25/2020 | 79965 | 203404445 | 01/20/2021
Rheem Sales Company, Inc. | Rheem | R801TA100521ZSB | Federally-Regulated Consumer Product | Non-Weatherized, Non-Condensin | 1895 | 265 | 265 | 11/25/2020 | 100302 | 201710109 | 01/20/2021
Rheem Sales Company, Inc. | Rheem | R801CA075417MXA | Federally-Regulated Consumer Product | Non-Weatherized, Non-Condensin | 1496 | 248 |  | 11/25/2020 | 75177 | 203325259 | 01/20/2021
Rheem Sales Company, Inc. | Rheem | R801TA050317MUA | Federally-Regulated Consumer Product | Non-Weatherized, Non-Condensin | 1165 | 233 | 233 | 11/25/2020 | 49157 | 202132831 | 01/20/2021
Rheem Sales Company, Inc. | Rheem | R98VB060M317USA | Federally-Regulated Consumer Product | Non-Weatherized, Condensing Ga | 1110 | 244 | 244 | 11/25/2020 | 22600 | 10524981 | 01/20/2021
Rheem Sales Company, Inc. | Rheem | R802VA075317MSA | Federally-Regulated Consumer Product | Non-Weatherized, Non-Condensin | 1458 | 246 | 246 | 11/25/2020 | 52564 | 201709827 | 01/20/2021
Rheem Sales Company, Inc. | Rheem | R801CA100521MSA | Federally-Regulated Consumer Product | Non-Weatherized, Non-Condensin | 1812 | 262 |  | 11/25/2020 | 99863 | 203325262 | 01/20/2021
Rheem Sales Company, Inc. | Rheem | R96VA0852521MSB | Federally-Regulated Consumer Product | Non-Weatherized, Condensing Ga | 1947 | 281 | 281 | 11/25/2020 | 58053 | 7086386 | 01/20/2021
Rheem Sales Company, Inc. | Rheem | RGEA14024AJT081AB | Federally-Regulated Consumer Product | Weatherized Non-Condensing Gas | 1127 | 249 |  | 11/25/2020 | 80320 | 203404425 | 01/20/2021
Rheem Sales Company, Inc. | Rheem | R801TA100521MUA | Federally-Regulated Consumer Product | Non-Weatherized, Non-Condensin | 1861 | 264 |  | 11/25/2020 | 98348 | 202132833 | 01/20/2021
Rheem Sales Company, Inc. | Rheem | R801CA100521MXA | Federally-Regulated Consumer Product | Non-Weatherized, Non-Condensin | 1812 | 262 |  | 11/25/2020 | 99863 | 203325263 | 01/20/2021
Rheem Sales Company, Inc. | Rheem | R802VA125524MXA | Federally-Regulated Consumer Product | Non-Weatherized, Non-Condensin | 2073 | 273 | 273 | 11/25/2020 | 87500 | 201709841 | 01/20/2021
Rheem Sales Company, Inc. | Rheem | R801CA075421MXA | Federally-Regulated Consumer Product | Non-Weatherized, Non-Condensin | 1634 | 254 |  | 11/25/2020 | 75736 | 203325261 | 01/20/2021
Rheem Sales Company, Inc. | Rheem | R95TC0701521MSA | Federally-Regulated Consumer Product | Non-Weatherized, Condensing Ga | 1983 | 279 |  | 11/25/2020 | 70360 | 203261130 | 01/20/2021
Rheem Sales Company, Inc. | Rheem | R96TA0402317MSA | Federally-Regulated Consumer Product | Non-Weatherized, Condensing Ga | 1252 | 250 | 250 | 11/25/2020 | 29298 | 201712917 | 01/20/2021
Rheem Sales Company, Inc. | Rheem | RGEA14036AJT06XAB | Federally-Regulated Consumer Product | Weatherized Non-Condensing Gas | 1430 | 262 |  | 11/25/2020 | 99665 | 203404453 | 01/20/2021
Rheem Sales Company, Inc. | Rheem | R802VA075421MSA | Federally-Regulated Consumer Product | Non-Weatherized, Non-Condensin | 1718 | 258 |  | 11/25/2020 | 52500 | 201709831 | 01/20/2021
Rheem Sales Company, Inc. | Rheem | R95TC1001521MSA | Federally-Regulated Consumer Product | Non-Weatherized, Condensing Ga | 2066 | 286 | 286 | 11/25/2020 | 98023 | 201711684 | 01/20/2021
Rheem Sales Company, Inc. | Rheem | R801TA075521ZXB | Federally-Regulated Consumer Product | Non-Weatherized, Non-Condensin | 1883 | 265 | 265 | 11/25/2020 | 75029 | 201710107 | 01/20/2021
Rheem Sales Company, Inc. | Rheem | R801CA075417MSA | Federally-Regulated Consumer Product | Non-Weatherized, Non-Condensin | 1496 | 248 |  | 11/25/2020 | 75177 | 203325258 | 01/20/2021
Rheem Sales Company, Inc. | Rheem | R801TA125524MSA | Federally-Regulated Consumer Product | Non-Weatherized, Non-Condensin | 1991 | 270 | 270 | 11/25/2020 | 123598 | 201707691 | 01/20/2021
Rheem Sales Company, Inc. | Rheem | RGEA14030AJT06XAB | Federally-Regulated Consumer Product | Weatherized Non-Condensing Gas | 1147 | 249 |  | 11/25/2020 | 79965 | 203404437 | 01/20/2021
Rheem Sales Company, Inc. | Rheem | R801TA100521MXA | Federally-Regulated Consumer Product | Non-Weatherized, Non-Condensin | 1812 | 262 | 262 | 11/25/2020 | 99863 | 201707689 | 01/20/2021
Rheem Sales Company, Inc. | Rheem | RGEA14030AJT081AB | Federally-Regulated Consumer Product | Weatherized Non-Condensing Gas | 1147 | 249 |  | 11/25/2020 | 79965 | 203404441 | 01/20/2021
Rheem Sales Company, Inc. | Rheem | R96VA0402317MSA | Federally-Regulated Consumer Product | Non-Weatherized, Condensing Ga | 1248 | 250 | 250 | 11/25/2020 | 29623 | 7501310 | 01/20/2021
Rheem Sales Company, Inc. | Rheem | R802VA100521ZXB | Federally-Regulated Consumer Product | Non-Weatherized, Non-Condensin | 2291 | 283 | 283 | 11/25/2020 | 70210 | 8087193 | 01/20/2021
Rheem Sales Company, Inc. | Rheem | R96TA0702521MSA | Federally-Regulated Consumer Product | Non-Weatherized, Condensing Ga | 1854 | 277 |  | 11/25/2020 | 49250 | 203261132 | 01/20/2021
Rheem Sales Company, Inc. | Rheem | R92TA0701521MSA | Federally-Regulated Consumer Product | Non-Weatherized, Condensing Ga | 1983 | 282 |  | 11/25/2020 | 70360 | 203269463 | 01/20/2021
Rheem Sales Company, Inc. | Rheem | R801CA050314MSA | Federally-Regulated Consumer Product | Non-Weatherized, Non-Condensin | 1388 | 184 |  | 11/25/2020 | 49660 | 203325256 | 01/20/2021
Rheem Sales Company, Inc. | Rheem | R801CA125524ZSA | Federally-Regulated Consumer Product | Non-Weatherized, Non-Condensin | 1835 | 263 |  | 11/25/2020 | 124289 | 203325272 | 01/20/2021
Rheem Sales Company, Inc. | Rheem | R96VA0702521MSA | Federally-Regulated Consumer Product | Non-Weatherized, Condensing Ga | 1923 | 280 |  | 11/25/2020 | 49235 | 203261131 | 01/20/2021
Rheem Sales Company, Inc. | Rheem | R801CA125524MXA | Federally-Regulated Consumer Product | Non-Weatherized, Non-Condensin | 1991 | 270 |  | 11/25/2020 | 123598 | 203325265 | 01/20/2021
Rheem Sales Company, Inc. | Rheem | R92TA0601317MSA | Federally-Regulated Consumer Product | Non-Weatherized, Condensing Ga | 1156 | 246 | 246 | 11/25/2020 | 55624 | 201712979 | 01/20/2021
Rheem Sales Company, Inc. | Rheem | R92TA0401317MSA | Federally-Regulated Consumer Product | Non-Weatherized, Condensing Ga | 1107 | 244 | 244 | 11/25/2020 | 41877 | 201712977 | 01/20/2021
Rheem Sales Company, Inc. | Rheem | R802VA075421ZXB | Federally-Regulated Consumer Product | Non-Weatherized, Non-Condensin | 2017 | 271 | 271 | 11/25/2020 | 52471 | 8087191 | 01/20/2021
Rheem Sales Company, Inc. | Rheem | R92TA0701317MSA | Federally-Regulated Consumer Product | Non-Weatherized, Condensing Ga | 1362 | 255 |  | 11/25/2020 | 69960 | 201712981 | 01/20/2021
Rheem Sales Company, Inc. | Rheem | R92TA0851521MSA | Federally-Regulated Consumer Product | Non-Weatherized, Condensing Ga | 1929 | 280 |  | 11/25/2020 | 84515 | 201712983 | 01/20/2021
Rheem Sales Company, Inc. | Rheem | R801TA075421MXA | Federally-Regulated Consumer Product | Non-Weatherized, Non-Condensin | 1634 | 254 |  | 11/25/2020 | 75736 | 201710103 | 01/20/2021
Rheem Sales Company, Inc. | Rheem | R801CA100521ZSA | Federally-Regulated Consumer Product | Non-Weatherized, Non-Condensin | 1895 | 265 |  | 11/25/2020 | 100302 | 203326561 | 01/20/2021
Rheem Sales Company, Inc. | Rheem | R802VA075317MXA | Federally-Regulated Consumer Product | Non-Weatherized, Non-Condensin | 1458 | 246 | 246 | 11/25/2020 | 52564 | 201709829 | 01/20/2021
Rheem Sales Company, Inc. | Rheem | R97VA060M317KSA | Federally-Regulated Consumer Product | Non-Weatherized, Condensing Ga | 1327 | 253 | 253 | 11/25/2020 | 22218 | 9990327 | 01/20/2021
Rheem Sales Company, Inc. | Rheem | R95TC0601317MSA | Federally-Regulated Consumer Product | Non-Weatherized, Condensing Ga | 1156 | 246 | 246 | 11/25/2020 | 55624 | 201711678 | 01/20/2021
Rheem Sales Company, Inc. | Rheem | R801TA125524ZSB | Federally-Regulated Consumer Product | Non-Weatherized, Non-Condensin | 1835 | 263 | 263 | 11/25/2020 | 124289 | 201710113 | 01/20/2021
Rheem Sales Company, Inc. | Rheem | R802VA050317MSA | Federally-Regulated Consumer Product | Non-Weatherized, Non-Condensin | 1318 | 240 | 240 | 11/25/2020 | 35484 | 201709823 | 01/20/2021
Rheem Sales Company, Inc. | Rheem | R96VA1002521MSA | Federally-Regulated Consumer Product | Non-Weatherized, Condensing Ga | 1858 | 277 | 277 | 11/25/2020 | 68679 | 6483389 | 01/20/2021
Rheem Sales Company, Inc. | Rheem | R802VA100521MXA | Federally-Regulated Consumer Product | Non-Weatherized, Non-Condensin | 1905 | 266 | 266 | 11/25/2020 | 70000 | 201709837 | 01/20/2021
Rheem Sales Company, Inc. | Rheem | R97VA085M521KSA | Federally-Regulated Consumer Product | Non-Weatherized, Condensing Ga | 2138 | 289 |  | 11/25/2020 | 33549 | 9989445 | 01/20/2021
Rheem Sales Company, Inc. | Rheem | R97VA070M317KSA | Federally-Regulated Consumer Product | Non-Weatherized, Condensing Ga | 1282 | 251 |  | 11/25/2020 | 28494 | 9990328 | 01/20/2021
Rheem Sales Company, Inc. | Rheem | R802VA125524ZSB | Federally-Regulated Consumer Product | Non-Weatherized, Non-Condensin | 2322 | 284 | 284 | 11/25/2020 | 87684 | 8087194 | 01/20/2021
Rheem Sales Company, Inc. | Rheem | RGEA14036AJT061AB | Federally-Regulated Consumer Product | Weatherized Non-Condensing Gas | 1430 | 262 |  | 11/25/2020 | 99665 | 203404449 | 01/20/2021
Rheem Sales Company, Inc. | Rheem | R95TC0701317MSA | Federally-Regulated Consumer Product | Non-Weatherized, Condensing Ga | 1362 | 255 | 255 | 11/25/2020 | 69960 | 201711680 | 01/20/2021
Rheem Sales Company, Inc. | Rheem | R801TA075417MXA | Federally-Regulated Consumer Product | Non-Weatherized, Non-Condensin | 1496 | 248 | 248 | 11/25/2020 | 75177 | 201707685 | 01/20/2021
Rheem Sales Company, Inc. | Rheem | R801TA075421MSA | Federally-Regulated Consumer Product | Non-Weatherized, Non-Condensin | 1634 | 254 |  | 11/25/2020 | 75736 | 201710101 | 01/20/2021
Rheem Sales Company, Inc. | Rheem | R801TA100521MSA | Federally-Regulated Consumer Product | Non-Weatherized, Non-Condensin | 1812 | 262 | 262 | 11/25/2020 | 99863 | 201707687 | 01/20/2021
Rheem Sales Company, Inc. | Rheem | R96VA0702317MSA | Federally-Regulated Consumer Product | Non-Weatherized, Condensing Ga | 1290 | 252 | 252 | 11/25/2020 | 48940 | 6483387 | 01/20/2021
Rheem Sales Company, Inc. | Rheem | RGEA14030AJT061AB | Federally-Regulated Consumer Product | Weatherized Non-Condensing Gas | 1147 | 249 |  | 11/25/2020 | 79965 | 203404433 | 01/20/2021
Rheem Sales Company, Inc. | Rheem | R802VA075421ZSB | Federally-Regulated Consumer Product | Non-Weatherized, Non-Condensin | 2017 | 271 | 271 | 11/25/2020 | 52471 | 8087190 | 01/20/2021
Rheem Sales Company, Inc. | Rheem | R96TA1002521MSA | Federally-Regulated Consumer Product | Non-Weatherized, Condensing Ga | 1930 | 280 | 280 | 11/25/2020 | 69202 | 201712925 | 01/20/2021
Rheem Sales Company, Inc. | Rheem | R95TC0401317MSA | Federally-Regulated Consumer Product | Non-Weatherized, Condensing Ga | 1107 | 244 | 244 | 11/25/2020 | 41877 | 201711676 | 01/20/2021
Rheem Sales Company, Inc. | Rheem | R801CA050314MXA | Federally-Regulated Consumer Product | Non-Weatherized, Non-Condensin | 1388 | 184 |  | 11/25/2020 | 49660 | 203325257 | 01/20/2021
Rheem Sales Company, Inc. | Rheem | R96TA1152524MSA | Federally-Regulated Consumer Product | Non-Weatherized, Condensing Ga | 1935 | 280 | 280 | 11/25/2020 | 78711 | 201712927 | 01/20/2021
Rheem Sales Company, Inc. | Rheem | R801CA075521ZSA | Federally-Regulated Consumer Product | Non-Weatherized, Non-Condensin | 1892 | 265 |  | 11/25/2020 | 99827 | 203325266 | 01/20/2021
Rheem Sales Company, Inc. | Rheem | R802VA075317ZSB | Federally-Regulated Consumer Product | Non-Weatherized, Non-Condensin | 1324 | 240 | 240 | 11/25/2020 | 52495 | 8087188 | 01/20/2021
Rheem Sales Company, Inc. | Rheem | RGEA14024AJT08XAB | Federally-Regulated Consumer Product | Weatherized Non-Condensing Gas | 1127 | 249 |  | 11/25/2020 | 80320 | 203404429 | 01/20/2021
Rheem Sales Company, Inc. | Rheem | R97VA115M524KSA | Federally-Regulated Consumer Product | Non-Weatherized, Condensing Ga | 1959 | 281 | 281 | 11/25/2020 | 44459 | 9990394 | 01/20/2021
Rheem Sales Company, Inc. | Rheem | R801CA075421MSA | Federally-Regulated Consumer Product | Non-Weatherized, Non-Condensin | 1634 | 254 |  | 11/25/2020 | 75736 | 203325260 | 01/20/2021
Rheem Sales Company, Inc. | Rheem | R98VB115M524USA | Federally-Regulated Consumer Product | Non-Weatherized, Condensing Ga | 1971 | 282 | 282 | 11/25/2020 | 44499 | 10524985 | 01/20/2021
Rheem Sales Company, Inc. | Rheem | R801TA125524MXA | Federally-Regulated Consumer Product | Non-Weatherized, Non-Condensin | 1991 | 270 | 270 | 11/25/2020 | 123598 | 201707693 | 01/20/2021
Rheem Sales Company, Inc. | Rheem | R801CA100521ZXA | Federally-Regulated Consumer Product | Non-Weatherized, Non-Condensin | 1895 | 265 |  | 11/25/2020 | 100302 | 203326562 | 01/20/2021
Rheem Sales Company, Inc. | Rheem | R801CA125524ZXA | Federally-Regulated Consumer Product | Non-Weatherized, Non-Condensin | 1835 | 263 |  | 11/25/2020 | 124289 | 203325273 | 01/20/2021
Rheem Sales Company, Inc. | Rheem | R92TA1151524MSA | Federally-Regulated Consumer Product | Non-Weatherized, Condensing Ga | 2041 | 285 |  | 11/25/2020 | 111488 | 201712987 | 01/20/2021
Rheem Sales Company, Inc. | Rheem | R97VA100M521KSA | Federally-Regulated Consumer Product | Non-Weatherized, Condensing Ga | 1990 | 282 | 283 | 11/25/2020 | 39222 | 9989446 | 01/20/2021
Rheem Sales Company, Inc. | Rheem | R801TA050314MXA | Federally-Regulated Consumer Product | Non-Weatherized, Non-Condensin | 1388 | 243 | 243 | 11/25/2020 | 49660 | 201707681 | 01/20/2021
Rheem Sales Company, Inc. | Rheem | R801TA050314MSA | Federally-Regulated Consumer Product | Non-Weatherized, Non-Condensin | 1388 | 243 | 243 | 11/25/2020 | 49660 | 201707679 | 01/20/2021
Rheem Sales Company, Inc. | Rheem | R802VA125524ZXB | Federally-Regulated Consumer Product | Non-Weatherized, Non-Condensin | 2322 | 284 | 284 | 11/25/2020 | 87684 | 8087195 | 01/20/2021
Rheem Sales Company, Inc. | Rheem | R801TA125524ZXB | Federally-Regulated Consumer Product | Non-Weatherized, Non-Condensin | 1835 | 263 | 263 | 11/25/2020 | 124289 | 201710115 | 01/20/2021
Rheem Sales Company, Inc. | Rheem | RGEA14024AJT06XAB | Federally-Regulated Consumer Product | Weatherized Non-Condensing Gas | 1127 | 249 |  | 11/25/2020 | 80320 | 203404421 | 01/20/2021
Rheem Sales Company, Inc. | Rheem | R802VA100521ZSB | Federally-Regulated Consumer Product | Non-Weatherized, Non-Condensin | 2291 | 283 | 283 | 11/25/2020 | 70210 | 8087192 | 01/20/2021
Rheem Sales Company, Inc. | Rheem | R801TA075417MSA | Federally-Regulated Consumer Product | Non-Weatherized, Non-Condensin | 1496 | 248 | 248 | 11/25/2020 | 75177 | 201707683 | 01/20/2021
Rheem Sales Company, Inc. | Rheem | R802VA125524MSA | Federally-Regulated Consumer Product | Non-Weatherized, Non-Condensin | 2073 | 273 | 273 | 11/25/2020 | 87500 | 201709839 | 01/20/2021
Rheem Sales Company, Inc. | Rheem | R92TA1001521MSA | Federally-Regulated Consumer Product | Non-Weatherized, Condensing Ga | 2066 | 286 | 286 | 11/25/2020 | 98023 | 201712985 | 01/20/2021
Rheem Sales Company, Inc. | Rheem | R802VA075317ZXB | Federally-Regulated Consumer Product | Non-Weatherized, Non-Condensin | 1324 | 240 | 240 | 11/25/2020 | 52495 | 8087189 | 01/20/2021
Rheem Sales Company, Inc. | Rheem | R95TC0851521MSA | Federally-Regulated Consumer Product | Non-Weatherized, Condensing Ga | 1929 | 280 | 280 | 11/25/2020 | 84515 | 201711682 | 01/20/2021
Rheem Sales Company, Inc. | Rheem | R801TA075521ZSB | Federally-Regulated Consumer Product | Non-Weatherized, Non-Condensin | 1883 | 265 | 265 | 11/25/2020 | 75029 | 201710105 | 01/20/2021
Rheem Sales Company, Inc. | Rheem | R802VA100521MSA | Federally-Regulated Consumer Product | Non-Weatherized, Non-Condensin | 1905 | 266 | 266 | 11/25/2020 | 70000 | 201709835 | 01/20/2021
Rheem Sales Company, Inc. | Rheem | R802VA075421MXA | Federally-Regulated Consumer Product | Non-Weatherized, Non-Condensin | 1718 | 258 |  | 11/25/2020 | 52500 | 201709833 | 01/20/2021
Rheem Sales Company, Inc. | Rheem | RGEA14024AJT061AB | Federally-Regulated Consumer Product | Weatherized Non-Condensing Gas | 1127 | 249 |  | 11/25/2020 | 80320 | 203404417 | 01/20/2021
Rheem Sales Company, Inc. | Thermal Zone | TZ80MSV070B40UA | Federally-Regulated Consumer Product | Non-Weatherized, Non-Condensin | 1550 | 250 |  | 01/20/2021 | 70502 | 205354994 | 01/20/2021
Rheem Sales Company, Inc. | Thermal Zone | RGEA14042AJT08UAA | Federally-Regulated Consumer Product | Weatherized Non-Condensing Gas | 1635 | 271 |  | 01/20/2021 | 80943 | 205965603 | 01/20/2021
Rheem Sales Company, Inc. | Thermal Zone | RGEA14036AJT06UAA | Federally-Regulated Consumer Product | Weatherized Non-Condensing Gas | 1434 | 262 |  | 01/20/2021 | 60723 | 205965599 | 01/20/2021
Rheem Sales Company, Inc. | Thermal Zone | RGEA14048AJT10UAA | Federally-Regulated Consumer Product | Weatherized Non-Condensing Gas | 1832 | 280 |  | 01/20/2021 | 100370 | 205965602 | 01/20/2021
Rheem Sales Company, Inc. | Thermal Zone | RGEA14060AJT10UAA | Federally-Regulated Consumer Product | Weatherized Non-Condensing Gas | 2066 | 290 |  | 01/20/2021 | 100130 | 205965604 | 01/20/2021
Rheem Sales Company, Inc. | Thermal Zone | RGEA14024AJT04UAA | Federally-Regulated Consumer Product | Weatherized Non-Condensing Gas | 1181 | 251 |  | 01/20/2021 | 40068 | 205965605 | 01/20/2021
Rheem Sales Company, Inc. | Thermal Zone | RGEA14048AJT08UAA | Federally-Regulated Consumer Product | Weatherized Non-Condensing Gas | 2026 | 288 |  | 01/20/2021 | 80019 | 205965601 | 01/20/2021
Rheem Sales Company, Inc. | Thermal Zone | TZ80DSC050A30XA | Federally-Regulated Consumer Product | Non-Weatherized, Non-Condensin | 1223 | 236 |  | 01/20/2021 | 51119 | 205001036 | 01/20/2021
Rheem Sales Company, Inc. | Thermal Zone | TZ80DSC075B30XB | Federally-Regulated Consumer Product | Non-Weatherized, Non-Condensin | 1253 | 237 |  | 01/20/2021 | 74903 | 205001034 | 01/20/2021
Rheem Sales Company, Inc. | Thermal Zone | TZ80MSV100C50UA | Federally-Regulated Consumer Product | Non-Weatherized, Non-Condensin | 2054 | 272 |  | 01/20/2021 | 98467 | 205354995 | 01/20/2021
Rheem Sales Company, Inc. | Thermal Zone | TZ80MSV050B40UA | Federally-Regulated Consumer Product | Non-Weatherized, Non-Condensin | 1298 | 234 |  | 01/20/2021 | 50335 | 205354993 | 01/20/2021
Rheem Sales Company, Inc. | Thermal Zone | TZGE-542JL100F | Federally-Regulated Consumer Product | Weatherized Non-Condensing Gas | 1375 | 260 |  | 01/20/2021 | 101119 | 205785494 | 01/20/2021
Rheem Sales Company, Inc. | Thermal Zone | RGEA14024AJT06UAA | Federally-Regulated Consumer Product | Weatherized Non-Condensing Gas | 1236 | 253 |  | 01/20/2021 | 61566 | 205965598 | 01/20/2021
Rheem Sales Company, Inc. | Thermal Zone | RGEA14030AJT06UAA | Federally-Regulated Consumer Product | Weatherized Non-Condensing Gas | 1125 | 248 |  | 01/20/2021 | 60094 | 205965596 | 01/20/2021
Rheem Sales Company, Inc. | Thermal Zone | RGEA14030AJT04UAA | Federally-Regulated Consumer Product | Weatherized Non-Condensing Gas | 1189 | 251 |  | 01/20/2021 | 39887 | 205965597 | 01/20/2021
Rheem Sales Company, Inc. | Thermal Zone | RGEA14036AJT08UAA | Federally-Regulated Consumer Product | Weatherized Non-Condensing Gas | 1382 | 260 |  | 01/20/2021 | 80891 | 205965600 | 01/20/2021
Rheem Sales Company, Inc. | Weatherking | W802TA075317MXA | Federally-Regulated Consumer Product | Non-Weatherized, Non-Condensin | 1539 | 250 |  | 11/25/2020 | 52505 | 204099265 | 01/20/2021
Rheem Sales Company, Inc. | Weatherking | W802TA050314MXA | Federally-Regulated Consumer Product | Non-Weatherized, Non-Condensin | 1260 | 237 |  | 11/25/2020 | 35654 | 204099261 | 01/20/2021
Rheem Sales Company, Inc. | Weatherking | W802TA075417MXA | Federally-Regulated Consumer Product | Non-Weatherized, Non-Condensin | 1884 | 265 |  | 11/25/2020 | 52545 | 204099268 | 01/20/2021
Rheem Sales Company, Inc. | Weatherking | W96VA0702521MSA | Federally-Regulated Consumer Product | Non-Weatherized, Condensing Ga | 1923 | 280 |  | 11/25/2020 | 49235 | 206342107 | 01/20/2021
Rheem Sales Company, Inc. | Weatherking | W801TB100521MUA | Federally-Regulated Consumer Product | Non-Weatherized, Non-Condensin | 2096 | 274 |  | 11/25/2020 | 100583 | 204501689 | 01/20/2021
Rheem Sales Company, Inc. | DUROGUARD | D96VA0852521MSB | Federally-Regulated Consumer Product | Non-Weatherized, Condensing Ga | 1947 | 281 |  | 10/07/2020 | 58053 | 7086387 | 01/20/2021
Rheem Sales Company, Inc. | DUROGUARD | D96TA0602317MSA | Federally-Regulated Consumer Product | Non-Weatherized, Condensing Ga | 1342 | 254 |  | 10/07/2020 | 39319 | 9950844 | 01/20/2021
Rheem Sales Company, Inc. | DUROGUARD | D96VA0602317MSA | Federally-Regulated Consumer Product | Non-Weatherized, Condensing Ga | 1372 | 255 |  | 10/07/2020 | 37932 | 6715442 | 01/20/2021
Rheem Sales Company, Inc. | DUROGUARD | D95TC0701317MSA | Federally-Regulated Consumer Product | Non-Weatherized, Condensing Ga | 1362 | 255 |  | 10/07/2020 | 69960 | 8934614 | 01/20/2021
Rheem Sales Company, Inc. | DUROGUARD | D96TA1152524MSA | Federally-Regulated Consumer Product | Non-Weatherized, Condensing Ga | 1935 | 280 |  | 10/07/2020 | 78711 | 9950860 | 01/20/2021
Rheem Sales Company, Inc. | DUROGUARD | D95TC0401317MSA | Federally-Regulated Consumer Product | Non-Weatherized, Condensing Ga | 1107 | 244 |  | 10/07/2020 | 41877 | 8934606 | 01/20/2021
Rheem Sales Company, Inc. | DUROGUARD | D96VA1002521MSA | Federally-Regulated Consumer Product | Non-Weatherized, Condensing Ga | 1858 | 277 |  | 10/07/2020 | 68679 | 6715448 | 01/20/2021
Rheem Sales Company, Inc. | DUROGUARD | D96TA0702317MSA | Federally-Regulated Consumer Product | Non-Weatherized, Condensing Ga | 1321 | 253 |  | 10/07/2020 | 49242 | 9950848 | 01/20/2021
Rheem Sales Company, Inc. | DUROGUARD | D92TA0701317MSA | Federally-Regulated Consumer Product | Non-Weatherized, Condensing Ga | 1362 | 255 |  | 09/30/2020 | 69960 | 9958606 | 01/20/2021
Rheem Sales Company, Inc. | DUROGUARD | D96VA0402317MSA | Federally-Regulated Consumer Product | Non-Weatherized, Condensing Ga | 1248 | 250 |  | 10/07/2020 | 29623 | 7502131 | 01/20/2021
Rheem Sales Company, Inc. | DUROGUARD | D92TA1001521MSA | Federally-Regulated Consumer Product | Non-Weatherized, Condensing Ga | 2066 | 286 |  | 09/30/2020 | 98023 | 9958614 | 01/20/2021
Rheem Sales Company, Inc. | DUROGUARD | D95TC1151524MSA | Federally-Regulated Consumer Product | Non-Weatherized, Condensing Ga | 2041 | 285 |  | 10/07/2020 | 111488 | 8934626 | 01/20/2021
Rheem Sales Company, Inc. | DUROGUARD | D92TA0851521MSA | Federally-Regulated Consumer Product | Non-Weatherized, Condensing Ga | 1929 | 280 |  | 09/30/2020 | 84515 | 9958610 | 01/20/2021
Rheem Sales Company, Inc. | DUROGUARD | D95TC0851521MSA | Federally-Regulated Consumer Product | Non-Weatherized, Condensing Ga | 1929 | 280 |  | 10/07/2020 | 84515 | 8934618 | 01/20/2021
Rheem Sales Company, Inc. | DUROGUARD | D92TA1151524MSA | Federally-Regulated Consumer Product | Non-Weatherized, Condensing Ga | 2041 | 285 |  | 09/30/2020 | 111488 | 9958618 | 01/20/2021
Rheem Sales Company, Inc. | DUROGUARD | D92TA0601317MSA | Federally-Regulated Consumer Product | Non-Weatherized, Condensing Ga | 1156 | 246 |  | 09/30/2020 | 55624 | 9958602 | 01/20/2021
Rheem Sales Company, Inc. | DUROGUARD | D92TA0401317MSA | Federally-Regulated Consumer Product | Non-Weatherized, Condensing Ga | 1107 | 244 |  | 09/30/2020 | 41877 | 9958598 | 01/20/2021
Rheem Sales Company, Inc. | Weatherking | W92TA1001521MSA | Federally-Regulated Consumer Product | Non-Weatherized, Condensing Ga | 2066 | 286 |  | 11/25/2020 | 98023 | 9958617 | 01/20/2021
Rheem Sales Company, Inc. | Weatherking | W802TA100521MSA | Federally-Regulated Consumer Product | Non-Weatherized, Non-Condensin | 1952 | 268 |  | 11/25/2020 | 70078 | 204007880 | 01/20/2021
Rheem Sales Company, Inc. | Weatherking | RGEA14048AJT101AB | Federally-Regulated Consumer Product | Weatherized Non-Condensing Gas | 1809 | 279 |  | 11/25/2020 | 99189 | 203404496 | 01/20/2021
Rheem Sales Company, Inc. | Weatherking | W801CA075417MXA | Federally-Regulated Consumer Product | Non-Weatherized, Non-Condensin | 1496 | 248 |  | 11/25/2020 | 75177 | 203327144 | 01/20/2021
Rheem Sales Company, Inc. | Weatherking | W801CA100521MXA | Federally-Regulated Consumer Product | Non-Weatherized, Non-Condensin | 1812 | 262 |  | 11/25/2020 | 99863 | 203327156 | 01/20/2021
Rheem Sales Company, Inc. | Weatherking | W801TA100521MXA | Federally-Regulated Consumer Product | Non-Weatherized, Non-Condensin | 1812 | 262 |  | 11/25/2020 | 99863 | 7490403 | 01/20/2021
Rheem Sales Company, Inc. | Weatherking | RGEA14036AJT10XAB | Federally-Regulated Consumer Product | Weatherized Non-Condensing Gas | 1430 | 262 |  | 11/25/2020 | 99665 | 203404472 | 01/20/2021
Rheem Sales Company, Inc. | Weatherking | W801CA100521MSA | Federally-Regulated Consumer Product | Non-Weatherized, Non-Condensin | 1812 | 262 |  | 11/25/2020 | 99863 | 203327153 | 01/20/2021
Rheem Sales Company, Inc. | Weatherking | RGEA14048AJT08XAB | Federally-Regulated Consumer Product | Weatherized Non-Condensing Gas | 1809 | 279 |  | 11/25/2020 | 99189 | 203404492 | 01/20/2021
Rheem Sales Company, Inc. | Weatherking | W95TC0701317MSA | Federally-Regulated Consumer Product | Non-Weatherized, Condensing Ga | 1362 | 255 |  | 11/25/2020 | 69960 | 8934617 | 01/20/2021
Rheem Sales Company, Inc. | Weatherking | RGEA14042AJT10XAB | Federally-Regulated Consumer Product | Weatherized Non-Condensing Gas | 1494 | 265 |  | 11/25/2020 | 99609 | 203404484 | 01/20/2021
Rheem Sales Company, Inc. | Weatherking | W801TA050314MSA | Federally-Regulated Consumer Product | Non-Weatherized, Non-Condensin | 1388 | 243 |  | 11/25/2020 | 49660 | 7490352 | 01/20/2021
Rheem Sales Company, Inc. | Weatherking | W96TA0402317MSA | Federally-Regulated Consumer Product | Non-Weatherized, Condensing Ga | 1252 | 250 |  | 11/25/2020 | 29298 | 9950843 | 01/20/2021
Rheem Sales Company, Inc. | Weatherking | RGEA14024AJT061AB | Federally-Regulated Consumer Product | Weatherized Non-Condensing Gas | 1127 | 249 |  | 11/25/2020 | 80320 | 203404420 | 01/20/2021
Rheem Sales Company, Inc. | Weatherking | W801TA125524MSA | Federally-Regulated Consumer Product | Non-Weatherized, Non-Condensin | 1991 | 270 |  | 11/25/2020 | 123598 | 7490414 | 01/20/2021
Rheem Sales Company, Inc. | Weatherking | W802TA125524MXA | Federally-Regulated Consumer Product | Non-Weatherized, Non-Condensin | 1899 | 266 |  | 11/25/2020 | 87546 | 204099279 | 01/20/2021
Rheem Sales Company, Inc. | Weatherking | W96TA1152524MSA | Federally-Regulated Consumer Product | Non-Weatherized, Condensing Ga | 1935 | 280 |  | 11/25/2020 | 78711 | 9950863 | 01/20/2021
Rheem Sales Company, Inc. | Weatherking | W802TA075317MSA | Federally-Regulated Consumer Product | Non-Weatherized, Non-Condensin | 1539 | 250 |  | 11/25/2020 | 52505 | 204007871 | 01/20/2021
Rheem Sales Company, Inc. | Weatherking | W801TA125524MXA | Federally-Regulated Consumer Product | Non-Weatherized, Non-Condensin | 1991 | 270 |  | 11/25/2020 | 123598 | 7490422 | 01/20/2021
Rheem Sales Company, Inc. | Weatherking | W802TA125524MSA | Federally-Regulated Consumer Product | Non-Weatherized, Non-Condensin | 1899 | 266 |  | 11/25/2020 | 87546 | 204007883 | 01/20/2021
Rheem Sales Company, Inc. | Weatherking | W801TA125524ZSB | Federally-Regulated Consumer Product | Non-Weatherized, Non-Condensin | 1835 | 263 |  | 11/25/2020 | 124289 | 8087183 | 01/20/2021
Rheem Sales Company, Inc. | Weatherking | RGEA14030AJT08XAB | Federally-Regulated Consumer Product | Weatherized Non-Condensing Gas | 1147 | 249 |  | 11/25/2020 | 79965 | 203404448 | 01/20/2021
Rheem Sales Company, Inc. | Weatherking | W801TA075417MXA | Federally-Regulated Consumer Product | Non-Weatherized, Non-Condensin | 1496 | 248 |  | 11/25/2020 | 75177 | 7490380 | 01/20/2021
Rheem Sales Company, Inc. | Weatherking | RGEA15060AJV10XAB | Federally-Regulated Consumer Product | Weatherized Non-Condensing Gas | 2166 | 294 |  | 11/25/2020 | 100081 | 203404608 | 01/20/2021
Rheem Sales Company, Inc. | Weatherking | W95TC1151524MSA | Federally-Regulated Consumer Product | Non-Weatherized, Condensing Ga | 2041 | 285 |  | 11/25/2020 | 111488 | 8934629 | 01/20/2021
Rheem Sales Company, Inc. | Weatherking | RGEA15048AJV101AB | Federally-Regulated Consumer Product | Weatherized Non-Condensing Gas | 1720 | 275 |  | 11/25/2020 | 99897 | 203404596 | 01/20/2021
Rheem Sales Company, Inc. | Weatherking | W801TA050317MUA | Federally-Regulated Consumer Product | Non-Weatherized, Non-Condensin | 1165 | 233 |  | 11/25/2020 | 49157 | 202132852 | 01/20/2021
Rheem Sales Company, Inc. | Weatherking | W802TA075417MSA | Federally-Regulated Consumer Product | Non-Weatherized, Non-Condensin | 1884 | 265 |  | 11/25/2020 | 52545 | 204007874 | 01/20/2021
Rheem Sales Company, Inc. | Weatherking | W801TA050417MUA | Federally-Regulated Consumer Product | Non-Weatherized, Non-Condensin | 1502 | 248 |  | 11/25/2020 | 50342 | 204501683 | 01/20/2021
Rheem Sales Company, Inc. | Weatherking | W801TA125524ZXB | Federally-Regulated Consumer Product | Non-Weatherized, Non-Condensin | 1835 | 263 |  | 11/25/2020 | 124289 | 8087187 | 01/20/2021
Rheem Sales Company, Inc. | Weatherking | W92TA0701317MSA | Federally-Regulated Consumer Product | Non-Weatherized, Condensing Ga | 1362 | 255 |  | 11/25/2020 | 69960 | 9958609 | 01/20/2021
Rheem Sales Company, Inc. | Weatherking | RGEA14030AJT081AB | Federally-Regulated Consumer Product | Weatherized Non-Condensing Gas | 1147 | 249 |  | 11/25/2020 | 79965 | 203404444 | 01/20/2021
Rheem Sales Company, Inc. | Weatherking | W801CA075521ZXA | Federally-Regulated Consumer Product | Non-Weatherized, Non-Condensin | 1892 | 265 |  | 11/25/2020 | 99827 | 203327174 | 01/20/2021
Rheem Sales Company, Inc. | Weatherking | RGEA14036AJT081AB | Federally-Regulated Consumer Product | Weatherized Non-Condensing Gas | 1430 | 262 |  | 11/25/2020 | 99665 | 203404460 | 01/20/2021
Rheem Sales Company, Inc. | Weatherking | W801TA075417MSA | Federally-Regulated Consumer Product | Non-Weatherized, Non-Condensin | 1496 | 248 |  | 11/25/2020 | 75177 | 7490371 | 01/20/2021
Rheem Sales Company, Inc. | Weatherking | W801TA075421MXA | Federally-Regulated Consumer Product | Non-Weatherized, Non-Condensin | 1634 | 254 |  | 11/25/2020 | 75736 | 8087163 | 01/20/2021
Rheem Sales Company, Inc. | Weatherking | RGEA14024AJT081AB | Federally-Regulated Consumer Product | Weatherized Non-Condensing Gas | 1127 | 249 |  | 11/25/2020 | 80320 | 203404428 | 01/20/2021
Rheem Sales Company, Inc. | Weatherking | W802TA100417MSA | Federally-Regulated Consumer Product | Non-Weatherized, Non-Condensin | 1730 | 258 |  | 11/25/2020 | 70020 | 204007877 | 01/20/2021
Rheem Sales Company, Inc. | Weatherking | W801TA070417MUA | Federally-Regulated Consumer Product | Non-Weatherized, Non-Condensin | 1823 | 262 |  | 11/25/2020 | 70109 | 204501686 | 01/20/2021
Rheem Sales Company, Inc. | Weatherking | W92TA0851521MSA | Federally-Regulated Consumer Product | Non-Weatherized, Condensing Ga | 1929 | 280 |  | 11/25/2020 | 84515 | 9958613 | 01/20/2021
Rheem Sales Company, Inc. | Weatherking | W801TA100521ZSB | Federally-Regulated Consumer Product | Non-Weatherized, Non-Condensin | 1895 | 265 |  | 11/25/2020 | 100302 | 8087175 | 01/20/2021
Rheem Sales Company, Inc. | Weatherking | W801CA125524MXA | Federally-Regulated Consumer Product | Non-Weatherized, Non-Condensin | 1991 | 270 |  | 11/25/2020 | 123598 | 203327162 | 01/20/2021
Rheem Sales Company, Inc. | Weatherking | W92TA0401317MSA | Federally-Regulated Consumer Product | Non-Weatherized, Condensing Ga | 1107 | 244 |  | 11/25/2020 | 41877 | 9958601 | 01/20/2021
Rheem Sales Company, Inc. | Weatherking | RGEA14036AJT08XAB | Federally-Regulated Consumer Product | Weatherized Non-Condensing Gas | 1430 | 262 |  | 11/25/2020 | 99665 | 203404464 | 01/20/2021
Rheem Sales Company, Inc. | Weatherking | W801CA075521ZSA | Federally-Regulated Consumer Product | Non-Weatherized, Non-Condensin | 1892 | 265 |  | 11/25/2020 | 99827 | 203327171 | 01/20/2021
Rheem Sales Company, Inc. | Weatherking | W801CA075417MSA | Federally-Regulated Consumer Product | Non-Weatherized, Non-Condensin | 1496 | 248 |  | 11/25/2020 | 75177 | 203327141 | 01/20/2021
Rheem Sales Company, Inc. | Weatherking | RGEA14024AJT08XAB | Federally-Regulated Consumer Product | Weatherized Non-Condensing Gas | 1127 | 249 |  | 11/25/2020 | 80320 | 203404432 | 01/20/2021
Rheem Sales Company, Inc. | Weatherking | W92TA1151524MSA | Federally-Regulated Consumer Product | Non-Weatherized, Condensing Ga | 2041 | 285 |  | 11/25/2020 | 111488 | 9958621 | 01/20/2021
Rheem Sales Company, Inc. | Weatherking | RGEA15030AJV061AB | Federally-Regulated Consumer Product | Weatherized Non-Condensing Gas | 1402 | 261 |  | 11/25/2020 | 80658 | 203404528 | 01/20/2021
Rheem Sales Company, Inc. | Weatherking | RGEA14048AJT081AB | Federally-Regulated Consumer Product | Weatherized Non-Condensing Gas | 1809 | 279 |  | 11/25/2020 | 99189 | 203404488 | 01/20/2021
Rheem Sales Company, Inc. | Weatherking | W801TA070317MUA | Federally-Regulated Consumer Product | Non-Weatherized, Non-Condensin | 1189 | 234 |  | 11/25/2020 | 70542 | 202132853 | 01/20/2021
Rheem Sales Company, Inc. | Weatherking | RGEA14024AJT06XAB | Federally-Regulated Consumer Product | Weatherized Non-Condensing Gas | 1127 | 249 |  | 11/25/2020 | 80320 | 203404424 | 01/20/2021
Rheem Sales Company, Inc. | Weatherking | W95TC1001521MSA | Federally-Regulated Consumer Product | Non-Weatherized, Condensing Ga | 2066 | 286 |  | 11/25/2020 | 98023 | 8934625 | 01/20/2021
Rheem Sales Company, Inc. | Weatherking | W801CA125524ZXA | Federally-Regulated Consumer Product | Non-Weatherized, Non-Condensin | 1835 | 263 |  | 11/25/2020 | 124289 | 203327186 | 01/20/2021
Rheem Sales Company, Inc. | Weatherking | W95TC0401317MSA | Federally-Regulated Consumer Product | Non-Weatherized, Condensing Ga | 1107 | 244 |  | 11/25/2020 | 41877 | 8934609 | 01/20/2021
Rheem Sales Company, Inc. | Weatherking | W801CA075421MSA | Federally-Regulated Consumer Product | Non-Weatherized, Non-Condensin | 1634 | 254 |  | 11/25/2020 | 75736 | 203327147 | 01/20/2021
Rheem Sales Company, Inc. | Weatherking | W96TA0852521MSA | Federally-Regulated Consumer Product | Non-Weatherized, Condensing Ga | 2115 | 288 |  | 11/25/2020 | 58240 | 9950855 | 01/20/2021
Rheem Sales Company, Inc. | Weatherking | RGEA14036AJT061AB | Federally-Regulated Consumer Product | Weatherized Non-Condensing Gas | 1430 | 262 |  | 11/25/2020 | 99665 | 203404452 | 01/20/2021
Rheem Sales Company, Inc. | Weatherking | RGEA15030AJV081AB | Federally-Regulated Consumer Product | Weatherized Non-Condensing Gas | 1402 | 261 |  | 11/25/2020 | 80658 | 203404536 | 01/20/2021
Rheem Sales Company, Inc. | Weatherking | W95TC0701521MSA | Federally-Regulated Consumer Product | Non-Weatherized, Condensing Ga | 1983 | 279 |  | 11/25/2020 | 70360 | 203261702 | 01/20/2021
Rheem Sales Company, Inc. | Weatherking | RGEA15048AJV08XAB | Federally-Regulated Consumer Product | Weatherized Non-Condensing Gas | 1720 | 275 |  | 11/25/2020 | 99897 | 203404592 | 01/20/2021
Rheem Sales Company, Inc. | Weatherking | RGEA14036AJT101AB | Federally-Regulated Consumer Product | Weatherized Non-Condensing Gas | 1430 | 262 |  | 11/25/2020 | 99665 | 203404468 | 01/20/2021
Rheem Sales Company, Inc. | Weatherking | W802TA100417MXA | Federally-Regulated Consumer Product | Non-Weatherized, Non-Condensin | 1730 | 258 |  | 11/25/2020 | 70020 | 204099272 | 01/20/2021
Rheem Sales Company, Inc. | Weatherking | RGEA15030AJV08XAB | Federally-Regulated Consumer Product | Weatherized Non-Condensing Gas | 1402 | 261 |  | 11/25/2020 | 80658 | 203404540 | 01/20/2021
Rheem Sales Company, Inc. | Weatherking | W801TA050314MXA | Federally-Regulated Consumer Product | Non-Weatherized, Non-Condensin | 1388 | 243 |  | 11/25/2020 | 49660 | 7490361 | 01/20/2021
Rheem Sales Company, Inc. | Weatherking | RGEA15048AJV10XAB | Federally-Regulated Consumer Product | Weatherized Non-Condensing Gas | 1720 | 275 |  | 11/25/2020 | 99897 | 203404600 | 01/20/2021
Rheem Sales Company, Inc. | Weatherking | W801TA075521ZSB | Federally-Regulated Consumer Product | Non-Weatherized, Non-Condensin | 1883 | 265 |  | 11/25/2020 | 75029 | 8087167 | 01/20/2021
Rheem Sales Company, Inc. | Weatherking | W801CA050314MXA | Federally-Regulated Consumer Product | Non-Weatherized, Non-Condensin | 1388 | 184 |  | 11/25/2020 | 49660 | 203327138 | 01/20/2021
Rheem Sales Company, Inc. | Weatherking | RGEA14030AJT06XAB | Federally-Regulated Consumer Product | Weatherized Non-Condensing Gas | 1147 | 249 |  | 11/25/2020 | 79965 | 203404440 | 01/20/2021
Rheem Sales Company, Inc. | Weatherking | W801CA125524MSA | Federally-Regulated Consumer Product | Non-Weatherized, Non-Condensin | 1991 | 270 |  | 11/25/2020 | 123598 | 203327159 | 01/20/2021
Rheem Sales Company, Inc. | Weatherking | W96TA0702317MSA | Federally-Regulated Consumer Product | Non-Weatherized, Condensing Ga | 1321 | 253 |  | 11/25/2020 | 49242 | 9950851 | 01/20/2021
Rheem Sales Company, Inc. | Weatherking | W801CA075421MXA | Federally-Regulated Consumer Product | Non-Weatherized, Non-Condensin | 1634 | 254 |  | 11/25/2020 | 75736 | 203327150 | 01/20/2021
Rheem Sales Company, Inc. | Weatherking | W801CA125524ZSA | Federally-Regulated Consumer Product | Non-Weatherized, Non-Condensin | 1835 | 263 |  | 11/25/2020 | 124289 | 203327183 | 01/20/2021
Rheem Sales Company, Inc. | Weatherking | W801TA075521ZXB | Federally-Regulated Consumer Product | Non-Weatherized, Non-Condensin | 1883 | 265 |  | 11/25/2020 | 75029 | 8087171 | 01/20/2021
Rheem Sales Company, Inc. | Weatherking | RGEA14036AJT06XAB | Federally-Regulated Consumer Product | Weatherized Non-Condensing Gas | 1430 | 262 |  | 11/25/2020 | 99665 | 203404456 | 01/20/2021
Rheem Sales Company, Inc. | Weatherking | RGEA14030AJT061AB | Federally-Regulated Consumer Product | Weatherized Non-Condensing Gas | 1147 | 249 |  | 11/25/2020 | 79965 | 203404436 | 01/20/2021
Rheem Sales Company, Inc. | Weatherking | RGEA14042AJT101AB | Federally-Regulated Consumer Product | Weatherized Non-Condensing Gas | 1494 | 265 |  | 11/25/2020 | 99609 | 203404481 | 01/20/2021
Rheem Sales Company, Inc. | Weatherking | RGEA15030AJV06XAB | Federally-Regulated Consumer Product | Weatherized Non-Condensing Gas | 1402 | 261 |  | 11/25/2020 | 80658 | 203404532 | 01/20/2021
Rheem Sales Company, Inc. | Weatherking | W96TA0602317MSA | Federally-Regulated Consumer Product | Non-Weatherized, Condensing Ga | 1342 | 254 |  | 11/25/2020 | 39319 | 9950847 | 01/20/2021
Rheem Sales Company, Inc. | Weatherking | W801CA100521ZSA | Federally-Regulated Consumer Product | Non-Weatherized, Non-Condensin | 1895 | 265 |  | 11/25/2020 | 100302 | 203327177 | 01/20/2021
Rheem Sales Company, Inc. | Weatherking | RGEA14042AJT081AB | Federally-Regulated Consumer Product | Weatherized Non-Condensing Gas | 1494 | 265 |  | 11/25/2020 | 99609 | 203404475 | 01/20/2021
Rheem Sales Company, Inc. | Weatherking | W92TA0601317MSA | Federally-Regulated Consumer Product | Non-Weatherized, Condensing Ga | 1156 | 246 |  | 11/25/2020 | 55624 | 9958605 | 01/20/2021
Rheem Sales Company, Inc. | Weatherking | W802TA100521MXA | Federally-Regulated Consumer Product | Non-Weatherized, Non-Condensin | 1952 | 268 |  | 11/25/2020 | 70078 | 204099276 | 01/20/2021
Rheem Sales Company, Inc. | Weatherking | W95TC0851521MSA | Federally-Regulated Consumer Product | Non-Weatherized, Condensing Ga | 1929 | 280 |  | 11/25/2020 | 84515 | 8934621 | 01/20/2021
Rheem Sales Company, Inc. | Weatherking | W801TA100521MUA | Federally-Regulated Consumer Product | Non-Weatherized, Non-Condensin | 1861 | 264 |  | 11/25/2020 | 98348 | 202132854 | 01/20/2021
Rheem Sales Company, Inc. | Weatherking | RGEA14042AJT08XAB | Federally-Regulated Consumer Product | Weatherized Non-Condensing Gas | 1494 | 265 |  | 11/25/2020 | 99609 | 203404478 | 01/20/2021
Rheem Sales Company, Inc. | Weatherking | W801CA050314MSA | Federally-Regulated Consumer Product | Non-Weatherized, Non-Condensin | 1388 | 184 |  | 11/25/2020 | 49660 | 203327135 | 01/20/2021
Rheem Sales Company, Inc. | Weatherking | W801TA075421MSA | Federally-Regulated Consumer Product | Non-Weatherized, Non-Condensin | 1634 | 254 |  | 11/25/2020 | 75736 | 8087159 | 01/20/2021
Rheem Sales Company, Inc. | Weatherking | W801TA100521ZXB | Federally-Regulated Consumer Product | Non-Weatherized, Non-Condensin | 1895 | 265 |  | 11/25/2020 | 100302 | 8087179 | 01/20/2021
Rheem Sales Company, Inc. | Weatherking | W802TA150524MXA | Federally-Regulated Consumer Product | Non-Weatherized, Non-Condensin | 2092 | 274 |  | 11/25/2020 | 104565 | 204099283 | 01/20/2021
Rheem Sales Company, Inc. | Weatherking | W802TA150524MSA | Federally-Regulated Consumer Product | Non-Weatherized, Non-Condensin | 2092 | 274 |  | 11/25/2020 | 104565 | 204007886 | 01/20/2021
Rheem Sales Company, Inc. | Weatherking | W801TA100521MSA | Federally-Regulated Consumer Product | Non-Weatherized, Non-Condensin | 1812 | 262 |  | 11/25/2020 | 99863 | 7490391 | 01/20/2021
Rheem Sales Company, Inc. | Weatherking | RGEA15048AJV081AB | Federally-Regulated Consumer Product | Weatherized Non-Condensing Gas | 1720 | 275 |  | 11/25/2020 | 99897 | 203404588 | 01/20/2021
Rheem Sales Company, Inc. | Weatherking | RGEA14048AJT10XAB | Federally-Regulated Consumer Product | Weatherized Non-Condensing Gas | 1809 | 279 |  | 11/25/2020 | 99189 | 203404500 | 01/20/2021
Rheem Sales Company, Inc. | Weatherking | W96TA1002521MSA | Federally-Regulated Consumer Product | Non-Weatherized, Condensing Ga | 1930 | 280 |  | 11/25/2020 | 69202 | 9950859 | 01/20/2021
Rheem Sales Company, Inc. | Weatherking | RGEA15060AJV101AB | Federally-Regulated Consumer Product | Weatherized Non-Condensing Gas | 2166 | 294 |  | 11/25/2020 | 100081 | 203404604 | 01/20/2021
Rheem Sales Company, Inc. | Weatherking | W801CA100521ZXA | Federally-Regulated Consumer Product | Non-Weatherized, Non-Condensin | 1895 | 265 |  | 11/25/2020 | 100302 | 203327180 | 01/20/2021
Rheem Sales Company, Inc. | Weatherking | W95TC0601317MSA | Federally-Regulated Consumer Product | Non-Weatherized, Condensing Ga | 1156 | 246 |  | 11/25/2020 | 55624 | 8934613 | 01/20/2021
Rheem Sales Company, Inc. | CLIMATEMASTER | RGEA15048AJV101AB | Federally-Regulated Consumer Product | Weatherized Non-Condensing Gas | 1720 | 275 |  | 11/25/2020 | 99897 | 205785540 | 01/20/2021
Rheem Sales Company, Inc. | CLIMATEMASTER | RGEA15036BJV10XAA | Federally-Regulated Consumer Product | Weatherized Non-Condensing Gas | 1355 | 259 |  | 11/25/2020 | 99675 | 205785533 | 01/20/2021
Rheem Sales Company, Inc. | CLIMATEMASTER | RGEA14036AJT08UAA | Federally-Regulated Consumer Product | Weatherized Non-Condensing Gas | 1382 | 260 |  | 08/05/2020 | 80891 | 205965566 | 01/20/2021
Rheem Sales Company, Inc. | CLIMATEMASTER | RGEA15042BJV08XAA | Federally-Regulated Consumer Product | Weatherized Non-Condensing Gas | 1375 | 260 |  | 11/25/2020 | 101119 | 205785535 | 01/20/2021
Rheem Sales Company, Inc. | CLIMATEMASTER | RGEA16024AJV06TAB | Federally-Regulated Consumer Product | Weatherized Non-Condensing Gas | 1358 | 259 |  | 11/25/2020 | 46205 | 205785545 | 01/20/2021
Rheem Sales Company, Inc. | CLIMATEMASTER | RGEA14030AJT04UAA | Federally-Regulated Consumer Product | Weatherized Non-Condensing Gas | 1189 | 251 |  | 08/05/2020 | 39887 | 205965563 | 01/20/2021
Rheem Sales Company, Inc. | CLIMATEMASTER | RGEA15024BJV061AA | Federally-Regulated Consumer Product | Weatherized Non-Condensing Gas | 1395 | 260 |  | 11/25/2020 | 80305 | 205785520 | 01/20/2021
Rheem Sales Company, Inc. | CLIMATEMASTER | RGECZR048AJT12**A | Federally-Regulated Consumer Product | Weatherized Non-Condensing Gas | 1902 | 259 |  | 07/22/2020 | 84032 | 205785561 | 01/20/2021
Rheem Sales Company, Inc. | CLIMATEMASTER | RGEA14042AJT08XAB | Federally-Regulated Consumer Product | Weatherized Non-Condensing Gas | 1494 | 265 |  | 11/25/2020 | 99609 | 205785511 | 01/20/2021
Rheem Sales Company, Inc. | CLIMATEMASTER | RGEA15030AJV061AB | Federally-Regulated Consumer Product | Weatherized Non-Condensing Gas | 1402 | 261 |  | 11/25/2020 | 80658 | 205785524 | 01/20/2021
Rheem Sales Company, Inc. | CLIMATEMASTER | RGEA14048AJT10UAA | Federally-Regulated Consumer Product | Weatherized Non-Condensing Gas | 1832 | 280 |  | 08/05/2020 | 100370 | 205965568 | 01/20/2021
Rheem Sales Company, Inc. | CLIMATEMASTER | RGEA14024AJT06UAA | Federally-Regulated Consumer Product | Weatherized Non-Condensing Gas | 1236 | 253 |  | 08/05/2020 | 61566 | 205965564 | 01/20/2021
Rheem Sales Company, Inc. | CLIMATEMASTER | RGECZR036AJT07**A | Federally-Regulated Consumer Product | Weatherized Non-Condensing Gas | 1475 | 165 |  | 08/05/2020 | 53157 | 205785558 | 01/20/2021
Rheem Sales Company, Inc. | CLIMATEMASTER | RGEA15024BJV06XAA | Federally-Regulated Consumer Product | Weatherized Non-Condensing Gas | 1395 | 260 |  | 11/25/2020 | 80305 | 205785521 | 01/20/2021
Rheem Sales Company, Inc. | CLIMATEMASTER | RGEA14024AJT061AB | Federally-Regulated Consumer Product | Weatherized Non-Condensing Gas | 1127 | 249 |  | 11/25/2020 | 80320 | 205785496 | 01/20/2021
Rheem Sales Company, Inc. | CLIMATEMASTER | RGEA14060CJT10XAA | Federally-Regulated Consumer Product | Weatherized Non-Condensing Gas | 1911 | 283 |  | 11/25/2020 | 99261 | 205785519 | 01/20/2021
Rheem Sales Company, Inc. | CLIMATEMASTER | RGEA15036BJV061AA | Federally-Regulated Consumer Product | Weatherized Non-Condensing Gas | 1355 | 258 |  | 11/25/2020 | 99675 | 205785528 | 01/20/2021
Rheem Sales Company, Inc. | CLIMATEMASTER | RGEA15036BJV06XAA | Federally-Regulated Consumer Product | Weatherized Non-Condensing Gas | 1355 | 258 |  | 11/25/2020 | 99675 | 205785529 | 01/20/2021
Rheem Sales Company, Inc. | CLIMATEMASTER | RGECZR036AJT10**A | Federally-Regulated Consumer Product | Weatherized Non-Condensing Gas | 1576 | 218 |  | 07/22/2020 | 100764 | 205785559 | 01/20/2021
Rheem Sales Company, Inc. | CLIMATEMASTER | RGEA15060AJV101AB | Federally-Regulated Consumer Product | Weatherized Non-Condensing Gas | 2166 | 294 |  | 11/25/2020 | 100081 | 205785542 | 01/20/2021
Rheem Sales Company, Inc. | CLIMATEMASTER | RGEA16048AJV08TAB | Federally-Regulated Consumer Product | Weatherized Non-Condensing Gas | 1845 | 272 |  | 11/25/2020 | 76171 | 205785553 | 01/20/2021
Rheem Sales Company, Inc. | CLIMATEMASTER | RGEA14030AJT06XAB | Federally-Regulated Consumer Product | Weatherized Non-Condensing Gas | 1147 | 249 |  | 11/25/2020 | 79965 | 205785501 | 01/20/2021
Rheem Sales Company, Inc. | CLIMATEMASTER | RGEA16048AJV082AB | Federally-Regulated Consumer Product | Weatherized Non-Condensing Gas | 1845 | 272 |  | 11/25/2020 | 76171 | 205785552 | 01/20/2021
Rheem Sales Company, Inc. | CLIMATEMASTER | RGEA14060AJT10UAA | Federally-Regulated Consumer Product | Weatherized Non-Condensing Gas | 2066 | 290 |  | 08/05/2020 | 100130 | 205965570 | 01/20/2021
Rheem Sales Company, Inc. | CLIMATEMASTER | RGEA15036BJV08XAA | Federally-Regulated Consumer Product | Weatherized Non-Condensing Gas | 1355 | 259 |  | 11/25/2020 | 99675 | 205785531 | 01/20/2021
Rheem Sales Company, Inc. | CLIMATEMASTER | RGEA14048AJT08UAA | Federally-Regulated Consumer Product | Weatherized Non-Condensing Gas | 2026 | 288 |  | 08/05/2020 | 80019 | 205965567 | 01/20/2021
Rheem Sales Company, Inc. | CLIMATEMASTER | RGEA16048AJV10TAB | Federally-Regulated Consumer Product | Weatherized Non-Condensing Gas | 1845 | 280 |  | 11/25/2020 | 76171 | 205785555 | 01/20/2021
Rheem Sales Company, Inc. | CLIMATEMASTER | RGEA15030AJV081AB | Federally-Regulated Consumer Product | Weatherized Non-Condensing Gas | 1402 | 261 |  | 11/25/2020 | 80658 | 205785526 | 01/20/2021
Rheem Sales Company, Inc. | CLIMATEMASTER | RGEA16036AJV08TAB | Federally-Regulated Consumer Product | Weatherized Non-Condensing Gas | 1648 | 272 |  | 11/25/2020 | 76362 | 205785549 | 01/20/2021
Rheem Sales Company, Inc. | CLIMATEMASTER | RGEA16036AJV102AB | Federally-Regulated Consumer Product | Weatherized Non-Condensing Gas | 1648 | 272 |  | 11/25/2020 | 76362 | 205785550 | 01/20/2021
Rheem Sales Company, Inc. | CLIMATEMASTER | RGEA14024AJT081AB | Federally-Regulated Consumer Product | Weatherized Non-Condensing Gas | 1127 | 249 |  | 11/25/2020 | 80320 | 205785498 | 01/20/2021
Rheem Sales Company, Inc. | CLIMATEMASTER | RGEA14042AJT081AB | Federally-Regulated Consumer Product | Weatherized Non-Condensing Gas | 1494 | 265 |  | 11/25/2020 | 99609 | 205785510 | 01/20/2021
Rheem Sales Company, Inc. | CLIMATEMASTER | RGEA16036AJV06TAB | Federally-Regulated Consumer Product | Weatherized Non-Condensing Gas | 1648 | 259 |  | 11/25/2020 | 76362 | 205785547 | 01/20/2021
Rheem Sales Company, Inc. | CLIMATEMASTER | RGEA14024AJT04UAA | Federally-Regulated Consumer Product | Weatherized Non-Condensing Gas | 1181 | 251 |  | 08/05/2020 | 40068 | 205965571 | 01/20/2021
Rheem Sales Company, Inc. | CLIMATEMASTER | RGEA15042BJV101AA | Federally-Regulated Consumer Product | Weatherized Non-Condensing Gas | 1375 | 260 |  | 11/25/2020 | 101119 | 205785536 | 01/20/2021
Rheem Sales Company, Inc. | CLIMATEMASTER | RGEA15036BJV081AA | Federally-Regulated Consumer Product | Weatherized Non-Condensing Gas | 1355 | 259 |  | 11/25/2020 | 99675 | 205785530 | 01/20/2021
Rheem Sales Company, Inc. | CLIMATEMASTER | RGEA16060AJV10TAB | Federally-Regulated Consumer Product | Weatherized Non-Condensing Gas | 2330 | 280 |  | 11/25/2020 | 75239 | 205785557 | 01/20/2021
Rheem Sales Company, Inc. | CLIMATEMASTER | RGEA15036BJV101AA | Federally-Regulated Consumer Product | Weatherized Non-Condensing Gas | 1355 | 259 |  | 11/25/2020 | 99675 | 205785532 | 01/20/2021
Rheem Sales Company, Inc. | CLIMATEMASTER | RGEA14060CJT101AA | Federally-Regulated Consumer Product | Weatherized Non-Condensing Gas | 1911 | 283 |  | 11/25/2020 | 99261 | 205785518 | 01/20/2021
Rheem Sales Company, Inc. | CLIMATEMASTER | RGEA15042BJV10XAA | Federally-Regulated Consumer Product | Weatherized Non-Condensing Gas | 1375 | 260 |  | 11/25/2020 | 101119 | 205785537 | 01/20/2021
Rheem Sales Company, Inc. | CLIMATEMASTER | RGEA15024BJV08XAA | Federally-Regulated Consumer Product | Weatherized Non-Condensing Gas | 1395 | 260 |  | 11/25/2020 | 80305 | 205785523 | 01/20/2021
Rheem Sales Company, Inc. | CLIMATEMASTER | RGEA15060AJV10XAB | Federally-Regulated Consumer Product | Weatherized Non-Condensing Gas | 2166 | 294 |  | 11/25/2020 | 100081 | 205785543 | 01/20/2021
Rheem Sales Company, Inc. | CLIMATEMASTER | RGECZR060AJT12**A | Federally-Regulated Consumer Product | Weatherized Non-Condensing Gas | 2183 | 266 |  | 07/22/2020 | 83968 | 205785563 | 01/20/2021
Rheem Sales Company, Inc. | CLIMATEMASTER | RGEA14036AJT061AB | Federally-Regulated Consumer Product | Weatherized Non-Condensing Gas | 1430 | 262 |  | 11/25/2020 | 99665 | 205785504 | 01/20/2021
Rheem Sales Company, Inc. | CLIMATEMASTER | RGEA14024AJT08XAB | Federally-Regulated Consumer Product | Weatherized Non-Condensing Gas | 1127 | 249 |  | 11/25/2020 | 80320 | 205785499 | 01/20/2021
Rheem Sales Company, Inc. | CLIMATEMASTER | RGEA16036AJV10TAB | Federally-Regulated Consumer Product | Weatherized Non-Condensing Gas | 1648 | 272 |  | 11/25/2020 | 76362 | 205785551 | 01/20/2021
Rheem Sales Company, Inc. | CLIMATEMASTER | RGEA15048AJV081AB | Federally-Regulated Consumer Product | Weatherized Non-Condensing Gas | 1720 | 275 |  | 11/25/2020 | 99897 | 205785538 | 01/20/2021
Rheem Sales Company, Inc. | CLIMATEMASTER | RGEA14042AJT08UAA | Federally-Regulated Consumer Product | Weatherized Non-Condensing Gas | 1635 | 271 |  | 08/05/2020 | 80943 | 205965569 | 01/20/2021
Rheem Sales Company, Inc. | CLIMATEMASTER | RGEA15042BJV081AA | Federally-Regulated Consumer Product | Weatherized Non-Condensing Gas | 1375 | 260 |  | 11/25/2020 | 101119 | 205785534 | 01/20/2021
Rheem Sales Company, Inc. | CLIMATEMASTER | RGEA14036AJT081AB | Federally-Regulated Consumer Product | Weatherized Non-Condensing Gas | 1430 | 262 |  | 11/25/2020 | 99665 | 205785506 | 01/20/2021
Rheem Sales Company, Inc. | CLIMATEMASTER | RGEA14036AJT06XAB | Federally-Regulated Consumer Product | Weatherized Non-Condensing Gas | 1430 | 262 |  | 11/25/2020 | 99665 | 205785505 | 01/20/2021
Rheem Sales Company, Inc. | CLIMATEMASTER | RGEA14036AJT08XAB | Federally-Regulated Consumer Product | Weatherized Non-Condensing Gas | 1430 | 262 |  | 11/25/2020 | 99665 | 205785507 | 01/20/2021
Rheem Sales Company, Inc. | CLIMATEMASTER | RGEA14036AJT101AB | Federally-Regulated Consumer Product | Weatherized Non-Condensing Gas | 1430 | 262 |  | 11/25/2020 | 99665 | 205785508 | 01/20/2021
Rheem Sales Company, Inc. | CLIMATEMASTER | RGEA14030AJT081AB | Federally-Regulated Consumer Product | Weatherized Non-Condensing Gas | 1147 | 249 |  | 11/25/2020 | 79965 | 205785502 | 01/20/2021
Rheem Sales Company, Inc. | CLIMATEMASTER | RGEA14030AJT06UAA | Federally-Regulated Consumer Product | Weatherized Non-Condensing Gas | 1125 | 248 |  | 08/05/2020 | 60094 | 205965562 | 01/20/2021
Rheem Sales Company, Inc. | CLIMATEMASTER | RGEA14048AJT081AB | Federally-Regulated Consumer Product | Weatherized Non-Condensing Gas | 1809 | 279 |  | 11/25/2020 | 99189 | 205785514 | 01/20/2021
Rheem Sales Company, Inc. | CLIMATEMASTER | RGEA16048AJV102AB | Federally-Regulated Consumer Product | Weatherized Non-Condensing Gas | 1845 | 280 |  | 11/25/2020 | 76171 | 205785554 | 01/20/2021
Rheem Sales Company, Inc. | CLIMATEMASTER | RGEA15030AJV08XAB | Federally-Regulated Consumer Product | Weatherized Non-Condensing Gas | 1402 | 261 |  | 11/25/2020 | 80658 | 205785527 | 01/20/2021
Rheem Sales Company, Inc. | CLIMATEMASTER | RGEA16060AJV102AB | Federally-Regulated Consumer Product | Weatherized Non-Condensing Gas | 2330 | 280 |  | 11/25/2020 | 75239 | 205785556 | 01/20/2021
Rheem Sales Company, Inc. | CLIMATEMASTER | RGEA14036AJT10XAB | Federally-Regulated Consumer Product | Weatherized Non-Condensing Gas | 1430 | 262 |  | 11/25/2020 | 99665 | 205785509 | 01/20/2021
Rheem Sales Company, Inc. | CLIMATEMASTER | RGEA15030AJV06XAB | Federally-Regulated Consumer Product | Weatherized Non-Condensing Gas | 1402 | 261 |  | 11/25/2020 | 80658 | 205785525 | 01/20/2021
Rheem Sales Company, Inc. | CLIMATEMASTER | RGEA14042AJT101AB | Federally-Regulated Consumer Product | Weatherized Non-Condensing Gas | 1494 | 265 |  | 11/25/2020 | 99609 | 205785512 | 01/20/2021
Rheem Sales Company, Inc. | CLIMATEMASTER | RGEA15024BJV081AA | Federally-Regulated Consumer Product | Weatherized Non-Condensing Gas | 1395 | 260 |  | 11/25/2020 | 80305 | 205785522 | 01/20/2021
Rheem Sales Company, Inc. | CLIMATEMASTER | RGEA15048AJV08XAB | Federally-Regulated Consumer Product | Weatherized Non-Condensing Gas | 1720 | 275 |  | 11/25/2020 | 99897 | 205785539 | 01/20/2021
Rheem Sales Company, Inc. | CLIMATEMASTER | RGECZR048AJT07**A | Federally-Regulated Consumer Product | Weatherized Non-Condensing Gas | 1873 | 167 |  | 08/05/2020 | 52596 | 205785560 | 01/20/2021
Rheem Sales Company, Inc. | CLIMATEMASTER | RGEA14030AJT061AB | Federally-Regulated Consumer Product | Weatherized Non-Condensing Gas | 1147 | 249 |  | 11/25/2020 | 79965 | 205785500 | 01/20/2021
Rheem Sales Company, Inc. | CLIMATEMASTER | RGEA14048AJT101AB | Federally-Regulated Consumer Product | Weatherized Non-Condensing Gas | 1809 | 279 |  | 11/25/2020 | 99189 | 205785516 | 01/20/2021
Rheem Sales Company, Inc. | CLIMATEMASTER | RGEA16024AJV062AB | Federally-Regulated Consumer Product | Weatherized Non-Condensing Gas | 1358 | 259 |  | 11/25/2020 | 46205 | 205785544 | 01/20/2021
Rheem Sales Company, Inc. | CLIMATEMASTER | RGEA14030AJT08XAB | Federally-Regulated Consumer Product | Weatherized Non-Condensing Gas | 1147 | 249 |  | 11/25/2020 | 79965 | 205785503 | 01/20/2021
Rheem Sales Company, Inc. | CLIMATEMASTER | RGEA14024AJT06XAB | Federally-Regulated Consumer Product | Weatherized Non-Condensing Gas | 1127 | 249 |  | 11/25/2020 | 80320 | 205785497 | 01/20/2021
Rheem Sales Company, Inc. | CLIMATEMASTER | RGEA14048AJT08XAB | Federally-Regulated Consumer Product | Weatherized Non-Condensing Gas | 1809 | 279 |  | 11/25/2020 | 99189 | 205785515 | 01/20/2021
Rheem Sales Company, Inc. | CLIMATEMASTER | RGEA16036AJV062AB | Federally-Regulated Consumer Product | Weatherized Non-Condensing Gas | 1648 | 259 |  | 11/25/2020 | 76362 | 205785546 | 01/20/2021
Rheem Sales Company, Inc. | CLIMATEMASTER | RGEA15048AJV10XAB | Federally-Regulated Consumer Product | Weatherized Non-Condensing Gas | 1720 | 275 |  | 11/25/2020 | 99897 | 205785541 | 01/20/2021
Rheem Sales Company, Inc. | CLIMATEMASTER | RGEA14036AJT06UAA | Federally-Regulated Consumer Product | Weatherized Non-Condensing Gas | 1434 | 262 |  | 08/05/2020 | 60723 | 205965565 | 01/20/2021
Rheem Sales Company, Inc. | CLIMATEMASTER | RGEA16036AJV082AB | Federally-Regulated Consumer Product | Weatherized Non-Condensing Gas | 1648 | 272 |  | 11/25/2020 | 76362 | 205785548 | 01/20/2021
Rheem Sales Company, Inc. | CLIMATEMASTER | RGECZR060AJT07**A | Federally-Regulated Consumer Product | Weatherized Non-Condensing Gas | 2336 | 182 |  | 08/05/2020 | 52310 | 205785562 | 01/20/2021
Rheem Sales Company, Inc. | CLIMATEMASTER | RGEA14042AJT10XAB | Federally-Regulated Consumer Product | Weatherized Non-Condensing Gas | 1494 | 265 |  | 11/25/2020 | 99609 | 205785513 | 01/20/2021
Rheem Sales Company, Inc. | CLIMATEMASTER | RGEA14048AJT10XAB | Federally-Regulated Consumer Product | Weatherized Non-Condensing Gas | 1809 | 279 |  | 11/25/2020 | 99189 | 205785517 | 01/20/2021
Rheem Sales Company, Inc. | RUSSELL | RGEA14042AJT08UAA | Federally-Regulated Consumer Product | Weatherized Non-Condensing Gas | 1635 | 271 |  | 08/05/2020 | 80943 | 205965559 | 01/20/2021
Rheem Sales Company, Inc. | RUSSELL | RGEA14030AJT04UAA | Federally-Regulated Consumer Product | Weatherized Non-Condensing Gas | 1189 | 251 |  | 08/05/2020 | 39887 | 205965553 | 01/20/2021
Rheem Sales Company, Inc. | RUSSELL | RGEA14036AJT08UAA | Federally-Regulated Consumer Product | Weatherized Non-Condensing Gas | 1382 | 260 |  | 08/05/2020 | 80891 | 205965556 | 01/20/2021
Rheem Sales Company, Inc. | RUSSELL | RGEA14060AJT10UAA | Federally-Regulated Consumer Product | Weatherized Non-Condensing Gas | 2066 | 290 |  | 08/05/2020 | 100130 | 205965560 | 01/20/2021
Rheem Sales Company, Inc. | RUSSELL | RGEA14024AJT06UAA | Federally-Regulated Consumer Product | Weatherized Non-Condensing Gas | 1236 | 253 |  | 08/05/2020 | 61566 | 205965554 | 01/20/2021
Rheem Sales Company, Inc. | RUSSELL | RGEA14030AJT06UAA | Federally-Regulated Consumer Product | Weatherized Non-Condensing Gas | 1125 | 248 |  | 08/05/2020 | 60094 | 205965552 | 01/20/2021
Rheem Sales Company, Inc. | RUSSELL | RGEA14048AJT08UAA | Federally-Regulated Consumer Product | Weatherized Non-Condensing Gas | 2026 | 288 |  | 08/05/2020 | 80019 | 205965557 | 01/20/2021
Rheem Sales Company, Inc. | RUSSELL | RGEA14024AJT04UAA | Federally-Regulated Consumer Product | Weatherized Non-Condensing Gas | 1181 | 251 |  | 08/05/2020 | 40068 | 205965561 | 01/20/2021
Rheem Sales Company, Inc. | RUSSELL | RGEA14036AJT06UAA | Federally-Regulated Consumer Product | Weatherized Non-Condensing Gas | 1434 | 262 |  | 08/05/2020 | 60723 | 205965555 | 01/20/2021
Rheem Sales Company, Inc. | RUSSELL | RGEA14048AJT10UAA | Federally-Regulated Consumer Product | Weatherized Non-Condensing Gas | 1832 | 280 |  | 08/05/2020 | 100370 | 205965558 | 01/20/2021
Rheem Sales Company, Inc. | Mainline | ML96TA0602317MSA | Federally-Regulated Consumer Product | Non-Weatherized, Condensing Ga | 1342 | 254 |  | 11/25/2020 | 39319 | 10378197 | 01/20/2021
Rheem Sales Company, Inc. | Mainline | ML802VA075421ZXB | Federally-Regulated Consumer Product | Non-Weatherized, Non-Condensin | 2017 | 271 | 271 | 11/25/2020 | 52471 | 10378104 | 01/20/2021
Rheem Sales Company, Inc. | Mainline | ML96TA0402317MSA | Federally-Regulated Consumer Product | Non-Weatherized, Condensing Ga | 1252 | 250 |  | 11/25/2020 | 29298 | 10378196 | 01/20/2021
Rheem Sales Company, Inc. | Mainline | ML802VA100521ZSB | Federally-Regulated Consumer Product | Non-Weatherized, Non-Condensin | 2291 | 283 | 283 | 11/25/2020 | 70210 | 10378101 | 01/20/2021
Rheem Sales Company, Inc. | Mainline | ML96VA0402317MSA | Federally-Regulated Consumer Product | Non-Weatherized, Condensing Ga | 1248 | 250 | 250 | 11/25/2020 | 29623 | 10378078 | 01/20/2021
Rheem Sales Company, Inc. | Mainline | ML96TA1002521MSA | Federally-Regulated Consumer Product | Non-Weatherized, Condensing Ga | 1930 | 280 |  | 11/25/2020 | 69202 | 10378200 | 01/20/2021
Rheem Sales Company, Inc. | Mainline | MP801TA070317MUA | Federally-Regulated Consumer Product | Non-Weatherized, Non-Condensin | 1189 | 234 |  | 11/25/2020 | 70542 | 205348201 | 01/20/2021
Rheem Sales Company, Inc. | Mainline | ML801TA100521MSA | Federally-Regulated Consumer Product | Non-Weatherized, Non-Condensin | 1812 | 262 |  | 11/25/2020 | 99863 | 10378023 | 01/20/2021
Rheem Sales Company, Inc. | Mainline | ML97VA100M521KSA | Federally-Regulated Consumer Product | Non-Weatherized, Condensing Ga | 1990 | 282 |  | 11/25/2020 | 39222 | 10378209 | 01/20/2021
Rheem Sales Company, Inc. | Mainline | ML801TA050314MSA | Federally-Regulated Consumer Product | Non-Weatherized, Non-Condensin | 1388 | 243 |  | 11/25/2020 | 49660 | 10378019 | 01/20/2021
Rheem Sales Company, Inc. | Mainline | ML97VA060M317KSA | Federally-Regulated Consumer Product | Non-Weatherized, Condensing Ga | 1327 | 253 |  | 11/25/2020 | 22218 | 10378210 | 01/20/2021
Rheem Sales Company, Inc. | Mainline | ML802VA075421ZSB | Federally-Regulated Consumer Product | Non-Weatherized, Non-Condensin | 2017 | 271 | 271 | 11/25/2020 | 52471 | 10378099 | 01/20/2021
Rheem Sales Company, Inc. | Mainline | ML95TC0601317MSA | Federally-Regulated Consumer Product | Non-Weatherized, Condensing Ga | 1156 | 246 |  | 11/25/2020 | 55624 | 10378166 | 01/20/2021
Rheem Sales Company, Inc. | Mainline | ML96VA1002521MSA | Federally-Regulated Consumer Product | Non-Weatherized, Condensing Ga | 1858 | 277 | 277 | 11/25/2020 | 68679 | 10377967 | 01/20/2021
Rheem Sales Company, Inc. | Mainline | ML98VB060M317USA | Federally-Regulated Consumer Product | Non-Weatherized, Condensing Ga | 1110 | 244 |  | 11/25/2020 | 22600 | 202356698 | 01/20/2021
Rheem Sales Company, Inc. | Mainline | ML801TA075421MXA | Federally-Regulated Consumer Product | Non-Weatherized, Non-Condensin | 1634 | 254 | 254 | 11/25/2020 | 75736 | 10378092 | 01/20/2021
Rheem Sales Company, Inc. | Mainline | ML97VA085M521KSA | Federally-Regulated Consumer Product | Non-Weatherized, Condensing Ga | 2138 | 289 | 289 | 11/25/2020 | 33549 | 10378208 | 01/20/2021
Rheem Sales Company, Inc. | Mainline | ML802VA075317MSA | Federally-Regulated Consumer Product | Non-Weatherized, Non-Condensin | 1458 | 246 |  | 11/25/2020 | 52564 | 10378082 | 01/20/2021
Rheem Sales Company, Inc. | Mainline | ML802VA100521ZXB | Federally-Regulated Consumer Product | Non-Weatherized, Non-Condensin | 2291 | 283 | 283 | 11/25/2020 | 70210 | 10378102 | 01/20/2021
Rheem Sales Company, Inc. | Mainline | ML802VA125524ZSB | Federally-Regulated Consumer Product | Non-Weatherized, Non-Condensin | 2322 | 284 | 284 | 11/25/2020 | 87684 | 10378105 | 01/20/2021
Rheem Sales Company, Inc. | Mainline | ML801TA075417MXA | Federally-Regulated Consumer Product | Non-Weatherized, Non-Condensin | 1496 | 248 |  | 11/25/2020 | 75177 | 10378022 | 01/20/2021
Rheem Sales Company, Inc. | Mainline | ML802VA075317ZXB | Federally-Regulated Consumer Product | Non-Weatherized, Non-Condensin | 1324 | 240 | 240 | 11/25/2020 | 52495 | 10378100 | 01/20/2021
Rheem Sales Company, Inc. | Mainline | ML802VA100521MXA | Federally-Regulated Consumer Product | Non-Weatherized, Non-Condensin | 1905 | 266 |  | 11/25/2020 | 70000 | 10378087 | 01/20/2021
Rheem Sales Company, Inc. | Mainline | ML801TA100521MXA | Federally-Regulated Consumer Product | Non-Weatherized, Non-Condensin | 1812 | 262 |  | 11/25/2020 | 99863 | 10378024 | 01/20/2021
Rheem Sales Company, Inc. | Mainline | ML802VA050317MXA | Federally-Regulated Consumer Product | Non-Weatherized, Non-Condensin | 1318 | 240 |  | 11/25/2020 | 35484 | 10378081 | 01/20/2021
Rheem Sales Company, Inc. | Mainline | ML802VA125524MXA | Federally-Regulated Consumer Product | Non-Weatherized, Non-Condensin | 2073 | 273 |  | 11/25/2020 | 87500 | 10378089 | 01/20/2021
Rheem Sales Company, Inc. | Mainline | ML97VA115M524KSA | Federally-Regulated Consumer Product | Non-Weatherized, Condensing Ga | 1959 | 281 |  | 11/25/2020 | 44459 | 10378212 | 01/20/2021
Rheem Sales Company, Inc. | Mainline | ML92TA0701317MSA | Federally-Regulated Consumer Product | Non-Weatherized, Condensing Ga | 1362 | 255 |  | 11/25/2020 | 69960 | 10378204 | 01/20/2021
Rheem Sales Company, Inc. | Mainline | ML801TA125524MSA | Federally-Regulated Consumer Product | Non-Weatherized, Non-Condensin | 1991 | 270 |  | 11/25/2020 | 123598 | 10378017 | 01/20/2021
Rheem Sales Company, Inc. | Mainline | ML802VA125524ZXB | Federally-Regulated Consumer Product | Non-Weatherized, Non-Condensin | 2322 | 284 |  | 11/25/2020 | 87684 | 10378106 | 01/20/2021
Rheem Sales Company, Inc. | Mainline | ML95TC0701317MSA | Federally-Regulated Consumer Product | Non-Weatherized, Condensing Ga | 1362 | 255 |  | 11/25/2020 | 69960 | 10378167 | 01/20/2021
Rheem Sales Company, Inc. | Mainline | ML802VA075317ZSB | Federally-Regulated Consumer Product | Non-Weatherized, Non-Condensin | 1324 | 240 | 240 | 11/25/2020 | 52495 | 10378103 | 01/20/2021
Rheem Sales Company, Inc. | Mainline | ML92TA0851521MSA | Federally-Regulated Consumer Product | Non-Weatherized, Condensing Ga | 1929 | 280 |  | 11/25/2020 | 84515 | 10378205 | 01/20/2021
Rheem Sales Company, Inc. | Mainline | ML801TA125524ZXB | Federally-Regulated Consumer Product | Non-Weatherized, Non-Condensin | 1835 | 263 |  | 11/25/2020 | 124289 | 10378098 | 01/20/2021
Rheem Sales Company, Inc. | Mainline | ML801TA075417MSA | Federally-Regulated Consumer Product | Non-Weatherized, Non-Condensin | 1496 | 248 |  | 11/25/2020 | 75177 | 10378021 | 01/20/2021
Rheem Sales Company, Inc. | Mainline | ML96VA0602317MSA | Federally-Regulated Consumer Product | Non-Weatherized, Condensing Ga | 1372 | 255 | 255 | 11/25/2020 | 37932 | 10377965 | 01/20/2021
Rheem Sales Company, Inc. | Mainline | ML801TA075421MSA | Federally-Regulated Consumer Product | Non-Weatherized, Non-Condensin | 1634 | 254 | 254 | 11/25/2020 | 75736 | 10378091 | 01/20/2021
Rheem Sales Company, Inc. | Mainline | ML98VB070M317USA | Federally-Regulated Consumer Product | Non-Weatherized, Condensing Ga | 1162 | 246 |  | 11/25/2020 | 28246 | 202356700 | 01/20/2021
Rheem Sales Company, Inc. | Mainline | ML95TC1001521MSA | Federally-Regulated Consumer Product | Non-Weatherized, Condensing Ga | 2066 | 286 |  | 11/25/2020 | 98023 | 10378169 | 01/20/2021
Rheem Sales Company, Inc. | Mainline | ML801TA125524MXA | Federally-Regulated Consumer Product | Non-Weatherized, Non-Condensin | 1991 | 270 |  | 11/25/2020 | 123598 | 10378018 | 01/20/2021
Rheem Sales Company, Inc. | Mainline | ML802VA075317MXA | Federally-Regulated Consumer Product | Non-Weatherized, Non-Condensin | 1458 | 246 |  | 11/25/2020 | 52564 | 10378083 | 01/20/2021
Rheem Sales Company, Inc. | Mainline | MP801TA050317MUA | Federally-Regulated Consumer Product | Non-Weatherized, Non-Condensin | 1165 | 233 |  | 11/25/2020 | 49157 | 205348199 | 01/20/2021
Rheem Sales Company, Inc. | Mainline | ML802VA075421MXA | Federally-Regulated Consumer Product | Non-Weatherized, Non-Condensin | 1718 | 258 | 258 | 11/25/2020 | 52500 | 10378085 | 01/20/2021
Rheem Sales Company, Inc. | Mainline | ML802VA075421MSA | Federally-Regulated Consumer Product | Non-Weatherized, Non-Condensin | 1718 | 258 | 258 | 11/25/2020 | 52500 | 10378084 | 01/20/2021
Rheem Sales Company, Inc. | Mainline | MP801TA100521MUA | Federally-Regulated Consumer Product | Non-Weatherized, Non-Condensin | 1861 | 264 |  | 11/25/2020 | 98348 | 205348211 | 01/20/2021
Rheem Sales Company, Inc. | Mainline | ML801TA100521ZXB | Federally-Regulated Consumer Product | Non-Weatherized, Non-Condensin | 1895 | 265 |  | 11/25/2020 | 100302 | 10378096 | 01/20/2021
Rheem Sales Company, Inc. | Mainline | ML801TA075521ZSB | Federally-Regulated Consumer Product | Non-Weatherized, Non-Condensin | 1883 | 265 |  | 11/25/2020 | 75029 | 10378093 | 01/20/2021
Rheem Sales Company, Inc. | Mainline | ML98VB115M524USA | Federally-Regulated Consumer Product | Non-Weatherized, Condensing Ga | 1971 | 282 |  | 11/25/2020 | 44499 | 202356702 | 01/20/2021
Rheem Sales Company, Inc. | Mainline | ML96VA0702317MSA | Federally-Regulated Consumer Product | Non-Weatherized, Condensing Ga | 1290 | 252 | 252 | 11/25/2020 | 48940 | 10377966 | 01/20/2021
Rheem Sales Company, Inc. | Mainline | ML97VA070M317KSA | Federally-Regulated Consumer Product | Non-Weatherized, Condensing Ga | 1282 | 251 | 251 | 11/25/2020 | 28494 | 10378211 | 01/20/2021
Rheem Sales Company, Inc. | Mainline | ML801TA075521ZXB | Federally-Regulated Consumer Product | Non-Weatherized, Non-Condensin | 1883 | 265 |  | 11/25/2020 | 75029 | 10378094 | 01/20/2021
Rheem Sales Company, Inc. | Mainline | ML801TA125524ZSB | Federally-Regulated Consumer Product | Non-Weatherized, Non-Condensin | 1835 | 263 |  | 11/25/2020 | 124289 | 10378097 | 01/20/2021
Rheem Sales Company, Inc. | Mainline | ML92TA0401317MSA | Federally-Regulated Consumer Product | Non-Weatherized, Condensing Ga | 1107 | 244 |  | 11/25/2020 | 41877 | 10378202 | 01/20/2021
Rheem Sales Company, Inc. | Mainline | ML95TC0401317MSA | Federally-Regulated Consumer Product | Non-Weatherized, Condensing Ga | 1107 | 244 |  | 11/25/2020 | 41877 | 10378165 | 01/20/2021
Rheem Sales Company, Inc. | Mainline | ML801TA050314MXA | Federally-Regulated Consumer Product | Non-Weatherized, Non-Condensin | 1388 | 243 |  | 11/25/2020 | 49660 | 10378020 | 01/20/2021
Rheem Sales Company, Inc. | Mainline | ML92TA1151524MSA | Federally-Regulated Consumer Product | Non-Weatherized, Condensing Ga | 2041 | 285 |  | 11/25/2020 | 111488 | 10378207 | 01/20/2021
Rheem Sales Company, Inc. | Mainline | ML802VA125524MSA | Federally-Regulated Consumer Product | Non-Weatherized, Non-Condensin | 2073 | 273 |  | 11/25/2020 | 87500 | 10378088 | 01/20/2021
Rheem Sales Company, Inc. | Mainline | ML92TA1001521MSA | Federally-Regulated Consumer Product | Non-Weatherized, Condensing Ga | 2066 | 286 |  | 11/25/2020 | 98023 | 10378206 | 01/20/2021
Rheem Sales Company, Inc. | Mainline | ML96VA0852521MSB | Federally-Regulated Consumer Product | Non-Weatherized, Condensing Ga | 1947 | 281 | 281 | 11/25/2020 | 58053 | 10377982 | 01/20/2021
Rheem Sales Company, Inc. | Mainline | ML801TA100521ZSB | Federally-Regulated Consumer Product | Non-Weatherized, Non-Condensin | 1895 | 265 |  | 11/25/2020 | 100302 | 10378095 | 01/20/2021
Rheem Sales Company, Inc. | Mainline | ML802VA050317MSA | Federally-Regulated Consumer Product | Non-Weatherized, Non-Condensin | 1318 | 240 |  | 11/25/2020 | 35484 | 10378080 | 01/20/2021
Rheem Sales Company, Inc. | Mainline | ML95TC1151524MSA | Federally-Regulated Consumer Product | Non-Weatherized, Condensing Ga | 2041 | 285 |  | 11/25/2020 | 111488 | 10378170 | 01/20/2021
Rheem Sales Company, Inc. | Mainline | ML92TA0601317MSA | Federally-Regulated Consumer Product | Non-Weatherized, Condensing Ga | 1156 | 246 |  | 11/25/2020 | 55624 | 10378203 | 01/20/2021
Rheem Sales Company, Inc. | Mainline | ML802VA100521MSA | Federally-Regulated Consumer Product | Non-Weatherized, Non-Condensin | 1905 | 266 |  | 11/25/2020 | 70000 | 10378086 | 01/20/2021
Rheem Sales Company, Inc. | Mainline | ML98VB085M521USA | Federally-Regulated Consumer Product | Non-Weatherized, Condensing Ga | 2209 | 292 |  | 11/25/2020 | 33631 | 202356699 | 01/20/2021
GD Midea Heating & Ventilating Equipment Co.,Ltd | Midea | MRD-42S090GWN1-M14L | Federally-Regulated Consumer Product | Weatherized Non-Condensing Gas | 1466 | 264 |  | 01/20/2021 | 89990 | 206077591 | 01/20/2021
Rheem Sales Company, Inc. | DUROGUARD | D96VA0852521MSB | Federally-Regulated Consumer Product | Non-Weatherized, Condensing Ga | 1947 | 281 |  | 01/20/2021 | 58053 | 7086387 | 01/20/2021
Rheem Sales Company, Inc. | DUROGUARD | D96TA0602317MSA | Federally-Regulated Consumer Product | Non-Weatherized, Condensing Ga | 1342 | 254 |  | 01/20/2021 | 39319 | 9950844 | 01/20/2021
Rheem Sales Company, Inc. | DUROGUARD | D96VA0602317MSA | Federally-Regulated Consumer Product | Non-Weatherized, Condensing Ga | 1372 | 255 |  | 01/20/2021 | 37932 | 6715442 | 01/20/2021
Rheem Sales Company, Inc. | DUROGUARD | D95TC0701317MSA | Federally-Regulated Consumer Product | Non-Weatherized, Condensing Ga | 1362 | 255 |  | 01/20/2021 | 69960 | 8934614 | 01/20/2021
Rheem Sales Company, Inc. | DUROGUARD | D96TA1152524MSA | Federally-Regulated Consumer Product | Non-Weatherized, Condensing Ga | 1935 | 280 |  | 01/20/2021 | 78711 | 9950860 | 01/20/2021
Rheem Sales Company, Inc. | DUROGUARD | D95TC0401317MSA | Federally-Regulated Consumer Product | Non-Weatherized, Condensing Ga | 1107 | 244 |  | 01/20/2021 | 41877 | 8934606 | 01/20/2021
Rheem Sales Company, Inc. | DUROGUARD | D96VA1002521MSA | Federally-Regulated Consumer Product | Non-Weatherized, Condensing Ga | 1858 | 277 |  | 01/20/2021 | 68679 | 6715448 | 01/20/2021
Rheem Sales Company, Inc. | DUROGUARD | D96TA0702317MSA | Federally-Regulated Consumer Product | Non-Weatherized, Condensing Ga | 1321 | 253 |  | 01/20/2021 | 49242 | 9950848 | 01/20/2021
Rheem Sales Company, Inc. | DUROGUARD | D92TA0701317MSA | Federally-Regulated Consumer Product | Non-Weatherized, Condensing Ga | 1362 | 255 |  | 01/20/2021 | 69960 | 9958606 | 01/20/2021
Rheem Sales Company, Inc. | DUROGUARD | D96VA0402317MSA | Federally-Regulated Consumer Product | Non-Weatherized, Condensing Ga | 1248 | 250 |  | 01/20/2021 | 29623 | 7502131 | 01/20/2021
Rheem Sales Company, Inc. | DUROGUARD | D92TA1001521MSA | Federally-Regulated Consumer Product | Non-Weatherized, Condensing Ga | 2066 | 286 |  | 01/20/2021 | 98023 | 9958614 | 01/20/2021
Rheem Sales Company, Inc. | DUROGUARD | D95TC1151524MSA | Federally-Regulated Consumer Product | Non-Weatherized, Condensing Ga | 2041 | 285 |  | 01/20/2021 | 111488 | 8934626 | 01/20/2021
Rheem Sales Company, Inc. | DUROGUARD | D92TA0851521MSA | Federally-Regulated Consumer Product | Non-Weatherized, Condensing Ga | 1929 | 280 |  | 01/20/2021 | 84515 | 9958610 | 01/20/2021
Rheem Sales Company, Inc. | DUROGUARD | D95TC0851521MSA | Federally-Regulated Consumer Product | Non-Weatherized, Condensing Ga | 1929 | 280 |  | 01/20/2021 | 84515 | 8934618 | 01/20/2021
Rheem Sales Company, Inc. | DUROGUARD | D92TA1151524MSA | Federally-Regulated Consumer Product | Non-Weatherized, Condensing Ga | 2041 | 285 |  | 01/20/2021 | 111488 | 9958618 | 01/20/2021
Rheem Sales Company, Inc. | DUROGUARD | D92TA0601317MSA | Federally-Regulated Consumer Product | Non-Weatherized, Condensing Ga | 1156 | 246 |  | 01/20/2021 | 55624 | 9958602 | 01/20/2021
Rheem Sales Company, Inc. | DUROGUARD | D92TA0401317MSA | Federally-Regulated Consumer Product | Non-Weatherized, Condensing Ga | 1107 | 244 |  | 01/20/2021 | 41877 | 9958598 | 01/20/2021
Rheem Sales Company, Inc. | Sure | S96TA0402317MSA | Federally-Regulated Consumer Product | Non-Weatherized, Condensing Ga | 1252 | 250 | 250 | 10/07/2020 | 29298 | 9950841 | 01/20/2021
Rheem Sales Company, Inc. | Sure | S801CA075417MSA | Federally-Regulated Consumer Product | Non-Weatherized, Non-Condensin | 1496 | 248 |  | 11/25/2020 | 75177 | 203327140 | 01/20/2021
Rheem Sales Company, Inc. | Sure | S801TA075421MXA | Federally-Regulated Consumer Product | Non-Weatherized, Non-Condensin | 1634 | 254 |  | 09/30/2020 | 75736 | 8087161 | 01/20/2021
Rheem Sales Company, Inc. | Sure | S801CA075417MXA | Federally-Regulated Consumer Product | Non-Weatherized, Non-Condensin | 1496 | 248 |  | 11/25/2020 | 75177 | 203327143 | 01/20/2021
Rheem Sales Company, Inc. | Sure | S97VA070M317KSA | Federally-Regulated Consumer Product | Non-Weatherized, Condensing Ga | 1282 | 251 | 251 | 10/07/2020 | 28494 | 202356691 | 01/20/2021
Rheem Sales Company, Inc. | Sure | S95TC0701521MSA | Federally-Regulated Consumer Product | Non-Weatherized, Condensing Ga | 1983 | 279 |  | 11/25/2020 | 70360 | 203261701 | 01/20/2021
Rheem Sales Company, Inc. | Sure | S802VA075421MXA | Federally-Regulated Consumer Product | Non-Weatherized, Non-Condensin | 1718 | 258 | 258 | 10/07/2020 | 52500 | 7979974 | 01/20/2021
Rheem Sales Company, Inc. | Sure | S801TA075521ZSB | Federally-Regulated Consumer Product | Non-Weatherized, Non-Condensin | 1883 | 265 |  | 09/30/2020 | 75029 | 8087165 | 01/20/2021
Rheem Sales Company, Inc. | Sure | S801TA075521ZXB | Federally-Regulated Consumer Product | Non-Weatherized, Non-Condensin | 1883 | 265 |  | 09/30/2020 | 75029 | 8087169 | 01/20/2021
Rheem Sales Company, Inc. | Sure | S801CA125524ZXA | Federally-Regulated Consumer Product | Non-Weatherized, Non-Condensin | 1835 | 263 |  | 11/25/2020 | 124289 | 203327185 | 01/20/2021
Rheem Sales Company, Inc. | Sure | S801TA125524ZXB | Federally-Regulated Consumer Product | Non-Weatherized, Non-Condensin | 1835 | 263 | 263 | 09/30/2020 | 124289 | 8087185 | 01/20/2021
Rheem Sales Company, Inc. | Sure | S801TA050314MXA | Federally-Regulated Consumer Product | Non-Weatherized, Non-Condensin | 1388 | 243 |  | 09/30/2020 | 49660 | 7490357 | 01/20/2021
Rheem Sales Company, Inc. | Sure | S801TA050317MUA | Federally-Regulated Consumer Product | Non-Weatherized, Non-Condensin | 1165 | 233 |  | 11/25/2020 | 49157 | 202132849 | 01/20/2021
Rheem Sales Company, Inc. | Sure | RGEA14030AJT061AB | Federally-Regulated Consumer Product | Weatherized Non-Condensing Gas | 1147 | 249 |  | 11/25/2020 | 79965 | 203404435 | 01/20/2021
Rheem Sales Company, Inc. | Sure | S801TA100521ZSB | Federally-Regulated Consumer Product | Non-Weatherized, Non-Condensin | 1895 | 265 |  | 09/30/2020 | 100302 | 8087173 | 01/20/2021
Rheem Sales Company, Inc. | Sure | S801TA100521MSA | Federally-Regulated Consumer Product | Non-Weatherized, Non-Condensin | 1812 | 262 | 262 | 10/07/2020 | 99863 | 7490386 | 01/20/2021
Rheem Sales Company, Inc. | Sure | S802VA100521MXA | Federally-Regulated Consumer Product | Non-Weatherized, Non-Condensin | 1905 | 266 | 266 | 10/07/2020 | 70000 | 7979985 | 01/20/2021
Rheem Sales Company, Inc. | Sure | S95TC0601317MSA | Federally-Regulated Consumer Product | Non-Weatherized, Condensing Ga | 1156 | 246 | 246 | 10/07/2020 | 55624 | 8934611 | 01/20/2021
Rheem Sales Company, Inc. | Sure | S802VA075421ZSB | Federally-Regulated Consumer Product | Non-Weatherized, Non-Condensin | 2017 | 271 | 271 | 10/07/2020 | 52471 | 8087210 | 01/20/2021
Rheem Sales Company, Inc. | Sure | S96TA0702317MSA | Federally-Regulated Consumer Product | Non-Weatherized, Condensing Ga | 1321 | 253 | 253 | 10/07/2020 | 49242 | 9950849 | 01/20/2021
Rheem Sales Company, Inc. | Sure | S801CA125524MXA | Federally-Regulated Consumer Product | Non-Weatherized, Non-Condensin | 1991 | 270 |  | 11/25/2020 | 123598 | 203327161 | 01/20/2021
Rheem Sales Company, Inc. | Sure | S96VA0602317MSA | Federally-Regulated Consumer Product | Non-Weatherized, Condensing Ga | 1372 | 255 | 255 | 10/07/2020 | 37932 | 6488189 | 01/20/2021
Rheem Sales Company, Inc. | Sure | S96TA1152524MSA | Federally-Regulated Consumer Product | Non-Weatherized, Condensing Ga | 1935 | 280 | 280 | 10/07/2020 | 78711 | 9950861 | 01/20/2021
Rheem Sales Company, Inc. | Sure | S92TA0401317MSA | Federally-Regulated Consumer Product | Non-Weatherized, Condensing Ga | 1107 | 244 |  | 09/30/2020 | 41877 | 9958599 | 01/20/2021
Rheem Sales Company, Inc. | Sure | S95TC0401317MSA | Federally-Regulated Consumer Product | Non-Weatherized, Condensing Ga | 1107 | 244 | 244 | 10/07/2020 | 41877 | 8934607 | 01/20/2021
Rheem Sales Company, Inc. | Sure | S801CA100521ZSA | Federally-Regulated Consumer Product | Non-Weatherized, Non-Condensin | 1895 | 265 |  | 11/25/2020 | 100302 | 203327176 | 01/20/2021
Rheem Sales Company, Inc. | Sure | S92TA1151524MSA | Federally-Regulated Consumer Product | Non-Weatherized, Condensing Ga | 2041 | 285 | 285 | 09/30/2020 | 111488 | 9958619 | 01/20/2021
Rheem Sales Company, Inc. | Sure | S92TA0701317MSA | Federally-Regulated Consumer Product | Non-Weatherized, Condensing Ga | 1362 | 255 | 255 | 09/30/2020 | 69960 | 9958607 | 01/20/2021
Rheem Sales Company, Inc. | Sure | S95TC0851521MSA | Federally-Regulated Consumer Product | Non-Weatherized, Condensing Ga | 1929 | 280 | 280 | 10/07/2020 | 84515 | 8934619 | 01/20/2021
Rheem Sales Company, Inc. | Sure | S802VA075421MSA | Federally-Regulated Consumer Product | Non-Weatherized, Non-Condensin | 1718 | 258 | 258 | 10/07/2020 | 52500 | 7979967 | 01/20/2021
Rheem Sales Company, Inc. | Sure | S96VA0402317MSA | Federally-Regulated Consumer Product | Non-Weatherized, Condensing Ga | 1248 | 250 | 250 | 10/07/2020 | 29623 | 7502133 | 01/20/2021
Rheem Sales Company, Inc. | Sure | S95TC1001521MSA | Federally-Regulated Consumer Product | Non-Weatherized, Condensing Ga | 2066 | 286 | 286 | 10/07/2020 | 98023 | 8934623 | 01/20/2021
Rheem Sales Company, Inc. | Sure | S801CA075521ZXA | Federally-Regulated Consumer Product | Non-Weatherized, Non-Condensin | 1892 | 265 |  | 11/25/2020 | 99827 | 203327173 | 01/20/2021
Rheem Sales Company, Inc. | Sure | S97VA100M521KSA | Federally-Regulated Consumer Product | Non-Weatherized, Condensing Ga | 1990 | 282 |  | 11/25/2020 | 39222 | 202356689 | 01/20/2021
Rheem Sales Company, Inc. | Sure | S802VA125524ZSB | Federally-Regulated Consumer Product | Non-Weatherized, Non-Condensin | 2322 | 284 | 284 | 10/07/2020 | 87684 | 8087230 | 01/20/2021
Rheem Sales Company, Inc. | Sure | S97VA115M524KSA | Federally-Regulated Consumer Product | Non-Weatherized, Condensing Ga | 1959 | 281 |  | 11/25/2020 | 44459 | 202356692 | 01/20/2021
Rheem Sales Company, Inc. | Sure | S801TA075417MXA | Federally-Regulated Consumer Product | Non-Weatherized, Non-Condensin | 1496 | 248 | 248 | 09/30/2020 | 75177 | 7490375 | 01/20/2021
Rheem Sales Company, Inc. | Sure | S92TA1001521MSA | Federally-Regulated Consumer Product | Non-Weatherized, Condensing Ga | 2066 | 286 |  | 09/30/2020 | 98023 | 9958615 | 01/20/2021
Rheem Sales Company, Inc. | Sure | S801CA100521MXA | Federally-Regulated Consumer Product | Non-Weatherized, Non-Condensin | 1812 | 262 |  | 11/25/2020 | 99863 | 203327155 | 01/20/2021
Rheem Sales Company, Inc. | Sure | S801CA125524MSA | Federally-Regulated Consumer Product | Non-Weatherized, Non-Condensin | 1991 | 270 |  | 11/25/2020 | 123598 | 203327158 | 01/20/2021
Rheem Sales Company, Inc. | Sure | S96TA0602317MSA | Federally-Regulated Consumer Product | Non-Weatherized, Condensing Ga | 1342 | 254 | 254 | 10/07/2020 | 39319 | 9950845 | 01/20/2021
Rheem Sales Company, Inc. | Sure | S802VA100521ZSB | Federally-Regulated Consumer Product | Non-Weatherized, Non-Condensin | 2291 | 283 | 283 | 10/07/2020 | 70210 | 8087220 | 01/20/2021
Rheem Sales Company, Inc. | Sure | S95TC0701317MSA | Federally-Regulated Consumer Product | Non-Weatherized, Condensing Ga | 1362 | 255 | 255 | 10/07/2020 | 69960 | 8934615 | 01/20/2021
Rheem Sales Company, Inc. | Sure | S96VA0702317MSA | Federally-Regulated Consumer Product | Non-Weatherized, Condensing Ga | 1290 | 252 | 252 | 10/07/2020 | 48940 | 6488190 | 01/20/2021
Rheem Sales Company, Inc. | Sure | S96VA0702521MSA | Federally-Regulated Consumer Product | Non-Weatherized, Condensing Ga | 1923 | 280 |  | 11/25/2020 | 49235 | 203261704 | 01/20/2021
Rheem Sales Company, Inc. | Sure | RGEA14030AJT08XAB | Federally-Regulated Consumer Product | Weatherized Non-Condensing Gas | 1147 | 249 |  | 11/25/2020 | 79965 | 203404447 | 01/20/2021
Rheem Sales Company, Inc. | Sure | S96VA0852521MSB | Federally-Regulated Consumer Product | Non-Weatherized, Condensing Ga | 1947 | 281 | 281 | 10/07/2020 | 58053 | 7086389 | 01/20/2021
Rheem Sales Company, Inc. | Sure | S801TA125524MXA | Federally-Regulated Consumer Product | Non-Weatherized, Non-Condensin | 1991 | 270 |  | 09/30/2020 | 123598 | 7490418 | 01/20/2021
Rheem Sales Company, Inc. | Sure | S801CA050314MSA | Federally-Regulated Consumer Product | Non-Weatherized, Non-Condensin | 1388 | 184 |  | 11/25/2020 | 49660 | 203327134 | 01/20/2021
Rheem Sales Company, Inc. | Sure | S802VA075317ZSB | Federally-Regulated Consumer Product | Non-Weatherized, Non-Condensin | 1324 | 240 | 240 | 10/07/2020 | 52495 | 8087198 | 01/20/2021
Rheem Sales Company, Inc. | Sure | S802VA075317MSA | Federally-Regulated Consumer Product | Non-Weatherized, Non-Condensin | 1458 | 246 | 246 | 09/30/2020 | 52564 | 7979950 | 01/20/2021
Rheem Sales Company, Inc. | Sure | RGEA14042AJT10XAB | Federally-Regulated Consumer Product | Weatherized Non-Condensing Gas | 1494 | 265 |  | 11/25/2020 | 99609 | 203404483 | 01/20/2021
Rheem Sales Company, Inc. | Sure | S92TA0851521MSA | Federally-Regulated Consumer Product | Non-Weatherized, Condensing Ga | 1929 | 270 | 279.876 | 10/03/2019 |  |  | 01/20/2021
Rheem Sales Company, Inc. | Sure | S802VA075421ZXB | Federally-Regulated Consumer Product | Non-Weatherized, Non-Condensin | 2017 | 271 | 271 | 10/07/2020 | 52471 | 8087215 | 01/20/2021
Rheem Sales Company, Inc. | Sure | S801CA125524ZSA | Federally-Regulated Consumer Product | Non-Weatherized, Non-Condensin | 1835 | 263 |  | 11/25/2020 | 124289 | 203327182 | 01/20/2021
Rheem Sales Company, Inc. | Sure | S802VA100521MSA | Federally-Regulated Consumer Product | Non-Weatherized, Non-Condensin | 1905 | 266 | 266 | 10/07/2020 | 70000 | 7979979 | 01/20/2021
Rheem Sales Company, Inc. | Sure | S802VA125524MSA | Federally-Regulated Consumer Product | Non-Weatherized, Non-Condensin | 2073 | 273 | 273 | 10/07/2020 | 87500 | 7979991 | 01/20/2021
Rheem Sales Company, Inc. | Sure | RGEA14024AJT06XAB | Federally-Regulated Consumer Product | Weatherized Non-Condensing Gas | 1127 | 249 |  | 11/25/2020 | 80320 | 203404423 | 01/20/2021
Rheem Sales Company, Inc. | Sure | S802VA075317ZXB | Federally-Regulated Consumer Product | Non-Weatherized, Non-Condensin | 1324 | 240 | 240 | 10/07/2020 | 52495 | 8087203 | 01/20/2021
Rheem Sales Company, Inc. | Sure | S801CA100521MSA | Federally-Regulated Consumer Product | Non-Weatherized, Non-Condensin | 1812 | 262 |  | 11/25/2020 | 99863 | 203327152 | 01/20/2021
Rheem Sales Company, Inc. | Sure | S96TA1002521MSA | Federally-Regulated Consumer Product | Non-Weatherized, Condensing Ga | 1930 | 280 | 280 | 10/07/2020 | 69202 | 9950857 | 01/20/2021
Rheem Sales Company, Inc. | Sure | S801TA100521ZXB | Federally-Regulated Consumer Product | Non-Weatherized, Non-Condensin | 1895 | 265 | 265 | 09/30/2020 | 100302 | 8087177 | 01/20/2021
Rheem Sales Company, Inc. | Sure | S801TA075417MSA | Federally-Regulated Consumer Product | Non-Weatherized, Non-Condensin | 1496 | 248 | 248 | 09/30/2020 | 75177 | 7490366 | 01/20/2021
Rheem Sales Company, Inc. | Sure | S92TA0701521MSA | Federally-Regulated Consumer Product | Non-Weatherized, Condensing Ga | 1983 | 282 |  | 11/25/2020 | 70360 | 203269466 | 01/20/2021
Rheem Sales Company, Inc. | Sure | S801TA050314MSA | Federally-Regulated Consumer Product | Non-Weatherized, Non-Condensin | 1388 | 243 |  | 09/30/2020 | 49660 | 7490348 | 01/20/2021
Rheem Sales Company, Inc. | Sure | RGEA14030AJT081AB | Federally-Regulated Consumer Product | Weatherized Non-Condensing Gas | 1147 | 249 |  | 11/25/2020 | 79965 | 203404443 | 01/20/2021
Rheem Sales Company, Inc. | Sure | S801TA100521MXA | Federally-Regulated Consumer Product | Non-Weatherized, Non-Condensin | 1812 | 262 | 262 | 10/07/2020 | 99863 | 7490398 | 01/20/2021
Rheem Sales Company, Inc. | Sure | S96VA1002521MSA | Federally-Regulated Consumer Product | Non-Weatherized, Condensing Ga | 1858 | 277 | 277 | 10/07/2020 | 68679 | 6488192 | 01/20/2021
Rheem Sales Company, Inc. | Sure | S801CA050314MXA | Federally-Regulated Consumer Product | Non-Weatherized, Non-Condensin | 1388 | 184 |  | 11/25/2020 | 49660 | 203327137 | 01/20/2021
Rheem Sales Company, Inc. | Sure | S98VB060M317USA | Federally-Regulated Consumer Product | Non-Weatherized, Condensing Ga | 1110 | 244 |  | 11/25/2020 | 22600 | 202356693 | 01/20/2021
Rheem Sales Company, Inc. | Sure | S801CA100521ZXA | Federally-Regulated Consumer Product | Non-Weatherized, Non-Condensin | 1895 | 265 |  | 11/25/2020 | 100302 | 203327179 | 01/20/2021
Rheem Sales Company, Inc. | Sure | S96TA0852521MSA | Federally-Regulated Consumer Product | Non-Weatherized, Condensing Ga | 2115 | 288 | 288 | 10/07/2020 | 58240 | 9950853 | 01/20/2021
Rheem Sales Company, Inc. | Sure | S802VA050317MXA | Federally-Regulated Consumer Product | Non-Weatherized, Non-Condensin | 1318 | 240 | 240 | 10/07/2020 | 35484 | 7979944 | 01/20/2021
Rheem Sales Company, Inc. | Sure | S801TA125524MSA | Federally-Regulated Consumer Product | Non-Weatherized, Non-Condensin | 1991 | 270 |  | 09/30/2020 | 123598 | 7490409 | 01/20/2021
Rheem Sales Company, Inc. | Sure | S802VA125524MXA | Federally-Regulated Consumer Product | Non-Weatherized, Non-Condensin | 2073 | 273 | 273 | 10/07/2020 | 87500 | 7979996 | 01/20/2021
Rheem Sales Company, Inc. | Sure | RGEA14024AJT061AB | Federally-Regulated Consumer Product | Weatherized Non-Condensing Gas | 1127 | 249 |  | 11/25/2020 | 80320 | 203404419 | 01/20/2021
Rheem Sales Company, Inc. | Sure | S95TC1151524MSA | Federally-Regulated Consumer Product | Non-Weatherized, Condensing Ga | 2041 | 285 | 285 | 10/07/2020 | 111488 | 8934627 | 01/20/2021
Rheem Sales Company, Inc. | Sure | S92TA0601317MSA | Federally-Regulated Consumer Product | Non-Weatherized, Condensing Ga | 1156 | 246 | 246 | 09/30/2020 | 55624 | 9958603 | 01/20/2021
Rheem Sales Company, Inc. | Sure | S802VA100521ZXB | Federally-Regulated Consumer Product | Non-Weatherized, Non-Condensin | 2291 | 283 | 283 | 10/07/2020 | 70210 | 8087225 | 01/20/2021
Rheem Sales Company, Inc. | Sure | S802VA050317MSA | Federally-Regulated Consumer Product | Non-Weatherized, Non-Condensin | 1318 | 240 | 240 | 10/07/2020 | 35484 | 7979939 | 01/20/2021
Rheem Sales Company, Inc. | Sure | S802VA125524ZXB | Federally-Regulated Consumer Product | Non-Weatherized, Non-Condensin | 2322 | 284 | 284 | 10/07/2020 | 87684 | 8087235 | 01/20/2021
Rheem Sales Company, Inc. | Sure | S801CA075521ZSA | Federally-Regulated Consumer Product | Non-Weatherized, Non-Condensin | 1892 | 265 |  | 11/25/2020 | 99827 | 203327170 | 01/20/2021
Rheem Sales Company, Inc. | Sure | S802VA075317MXA | Federally-Regulated Consumer Product | Non-Weatherized, Non-Condensin | 1458 | 246 | 246 | 09/30/2020 | 52564 | 7979959 | 01/20/2021
Rheem Sales Company, Inc. | Sure | S801TA075421MSA | Federally-Regulated Consumer Product | Non-Weatherized, Non-Condensin | 1634 | 254 |  | 09/30/2020 | 75736 | 8087157 | 01/20/2021
Rheem Sales Company, Inc. | Sure | S98VB070M317USA | Federally-Regulated Consumer Product | Non-Weatherized, Condensing Ga | 1162 | 246 |  | 11/25/2020 | 28246 | 202356695 | 01/20/2021
Rheem Sales Company, Inc. | Sure | S801CA075421MXA | Federally-Regulated Consumer Product | Non-Weatherized, Non-Condensin | 1634 | 254 |  | 11/25/2020 | 75736 | 203327149 | 01/20/2021
Rheem Sales Company, Inc. | Sure | S98VB115M524USA | Federally-Regulated Consumer Product | Non-Weatherized, Condensing Ga | 1971 | 282 |  | 11/25/2020 | 44499 | 202356697 | 01/20/2021
Rheem Sales Company, Inc. | Sure | RGEA14036AJT061AB | Federally-Regulated Consumer Product | Weatherized Non-Condensing Gas | 1430 | 262 |  | 11/25/2020 | 99665 | 203404451 | 01/20/2021
Rheem Sales Company, Inc. | Sure | RGEA14024AJT081AB | Federally-Regulated Consumer Product | Weatherized Non-Condensing Gas | 1127 | 249 |  | 11/25/2020 | 80320 | 203404427 | 01/20/2021
Rheem Sales Company, Inc. | Sure | S97VA085M521KSA | Federally-Regulated Consumer Product | Non-Weatherized, Condensing Ga | 2138 | 289 | 289 | 10/07/2020 | 33549 | 202356688 | 01/20/2021
Rheem Sales Company, Inc. | Sure | S801TA070317MUA | Federally-Regulated Consumer Product | Non-Weatherized, Non-Condensin | 1189 | 234 |  | 11/25/2020 | 70542 | 202132850 | 01/20/2021
Rheem Sales Company, Inc. | Sure | S98VB085M521USA | Federally-Regulated Consumer Product | Non-Weatherized, Condensing Ga | 2209 | 292 |  | 11/25/2020 | 33631 | 202356694 | 01/20/2021
Rheem Sales Company, Inc. | Sure | S801TA125524ZSB | Federally-Regulated Consumer Product | Non-Weatherized, Non-Condensin | 1835 | 240 | 262.74 | 10/03/2019 |  |  | 01/20/2021
Rheem Sales Company, Inc. | Sure | RGEA14030AJT06XAB | Federally-Regulated Consumer Product | Weatherized Non-Condensing Gas | 1147 | 249 |  | 11/25/2020 | 79965 | 203404439 | 01/20/2021
Rheem Sales Company, Inc. | Sure | S801TA100521MUA | Federally-Regulated Consumer Product | Non-Weatherized, Non-Condensin | 1861 | 264 |  | 11/25/2020 | 98348 | 202132851 | 01/20/2021
Rheem Sales Company, Inc. | Sure | S801CA075421MSA | Federally-Regulated Consumer Product | Non-Weatherized, Non-Condensin | 1634 | 254 |  | 11/25/2020 | 75736 | 203327146 | 01/20/2021
Rheem Sales Company, Inc. | Sure | RGEA14024AJT08XAB | Federally-Regulated Consumer Product | Weatherized Non-Condensing Gas | 1127 | 249 |  | 11/25/2020 | 80320 | 203404431 | 01/20/2021
Rheem Sales Company, Inc. | Sure | S97VA060M317KSA | Federally-Regulated Consumer Product | Non-Weatherized, Condensing Ga | 1327 | 253 |  | 11/25/2020 | 22218 | 202356690 | 01/20/2021
Rheem Sales Company, Inc. | Ruud | U98VB070M317USA | Federally-Regulated Consumer Product | Non-Weatherized, Condensing Ga | 1162 | 246 | 246 | 11/25/2020 | 28246 | 10524992 | 01/20/2021
Rheem Sales Company, Inc. | Ruud | U802VA125524MXA | Federally-Regulated Consumer Product | Non-Weatherized, Non-Condensin | 2073 | 273 | 273 | 11/25/2020 | 87500 | 7979995 | 01/20/2021
Rheem Sales Company, Inc. | Ruud | R801TA075417MSA | Federally-Regulated Consumer Product | Non-Weatherized, Non-Condensin | 1496 | 248 | 248 | 11/25/2020 | 75177 | 201707684 | 01/20/2021
Rheem Sales Company, Inc. | Ruud | R801TA070317MUA | Federally-Regulated Consumer Product | Non-Weatherized, Non-Condensin | 1189 | 234 |  | 11/25/2020 | 70542 | 202132847 | 01/20/2021
Rheem Sales Company, Inc. | Ruud | R95TC0701521MSA | Federally-Regulated Consumer Product | Non-Weatherized, Condensing Ga | 1983 | 279 |  | 11/25/2020 | 70360 | 203261700 | 01/20/2021
Rheem Sales Company, Inc. | Ruud | U96VA0702317MSA | Federally-Regulated Consumer Product | Non-Weatherized, Condensing Ga | 1290 | 252 | 252 | 11/25/2020 | 48940 | 6715445 | 01/20/2021
Rheem Sales Company, Inc. | Ruud | R96TA1152524MSA | Federally-Regulated Consumer Product | Non-Weatherized, Condensing Ga | 1935 | 280 | 280 | 11/25/2020 | 78711 | 201712928 | 01/20/2021
Rheem Sales Company, Inc. | Ruud | R801CA050314MSA | Federally-Regulated Consumer Product | Non-Weatherized, Non-Condensin | 1388 | 184 |  | 11/25/2020 | 49660 | 203327133 | 01/20/2021
Rheem Sales Company, Inc. | Ruud | R95TC0851521MSA | Federally-Regulated Consumer Product | Non-Weatherized, Condensing Ga | 1929 | 280 | 280 | 11/25/2020 | 84515 | 201711683 | 01/20/2021
Rheem Sales Company, Inc. | Ruud | RGEA14036AJT06XAB | Federally-Regulated Consumer Product | Weatherized Non-Condensing Gas | 1430 | 262 |  | 11/25/2020 | 99665 | 203404454 | 01/20/2021
Rheem Sales Company, Inc. | Ruud | R801CA100521ZSA | Federally-Regulated Consumer Product | Non-Weatherized, Non-Condensin | 1895 | 265 |  | 11/25/2020 | 100302 | 203327175 | 01/20/2021
Rheem Sales Company, Inc. | Ruud | U97VA100M521KSA | Federally-Regulated Consumer Product | Non-Weatherized, Condensing Ga | 1990 | 282 | 283 | 11/25/2020 | 39222 | 9989448 | 01/20/2021
Rheem Sales Company, Inc. | Ruud | U96VA0602317MSA | Federally-Regulated Consumer Product | Non-Weatherized, Condensing Ga | 1372 | 255 | 255 | 11/25/2020 | 37932 | 6715443 | 01/20/2021
Rheem Sales Company, Inc. | Ruud | U802VA075317ZXB | Federally-Regulated Consumer Product | Non-Weatherized, Non-Condensin | 1324 | 240 | 240 | 11/25/2020 | 52495 | 8087202 | 01/20/2021
Rheem Sales Company, Inc. | Ruud | R801CA125524MXA | Federally-Regulated Consumer Product | Non-Weatherized, Non-Condensin | 1991 | 270 |  | 11/25/2020 | 123598 | 203327160 | 01/20/2021
Rheem Sales Company, Inc. | Ruud | R801TA050317MUA | Federally-Regulated Consumer Product | Non-Weatherized, Non-Condensin | 1165 | 233 | 233 | 11/25/2020 | 49157 | 202132846 | 01/20/2021
Rheem Sales Company, Inc. | Ruud | R801TA075417MXA | Federally-Regulated Consumer Product | Non-Weatherized, Non-Condensin | 1496 | 248 | 248 | 11/25/2020 | 75177 | 201707686 | 01/20/2021
Rheem Sales Company, Inc. | Ruud | U802VA075317MSA | Federally-Regulated Consumer Product | Non-Weatherized, Non-Condensin | 1458 | 246 | 246 | 11/25/2020 | 52564 | 7979949 | 01/20/2021
Rheem Sales Company, Inc. | Ruud | R801CA075421MSA | Federally-Regulated Consumer Product | Non-Weatherized, Non-Condensin | 1634 | 254 |  | 11/25/2020 | 75736 | 203327145 | 01/20/2021
Rheem Sales Company, Inc. | Ruud | U802VA050317MXA | Federally-Regulated Consumer Product | Non-Weatherized, Non-Condensin | 1318 | 240 | 240 | 11/25/2020 | 35484 | 7979943 | 01/20/2021
Rheem Sales Company, Inc. | Ruud | R801CA050314MXA | Federally-Regulated Consumer Product | Non-Weatherized, Non-Condensin | 1388 | 184 |  | 11/25/2020 | 49660 | 203327136 | 01/20/2021
Rheem Sales Company, Inc. | Ruud | R801TA100521ZSB | Federally-Regulated Consumer Product | Non-Weatherized, Non-Condensin | 1895 | 265 | 265 | 11/25/2020 | 100302 | 201710110 | 01/20/2021
Rheem Sales Company, Inc. | Ruud | U97VA070M317KSA | Federally-Regulated Consumer Product | Non-Weatherized, Condensing Ga | 1282 | 251 |  | 09/30/2020 | 28494 | 9990393 | 01/20/2021
Rheem Sales Company, Inc. | Ruud | RGEA14030AJT06XAB | Federally-Regulated Consumer Product | Weatherized Non-Condensing Gas | 1147 | 249 |  | 11/25/2020 | 79965 | 203404438 | 01/20/2021
Rheem Sales Company, Inc. | Ruud | U802VA050317MSA | Federally-Regulated Consumer Product | Non-Weatherized, Non-Condensin | 1318 | 240 | 240 | 11/25/2020 | 35484 | 7979938 | 01/20/2021
Rheem Sales Company, Inc. | Ruud | R801TA125524ZXB | Federally-Regulated Consumer Product | Non-Weatherized, Non-Condensin | 1835 | 263 | 263 | 11/25/2020 | 124289 | 201710116 | 01/20/2021
Rheem Sales Company, Inc. | Ruud | U98VB085M521USA | Federally-Regulated Consumer Product | Non-Weatherized, Condensing Ga | 2209 | 292 | 292 | 11/25/2020 | 33631 | 10524993 | 01/20/2021
Rheem Sales Company, Inc. | Ruud | U802VA075421MSA | Federally-Regulated Consumer Product | Non-Weatherized, Non-Condensin | 1718 | 258 |  | 09/30/2020 | 52500 | 7979966 | 01/20/2021
Rheem Sales Company, Inc. | Ruud | R95TC0401317MSA | Federally-Regulated Consumer Product | Non-Weatherized, Condensing Ga | 1107 | 244 | 244 | 11/25/2020 | 41877 | 201711677 | 01/20/2021
Rheem Sales Company, Inc. | Ruud | U97VA060M317KSA | Federally-Regulated Consumer Product | Non-Weatherized, Condensing Ga | 1327 | 253 | 253 | 11/25/2020 | 22218 | 9990392 | 01/20/2021
Rheem Sales Company, Inc. | Ruud | R801TA125524ZSB | Federally-Regulated Consumer Product | Non-Weatherized, Non-Condensin | 1835 | 263 | 263 | 11/25/2020 | 124289 | 201710114 | 01/20/2021
Rheem Sales Company, Inc. | Ruud | R801CA075421MXA | Federally-Regulated Consumer Product | Non-Weatherized, Non-Condensin | 1634 | 254 |  | 11/25/2020 | 75736 | 203327148 | 01/20/2021
Rheem Sales Company, Inc. | Ruud | U802VA075421ZSB | Federally-Regulated Consumer Product | Non-Weatherized, Non-Condensin | 2017 | 271 | 271 | 11/25/2020 | 52471 | 8087209 | 01/20/2021
Rheem Sales Company, Inc. | Ruud | U802VA075317MXA | Federally-Regulated Consumer Product | Non-Weatherized, Non-Condensin | 1458 | 246 | 246 | 11/25/2020 | 52564 | 7979958 | 01/20/2021
Rheem Sales Company, Inc. | Ruud | R801CA075417MXA | Federally-Regulated Consumer Product | Non-Weatherized, Non-Condensin | 1496 | 248 |  | 11/25/2020 | 75177 | 203327142 | 01/20/2021
Rheem Sales Company, Inc. | Ruud | R801TA075421MXA | Federally-Regulated Consumer Product | Non-Weatherized, Non-Condensin | 1634 | 254 |  | 09/30/2020 | 75736 | 201710104 | 01/20/2021
Rheem Sales Company, Inc. | Ruud | R801TA100521MUA | Federally-Regulated Consumer Product | Non-Weatherized, Non-Condensin | 1861 | 264 |  | 11/25/2020 | 98348 | 202132848 | 01/20/2021
Rheem Sales Company, Inc. | Ruud | R801TA100521MSA | Federally-Regulated Consumer Product | Non-Weatherized, Non-Condensin | 1812 | 262 | 262 | 11/25/2020 | 99863 | 201707688 | 01/20/2021
Rheem Sales Company, Inc. | Ruud | R95TC0701317MSA | Federally-Regulated Consumer Product | Non-Weatherized, Condensing Ga | 1362 | 255 | 255 | 11/25/2020 | 69960 | 201711681 | 01/20/2021
Rheem Sales Company, Inc. | Ruud | R96TA0852521MSA | Federally-Regulated Consumer Product | Non-Weatherized, Condensing Ga | 2115 | 288 | 288 | 11/25/2020 | 58240 | 201712924 | 01/20/2021
Rheem Sales Company, Inc. | Ruud | U96VA0702521MSA | Federally-Regulated Consumer Product | Non-Weatherized, Condensing Ga | 1923 | 280 |  | 11/25/2020 | 49235 | 203261703 | 01/20/2021
Rheem Sales Company, Inc. | Ruud | U802VA075421ZXB | Federally-Regulated Consumer Product | Non-Weatherized, Non-Condensin | 2017 | 271 | 271 | 11/25/2020 | 52471 | 8087214 | 01/20/2021
Rheem Sales Company, Inc. | Ruud | R96TA1002521MSA | Federally-Regulated Consumer Product | Non-Weatherized, Condensing Ga | 1930 | 280 | 280 | 11/25/2020 | 69202 | 201712926 | 01/20/2021
Rheem Sales Company, Inc. | Ruud | R801TA125524MSA | Federally-Regulated Consumer Product | Non-Weatherized, Non-Condensin | 1991 | 270 | 270 | 11/25/2020 | 123598 | 201707692 | 01/20/2021
Rheem Sales Company, Inc. | Ruud | R92TA0701317MSA | Federally-Regulated Consumer Product | Non-Weatherized, Condensing Ga | 1362 | 255 |  | 11/25/2020 | 69960 | 201712982 | 01/20/2021
Rheem Sales Company, Inc. | Ruud | R92TA0401317MSA | Federally-Regulated Consumer Product | Non-Weatherized, Condensing Ga | 1107 | 244 | 244 | 11/25/2020 | 41877 | 201712978 | 01/20/2021
Rheem Sales Company, Inc. | Ruud | RGEA14024AJT08XAB | Federally-Regulated Consumer Product | Weatherized Non-Condensing Gas | 1127 | 249 |  | 11/25/2020 | 80320 | 203404430 | 01/20/2021
Rheem Sales Company, Inc. | Ruud | RGEA14030AJT081AB | Federally-Regulated Consumer Product | Weatherized Non-Condensing Gas | 1147 | 249 |  | 11/25/2020 | 79965 | 203404442 | 01/20/2021
Rheem Sales Company, Inc. | Ruud | R96TA0602317MSA | Federally-Regulated Consumer Product | Non-Weatherized, Condensing Ga | 1342 | 254 | 254 | 11/25/2020 | 39319 | 201712920 | 01/20/2021
Rheem Sales Company, Inc. | Ruud | U802VA075421MXA | Federally-Regulated Consumer Product | Non-Weatherized, Non-Condensin | 1718 | 258 |  | 09/30/2020 | 52500 | 7979973 | 01/20/2021
Rheem Sales Company, Inc. | Ruud | R95TC1001521MSA | Federally-Regulated Consumer Product | Non-Weatherized, Condensing Ga | 2066 | 286 | 286 | 11/25/2020 | 98023 | 201711685 | 01/20/2021
Rheem Sales Company, Inc. | Ruud | R801TA075521ZXB | Federally-Regulated Consumer Product | Non-Weatherized, Non-Condensin | 1883 | 265 | 265 | 11/25/2020 | 75029 | 201710108 | 01/20/2021
Rheem Sales Company, Inc. | Ruud | U98VB115M524USA | Federally-Regulated Consumer Product | Non-Weatherized, Condensing Ga | 1971 | 282 | 282 | 11/25/2020 | 44499 | 10524995 | 01/20/2021
Rheem Sales Company, Inc. | Ruud | R92TA0701521MSA | Federally-Regulated Consumer Product | Non-Weatherized, Condensing Ga | 1983 | 282 |  | 11/25/2020 | 70360 | 203269465 | 01/20/2021
Rheem Sales Company, Inc. | Ruud | R801CA100521ZXA | Federally-Regulated Consumer Product | Non-Weatherized, Non-Condensin | 1895 | 265 |  | 11/25/2020 | 100302 | 203327178 | 01/20/2021
Rheem Sales Company, Inc. | Ruud | R96TA0402317MSA | Federally-Regulated Consumer Product | Non-Weatherized, Condensing Ga | 1252 | 250 | 250 | 11/25/2020 | 29298 | 201712918 | 01/20/2021
Rheem Sales Company, Inc. | Ruud | R96TA0702317MSA | Federally-Regulated Consumer Product | Non-Weatherized, Condensing Ga | 1321 | 253 | 253 | 11/25/2020 | 49242 | 201712922 | 01/20/2021
Rheem Sales Company, Inc. | Ruud | R801TA100521ZXB | Federally-Regulated Consumer Product | Non-Weatherized, Non-Condensin | 1895 | 265 | 265 | 11/25/2020 | 100302 | 201710112 | 01/20/2021
Rheem Sales Company, Inc. | Ruud | R801TA100521MXA | Federally-Regulated Consumer Product | Non-Weatherized, Non-Condensin | 1812 | 262 | 262 | 11/25/2020 | 99863 | 201707690 | 01/20/2021
Rheem Sales Company, Inc. | Ruud | U97VA085M521KSA | Federally-Regulated Consumer Product | Non-Weatherized, Condensing Ga | 2138 | 289 |  | 09/30/2020 | 33549 | 9989447 | 01/20/2021
Rheem Sales Company, Inc. | Ruud | U98VB060M317USA | Federally-Regulated Consumer Product | Non-Weatherized, Condensing Ga | 1110 | 244 | 244 | 11/25/2020 | 22600 | 10524991 | 01/20/2021
Rheem Sales Company, Inc. | Ruud | R92TA0851521MSA | Federally-Regulated Consumer Product | Non-Weatherized, Condensing Ga | 1929 | 280 |  | 11/25/2020 | 84515 | 201712984 | 01/20/2021
Rheem Sales Company, Inc. | Ruud | R801CA075521ZSA | Federally-Regulated Consumer Product | Non-Weatherized, Non-Condensin | 1892 | 265 |  | 11/25/2020 | 99827 | 203327169 | 01/20/2021
Rheem Sales Company, Inc. | Ruud | R801CA075521ZXA | Federally-Regulated Consumer Product | Non-Weatherized, Non-Condensin | 1892 | 265 |  | 11/25/2020 | 99827 | 203327172 | 01/20/2021
Rheem Sales Company, Inc. | Ruud | RGEA14036AJT061AB | Federally-Regulated Consumer Product | Weatherized Non-Condensing Gas | 1430 | 262 |  | 11/25/2020 | 99665 | 203404450 | 01/20/2021
Rheem Sales Company, Inc. | Ruud | R801CA125524ZXA | Federally-Regulated Consumer Product | Non-Weatherized, Non-Condensin | 1835 | 263 |  | 11/25/2020 | 124289 | 203327184 | 01/20/2021
Rheem Sales Company, Inc. | Ruud | RGEA14024AJT06XAB | Federally-Regulated Consumer Product | Weatherized Non-Condensing Gas | 1127 | 249 |  | 11/25/2020 | 80320 | 203404422 | 01/20/2021
Rheem Sales Company, Inc. | Ruud | U802VA100521MXA | Federally-Regulated Consumer Product | Non-Weatherized, Non-Condensin | 1905 | 266 | 266 | 11/25/2020 | 70000 | 7979984 | 01/20/2021
Rheem Sales Company, Inc. | Ruud | U802VA100521ZXB | Federally-Regulated Consumer Product | Non-Weatherized, Non-Condensin | 2291 | 283 | 283 | 11/25/2020 | 70210 | 8087224 | 01/20/2021
Rheem Sales Company, Inc. | Ruud | R92TA0601317MSA | Federally-Regulated Consumer Product | Non-Weatherized, Condensing Ga | 1156 | 246 | 246 | 11/25/2020 | 55624 | 201712980 | 01/20/2021
Rheem Sales Company, Inc. | Ruud | U802VA075317ZSB | Federally-Regulated Consumer Product | Non-Weatherized, Non-Condensin | 1324 | 240 | 240 | 11/25/2020 | 52495 | 8087197 | 01/20/2021
Rheem Sales Company, Inc. | Ruud | R92TA1151524MSA | Federally-Regulated Consumer Product | Non-Weatherized, Condensing Ga | 2041 | 285 |  | 11/25/2020 | 111488 | 201712988 | 01/20/2021
Rheem Sales Company, Inc. | Ruud | RGEA14024AJT081AB | Federally-Regulated Consumer Product | Weatherized Non-Condensing Gas | 1127 | 249 |  | 11/25/2020 | 80320 | 203404426 | 01/20/2021
Rheem Sales Company, Inc. | Ruud | R92TA1001521MSA | Federally-Regulated Consumer Product | Non-Weatherized, Condensing Ga | 2066 | 286 |  | 11/25/2020 | 98023 | 201712986 | 01/20/2021
Rheem Sales Company, Inc. | Ruud | U802VA100521MSA | Federally-Regulated Consumer Product | Non-Weatherized, Non-Condensin | 1905 | 266 | 266 | 11/25/2020 | 70000 | 7979978 | 01/20/2021
Rheem Sales Company, Inc. | Ruud | R801TA050314MSA | Federally-Regulated Consumer Product | Non-Weatherized, Non-Condensin | 1388 | 243 | 243 | 11/25/2020 | 49660 | 201707680 | 01/20/2021
Rheem Sales Company, Inc. | Ruud | U96VA0852521MSB | Federally-Regulated Consumer Product | Non-Weatherized, Condensing Ga | 1947 | 281 | 281 | 11/25/2020 | 58053 | 7086388 | 01/20/2021
Rheem Sales Company, Inc. | Ruud | R801CA125524ZSA | Federally-Regulated Consumer Product | Non-Weatherized, Non-Condensin | 1835 | 263 |  | 11/25/2020 | 124289 | 203327181 | 01/20/2021
Rheem Sales Company, Inc. | Ruud | U802VA125524MSA | Federally-Regulated Consumer Product | Non-Weatherized, Non-Condensin | 2073 | 273 | 273 | 11/25/2020 | 87500 | 7979990 | 01/20/2021
Rheem Sales Company, Inc. | Ruud | R96TA0702521MSA | Federally-Regulated Consumer Product | Non-Weatherized, Condensing Ga | 1854 | 277 |  | 11/25/2020 | 49250 | 203261705 | 01/20/2021
Rheem Sales Company, Inc. | Ruud | R801TA050314MXA | Federally-Regulated Consumer Product | Non-Weatherized, Non-Condensin | 1388 | 243 | 243 | 11/25/2020 | 49660 | 201707682 | 01/20/2021
Rheem Sales Company, Inc. | Ruud | R801TA075421MSA | Federally-Regulated Consumer Product | Non-Weatherized, Non-Condensin | 1634 | 254 |  | 09/30/2020 | 75736 | 201710102 | 01/20/2021
Rheem Sales Company, Inc. | Ruud | U96VA0402317MSA | Federally-Regulated Consumer Product | Non-Weatherized, Condensing Ga | 1248 | 250 | 250 | 11/25/2020 | 29623 | 7502132 | 01/20/2021
Rheem Sales Company, Inc. | Ruud | R801TA125524MXA | Federally-Regulated Consumer Product | Non-Weatherized, Non-Condensin | 1991 | 270 | 270 | 11/25/2020 | 123598 | 201707694 | 01/20/2021
Rheem Sales Company, Inc. | Ruud | U802VA125524ZSB | Federally-Regulated Consumer Product | Non-Weatherized, Non-Condensin | 2322 | 284 | 284 | 11/25/2020 | 87684 | 8087229 | 01/20/2021
Rheem Sales Company, Inc. | Ruud | RGEA14030AJT08XAB | Federally-Regulated Consumer Product | Weatherized Non-Condensing Gas | 1147 | 249 |  | 11/25/2020 | 79965 | 203404446 | 01/20/2021
Rheem Sales Company, Inc. | Ruud | U96VA1002521MSA | Federally-Regulated Consumer Product | Non-Weatherized, Condensing Ga | 1858 | 277 | 277 | 11/25/2020 | 68679 | 6715449 | 01/20/2021
Rheem Sales Company, Inc. | Ruud | R801TA075521ZSB | Federally-Regulated Consumer Product | Non-Weatherized, Non-Condensin | 1883 | 265 | 265 | 11/25/2020 | 75029 | 201710106 | 01/20/2021
Rheem Sales Company, Inc. | Ruud | R801CA100521MXA | Federally-Regulated Consumer Product | Non-Weatherized, Non-Condensin | 1812 | 262 |  | 11/25/2020 | 99863 | 203327154 | 01/20/2021
Rheem Sales Company, Inc. | Ruud | RGEA14024AJT061AB | Federally-Regulated Consumer Product | Weatherized Non-Condensing Gas | 1127 | 249 |  | 11/25/2020 | 80320 | 203404418 | 01/20/2021
Rheem Sales Company, Inc. | Ruud | R801CA125524MSA | Federally-Regulated Consumer Product | Non-Weatherized, Non-Condensin | 1991 | 270 |  | 11/25/2020 | 123598 | 203327157 | 01/20/2021
Rheem Sales Company, Inc. | Ruud | R801CA075417MSA | Federally-Regulated Consumer Product | Non-Weatherized, Non-Condensin | 1496 | 248 |  | 11/25/2020 | 75177 | 203327139 | 01/20/2021
Rheem Sales Company, Inc. | Ruud | U97VA115M524KSA | Federally-Regulated Consumer Product | Non-Weatherized, Condensing Ga | 1959 | 281 | 281 | 11/25/2020 | 44459 | 9990395 | 01/20/2021
Rheem Sales Company, Inc. | Ruud | R801CA100521MSA | Federally-Regulated Consumer Product | Non-Weatherized, Non-Condensin | 1812 | 262 |  | 11/25/2020 | 99863 | 203327151 | 01/20/2021
Rheem Sales Company, Inc. | Ruud | U802VA100521ZSB | Federally-Regulated Consumer Product | Non-Weatherized, Non-Condensin | 2291 | 283 | 283 | 11/25/2020 | 70210 | 8087219 | 01/20/2021
Rheem Sales Company, Inc. | Ruud | R95TC1151524MSA | Federally-Regulated Consumer Product | Non-Weatherized, Condensing Ga | 2041 | 285 | 285 | 11/25/2020 | 111488 | 201711687 | 01/20/2021
Rheem Sales Company, Inc. | Ruud | U802VA125524ZXB | Federally-Regulated Consumer Product | Non-Weatherized, Non-Condensin | 2322 | 284 | 284 | 11/25/2020 | 87684 | 8087234 | 01/20/2021
Rheem Sales Company, Inc. | Ruud | RGEA14030AJT061AB | Federally-Regulated Consumer Product | Weatherized Non-Condensing Gas | 1147 | 249 |  | 11/25/2020 | 79965 | 203404434 | 01/20/2021
Rheem Sales Company, Inc. | Ruud | R95TC0601317MSA | Federally-Regulated Consumer Product | Non-Weatherized, Condensing Ga | 1156 | 246 | 246 | 11/25/2020 | 55624 | 201711679 | 01/20/2021
Rheem Sales Company, Inc. | Weatherking | W802TA075317MXA | Federally-Regulated Consumer Product | Non-Weatherized, Non-Condensin | 1539 | 250 |  | 01/20/2021 | 52505 | 204099265 | 01/20/2021
Rheem Sales Company, Inc. | Weatherking | W802TA050314MXA | Federally-Regulated Consumer Product | Non-Weatherized, Non-Condensin | 1260 | 237 |  | 01/20/2021 | 35654 | 204099261 | 01/20/2021
Rheem Sales Company, Inc. | Weatherking | W802TA075417MXA | Federally-Regulated Consumer Product | Non-Weatherized, Non-Condensin | 1884 | 265 |  | 01/20/2021 | 52545 | 204099268 | 01/20/2021
Rheem Sales Company, Inc. | Weatherking | W96VA0702521MSA | Federally-Regulated Consumer Product | Non-Weatherized, Condensing Ga | 1923 | 280 |  | 01/20/2021 | 49235 | 206342107 | 01/20/2021
Rheem Sales Company, Inc. | Weatherking | W801TB100521MUA | Federally-Regulated Consumer Product | Non-Weatherized, Non-Condensin | 2096 | 274 |  | 01/20/2021 | 100583 | 204501689 | 01/20/2021
Rheem Sales Company, Inc. | Weatherking | W92TA1001521MSA | Federally-Regulated Consumer Product | Non-Weatherized, Condensing Ga | 2066 | 286 |  | 01/20/2021 | 98023 | 9958617 | 01/20/2021
Rheem Sales Company, Inc. | Weatherking | W802TA100521MSA | Federally-Regulated Consumer Product | Non-Weatherized, Non-Condensin | 1952 | 268 |  | 01/20/2021 | 70078 | 204007880 | 01/20/2021
Rheem Sales Company, Inc. | Weatherking | RGEA14048AJT101AB | Federally-Regulated Consumer Product | Weatherized Non-Condensing Gas | 1809 | 279 |  | 01/20/2021 | 99189 | 203404496 | 01/20/2021
Rheem Sales Company, Inc. | Weatherking | W801CA075417MXA | Federally-Regulated Consumer Product | Non-Weatherized, Non-Condensin | 1496 | 248 |  | 01/20/2021 | 75177 | 203327144 | 01/20/2021
Rheem Sales Company, Inc. | Weatherking | W801CA100521MXA | Federally-Regulated Consumer Product | Non-Weatherized, Non-Condensin | 1812 | 262 |  | 01/20/2021 | 99863 | 203327156 | 01/20/2021
Rheem Sales Company, Inc. | Weatherking | W801TA100521MXA | Federally-Regulated Consumer Product | Non-Weatherized, Non-Condensin | 1812 | 262 |  | 01/20/2021 | 99863 | 7490403 | 01/20/2021
Rheem Sales Company, Inc. | Weatherking | RGEA14036AJT10XAB | Federally-Regulated Consumer Product | Weatherized Non-Condensing Gas | 1430 | 262 |  | 01/20/2021 | 99665 | 203404472 | 01/20/2021
Rheem Sales Company, Inc. | Weatherking | W801CA100521MSA | Federally-Regulated Consumer Product | Non-Weatherized, Non-Condensin | 1812 | 262 |  | 01/20/2021 | 99863 | 203327153 | 01/20/2021
Rheem Sales Company, Inc. | Weatherking | RGEA14048AJT08XAB | Federally-Regulated Consumer Product | Weatherized Non-Condensing Gas | 1809 | 279 |  | 01/20/2021 | 99189 | 203404492 | 01/20/2021
Rheem Sales Company, Inc. | Weatherking | W95TC0701317MSA | Federally-Regulated Consumer Product | Non-Weatherized, Condensing Ga | 1362 | 255 |  | 01/20/2021 | 69960 | 8934617 | 01/20/2021
Rheem Sales Company, Inc. | Weatherking | RGEA14042AJT10XAB | Federally-Regulated Consumer Product | Weatherized Non-Condensing Gas | 1494 | 265 |  | 01/20/2021 | 99609 | 203404484 | 01/20/2021
Rheem Sales Company, Inc. | Weatherking | W801TA050314MSA | Federally-Regulated Consumer Product | Non-Weatherized, Non-Condensin | 1388 | 243 |  | 01/20/2021 | 49660 | 7490352 | 01/20/2021
Rheem Sales Company, Inc. | Weatherking | W96TA0402317MSA | Federally-Regulated Consumer Product | Non-Weatherized, Condensing Ga | 1252 | 250 |  | 01/20/2021 | 29298 | 9950843 | 01/20/2021
Rheem Sales Company, Inc. | Weatherking | RGEA14024AJT061AB | Federally-Regulated Consumer Product | Weatherized Non-Condensing Gas | 1127 | 249 |  | 01/20/2021 | 80320 | 203404420 | 01/20/2021
Rheem Sales Company, Inc. | Weatherking | W801TA125524MSA | Federally-Regulated Consumer Product | Non-Weatherized, Non-Condensin | 1991 | 270 |  | 01/20/2021 | 123598 | 7490414 | 01/20/2021
Rheem Sales Company, Inc. | Weatherking | W802TA125524MXA | Federally-Regulated Consumer Product | Non-Weatherized, Non-Condensin | 1899 | 266 |  | 01/20/2021 | 87546 | 204099279 | 01/20/2021
Rheem Sales Company, Inc. | Weatherking | W96TA1152524MSA | Federally-Regulated Consumer Product | Non-Weatherized, Condensing Ga | 1935 | 280 |  | 01/20/2021 | 78711 | 9950863 | 01/20/2021
Rheem Sales Company, Inc. | Weatherking | W802TA075317MSA | Federally-Regulated Consumer Product | Non-Weatherized, Non-Condensin | 1539 | 250 |  | 01/20/2021 | 52505 | 204007871 | 01/20/2021
Rheem Sales Company, Inc. | Weatherking | W801TA125524MXA | Federally-Regulated Consumer Product | Non-Weatherized, Non-Condensin | 1991 | 270 |  | 01/20/2021 | 123598 | 7490422 | 01/20/2021
Rheem Sales Company, Inc. | Weatherking | W802TA125524MSA | Federally-Regulated Consumer Product | Non-Weatherized, Non-Condensin | 1899 | 266 |  | 01/20/2021 | 87546 | 204007883 | 01/20/2021
Rheem Sales Company, Inc. | Weatherking | W801TA125524ZSB | Federally-Regulated Consumer Product | Non-Weatherized, Non-Condensin | 1835 | 263 |  | 01/20/2021 | 124289 | 8087183 | 01/20/2021
Rheem Sales Company, Inc. | Weatherking | RGEA14030AJT08XAB | Federally-Regulated Consumer Product | Weatherized Non-Condensing Gas | 1147 | 249 |  | 01/20/2021 | 79965 | 203404448 | 01/20/2021
Rheem Sales Company, Inc. | Weatherking | W801TA075417MXA | Federally-Regulated Consumer Product | Non-Weatherized, Non-Condensin | 1496 | 248 |  | 01/20/2021 | 75177 | 7490380 | 01/20/2021
Rheem Sales Company, Inc. | Weatherking | RGEA15060AJV10XAB | Federally-Regulated Consumer Product | Weatherized Non-Condensing Gas | 2166 | 294 |  | 01/20/2021 | 100081 | 203404608 | 01/20/2021
Rheem Sales Company, Inc. | Weatherking | W95TC1151524MSA | Federally-Regulated Consumer Product | Non-Weatherized, Condensing Ga | 2041 | 285 |  | 01/20/2021 | 111488 | 8934629 | 01/20/2021
Rheem Sales Company, Inc. | Weatherking | RGEA15048AJV101AB | Federally-Regulated Consumer Product | Weatherized Non-Condensing Gas | 1720 | 275 |  | 01/20/2021 | 99897 | 203404596 | 01/20/2021
Rheem Sales Company, Inc. | Weatherking | W801TA050317MUA | Federally-Regulated Consumer Product | Non-Weatherized, Non-Condensin | 1165 | 233 |  | 01/20/2021 | 49157 | 202132852 | 01/20/2021
Rheem Sales Company, Inc. | Weatherking | W802TA075417MSA | Federally-Regulated Consumer Product | Non-Weatherized, Non-Condensin | 1884 | 265 |  | 01/20/2021 | 52545 | 204007874 | 01/20/2021
Rheem Sales Company, Inc. | Weatherking | W801TA050417MUA | Federally-Regulated Consumer Product | Non-Weatherized, Non-Condensin | 1502 | 248 |  | 01/20/2021 | 50342 | 204501683 | 01/20/2021
Rheem Sales Company, Inc. | Weatherking | W801TA125524ZXB | Federally-Regulated Consumer Product | Non-Weatherized, Non-Condensin | 1835 | 263 |  | 01/20/2021 | 124289 | 8087187 | 01/20/2021
Rheem Sales Company, Inc. | Weatherking | W92TA0701317MSA | Federally-Regulated Consumer Product | Non-Weatherized, Condensing Ga | 1362 | 255 |  | 01/20/2021 | 69960 | 9958609 | 01/20/2021
Rheem Sales Company, Inc. | Weatherking | RGEA14030AJT081AB | Federally-Regulated Consumer Product | Weatherized Non-Condensing Gas | 1147 | 249 |  | 01/20/2021 | 79965 | 203404444 | 01/20/2021
Rheem Sales Company, Inc. | Weatherking | W801CA075521ZXA | Federally-Regulated Consumer Product | Non-Weatherized, Non-Condensin | 1892 | 265 |  | 01/20/2021 | 99827 | 203327174 | 01/20/2021
Rheem Sales Company, Inc. | Weatherking | RGEA14036AJT081AB | Federally-Regulated Consumer Product | Weatherized Non-Condensing Gas | 1430 | 262 |  | 01/20/2021 | 99665 | 203404460 | 01/20/2021
Rheem Sales Company, Inc. | Weatherking | W801TA075417MSA | Federally-Regulated Consumer Product | Non-Weatherized, Non-Condensin | 1496 | 248 |  | 01/20/2021 | 75177 | 7490371 | 01/20/2021
Rheem Sales Company, Inc. | Weatherking | W801TA075421MXA | Federally-Regulated Consumer Product | Non-Weatherized, Non-Condensin | 1634 | 254 |  | 01/20/2021 | 75736 | 8087163 | 01/20/2021
Rheem Sales Company, Inc. | Weatherking | RGEA14024AJT081AB | Federally-Regulated Consumer Product | Weatherized Non-Condensing Gas | 1127 | 249 |  | 01/20/2021 | 80320 | 203404428 | 01/20/2021
Rheem Sales Company, Inc. | Weatherking | W802TA100417MSA | Federally-Regulated Consumer Product | Non-Weatherized, Non-Condensin | 1730 | 258 |  | 01/20/2021 | 70020 | 204007877 | 01/20/2021
Rheem Sales Company, Inc. | Weatherking | W801TA070417MUA | Federally-Regulated Consumer Product | Non-Weatherized, Non-Condensin | 1823 | 262 |  | 01/20/2021 | 70109 | 204501686 | 01/20/2021
Rheem Sales Company, Inc. | Weatherking | W92TA0851521MSA | Federally-Regulated Consumer Product | Non-Weatherized, Condensing Ga | 1929 | 280 |  | 01/20/2021 | 84515 | 9958613 | 01/20/2021
Rheem Sales Company, Inc. | Weatherking | W801TA100521ZSB | Federally-Regulated Consumer Product | Non-Weatherized, Non-Condensin | 1895 | 265 |  | 01/20/2021 | 100302 | 8087175 | 01/20/2021
Rheem Sales Company, Inc. | Weatherking | W801CA125524MXA | Federally-Regulated Consumer Product | Non-Weatherized, Non-Condensin | 1991 | 270 |  | 01/20/2021 | 123598 | 203327162 | 01/20/2021
Rheem Sales Company, Inc. | Weatherking | W92TA0401317MSA | Federally-Regulated Consumer Product | Non-Weatherized, Condensing Ga | 1107 | 244 |  | 01/20/2021 | 41877 | 9958601 | 01/20/2021
Rheem Sales Company, Inc. | Weatherking | RGEA14036AJT08XAB | Federally-Regulated Consumer Product | Weatherized Non-Condensing Gas | 1430 | 262 |  | 01/20/2021 | 99665 | 203404464 | 01/20/2021
Rheem Sales Company, Inc. | Weatherking | W801CA075521ZSA | Federally-Regulated Consumer Product | Non-Weatherized, Non-Condensin | 1892 | 265 |  | 01/20/2021 | 99827 | 203327171 | 01/20/2021
Rheem Sales Company, Inc. | Weatherking | W801CA075417MSA | Federally-Regulated Consumer Product | Non-Weatherized, Non-Condensin | 1496 | 248 |  | 01/20/2021 | 75177 | 203327141 | 01/20/2021
Rheem Sales Company, Inc. | Weatherking | RGEA14024AJT08XAB | Federally-Regulated Consumer Product | Weatherized Non-Condensing Gas | 1127 | 249 |  | 01/20/2021 | 80320 | 203404432 | 01/20/2021
Rheem Sales Company, Inc. | Weatherking | W92TA1151524MSA | Federally-Regulated Consumer Product | Non-Weatherized, Condensing Ga | 2041 | 285 |  | 01/20/2021 | 111488 | 9958621 | 01/20/2021
Rheem Sales Company, Inc. | Weatherking | RGEA15030AJV061AB | Federally-Regulated Consumer Product | Weatherized Non-Condensing Gas | 1402 | 261 |  | 01/20/2021 | 80658 | 203404528 | 01/20/2021
Rheem Sales Company, Inc. | Weatherking | RGEA14048AJT081AB | Federally-Regulated Consumer Product | Weatherized Non-Condensing Gas | 1809 | 279 |  | 01/20/2021 | 99189 | 203404488 | 01/20/2021
Rheem Sales Company, Inc. | Weatherking | W801TA070317MUA | Federally-Regulated Consumer Product | Non-Weatherized, Non-Condensin | 1189 | 234 |  | 01/20/2021 | 70542 | 202132853 | 01/20/2021
Rheem Sales Company, Inc. | Weatherking | RGEA14024AJT06XAB | Federally-Regulated Consumer Product | Weatherized Non-Condensing Gas | 1127 | 249 |  | 01/20/2021 | 80320 | 203404424 | 01/20/2021
Rheem Sales Company, Inc. | Weatherking | W95TC1001521MSA | Federally-Regulated Consumer Product | Non-Weatherized, Condensing Ga | 2066 | 286 |  | 01/20/2021 | 98023 | 8934625 | 01/20/2021
Rheem Sales Company, Inc. | Weatherking | W801CA125524ZXA | Federally-Regulated Consumer Product | Non-Weatherized, Non-Condensin | 1835 | 263 |  | 01/20/2021 | 124289 | 203327186 | 01/20/2021
Rheem Sales Company, Inc. | Weatherking | W95TC0401317MSA | Federally-Regulated Consumer Product | Non-Weatherized, Condensing Ga | 1107 | 244 |  | 01/20/2021 | 41877 | 8934609 | 01/20/2021
Rheem Sales Company, Inc. | Weatherking | W801CA075421MSA | Federally-Regulated Consumer Product | Non-Weatherized, Non-Condensin | 1634 | 254 |  | 01/20/2021 | 75736 | 203327147 | 01/20/2021
Rheem Sales Company, Inc. | Weatherking | W96TA0852521MSA | Federally-Regulated Consumer Product | Non-Weatherized, Condensing Ga | 2115 | 288 |  | 01/20/2021 | 58240 | 9950855 | 01/20/2021
Rheem Sales Company, Inc. | Weatherking | RGEA14036AJT061AB | Federally-Regulated Consumer Product | Weatherized Non-Condensing Gas | 1430 | 262 |  | 01/20/2021 | 99665 | 203404452 | 01/20/2021
Rheem Sales Company, Inc. | Weatherking | RGEA15030AJV081AB | Federally-Regulated Consumer Product | Weatherized Non-Condensing Gas | 1402 | 261 |  | 01/20/2021 | 80658 | 203404536 | 01/20/2021
Rheem Sales Company, Inc. | Weatherking | W95TC0701521MSA | Federally-Regulated Consumer Product | Non-Weatherized, Condensing Ga | 1983 | 279 |  | 01/20/2021 | 70360 | 203261702 | 01/20/2021
Rheem Sales Company, Inc. | Weatherking | RGEA15048AJV08XAB | Federally-Regulated Consumer Product | Weatherized Non-Condensing Gas | 1720 | 275 |  | 01/20/2021 | 99897 | 203404592 | 01/20/2021
Rheem Sales Company, Inc. | Weatherking | RGEA14036AJT101AB | Federally-Regulated Consumer Product | Weatherized Non-Condensing Gas | 1430 | 262 |  | 01/20/2021 | 99665 | 203404468 | 01/20/2021
Rheem Sales Company, Inc. | Weatherking | W802TA100417MXA | Federally-Regulated Consumer Product | Non-Weatherized, Non-Condensin | 1730 | 258 |  | 01/20/2021 | 70020 | 204099272 | 01/20/2021
Rheem Sales Company, Inc. | Weatherking | RGEA15030AJV08XAB | Federally-Regulated Consumer Product | Weatherized Non-Condensing Gas | 1402 | 261 |  | 01/20/2021 | 80658 | 203404540 | 01/20/2021
Rheem Sales Company, Inc. | Weatherking | W801TA050314MXA | Federally-Regulated Consumer Product | Non-Weatherized, Non-Condensin | 1388 | 243 |  | 01/20/2021 | 49660 | 7490361 | 01/20/2021
Rheem Sales Company, Inc. | Weatherking | RGEA15048AJV10XAB | Federally-Regulated Consumer Product | Weatherized Non-Condensing Gas | 1720 | 275 |  | 01/20/2021 | 99897 | 203404600 | 01/20/2021
Rheem Sales Company, Inc. | Weatherking | W801TA075521ZSB | Federally-Regulated Consumer Product | Non-Weatherized, Non-Condensin | 1883 | 265 |  | 01/20/2021 | 75029 | 8087167 | 01/20/2021
Rheem Sales Company, Inc. | Weatherking | W801CA050314MXA | Federally-Regulated Consumer Product | Non-Weatherized, Non-Condensin | 1388 | 184 |  | 01/20/2021 | 49660 | 203327138 | 01/20/2021
Rheem Sales Company, Inc. | Weatherking | RGEA14030AJT06XAB | Federally-Regulated Consumer Product | Weatherized Non-Condensing Gas | 1147 | 249 |  | 01/20/2021 | 79965 | 203404440 | 01/20/2021
Rheem Sales Company, Inc. | Weatherking | W801CA125524MSA | Federally-Regulated Consumer Product | Non-Weatherized, Non-Condensin | 1991 | 270 |  | 01/20/2021 | 123598 | 203327159 | 01/20/2021
Rheem Sales Company, Inc. | Weatherking | W96TA0702317MSA | Federally-Regulated Consumer Product | Non-Weatherized, Condensing Ga | 1321 | 253 |  | 01/20/2021 | 49242 | 9950851 | 01/20/2021
Rheem Sales Company, Inc. | Weatherking | W801CA075421MXA | Federally-Regulated Consumer Product | Non-Weatherized, Non-Condensin | 1634 | 254 |  | 01/20/2021 | 75736 | 203327150 | 01/20/2021
Rheem Sales Company, Inc. | Weatherking | W801CA125524ZSA | Federally-Regulated Consumer Product | Non-Weatherized, Non-Condensin | 1835 | 263 |  | 01/20/2021 | 124289 | 203327183 | 01/20/2021
Rheem Sales Company, Inc. | Weatherking | W801TA075521ZXB | Federally-Regulated Consumer Product | Non-Weatherized, Non-Condensin | 1883 | 265 |  | 01/20/2021 | 75029 | 8087171 | 01/20/2021
Rheem Sales Company, Inc. | Weatherking | RGEA14036AJT06XAB | Federally-Regulated Consumer Product | Weatherized Non-Condensing Gas | 1430 | 262 |  | 01/20/2021 | 99665 | 203404456 | 01/20/2021
Rheem Sales Company, Inc. | Weatherking | RGEA14030AJT061AB | Federally-Regulated Consumer Product | Weatherized Non-Condensing Gas | 1147 | 249 |  | 01/20/2021 | 79965 | 203404436 | 01/20/2021
Rheem Sales Company, Inc. | Weatherking | RGEA14042AJT101AB | Federally-Regulated Consumer Product | Weatherized Non-Condensing Gas | 1494 | 265 |  | 01/20/2021 | 99609 | 203404481 | 01/20/2021
Rheem Sales Company, Inc. | Weatherking | RGEA15030AJV06XAB | Federally-Regulated Consumer Product | Weatherized Non-Condensing Gas | 1402 | 261 |  | 01/20/2021 | 80658 | 203404532 | 01/20/2021
Rheem Sales Company, Inc. | Weatherking | W96TA0602317MSA | Federally-Regulated Consumer Product | Non-Weatherized, Condensing Ga | 1342 | 254 |  | 01/20/2021 | 39319 | 9950847 | 01/20/2021
Rheem Sales Company, Inc. | Weatherking | W801CA100521ZSA | Federally-Regulated Consumer Product | Non-Weatherized, Non-Condensin | 1895 | 265 |  | 01/20/2021 | 100302 | 203327177 | 01/20/2021
Rheem Sales Company, Inc. | Weatherking | RGEA14042AJT081AB | Federally-Regulated Consumer Product | Weatherized Non-Condensing Gas | 1494 | 265 |  | 01/20/2021 | 99609 | 203404475 | 01/20/2021
Rheem Sales Company, Inc. | Weatherking | W92TA0601317MSA | Federally-Regulated Consumer Product | Non-Weatherized, Condensing Ga | 1156 | 246 |  | 01/20/2021 | 55624 | 9958605 | 01/20/2021
Rheem Sales Company, Inc. | Weatherking | W802TA100521MXA | Federally-Regulated Consumer Product | Non-Weatherized, Non-Condensin | 1952 | 268 |  | 01/20/2021 | 70078 | 204099276 | 01/20/2021
Rheem Sales Company, Inc. | Weatherking | W95TC0851521MSA | Federally-Regulated Consumer Product | Non-Weatherized, Condensing Ga | 1929 | 280 |  | 01/20/2021 | 84515 | 8934621 | 01/20/2021
Rheem Sales Company, Inc. | Weatherking | W801TA100521MUA | Federally-Regulated Consumer Product | Non-Weatherized, Non-Condensin | 1861 | 264 |  | 01/20/2021 | 98348 | 202132854 | 01/20/2021
Rheem Sales Company, Inc. | Weatherking | RGEA14042AJT08XAB | Federally-Regulated Consumer Product | Weatherized Non-Condensing Gas | 1494 | 265 |  | 01/20/2021 | 99609 | 203404478 | 01/20/2021
Rheem Sales Company, Inc. | Weatherking | W801CA050314MSA | Federally-Regulated Consumer Product | Non-Weatherized, Non-Condensin | 1388 | 184 |  | 01/20/2021 | 49660 | 203327135 | 01/20/2021
Rheem Sales Company, Inc. | Weatherking | W801TA075421MSA | Federally-Regulated Consumer Product | Non-Weatherized, Non-Condensin | 1634 | 254 |  | 01/20/2021 | 75736 | 8087159 | 01/20/2021
Rheem Sales Company, Inc. | Weatherking | W801TA100521ZXB | Federally-Regulated Consumer Product | Non-Weatherized, Non-Condensin | 1895 | 265 |  | 01/20/2021 | 100302 | 8087179 | 01/20/2021
Rheem Sales Company, Inc. | Weatherking | W802TA150524MXA | Federally-Regulated Consumer Product | Non-Weatherized, Non-Condensin | 2092 | 274 |  | 01/20/2021 | 104565 | 204099283 | 01/20/2021
Rheem Sales Company, Inc. | Weatherking | W802TA150524MSA | Federally-Regulated Consumer Product | Non-Weatherized, Non-Condensin | 2092 | 274 |  | 01/20/2021 | 104565 | 204007886 | 01/20/2021
Rheem Sales Company, Inc. | Weatherking | W801TA100521MSA | Federally-Regulated Consumer Product | Non-Weatherized, Non-Condensin | 1812 | 262 |  | 01/20/2021 | 99863 | 7490391 | 01/20/2021
Rheem Sales Company, Inc. | Weatherking | RGEA15048AJV081AB | Federally-Regulated Consumer Product | Weatherized Non-Condensing Gas | 1720 | 275 |  | 01/20/2021 | 99897 | 203404588 | 01/20/2021
Rheem Sales Company, Inc. | Weatherking | RGEA14048AJT10XAB | Federally-Regulated Consumer Product | Weatherized Non-Condensing Gas | 1809 | 279 |  | 01/20/2021 | 99189 | 203404500 | 01/20/2021
Rheem Sales Company, Inc. | Weatherking | W96TA1002521MSA | Federally-Regulated Consumer Product | Non-Weatherized, Condensing Ga | 1930 | 280 |  | 01/20/2021 | 69202 | 9950859 | 01/20/2021
Rheem Sales Company, Inc. | Weatherking | RGEA15060AJV101AB | Federally-Regulated Consumer Product | Weatherized Non-Condensing Gas | 2166 | 294 |  | 01/20/2021 | 100081 | 203404604 | 01/20/2021
Rheem Sales Company, Inc. | Weatherking | W801CA100521ZXA | Federally-Regulated Consumer Product | Non-Weatherized, Non-Condensin | 1895 | 265 |  | 01/20/2021 | 100302 | 203327180 | 01/20/2021
Rheem Sales Company, Inc. | Weatherking | W95TC0601317MSA | Federally-Regulated Consumer Product | Non-Weatherized, Condensing Ga | 1156 | 246 |  | 01/20/2021 | 55624 | 8934613 | 01/20/2021
Rheem Sales Company, Inc. | CLIMATEMASTER | RGEA15048AJV101AB | Federally-Regulated Consumer Product | Weatherized Non-Condensing Gas | 1720 | 275 |  | 01/20/2021 | 99897 | 205785540 | 01/20/2021
Rheem Sales Company, Inc. | CLIMATEMASTER | RGEA15036BJV10XAA | Federally-Regulated Consumer Product | Weatherized Non-Condensing Gas | 1355 | 259 |  | 01/20/2021 | 99675 | 205785533 | 01/20/2021
Rheem Sales Company, Inc. | CLIMATEMASTER | RGEA14036AJT08UAA | Federally-Regulated Consumer Product | Weatherized Non-Condensing Gas | 1382 | 260 |  | 01/20/2021 | 80891 | 205965566 | 01/20/2021
Rheem Sales Company, Inc. | CLIMATEMASTER | RGEA15042BJV08XAA | Federally-Regulated Consumer Product | Weatherized Non-Condensing Gas | 1375 | 260 |  | 01/20/2021 | 101119 | 205785535 | 01/20/2021
Rheem Sales Company, Inc. | CLIMATEMASTER | RGEA16024AJV06TAB | Federally-Regulated Consumer Product | Weatherized Non-Condensing Gas | 1358 | 259 |  | 01/20/2021 | 46205 | 205785545 | 01/20/2021
Rheem Sales Company, Inc. | CLIMATEMASTER | RGEA14030AJT04UAA | Federally-Regulated Consumer Product | Weatherized Non-Condensing Gas | 1189 | 251 |  | 01/20/2021 | 39887 | 205965563 | 01/20/2021
Rheem Sales Company, Inc. | CLIMATEMASTER | RGEA15024BJV061AA | Federally-Regulated Consumer Product | Weatherized Non-Condensing Gas | 1395 | 260 |  | 01/20/2021 | 80305 | 205785520 | 01/20/2021
Rheem Sales Company, Inc. | CLIMATEMASTER | RGECZR048AJT12**A | Federally-Regulated Consumer Product | Weatherized Non-Condensing Gas | 1902 | 259 |  | 01/20/2021 | 84032 | 205785561 | 01/20/2021
Rheem Sales Company, Inc. | CLIMATEMASTER | RGEA14042AJT08XAB | Federally-Regulated Consumer Product | Weatherized Non-Condensing Gas | 1494 | 265 |  | 01/20/2021 | 99609 | 205785511 | 01/20/2021
Rheem Sales Company, Inc. | CLIMATEMASTER | RGEA15030AJV061AB | Federally-Regulated Consumer Product | Weatherized Non-Condensing Gas | 1402 | 261 |  | 01/20/2021 | 80658 | 205785524 | 01/20/2021
Rheem Sales Company, Inc. | CLIMATEMASTER | RGEA14048AJT10UAA | Federally-Regulated Consumer Product | Weatherized Non-Condensing Gas | 1832 | 280 |  | 01/20/2021 | 100370 | 205965568 | 01/20/2021
Rheem Sales Company, Inc. | CLIMATEMASTER | RGEA14024AJT06UAA | Federally-Regulated Consumer Product | Weatherized Non-Condensing Gas | 1236 | 253 |  | 01/20/2021 | 61566 | 205965564 | 01/20/2021
Rheem Sales Company, Inc. | CLIMATEMASTER | RGECZR036AJT07**A | Federally-Regulated Consumer Product | Weatherized Non-Condensing Gas | 1475 | 165 |  | 01/20/2021 | 53157 | 205785558 | 01/20/2021
Rheem Sales Company, Inc. | CLIMATEMASTER | RGEA15024BJV06XAA | Federally-Regulated Consumer Product | Weatherized Non-Condensing Gas | 1395 | 260 |  | 01/20/2021 | 80305 | 205785521 | 01/20/2021
Rheem Sales Company, Inc. | CLIMATEMASTER | RGEA14024AJT061AB | Federally-Regulated Consumer Product | Weatherized Non-Condensing Gas | 1127 | 249 |  | 01/20/2021 | 80320 | 205785496 | 01/20/2021
Rheem Sales Company, Inc. | CLIMATEMASTER | RGEA14060CJT10XAA | Federally-Regulated Consumer Product | Weatherized Non-Condensing Gas | 1911 | 283 |  | 01/20/2021 | 99261 | 205785519 | 01/20/2021
Rheem Sales Company, Inc. | CLIMATEMASTER | RGEA15036BJV061AA | Federally-Regulated Consumer Product | Weatherized Non-Condensing Gas | 1355 | 258 |  | 01/20/2021 | 99675 | 205785528 | 01/20/2021
Rheem Sales Company, Inc. | CLIMATEMASTER | RGEA15036BJV06XAA | Federally-Regulated Consumer Product | Weatherized Non-Condensing Gas | 1355 | 258 |  | 01/20/2021 | 99675 | 205785529 | 01/20/2021
Rheem Sales Company, Inc. | CLIMATEMASTER | RGECZR036AJT10**A | Federally-Regulated Consumer Product | Weatherized Non-Condensing Gas | 1576 | 218 |  | 01/20/2021 | 100764 | 205785559 | 01/20/2021
Rheem Sales Company, Inc. | CLIMATEMASTER | RGEA15060AJV101AB | Federally-Regulated Consumer Product | Weatherized Non-Condensing Gas | 2166 | 294 |  | 01/20/2021 | 100081 | 205785542 | 01/20/2021
Rheem Sales Company, Inc. | CLIMATEMASTER | RGEA16048AJV08TAB | Federally-Regulated Consumer Product | Weatherized Non-Condensing Gas | 1845 | 272 |  | 01/20/2021 | 76171 | 205785553 | 01/20/2021
Rheem Sales Company, Inc. | CLIMATEMASTER | RGEA14030AJT06XAB | Federally-Regulated Consumer Product | Weatherized Non-Condensing Gas | 1147 | 249 |  | 01/20/2021 | 79965 | 205785501 | 01/20/2021
Rheem Sales Company, Inc. | CLIMATEMASTER | RGEA16048AJV082AB | Federally-Regulated Consumer Product | Weatherized Non-Condensing Gas | 1845 | 272 |  | 01/20/2021 | 76171 | 205785552 | 01/20/2021
Rheem Sales Company, Inc. | CLIMATEMASTER | RGEA14060AJT10UAA | Federally-Regulated Consumer Product | Weatherized Non-Condensing Gas | 2066 | 290 |  | 01/20/2021 | 100130 | 205965570 | 01/20/2021
Rheem Sales Company, Inc. | CLIMATEMASTER | RGEA15036BJV08XAA | Federally-Regulated Consumer Product | Weatherized Non-Condensing Gas | 1355 | 259 |  | 01/20/2021 | 99675 | 205785531 | 01/20/2021
Rheem Sales Company, Inc. | CLIMATEMASTER | RGEA14048AJT08UAA | Federally-Regulated Consumer Product | Weatherized Non-Condensing Gas | 2026 | 288 |  | 01/20/2021 | 80019 | 205965567 | 01/20/2021
Rheem Sales Company, Inc. | CLIMATEMASTER | RGEA16048AJV10TAB | Federally-Regulated Consumer Product | Weatherized Non-Condensing Gas | 1845 | 280 |  | 01/20/2021 | 76171 | 205785555 | 01/20/2021
Rheem Sales Company, Inc. | CLIMATEMASTER | RGEA15030AJV081AB | Federally-Regulated Consumer Product | Weatherized Non-Condensing Gas | 1402 | 261 |  | 01/20/2021 | 80658 | 205785526 | 01/20/2021
Rheem Sales Company, Inc. | CLIMATEMASTER | RGEA16036AJV08TAB | Federally-Regulated Consumer Product | Weatherized Non-Condensing Gas | 1648 | 272 |  | 01/20/2021 | 76362 | 205785549 | 01/20/2021
Rheem Sales Company, Inc. | CLIMATEMASTER | RGEA16036AJV102AB | Federally-Regulated Consumer Product | Weatherized Non-Condensing Gas | 1648 | 272 |  | 01/20/2021 | 76362 | 205785550 | 01/20/2021
Rheem Sales Company, Inc. | CLIMATEMASTER | RGEA14024AJT081AB | Federally-Regulated Consumer Product | Weatherized Non-Condensing Gas | 1127 | 249 |  | 01/20/2021 | 80320 | 205785498 | 01/20/2021
Rheem Sales Company, Inc. | CLIMATEMASTER | RGEA14042AJT081AB | Federally-Regulated Consumer Product | Weatherized Non-Condensing Gas | 1494 | 265 |  | 01/20/2021 | 99609 | 205785510 | 01/20/2021
Rheem Sales Company, Inc. | CLIMATEMASTER | RGEA16036AJV06TAB | Federally-Regulated Consumer Product | Weatherized Non-Condensing Gas | 1648 | 259 |  | 01/20/2021 | 76362 | 205785547 | 01/20/2021
Rheem Sales Company, Inc. | CLIMATEMASTER | RGEA14024AJT04UAA | Federally-Regulated Consumer Product | Weatherized Non-Condensing Gas | 1181 | 251 |  | 01/20/2021 | 40068 | 205965571 | 01/20/2021
Rheem Sales Company, Inc. | CLIMATEMASTER | RGEA15042BJV101AA | Federally-Regulated Consumer Product | Weatherized Non-Condensing Gas | 1375 | 260 |  | 01/20/2021 | 101119 | 205785536 | 01/20/2021
Rheem Sales Company, Inc. | CLIMATEMASTER | RGEA15036BJV081AA | Federally-Regulated Consumer Product | Weatherized Non-Condensing Gas | 1355 | 259 |  | 01/20/2021 | 99675 | 205785530 | 01/20/2021
Rheem Sales Company, Inc. | CLIMATEMASTER | RGEA16060AJV10TAB | Federally-Regulated Consumer Product | Weatherized Non-Condensing Gas | 2330 | 280 |  | 01/20/2021 | 75239 | 205785557 | 01/20/2021
Rheem Sales Company, Inc. | CLIMATEMASTER | RGEA15036BJV101AA | Federally-Regulated Consumer Product | Weatherized Non-Condensing Gas | 1355 | 259 |  | 01/20/2021 | 99675 | 205785532 | 01/20/2021
Rheem Sales Company, Inc. | CLIMATEMASTER | RGEA14060CJT101AA | Federally-Regulated Consumer Product | Weatherized Non-Condensing Gas | 1911 | 283 |  | 01/20/2021 | 99261 | 205785518 | 01/20/2021
Rheem Sales Company, Inc. | CLIMATEMASTER | RGEA15042BJV10XAA | Federally-Regulated Consumer Product | Weatherized Non-Condensing Gas | 1375 | 260 |  | 01/20/2021 | 101119 | 205785537 | 01/20/2021
Rheem Sales Company, Inc. | CLIMATEMASTER | RGEA15024BJV08XAA | Federally-Regulated Consumer Product | Weatherized Non-Condensing Gas | 1395 | 260 |  | 01/20/2021 | 80305 | 205785523 | 01/20/2021
Rheem Sales Company, Inc. | CLIMATEMASTER | RGEA15060AJV10XAB | Federally-Regulated Consumer Product | Weatherized Non-Condensing Gas | 2166 | 294 |  | 01/20/2021 | 100081 | 205785543 | 01/20/2021
Rheem Sales Company, Inc. | CLIMATEMASTER | RGECZR060AJT12**A | Federally-Regulated Consumer Product | Weatherized Non-Condensing Gas | 2183 | 266 |  | 01/20/2021 | 83968 | 205785563 | 01/20/2021
Rheem Sales Company, Inc. | CLIMATEMASTER | RGEA14036AJT061AB | Federally-Regulated Consumer Product | Weatherized Non-Condensing Gas | 1430 | 262 |  | 01/20/2021 | 99665 | 205785504 | 01/20/2021
Rheem Sales Company, Inc. | CLIMATEMASTER | RGEA14024AJT08XAB | Federally-Regulated Consumer Product | Weatherized Non-Condensing Gas | 1127 | 249 |  | 01/20/2021 | 80320 | 205785499 | 01/20/2021
Rheem Sales Company, Inc. | CLIMATEMASTER | RGEA16036AJV10TAB | Federally-Regulated Consumer Product | Weatherized Non-Condensing Gas | 1648 | 272 |  | 01/20/2021 | 76362 | 205785551 | 01/20/2021
Rheem Sales Company, Inc. | CLIMATEMASTER | RGEA15048AJV081AB | Federally-Regulated Consumer Product | Weatherized Non-Condensing Gas | 1720 | 275 |  | 01/20/2021 | 99897 | 205785538 | 01/20/2021
Rheem Sales Company, Inc. | CLIMATEMASTER | RGEA14042AJT08UAA | Federally-Regulated Consumer Product | Weatherized Non-Condensing Gas | 1635 | 271 |  | 01/20/2021 | 80943 | 205965569 | 01/20/2021
Rheem Sales Company, Inc. | CLIMATEMASTER | RGEA15042BJV081AA | Federally-Regulated Consumer Product | Weatherized Non-Condensing Gas | 1375 | 260 |  | 01/20/2021 | 101119 | 205785534 | 01/20/2021
Rheem Sales Company, Inc. | CLIMATEMASTER | RGEA14036AJT081AB | Federally-Regulated Consumer Product | Weatherized Non-Condensing Gas | 1430 | 262 |  | 01/20/2021 | 99665 | 205785506 | 01/20/2021
Rheem Sales Company, Inc. | CLIMATEMASTER | RGEA14036AJT06XAB | Federally-Regulated Consumer Product | Weatherized Non-Condensing Gas | 1430 | 262 |  | 01/20/2021 | 99665 | 205785505 | 01/20/2021
Rheem Sales Company, Inc. | CLIMATEMASTER | RGEA14036AJT08XAB | Federally-Regulated Consumer Product | Weatherized Non-Condensing Gas | 1430 | 262 |  | 01/20/2021 | 99665 | 205785507 | 01/20/2021
Rheem Sales Company, Inc. | CLIMATEMASTER | RGEA14036AJT101AB | Federally-Regulated Consumer Product | Weatherized Non-Condensing Gas | 1430 | 262 |  | 01/20/2021 | 99665 | 205785508 | 01/20/2021
Rheem Sales Company, Inc. | CLIMATEMASTER | RGEA14030AJT081AB | Federally-Regulated Consumer Product | Weatherized Non-Condensing Gas | 1147 | 249 |  | 01/20/2021 | 79965 | 205785502 | 01/20/2021
Rheem Sales Company, Inc. | CLIMATEMASTER | RGEA14030AJT06UAA | Federally-Regulated Consumer Product | Weatherized Non-Condensing Gas | 1125 | 248 |  | 01/20/2021 | 60094 | 205965562 | 01/20/2021
Rheem Sales Company, Inc. | CLIMATEMASTER | RGEA14048AJT081AB | Federally-Regulated Consumer Product | Weatherized Non-Condensing Gas | 1809 | 279 |  | 01/20/2021 | 99189 | 205785514 | 01/20/2021
Rheem Sales Company, Inc. | CLIMATEMASTER | RGEA16048AJV102AB | Federally-Regulated Consumer Product | Weatherized Non-Condensing Gas | 1845 | 280 |  | 01/20/2021 | 76171 | 205785554 | 01/20/2021
Rheem Sales Company, Inc. | CLIMATEMASTER | RGEA15030AJV08XAB | Federally-Regulated Consumer Product | Weatherized Non-Condensing Gas | 1402 | 261 |  | 01/20/2021 | 80658 | 205785527 | 01/20/2021
Rheem Sales Company, Inc. | CLIMATEMASTER | RGEA16060AJV102AB | Federally-Regulated Consumer Product | Weatherized Non-Condensing Gas | 2330 | 280 |  | 01/20/2021 | 75239 | 205785556 | 01/20/2021
Rheem Sales Company, Inc. | CLIMATEMASTER | RGEA14036AJT10XAB | Federally-Regulated Consumer Product | Weatherized Non-Condensing Gas | 1430 | 262 |  | 01/20/2021 | 99665 | 205785509 | 01/20/2021
Rheem Sales Company, Inc. | CLIMATEMASTER | RGEA15030AJV06XAB | Federally-Regulated Consumer Product | Weatherized Non-Condensing Gas | 1402 | 261 |  | 01/20/2021 | 80658 | 205785525 | 01/20/2021
Rheem Sales Company, Inc. | CLIMATEMASTER | RGEA14042AJT101AB | Federally-Regulated Consumer Product | Weatherized Non-Condensing Gas | 1494 | 265 |  | 01/20/2021 | 99609 | 205785512 | 01/20/2021
Rheem Sales Company, Inc. | CLIMATEMASTER | RGEA15024BJV081AA | Federally-Regulated Consumer Product | Weatherized Non-Condensing Gas | 1395 | 260 |  | 01/20/2021 | 80305 | 205785522 | 01/20/2021
Rheem Sales Company, Inc. | CLIMATEMASTER | RGEA15048AJV08XAB | Federally-Regulated Consumer Product | Weatherized Non-Condensing Gas | 1720 | 275 |  | 01/20/2021 | 99897 | 205785539 | 01/20/2021
Rheem Sales Company, Inc. | CLIMATEMASTER | RGECZR048AJT07**A | Federally-Regulated Consumer Product | Weatherized Non-Condensing Gas | 1873 | 167 |  | 01/20/2021 | 52596 | 205785560 | 01/20/2021
Rheem Sales Company, Inc. | CLIMATEMASTER | RGEA14030AJT061AB | Federally-Regulated Consumer Product | Weatherized Non-Condensing Gas | 1147 | 249 |  | 01/20/2021 | 79965 | 205785500 | 01/20/2021
Rheem Sales Company, Inc. | CLIMATEMASTER | RGEA14048AJT101AB | Federally-Regulated Consumer Product | Weatherized Non-Condensing Gas | 1809 | 279 |  | 01/20/2021 | 99189 | 205785516 | 01/20/2021
Rheem Sales Company, Inc. | CLIMATEMASTER | RGEA16024AJV062AB | Federally-Regulated Consumer Product | Weatherized Non-Condensing Gas | 1358 | 259 |  | 01/20/2021 | 46205 | 205785544 | 01/20/2021
Rheem Sales Company, Inc. | CLIMATEMASTER | RGEA14030AJT08XAB | Federally-Regulated Consumer Product | Weatherized Non-Condensing Gas | 1147 | 249 |  | 01/20/2021 | 79965 | 205785503 | 01/20/2021
Rheem Sales Company, Inc. | CLIMATEMASTER | RGEA14024AJT06XAB | Federally-Regulated Consumer Product | Weatherized Non-Condensing Gas | 1127 | 249 |  | 01/20/2021 | 80320 | 205785497 | 01/20/2021
Rheem Sales Company, Inc. | CLIMATEMASTER | RGEA14048AJT08XAB | Federally-Regulated Consumer Product | Weatherized Non-Condensing Gas | 1809 | 279 |  | 01/20/2021 | 99189 | 205785515 | 01/20/2021
Rheem Sales Company, Inc. | CLIMATEMASTER | RGEA16036AJV062AB | Federally-Regulated Consumer Product | Weatherized Non-Condensing Gas | 1648 | 259 |  | 01/20/2021 | 76362 | 205785546 | 01/20/2021
Rheem Sales Company, Inc. | CLIMATEMASTER | RGEA15048AJV10XAB | Federally-Regulated Consumer Product | Weatherized Non-Condensing Gas | 1720 | 275 |  | 01/20/2021 | 99897 | 205785541 | 01/20/2021
Rheem Sales Company, Inc. | CLIMATEMASTER | RGEA14036AJT06UAA | Federally-Regulated Consumer Product | Weatherized Non-Condensing Gas | 1434 | 262 |  | 01/20/2021 | 60723 | 205965565 | 01/20/2021
Rheem Sales Company, Inc. | CLIMATEMASTER | RGEA16036AJV082AB | Federally-Regulated Consumer Product | Weatherized Non-Condensing Gas | 1648 | 272 |  | 01/20/2021 | 76362 | 205785548 | 01/20/2021
Rheem Sales Company, Inc. | CLIMATEMASTER | RGECZR060AJT07**A | Federally-Regulated Consumer Product | Weatherized Non-Condensing Gas | 2336 | 182 |  | 01/20/2021 | 52310 | 205785562 | 01/20/2021
Rheem Sales Company, Inc. | CLIMATEMASTER | RGEA14042AJT10XAB | Federally-Regulated Consumer Product | Weatherized Non-Condensing Gas | 1494 | 265 |  | 01/20/2021 | 99609 | 205785513 | 01/20/2021
Rheem Sales Company, Inc. | CLIMATEMASTER | RGEA14048AJT10XAB | Federally-Regulated Consumer Product | Weatherized Non-Condensing Gas | 1809 | 279 |  | 01/20/2021 | 99189 | 205785517 | 01/20/2021
Rheem Sales Company, Inc. | RUSSELL | RGEA14042AJT08UAA | Federally-Regulated Consumer Product | Weatherized Non-Condensing Gas | 1635 | 271 |  | 01/20/2021 | 80943 | 205965559 | 01/20/2021
Rheem Sales Company, Inc. | RUSSELL | RGEA14030AJT04UAA | Federally-Regulated Consumer Product | Weatherized Non-Condensing Gas | 1189 | 251 |  | 01/20/2021 | 39887 | 205965553 | 01/20/2021
Rheem Sales Company, Inc. | RUSSELL | RGEA14036AJT08UAA | Federally-Regulated Consumer Product | Weatherized Non-Condensing Gas | 1382 | 260 |  | 01/20/2021 | 80891 | 205965556 | 01/20/2021
Rheem Sales Company, Inc. | RUSSELL | RGEA14060AJT10UAA | Federally-Regulated Consumer Product | Weatherized Non-Condensing Gas | 2066 | 290 |  | 01/20/2021 | 100130 | 205965560 | 01/20/2021
Rheem Sales Company, Inc. | RUSSELL | RGEA14024AJT06UAA | Federally-Regulated Consumer Product | Weatherized Non-Condensing Gas | 1236 | 253 |  | 01/20/2021 | 61566 | 205965554 | 01/20/2021
Rheem Sales Company, Inc. | RUSSELL | RGEA14030AJT06UAA | Federally-Regulated Consumer Product | Weatherized Non-Condensing Gas | 1125 | 248 |  | 01/20/2021 | 60094 | 205965552 | 01/20/2021
Rheem Sales Company, Inc. | RUSSELL | RGEA14048AJT08UAA | Federally-Regulated Consumer Product | Weatherized Non-Condensing Gas | 2026 | 288 |  | 01/20/2021 | 80019 | 205965557 | 01/20/2021
Rheem Sales Company, Inc. | RUSSELL | RGEA14024AJT04UAA | Federally-Regulated Consumer Product | Weatherized Non-Condensing Gas | 1181 | 251 |  | 01/20/2021 | 40068 | 205965561 | 01/20/2021
Rheem Sales Company, Inc. | RUSSELL | RGEA14036AJT06UAA | Federally-Regulated Consumer Product | Weatherized Non-Condensing Gas | 1434 | 262 |  | 01/20/2021 | 60723 | 205965555 | 01/20/2021
Rheem Sales Company, Inc. | RUSSELL | RGEA14048AJT10UAA | Federally-Regulated Consumer Product | Weatherized Non-Condensing Gas | 1832 | 280 |  | 01/20/2021 | 100370 | 205965558 | 01/20/2021
Rheem Sales Company, Inc. | Sure | RGEA14060AJT10XAB | Federally-Regulated Consumer Product | Weatherized Non-Condensing Gas | 1911 | 283 |  | 11/25/2020 | 99261 | 203404507 | 01/27/2021
Rheem Sales Company, Inc. | Rheem | RGEA14060AJT10XAB | Federally-Regulated Consumer Product | Weatherized Non-Condensing Gas | 1911 | 283 |  | 11/25/2020 | 99261 | 203404505 | 01/27/2021
Rheem Sales Company, Inc. | Fujitsu | RGEA14060AJT10XAB | Federally-Regulated Consumer Product | Weatherized Non-Condensing Gas | 1911 | 283 |  | 11/25/2020 | 99261 | 204117043 | 01/27/2021
Rheem Sales Company, Inc. | Ruud | RGEA14060AJT10XAB | Federally-Regulated Consumer Product | Weatherized Non-Condensing Gas | 1911 | 283 |  | 11/25/2020 | 99261 | 203404506 | 01/27/2021
Rheem Sales Company, Inc. | Mainline | RGEA14060AJT10XAB | Federally-Regulated Consumer Product | Weatherized Non-Condensing Gas | 1911 | 283 |  | 11/25/2020 | 99261 | 204117091 | 01/27/2021
Rheem Sales Company, Inc. | Weatherking | W96VA0702521MSA | Federally-Regulated Consumer Product | Non-Weatherized, Condensing Ga | 1923 | 280 |  | 01/20/2021 | 49235 | 206342107 | 01/27/2021
Rheem Sales Company, Inc. | Weatherking | RGEA14060AJT10XAB | Federally-Regulated Consumer Product | Weatherized Non-Condensing Gas | 1911 | 283 |  | 11/25/2020 | 99261 | 203404508 | 01/27/2021
American Standard, Inc. | AMERICAN STANDARD | S9X2C080U5PSB** | Federally-Regulated Consumer Product | Non-Weatherized, Condensing Ga | 2411 | 301 | 301.084 | 10/04/2019 |  |  | 02/03/2021
American Standard, Inc. | AMERICAN STANDARD | S9B1C100D5PS*** | Federally-Regulated Consumer Product | Non-Weatherized, Condensing Ga | 2301 | 296 | 296.244 | 10/04/2019 |  |  | 02/03/2021
American Standard, Inc. | AMERICAN STANDARD | S9B1B060U4PS*** | Federally-Regulated Consumer Product | Non-Weatherized, Condensing Ga | 1616 | 266 | 266.104 | 10/04/2019 |  |  | 02/03/2021
American Standard, Inc. | AMERICAN STANDARD | S9V2C100D4PS*** | Federally-Regulated Consumer Product | Non-Weatherized, Condensing Ga | 1664 | 268 | 268.216 | 10/04/2019 |  |  | 02/03/2021
American Standard, Inc. | AMERICAN STANDARD | S9V2B060U4PS*** | Federally-Regulated Consumer Product | Non-Weatherized, Condensing Ga | 1620 | 266 | 266.28 | 10/04/2019 |  |  | 02/03/2021
American Standard, Inc. | AMERICAN STANDARD | S9V2B040U3VS*** | Federally-Regulated Consumer Product | Non-Weatherized, Condensing Ga | 1404 | 257 | 256.776 | 07/27/2020 | 26064 | 10591643 | 02/03/2021
American Standard, Inc. | AMERICAN STANDARD | S9V2D120D5PS*** | Federally-Regulated Consumer Product | Non-Weatherized, Condensing Ga | 2102 | 287 | 287.488 | 10/04/2019 |  |  | 02/03/2021
American Standard, Inc. | AMERICAN STANDARD | S9V2C100D5PS*** | Federally-Regulated Consumer Product | Non-Weatherized, Condensing Ga | 2259 | 294 | 294.396 | 10/04/2019 |  |  | 02/03/2021
American Standard, Inc. | AMERICAN STANDARD | S9X1B040U3PSB** | Federally-Regulated Consumer Product | Non-Weatherized, Condensing Ga | 1091 | 243 | 243.004 | 10/04/2019 |  |  | 02/03/2021
American Standard, Inc. | AMERICAN STANDARD | AUHMB060ACV3V** | Federally-Regulated Consumer Product | Non-Weatherized, Condensing Ga | 1328 | 253 | 253.432 | 10/04/2019 |  |  | 02/03/2021
American Standard, Inc. | AMERICAN STANDARD | S9B1D120U5PS*** | Federally-Regulated Consumer Product | Non-Weatherized, Condensing Ga | 2504 | 305 | 305.176 | 10/04/2019 |  |  | 02/03/2021
American Standard, Inc. | AMERICAN STANDARD | S9V2B040U3PS*** | Federally-Regulated Consumer Product | Non-Weatherized, Condensing Ga | 1228 | 249 | 249.032 | 10/04/2019 |  |  | 02/03/2021
American Standard, Inc. | AMERICAN STANDARD | S9X1B060U4PSB** | Federally-Regulated Consumer Product | Non-Weatherized, Condensing Ga | 1616 | 266 | 266.104 | 10/04/2019 |  |  | 02/03/2021
American Standard, Inc. | AMERICAN STANDARD | S9V2B060U3VS*** | Federally-Regulated Consumer Product | Non-Weatherized, Condensing Ga | 1418 | 257 | 257.392 | 10/04/2019 |  |  | 02/03/2021
American Standard, Inc. | AMERICAN STANDARD | S9V2B080U4PS*** | Federally-Regulated Consumer Product | Non-Weatherized, Condensing Ga | 1691 | 269 | 269.404 | 10/04/2019 |  |  | 02/03/2021
American Standard, Inc. | AMERICAN STANDARD | S9V2D120U5PS*** | Federally-Regulated Consumer Product | Non-Weatherized, Condensing Ga | 2213 | 292 | 292.372 | 10/04/2019 |  |  | 02/03/2021
American Standard, Inc. | AMERICAN STANDARD | S9V2C080U5PS*** | Federally-Regulated Consumer Product | Non-Weatherized, Condensing Ga | 2136 | 289 | 288.984 | 07/27/2020 | 52430 | 10509500 | 02/03/2021
American Standard, Inc. | AMERICAN STANDARD | ADHMB060BCV3VB* | Federally-Regulated Consumer Product | Non-Weatherized, Condensing Ga | 1327 | 253 | 253.388 | 10/04/2019 |  |  | 02/03/2021
American Standard, Inc. | AMERICAN STANDARD | AUHMB080ACV3V** | Federally-Regulated Consumer Product | Non-Weatherized, Condensing Ga | 1413 | 257 | 257.172 | 10/04/2019 |  |  | 02/03/2021
American Standard, Inc. | AMERICAN STANDARD | S9V2D120U5VS*** | Federally-Regulated Consumer Product | Non-Weatherized, Condensing Ga | 2210 | 292 | 292.24 | 10/04/2019 |  |  | 02/03/2021
American Standard, Inc. | AMERICAN STANDARD | S9X2B040D3PSB** | Federally-Regulated Consumer Product | Non-Weatherized, Condensing Ga | 1261 | 250 | 250.484 | 10/04/2019 |  |  | 02/03/2021
American Standard, Inc. | AMERICAN STANDARD | S9V2B060U3PS*** | Federally-Regulated Consumer Product | Non-Weatherized, Condensing Ga | 1312 | 253 | 252.728 | 07/27/2020 | 39141 | 10509494 | 02/03/2021
American Standard, Inc. | AMERICAN STANDARD | S9V2C100U4VS*** | Federally-Regulated Consumer Product | Non-Weatherized, Condensing Ga | 1921 | 280 | 279.524 | 07/27/2020 | 64556 | 10591648 | 02/03/2021
American Standard, Inc. | AMERICAN STANDARD | ADHMD120BCV5VB* | Federally-Regulated Consumer Product | Non-Weatherized, Condensing Ga | 1901 | 279 | 278.644 | 07/27/2020 | 48072 | 5722432 | 02/03/2021
American Standard, Inc. | AMERICAN STANDARD | AUHMC100ACV4V** | Federally-Regulated Consumer Product | Non-Weatherized, Condensing Ga | 2096 | 287 | 287.224 | 10/04/2019 |  |  | 02/03/2021
American Standard, Inc. | AMERICAN STANDARD | S9X1D120U5PSB** | Federally-Regulated Consumer Product | Non-Weatherized, Condensing Ga | 2504 | 305 | 305.176 | 10/04/2019 |  |  | 02/03/2021
American Standard, Inc. | AMERICAN STANDARD | S9V2B060D3PS*** | Federally-Regulated Consumer Product | Non-Weatherized, Condensing Ga | 1446 | 259 |  | 11/25/2020 | 38743 | 10509493 | 02/03/2021
American Standard, Inc. | AMERICAN STANDARD | S9V2C100D4VS*** | Federally-Regulated Consumer Product | Non-Weatherized, Condensing Ga | 2084 | 287 | 286.696 | 07/27/2020 | 64611 | 10591647 | 02/03/2021
American Standard, Inc. | AMERICAN STANDARD | S9V2C100U4PS*** | Federally-Regulated Consumer Product | Non-Weatherized, Condensing Ga | 1730 | 271 | 271.12 | 10/04/2019 |  |  | 02/03/2021
American Standard, Inc. | AMERICAN STANDARD | S9V2B040D3PS*** | Federally-Regulated Consumer Product | Non-Weatherized, Condensing Ga | 1300 | 252 | 252.2 | 10/04/2019 |  |  | 02/03/2021
American Standard, Inc. | AMERICAN STANDARD | S9V2C100U5PS*** | Federally-Regulated Consumer Product | Non-Weatherized, Condensing Ga | 2453 | 303 | 302.932 | 07/27/2020 | 65117 | 10509504 | 02/03/2021
American Standard, Inc. | AMERICAN STANDARD | S9X2B080D4PSB** | Federally-Regulated Consumer Product | Non-Weatherized, Condensing Ga | 1621 | 266 | 266.324 | 10/04/2019 |  |  | 02/03/2021
American Standard, Inc. | AMERICAN STANDARD | AUHMD120ACV5V** | Federally-Regulated Consumer Product | Non-Weatherized, Condensing Ga | 2116 | 288 | 288.104 | 10/04/2019 |  |  | 02/03/2021
American Standard, Inc. | AMERICAN STANDARD | ADHMB080ACV3VB* | Federally-Regulated Consumer Product | Non-Weatherized, Condensing Ga | 1358 | 255 | 254.752 | 07/27/2020 | 79830 | 5722430 | 02/03/2021
American Standard, Inc. | AMERICAN STANDARD | S9V2B080D4PS*** | Federally-Regulated Consumer Product | Non-Weatherized, Condensing Ga | 1726 | 271 | 270.944 | 07/27/2020 | 51824 | 10509497 | 02/03/2021
American Standard, Inc. | AMERICAN STANDARD | S9X1C100D5PSB** | Federally-Regulated Consumer Product | Non-Weatherized, Condensing Ga | 2301 | 296 | 296.244 | 10/04/2019 |  |  | 02/03/2021
American Standard, Inc. | AMERICAN STANDARD | ADHMC100ACV4VB* | Federally-Regulated Consumer Product | Non-Weatherized, Condensing Ga | 1706 | 270 | 270.064 | 10/04/2019 |  |  | 02/03/2021
American Standard, Inc. | AMERICAN STANDARD | S9V2B080D4VS*** | Federally-Regulated Consumer Product | Non-Weatherized, Condensing Ga | 1555 | 263 | 263.42 | 10/04/2019 |  |  | 02/03/2021
American Standard, Inc. | AMERICAN STANDARD | S9B1B040U3PS*** | Federally-Regulated Consumer Product | Non-Weatherized, Condensing Ga | 1091 | 243 | 243.004 | 10/04/2019 |  |  | 02/03/2021
American Standard, Inc. | AMERICAN STANDARD | S9X2C080U5PSB** | Federally-Regulated Consumer Product | Non-Weatherized, Condensing Ga | 2411 | 301 |  | 02/03/2021 | 52308 | 203909123 | 02/03/2021
American Standard, Inc. | AMERICAN STANDARD | S9B1C100D5PS*** | Federally-Regulated Consumer Product | Non-Weatherized, Condensing Ga | 2301 | 296 |  | 02/03/2021 | 99284 | 203908976 | 02/03/2021
American Standard, Inc. | AMERICAN STANDARD | S9B1B060U4PS*** | Federally-Regulated Consumer Product | Non-Weatherized, Condensing Ga | 1616 | 266 |  | 02/03/2021 | 60194 | 203908967 | 02/03/2021
American Standard, Inc. | AMERICAN STANDARD | S9V2C100D4PS*** | Federally-Regulated Consumer Product | Non-Weatherized, Condensing Ga | 1664 | 268 |  | 02/03/2021 | 65190 | 10509501 | 02/03/2021
American Standard, Inc. | AMERICAN STANDARD | S9V2B060U4PS*** | Federally-Regulated Consumer Product | Non-Weatherized, Condensing Ga | 1620 | 266 |  | 02/03/2021 | 39100 | 10509495 | 02/03/2021
American Standard, Inc. | AMERICAN STANDARD | S9V2B040U3VS*** | Federally-Regulated Consumer Product | Non-Weatherized, Condensing Ga | 1404 | 257 |  | 02/03/2021 | 26064 | 10591643 | 02/03/2021
American Standard, Inc. | AMERICAN STANDARD | S9V2D120D5PS*** | Federally-Regulated Consumer Product | Non-Weatherized, Condensing Ga | 2102 | 287 |  | 02/03/2021 | 77659 | 10509505 | 02/03/2021
American Standard, Inc. | AMERICAN STANDARD | S9V2C100D5PS*** | Federally-Regulated Consumer Product | Non-Weatherized, Condensing Ga | 2259 | 294 |  | 02/03/2021 | 65348 | 10509502 | 02/03/2021
American Standard, Inc. | AMERICAN STANDARD | S9X1B040U3PSB** | Federally-Regulated Consumer Product | Non-Weatherized, Condensing Ga | 1091 | 243 |  | 02/03/2021 | 40458 | 203862608 | 02/03/2021
American Standard, Inc. | AMERICAN STANDARD | AUHMB060ACV3V** | Federally-Regulated Consumer Product | Non-Weatherized, Condensing Ga | 1328 | 253 |  | 02/03/2021 | 23433 | 9962868 | 02/03/2021
American Standard, Inc. | AMERICAN STANDARD | S9B1D120U5PS*** | Federally-Regulated Consumer Product | Non-Weatherized, Condensing Ga | 2504 | 305 |  | 02/03/2021 | 120189 | 203908971 | 02/03/2021
American Standard, Inc. | AMERICAN STANDARD | S9V2B040U3PS*** | Federally-Regulated Consumer Product | Non-Weatherized, Condensing Ga | 1228 | 249 |  | 02/03/2021 | 25735 | 10509492 | 02/03/2021
American Standard, Inc. | AMERICAN STANDARD | S9X1B060U4PSB** | Federally-Regulated Consumer Product | Non-Weatherized, Condensing Ga | 1616 | 266 |  | 02/03/2021 | 60194 | 203862610 | 02/03/2021
American Standard, Inc. | AMERICAN STANDARD | S9V2B060U3VS*** | Federally-Regulated Consumer Product | Non-Weatherized, Condensing Ga | 1418 | 257 |  | 02/03/2021 | 38583 | 10591644 | 02/03/2021
American Standard, Inc. | AMERICAN STANDARD | S9V2B080U4PS*** | Federally-Regulated Consumer Product | Non-Weatherized, Condensing Ga | 1691 | 269 |  | 02/03/2021 | 51429 | 10509499 | 02/03/2021
American Standard, Inc. | AMERICAN STANDARD | S9V2D120U5PS*** | Federally-Regulated Consumer Product | Non-Weatherized, Condensing Ga | 2213 | 292 |  | 02/03/2021 | 77591 | 10509506 | 02/03/2021
American Standard, Inc. | AMERICAN STANDARD | S9V2C080U5PS*** | Federally-Regulated Consumer Product | Non-Weatherized, Condensing Ga | 2136 | 289 |  | 02/03/2021 | 52430 | 10509500 | 02/03/2021
American Standard, Inc. | AMERICAN STANDARD | ADHMB060BCV3VB* | Federally-Regulated Consumer Product | Non-Weatherized, Condensing Ga | 1327 | 253 |  | 02/03/2021 | 24191 | 5722429 | 02/03/2021
American Standard, Inc. | AMERICAN STANDARD | AUHMB080ACV3V** | Federally-Regulated Consumer Product | Non-Weatherized, Condensing Ga | 1413 | 257 |  | 02/03/2021 | 79374 | 9962867 | 02/03/2021
American Standard, Inc. | AMERICAN STANDARD | S9V2D120U5VS*** | Federally-Regulated Consumer Product | Non-Weatherized, Condensing Ga | 2210 | 292 |  | 02/03/2021 | 78268 | 10591649 | 02/03/2021
American Standard, Inc. | AMERICAN STANDARD | S9X2B040D3PSB** | Federally-Regulated Consumer Product | Non-Weatherized, Condensing Ga | 1261 | 250 |  | 02/03/2021 | 25805 | 203909126 | 02/03/2021
American Standard, Inc. | AMERICAN STANDARD | S9V2B060U3PS*** | Federally-Regulated Consumer Product | Non-Weatherized, Condensing Ga | 1312 | 253 |  | 02/03/2021 | 39141 | 10509494 | 02/03/2021
American Standard, Inc. | AMERICAN STANDARD | S9V2C100U4VS*** | Federally-Regulated Consumer Product | Non-Weatherized, Condensing Ga | 1921 | 280 |  | 02/03/2021 | 64556 | 10591648 | 02/03/2021
American Standard, Inc. | AMERICAN STANDARD | ADHMD120BCV5VB* | Federally-Regulated Consumer Product | Non-Weatherized, Condensing Ga | 1901 | 279 |  | 02/03/2021 | 48072 | 5722432 | 02/03/2021
American Standard, Inc. | AMERICAN STANDARD | AUHMC100ACV4V** | Federally-Regulated Consumer Product | Non-Weatherized, Condensing Ga | 2096 | 287 |  | 02/03/2021 | 39125 | 9962866 | 02/03/2021
American Standard, Inc. | AMERICAN STANDARD | S9X1D120U5PSB** | Federally-Regulated Consumer Product | Non-Weatherized, Condensing Ga | 2504 | 305 |  | 02/03/2021 | 120189 | 203862614 | 02/03/2021
American Standard, Inc. | AMERICAN STANDARD | S9V2B060D3PS*** | Federally-Regulated Consumer Product | Non-Weatherized, Condensing Ga | 1446 | 259 |  | 02/03/2021 | 38743 | 10509493 | 02/03/2021
American Standard, Inc. | AMERICAN STANDARD | S9V2C100D4VS*** | Federally-Regulated Consumer Product | Non-Weatherized, Condensing Ga | 2084 | 287 |  | 02/03/2021 | 64611 | 10591647 | 02/03/2021
American Standard, Inc. | AMERICAN STANDARD | S9V2C100U4PS*** | Federally-Regulated Consumer Product | Non-Weatherized, Condensing Ga | 1730 | 271 |  | 02/03/2021 | 99373 | 10509503 | 02/03/2021
American Standard, Inc. | AMERICAN STANDARD | S9V2B040D3PS*** | Federally-Regulated Consumer Product | Non-Weatherized, Condensing Ga | 1300 | 252 |  | 02/03/2021 | 25956 | 10509491 | 02/03/2021
American Standard, Inc. | AMERICAN STANDARD | S9V2C100U5PS*** | Federally-Regulated Consumer Product | Non-Weatherized, Condensing Ga | 2453 | 303 |  | 02/03/2021 | 65117 | 10509504 | 02/03/2021
American Standard, Inc. | AMERICAN STANDARD | S9X2B080D4PSB** | Federally-Regulated Consumer Product | Non-Weatherized, Condensing Ga | 1621 | 266 |  | 02/03/2021 | 53124 | 203909128 | 02/03/2021
American Standard, Inc. | AMERICAN STANDARD | AUHMD120ACV5V** | Federally-Regulated Consumer Product | Non-Weatherized, Condensing Ga | 2116 | 288 |  | 02/03/2021 | 54354 | 9962865 | 02/03/2021
American Standard, Inc. | AMERICAN STANDARD | ADHMB080ACV3VB* | Federally-Regulated Consumer Product | Non-Weatherized, Condensing Ga | 1358 | 255 |  | 02/03/2021 | 79830 | 5722430 | 02/03/2021
American Standard, Inc. | AMERICAN STANDARD | S9V2B080D4PS*** | Federally-Regulated Consumer Product | Non-Weatherized, Condensing Ga | 1726 | 271 |  | 02/03/2021 | 51824 | 10509497 | 02/03/2021
American Standard, Inc. | AMERICAN STANDARD | S9X1C100D5PSB** | Federally-Regulated Consumer Product | Non-Weatherized, Condensing Ga | 2301 | 296 |  | 02/03/2021 | 99284 | 203862618 | 02/03/2021
American Standard, Inc. | AMERICAN STANDARD | ADHMC100ACV4VB* | Federally-Regulated Consumer Product | Non-Weatherized, Condensing Ga | 1706 | 270 |  | 02/03/2021 | 41336 | 5722431 | 02/03/2021
American Standard, Inc. | AMERICAN STANDARD | S9V2B080D4VS*** | Federally-Regulated Consumer Product | Non-Weatherized, Condensing Ga | 1555 | 263 |  | 02/03/2021 | 52053 | 203965284 | 02/03/2021
American Standard, Inc. | AMERICAN STANDARD | S9B1B040U3PS*** | Federally-Regulated Consumer Product | Non-Weatherized, Condensing Ga | 1091 | 243 |  | 02/03/2021 | 40458 | 203908966 | 02/03/2021
Carrier Corp. - Indianapolis | Carrier | 58TP1A135V24--22* | Federally-Regulated Consumer Product | Non-Weatherized, Non-Condensin | 2420 | 288 | 288.48 | 10/04/2019 |  |  | 02/17/2021
Nordyne, LLC | ONYX | FG7TK-100C-V35C1 | Federally-Regulated Consumer Product | Non-Weatherized, Non-Condensin | 1844 | 263 |  | 12/16/2020 | 66239 | 204038570 | 02/17/2021
Nordyne, LLC | ONYX | FG7TK-080C-V24B1 | Federally-Regulated Consumer Product | Non-Weatherized, Non-Condensin | 1621 | 253 |  | 12/16/2020 | 52810 | 204038569 | 02/17/2021
Nordyne, LLC | ONYX | FG7TK-060C-V23A1 | Federally-Regulated Consumer Product | Non-Weatherized, Non-Condensin | 1302 | 239 |  | 12/16/2020 | 39338 | 204038568 | 02/17/2021
Carrier Corp. - Indianapolis | Bryant | 821TA66135V24* | Federally-Regulated Consumer Product | Non-Weatherized, Non-Condensin | 2420 | 288 | 288.48 | 10/04/2019 |  |  | 02/17/2021
Nordyne, LLC | AireForce | FG7TK-060C-V23A1 | Federally-Regulated Consumer Product | Non-Weatherized, Non-Condensin | 1302 | 239 | 239.288 | 10/04/2019 |  |  | 02/17/2021
Nordyne, LLC | AireForce | FG7TK-080C-V24B1 | Federally-Regulated Consumer Product | Non-Weatherized, Non-Condensin | 1621 | 253 | 253.324 | 10/04/2019 |  |  | 02/17/2021
Nordyne, LLC | AireForce | FG7TK-100C-V35C1 | Federally-Regulated Consumer Product | Non-Weatherized, Non-Condensin | 1844 | 263 | 263.136 | 10/04/2019 |  |  | 02/17/2021
Nordyne, LLC | REVOLV | MG1E-077F1**M1 | Federally-Regulated Consumer Product | Non-Weatherized, Non-Condensin | 1234 | 236 | 236.296 | 10/04/2019 |  |  | 02/17/2021
Nordyne, LLC | AireForce | FG7TK-060C-V23A1 | Federally-Regulated Consumer Product | Non-Weatherized, Non-Condensin | 1302 | 239 |  | 02/17/2021 | 39338 | 204038550 | 02/17/2021
Nordyne, LLC | AireForce | FG7TK-080C-V24B1 | Federally-Regulated Consumer Product | Non-Weatherized, Non-Condensin | 1621 | 253 |  | 02/17/2021 | 52810 | 204038551 | 02/17/2021
Nordyne, LLC | AireForce | FG7TK-100C-V35C1 | Federally-Regulated Consumer Product | Non-Weatherized, Non-Condensin | 1844 | 263 |  | 02/17/2021 | 66239 | 204038552 | 02/17/2021
Carrier Corp. - Indianapolis | Bryant | 821TA66135V24* | Federally-Regulated Consumer Product | Non-Weatherized, Non-Condensin | 2420 | 288 |  | 02/17/2021 | 87246 | 203358818 | 02/17/2021
Nordyne, LLC | ONYX | FG7TK-100C-V35C1 | Federally-Regulated Consumer Product | Non-Weatherized, Non-Condensin | 1844 | 263 |  | 02/17/2021 | 66239 | 204038570 | 02/17/2021
Nordyne, LLC | ONYX | FG7TK-080C-V24B1 | Federally-Regulated Consumer Product | Non-Weatherized, Non-Condensin | 1621 | 253 |  | 02/17/2021 | 52810 | 204038569 | 02/17/2021
Nordyne, LLC | ONYX | FG7TK-060C-V23A1 | Federally-Regulated Consumer Product | Non-Weatherized, Non-Condensin | 1302 | 239 |  | 02/17/2021 | 39338 | 204038568 | 02/17/2021
Nordyne, LLC | REVOLV | MG1E-077F1**M1 | Federally-Regulated Consumer Product | Non-Weatherized, Non-Condensin | 1234 | 236 |  | 02/17/2021 | 77040 | 204235990 | 02/17/2021
Carrier Corp. - Indianapolis | Carrier | 58TP1A135V24--22* | Federally-Regulated Consumer Product | Non-Weatherized, Non-Condensin | 2420 | 288 |  | 02/17/2021 | 87246 | 203358811 | 02/17/2021
Nordyne, LLC | Garrison | KG7TK-100C-V35C1 | Federally-Regulated Consumer Product | Non-Weatherized, Non-Condensin | 1844 | 263 | 263.136 | 10/04/2019 |  |  | 02/17/2021
Nordyne, LLC | Garrison | KG7TC-120*-E45D1 | Federally-Regulated Consumer Product | Non-Weatherized, Condensing Ga | 2160 | 290 |  | 08/05/2020 | 77603 | 204037027 | 02/17/2021
Nordyne, LLC | Garrison | KG7TA-080C-E24B1 | Federally-Regulated Consumer Product | Non-Weatherized, Non-Condensin | 1277 | 238 | 238.188 | 10/04/2019 |  |  | 02/17/2021
Nordyne, LLC | Garrison | KG7TK-080C-V24B1 | Federally-Regulated Consumer Product | Non-Weatherized, Non-Condensin | 1621 | 253 | 253.324 | 10/04/2019 |  |  | 02/17/2021
Nordyne, LLC | Garrison | KG7TC-080*-E35C1 | Federally-Regulated Consumer Product | Non-Weatherized, Condensing Ga | 1686 | 269 |  | 08/05/2020 | 51925 | 204037010 | 02/17/2021
Nordyne, LLC | Garrison | KG7TK-060C-V23A1 | Federally-Regulated Consumer Product | Non-Weatherized, Non-Condensin | 1302 | 239 | 239.288 | 10/04/2019 |  |  | 02/17/2021
Nordyne, LLC | Garrison | KG7TC-120D-E45D1 | Federally-Regulated Consumer Product | Non-Weatherized, Condensing Ga | 2160 | 290 |  | 08/05/2020 | 77603 | 204036854 | 02/17/2021
Nordyne, LLC | Garrison | KG7TA-100C-E35C1 | Federally-Regulated Consumer Product | Non-Weatherized, Non-Condensin | 1668 | 255 | 255.392 | 10/04/2019 |  |  | 02/17/2021
Nordyne, LLC | Garrison | KG7TC-080D-E35C1 | Federally-Regulated Consumer Product | Non-Weatherized, Condensing Ga | 1686 | 269 |  | 08/05/2020 | 51925 | 204036825 | 02/17/2021
Nordyne, LLC | Gibson | KG8SD-100U-T35C* | Federally-Regulated Consumer Product | Non-Weatherized, Condensing Ga | 2088 | 287 |  | 10/07/2020 | 100330 | 206229721 | 02/17/2021
Nordyne, LLC | Gibson | KG7TK-080C-V24B1 | Federally-Regulated Consumer Product | Non-Weatherized, Non-Condensin | 1621 | 253 | 253.324 | 10/04/2019 |  |  | 02/17/2021
Nordyne, LLC | Gibson | KG7TE-100D-V35C1 | Federally-Regulated Consumer Product | Non-Weatherized, Condensing Ga | 1819 | 275 | 275.036 | 07/22/2020 | 65338 | 205411500 | 02/17/2021
Nordyne, LLC | Gibson | KG7TK-100C-V35C1 | Federally-Regulated Consumer Product | Non-Weatherized, Non-Condensin | 1844 | 263 | 263.136 | 10/04/2019 |  |  | 02/17/2021
Nordyne, LLC | Gibson | KG7TK-060C-V23A1 | Federally-Regulated Consumer Product | Non-Weatherized, Non-Condensin | 1302 | 239 | 239.288 | 10/04/2019 |  |  | 02/17/2021
Nordyne, LLC | Gibson | KG8SD-050U-T23A* | Federally-Regulated Consumer Product | Non-Weatherized, Condensing Ga | 1446 | 259 |  | 10/07/2020 | 50148 | 206229715 | 02/17/2021
Nordyne, LLC | Elect-Aire | KG7TK-080C-V24B1 | Federally-Regulated Consumer Product | Non-Weatherized, Non-Condensin | 1621 | 253 | 253.324 | 10/04/2019 |  |  | 02/17/2021
Nordyne, LLC | Elect-Aire | KG7TA-080C-E24B1 | Federally-Regulated Consumer Product | Non-Weatherized, Non-Condensin | 1277 | 238 | 238.188 | 10/04/2019 |  |  | 02/17/2021
Nordyne, LLC | Elect-Aire | KG7TA-100C-E35C1 | Federally-Regulated Consumer Product | Non-Weatherized, Non-Condensin | 1668 | 255 | 255.392 | 10/04/2019 |  |  | 02/17/2021
Nordyne, LLC | Elect-Aire | KG7TC-080*-E35C1 | Federally-Regulated Consumer Product | Non-Weatherized, Condensing Ga | 1686 | 269 |  | 08/05/2020 | 51925 | 204037008 | 02/17/2021
Nordyne, LLC | Elect-Aire | KG7TC-080D-E35C1 | Federally-Regulated Consumer Product | Non-Weatherized, Condensing Ga | 1686 | 269 |  | 08/05/2020 | 51925 | 204036823 | 02/17/2021
Nordyne, LLC | Elect-Aire | KG7TK-100C-V35C1 | Federally-Regulated Consumer Product | Non-Weatherized, Non-Condensin | 1844 | 263 | 263.136 | 10/04/2019 |  |  | 02/17/2021
Nordyne, LLC | Elect-Aire | KG7TK-060C-V23A1 | Federally-Regulated Consumer Product | Non-Weatherized, Non-Condensin | 1302 | 239 | 239.288 | 10/04/2019 |  |  | 02/17/2021
Nordyne, LLC | Elect-Aire | KG7TC-120*-E45D1 | Federally-Regulated Consumer Product | Non-Weatherized, Condensing Ga | 2160 | 290 |  | 08/05/2020 | 77603 | 204037025 | 02/17/2021
Nordyne, LLC | Elect-Aire | KG7TC-120D-E45D1 | Federally-Regulated Consumer Product | Non-Weatherized, Condensing Ga | 2160 | 290 |  | 08/05/2020 | 77603 | 204036852 | 02/17/2021
Nordyne, LLC | Broan | FG7TK-100C-V35C1 | Federally-Regulated Consumer Product | Non-Weatherized, Non-Condensin | 1844 | 263 | 263.136 | 10/04/2019 |  |  | 02/17/2021
Nordyne, LLC | Broan | FG7TK-080C-V24B1 | Federally-Regulated Consumer Product | Non-Weatherized, Non-Condensin | 1621 | 253 | 253.324 | 10/04/2019 |  |  | 02/17/2021
Nordyne, LLC | Broan | MG1E-077F1**M1 | Federally-Regulated Consumer Product | Non-Weatherized, Non-Condensin | 1234 | 236 | 236.296 | 10/04/2019 |  |  | 02/17/2021
Nordyne, LLC | Broan | MG1E-070F1**M1 | Federally-Regulated Consumer Product | Non-Weatherized, Non-Condensin | 1424 | 245 | 244.656 | 07/27/2020 | 68978 | 204235552 | 02/17/2021
Nordyne, LLC | Broan | KG7TE-100D-V35C1 | Federally-Regulated Consumer Product | Non-Weatherized, Condensing Ga | 1819 | 275 | 275.036 | 07/22/2020 | 65338 | 205411499 | 02/17/2021
Nordyne, LLC | Broan | KG7TK-080C-V24B1 | Federally-Regulated Consumer Product | Non-Weatherized, Non-Condensin | 1621 | 253 | 253.324 | 10/04/2019 |  |  | 02/17/2021
Nordyne, LLC | Broan | FG7TK-060C-V23A1 | Federally-Regulated Consumer Product | Non-Weatherized, Non-Condensin | 1302 | 239 | 239.288 | 10/04/2019 |  |  | 02/17/2021
Nordyne, LLC | Broan | KG7TK-100C-V35C1 | Federally-Regulated Consumer Product | Non-Weatherized, Non-Condensin | 1844 | 263 | 263.136 | 10/04/2019 |  |  | 02/17/2021
Nordyne, LLC | Broan | KG7TK-060C-V23A1 | Federally-Regulated Consumer Product | Non-Weatherized, Non-Condensin | 1302 | 239 | 239.288 | 10/04/2019 |  |  | 02/17/2021
Nordyne, LLC | Broan | MG1E-056F1**M1 | Federally-Regulated Consumer Product | Non-Weatherized, Non-Condensin | 1445 | 246 | 245.58 | 07/27/2020 | 54993 | 204235537 | 02/17/2021
Nordyne, LLC | Maytag | MGC2SM054DT24B* | Federally-Regulated Consumer Product | Non-Weatherized, Condensing Ga | 1816 | 27 |  | 08/05/2020 | 53067 | 205464009 | 02/17/2021
Nordyne, LLC | Maytag | PGC2TK060CV23A1 | Federally-Regulated Consumer Product | Non-Weatherized, Non-Condensin | 1302 | 239 | 239.288 | 10/04/2019 |  |  | 02/17/2021
Nordyne, LLC | Maytag | PGC2TK100CV35C1 | Federally-Regulated Consumer Product | Non-Weatherized, Non-Condensin | 1844 | 263 | 263.136 | 10/04/2019 |  |  | 02/17/2021
Nordyne, LLC | Maytag | MG1E-077F1**M1 | Federally-Regulated Consumer Product | Non-Weatherized, Non-Condensin | 1234 | 236 | 236.296 | 10/04/2019 |  |  | 02/17/2021
Nordyne, LLC | Maytag | PGC2TK080CV24B1 | Federally-Regulated Consumer Product | Non-Weatherized, Non-Condensin | 1621 | 253 | 253.324 | 10/04/2019 |  |  | 02/17/2021
Nordyne, LLC | Nutone | KG7TK-060C-V23A1 | Federally-Regulated Consumer Product | Non-Weatherized, Non-Condensin | 1302 | 239 | 239.288 | 10/04/2019 |  |  | 02/17/2021
Nordyne, LLC | Nutone | KG7TK-100C-V35C1 | Federally-Regulated Consumer Product | Non-Weatherized, Non-Condensin | 1844 | 263 | 263.136 | 10/04/2019 |  |  | 02/17/2021
Nordyne, LLC | Nutone | FG7TK-080C-V24B1 | Federally-Regulated Consumer Product | Non-Weatherized, Non-Condensin | 1621 | 253 | 253.324 | 10/04/2019 |  |  | 02/17/2021
Nordyne, LLC | Nutone | FG8SD-100U-T35C* | Federally-Regulated Consumer Product | Non-Weatherized, Condensing Ga | 2088 | 287 |  | 10/07/2020 | 100330 | 206229720 | 02/17/2021
Nordyne, LLC | Nutone | KG7TE-100D-V35C1 | Federally-Regulated Consumer Product | Non-Weatherized, Condensing Ga | 1819 | 275 | 275.036 | 07/22/2020 | 65338 | 205411501 | 02/17/2021
Nordyne, LLC | Nutone | FG7TK-100C-V35C1 | Federally-Regulated Consumer Product | Non-Weatherized, Non-Condensin | 1844 | 263 | 263.136 | 10/04/2019 |  |  | 02/17/2021
Nordyne, LLC | Nutone | FG7TK-060C-V23A1 | Federally-Regulated Consumer Product | Non-Weatherized, Non-Condensin | 1302 | 239 | 239.288 | 10/04/2019 |  |  | 02/17/2021
Nordyne, LLC | Nutone | KG8SD-100U-T35C* | Federally-Regulated Consumer Product | Non-Weatherized, Condensing Ga | 2088 | 287 |  | 10/07/2020 | 100330 | 206229722 | 02/17/2021
Nordyne, LLC | Nutone | KG7TK-080C-V24B1 | Federally-Regulated Consumer Product | Non-Weatherized, Non-Condensin | 1621 | 253 | 253.324 | 10/04/2019 |  |  | 02/17/2021
Nordyne, LLC | Nutone | KG8SD-050U-T23A* | Federally-Regulated Consumer Product | Non-Weatherized, Condensing Ga | 1446 | 259 |  | 10/07/2020 | 50148 | 206229716 | 02/17/2021
Nordyne, LLC | Nutone | FG8SD-050U-T23A* | Federally-Regulated Consumer Product | Non-Weatherized, Condensing Ga | 1446 | 259 |  | 10/07/2020 | 50148 | 206229714 | 02/17/2021
Nordyne, LLC | Intertherm | FG7TK-060C-V23A1 | Federally-Regulated Consumer Product | Non-Weatherized, Non-Condensin | 1302 | 239 | 239.288 | 10/04/2019 |  |  | 02/17/2021
Nordyne, LLC | Intertherm | FG7TK-100C-V35C1 | Federally-Regulated Consumer Product | Non-Weatherized, Non-Condensin | 1844 | 263 | 263.136 | 10/04/2019 |  |  | 02/17/2021
Nordyne, LLC | Intertherm | MG1E-077F1**M1 | Federally-Regulated Consumer Product | Non-Weatherized, Non-Condensin | 1234 | 236 | 236.296 | 10/04/2019 |  |  | 02/17/2021
Nordyne, LLC | Intertherm | FG7TK-080C-V24B1 | Federally-Regulated Consumer Product | Non-Weatherized, Non-Condensin | 1621 | 253 | 253.324 | 10/04/2019 |  |  | 02/17/2021
Dettson Industries, Inc. | Dettson | C15-M-S* | Federally-Regulated Consumer Product | Non-Weatherized, Condensing Ga | 743 | 215 | 227.692 | 10/04/2019 |  |  | 02/17/2021
Daikin Comfort Technologies Manufacturing, L.P. | Daikin | DC96SE1005CN | Federally-Regulated Consumer Product | Non-Weatherized, Condensing Ga | 1955 | 281 | 281.02 | 10/04/2019 |  |  | 02/17/2021
Daikin Comfort Technologies Manufacturing, L.P. | Daikin | DC96SE0403BN | Federally-Regulated Consumer Product | Non-Weatherized, Condensing Ga | 852 | 232 | 232.488 | 10/04/2019 |  |  | 02/17/2021
Daikin Comfort Technologies Manufacturing, L.P. | Amana | ACES960403BN | Federally-Regulated Consumer Product | Non-Weatherized, Condensing Ga | 852 | 232 | 232.488 | 10/04/2019 |  |  | 02/17/2021
Daikin Comfort Technologies Manufacturing, L.P. | Amana | ACES961005CN | Federally-Regulated Consumer Product | Non-Weatherized, Condensing Ga | 1955 | 281 | 281.02 | 10/04/2019 |  |  | 02/17/2021
Nordyne, LLC | NORTEK GLOBAL HVAC LLC | MG1E-077F1**M1 | Federally-Regulated Consumer Product | Non-Weatherized, Non-Condensin | 1234 | 236 | 236.296 | 10/04/2019 |  |  | 02/17/2021
Nordyne, LLC | NORTEK GLOBAL HVAC LLC | G7TK-080C-V24B1 | Federally-Regulated Consumer Product | Non-Weatherized, Non-Condensin | 1621 | 253 | 253.324 | 10/04/2019 |  |  | 02/17/2021
Nordyne, LLC | NORTEK GLOBAL HVAC LLC | G7TK-060C-V23A1 | Federally-Regulated Consumer Product | Non-Weatherized, Non-Condensin | 1302 | 239 | 239.288 | 10/04/2019 |  |  | 02/17/2021
Nordyne, LLC | NORTEK GLOBAL HVAC LLC | G7TK-100C-V35C1 | Federally-Regulated Consumer Product | Non-Weatherized, Non-Condensin | 1844 | 263 | 263.136 | 10/04/2019 |  |  | 02/17/2021
Nordyne, LLC | Miller | FG7TK-080C-V24B1 | Federally-Regulated Consumer Product | Non-Weatherized, Non-Condensin | 1621 | 253 | 253.324 | 10/04/2019 |  |  | 02/17/2021
Nordyne, LLC | Miller | FG7TK-060C-V23A1 | Federally-Regulated Consumer Product | Non-Weatherized, Non-Condensin | 1302 | 239 | 239.288 | 10/04/2019 |  |  | 02/17/2021
Nordyne, LLC | Miller | MG1E-077F1**M1 | Federally-Regulated Consumer Product | Non-Weatherized, Non-Condensin | 1234 | 236 | 236.296 | 10/04/2019 |  |  | 02/17/2021
Nordyne, LLC | Miller | FG7TK-100C-V35C1 | Federally-Regulated Consumer Product | Non-Weatherized, Non-Condensin | 1844 | 263 | 263.136 | 10/04/2019 |  |  | 02/17/2021
Daikin Comfort Technologies Manufacturing, L.P. | Goodman | GCES960403BN | Federally-Regulated Consumer Product | Non-Weatherized, Condensing Ga | 852 | 232 | 232.488 | 10/04/2019 |  |  | 02/17/2021
Daikin Comfort Technologies Manufacturing, L.P. | Goodman | GCES961005CN | Federally-Regulated Consumer Product | Non-Weatherized, Condensing Ga | 1955 | 281 | 281.02 | 10/04/2019 |  |  | 02/17/2021
Nordyne, LLC | Broan | FG7TK-100C-V35C1 | Federally-Regulated Consumer Product | Non-Weatherized, Non-Condensin | 1844 | 263 |  | 02/17/2021 | 66239 | 204036898 | 02/17/2021
Nordyne, LLC | Broan | FG7TK-080C-V24B1 | Federally-Regulated Consumer Product | Non-Weatherized, Non-Condensin | 1621 | 253 |  | 02/17/2021 | 52810 | 204036883 | 02/17/2021
Nordyne, LLC | Broan | MG1E-077F1**M1 | Federally-Regulated Consumer Product | Non-Weatherized, Non-Condensin | 1234 | 236 |  | 02/17/2021 | 77040 | 204114217 | 02/17/2021
Nordyne, LLC | Broan | MG1E-070F1**M1 | Federally-Regulated Consumer Product | Non-Weatherized, Non-Condensin | 1424 | 245 |  | 02/17/2021 | 68978 | 204235552 | 02/17/2021
Nordyne, LLC | Broan | KG7TE-100D-V35C1 | Federally-Regulated Consumer Product | Non-Weatherized, Condensing Ga | 1819 | 275 |  | 02/17/2021 | 65338 | 205411499 | 02/17/2021
Nordyne, LLC | Broan | KG7TK-080C-V24B1 | Federally-Regulated Consumer Product | Non-Weatherized, Non-Condensin | 1621 | 253 |  | 02/17/2021 | 52810 | 204036875 | 02/17/2021
Nordyne, LLC | Broan | FG7TK-060C-V23A1 | Federally-Regulated Consumer Product | Non-Weatherized, Non-Condensin | 1302 | 239 |  | 02/17/2021 | 39338 | 204036868 | 02/17/2021
Nordyne, LLC | Broan | KG7TK-100C-V35C1 | Federally-Regulated Consumer Product | Non-Weatherized, Non-Condensin | 1844 | 263 |  | 02/17/2021 | 66239 | 204036890 | 02/17/2021
Nordyne, LLC | Broan | KG7TK-060C-V23A1 | Federally-Regulated Consumer Product | Non-Weatherized, Non-Condensin | 1302 | 239 |  | 02/17/2021 | 39338 | 204036860 | 02/17/2021
Nordyne, LLC | Broan | MG1E-056F1**M1 | Federally-Regulated Consumer Product | Non-Weatherized, Non-Condensin | 1445 | 246 |  | 02/17/2021 | 54993 | 204235537 | 02/17/2021
Nordyne, LLC | NORTEK GLOBAL HVAC LLC | MG1E-077F1**M1 | Federally-Regulated Consumer Product | Non-Weatherized, Non-Condensin | 1234 | 236 |  | 02/17/2021 | 77040 | 204112426 | 02/17/2021
Nordyne, LLC | NORTEK GLOBAL HVAC LLC | G7TK-080C-V24B1 | Federally-Regulated Consumer Product | Non-Weatherized, Non-Condensin | 1621 | 253 |  | 02/17/2021 | 52810 | 204036779 | 02/17/2021
Nordyne, LLC | NORTEK GLOBAL HVAC LLC | G7TK-060C-V23A1 | Federally-Regulated Consumer Product | Non-Weatherized, Non-Condensin | 1302 | 239 |  | 02/17/2021 | 39338 | 204036778 | 02/17/2021
Nordyne, LLC | NORTEK GLOBAL HVAC LLC | G7TK-100C-V35C1 | Federally-Regulated Consumer Product | Non-Weatherized, Non-Condensin | 1844 | 263 |  | 02/17/2021 | 66239 | 204036780 | 02/17/2021
Daikin Comfort Technologies Manufacturing, L.P. | Goodman | GCES960403BN | Federally-Regulated Consumer Product | Non-Weatherized, Condensing Ga | 852 | 232 |  | 02/17/2021 | 40000 | 203400986 | 02/17/2021
Daikin Comfort Technologies Manufacturing, L.P. | Goodman | GCES961005CN | Federally-Regulated Consumer Product | Non-Weatherized, Condensing Ga | 1955 | 281 |  | 02/17/2021 | 100582 | 203400989 | 02/17/2021
Nordyne, LLC | Garrison | KG7TK-100C-V35C1 | Federally-Regulated Consumer Product | Non-Weatherized, Non-Condensin | 1844 | 263 |  | 02/17/2021 | 66239 | 204036893 | 02/17/2021
Nordyne, LLC | Garrison | KG7TC-120*-E45D1 | Federally-Regulated Consumer Product | Non-Weatherized, Condensing Ga | 2160 | 290 |  | 02/17/2021 | 77603 | 204037027 | 02/17/2021
Nordyne, LLC | Garrison | KG7TA-080C-E24B1 | Federally-Regulated Consumer Product | Non-Weatherized, Non-Condensin | 1277 | 238 |  | 02/17/2021 | 52213 | 204036793 | 02/17/2021
Nordyne, LLC | Garrison | KG7TK-080C-V24B1 | Federally-Regulated Consumer Product | Non-Weatherized, Non-Condensin | 1621 | 253 |  | 02/17/2021 | 52810 | 204036878 | 02/17/2021
Nordyne, LLC | Garrison | KG7TC-080*-E35C1 | Federally-Regulated Consumer Product | Non-Weatherized, Condensing Ga | 1686 | 269 |  | 02/17/2021 | 51925 | 204037010 | 02/17/2021
Nordyne, LLC | Garrison | KG7TK-060C-V23A1 | Federally-Regulated Consumer Product | Non-Weatherized, Non-Condensin | 1302 | 239 |  | 02/17/2021 | 39338 | 204036863 | 02/17/2021
Nordyne, LLC | Garrison | KG7TC-120D-E45D1 | Federally-Regulated Consumer Product | Non-Weatherized, Condensing Ga | 2160 | 290 |  | 02/17/2021 | 77603 | 204036854 | 02/17/2021
Nordyne, LLC | Garrison | KG7TA-100C-E35C1 | Federally-Regulated Consumer Product | Non-Weatherized, Non-Condensin | 1668 | 255 |  | 02/17/2021 | 63969 | 204036801 | 02/17/2021
Nordyne, LLC | Garrison | KG7TC-080D-E35C1 | Federally-Regulated Consumer Product | Non-Weatherized, Condensing Ga | 1686 | 269 |  | 02/17/2021 | 51925 | 204036825 | 02/17/2021
Nordyne, LLC | Miller | FG7TK-080C-V24B1 | Federally-Regulated Consumer Product | Non-Weatherized, Non-Condensin | 1621 | 253 |  | 02/17/2021 | 52810 | 204036886 | 02/17/2021
Nordyne, LLC | Miller | FG7TK-060C-V23A1 | Federally-Regulated Consumer Product | Non-Weatherized, Non-Condensin | 1302 | 239 |  | 02/17/2021 | 39338 | 204036871 | 02/17/2021
Nordyne, LLC | Miller | MG1E-077F1**M1 | Federally-Regulated Consumer Product | Non-Weatherized, Non-Condensin | 1234 | 236 |  | 02/17/2021 | 77040 | 204114221 | 02/17/2021
Nordyne, LLC | Miller | FG7TK-100C-V35C1 | Federally-Regulated Consumer Product | Non-Weatherized, Non-Condensin | 1844 | 263 |  | 02/17/2021 | 66239 | 204036901 | 02/17/2021
Nordyne, LLC | Gibson | KG8SD-100U-T35C* | Federally-Regulated Consumer Product | Non-Weatherized, Condensing Ga | 2088 | 287 |  | 02/17/2021 | 100330 | 206229721 | 02/17/2021
Nordyne, LLC | Gibson | KG7TK-080C-V24B1 | Federally-Regulated Consumer Product | Non-Weatherized, Non-Condensin | 1621 | 253 |  | 02/17/2021 | 52810 | 204036879 | 02/17/2021
Nordyne, LLC | Gibson | KG7TE-100D-V35C1 | Federally-Regulated Consumer Product | Non-Weatherized, Condensing Ga | 1819 | 275 |  | 02/17/2021 | 65338 | 205411500 | 02/17/2021
Nordyne, LLC | Gibson | KG7TK-100C-V35C1 | Federally-Regulated Consumer Product | Non-Weatherized, Non-Condensin | 1844 | 263 |  | 02/17/2021 | 66239 | 204036894 | 02/17/2021
Nordyne, LLC | Gibson | KG7TK-060C-V23A1 | Federally-Regulated Consumer Product | Non-Weatherized, Non-Condensin | 1302 | 239 |  | 02/17/2021 | 39338 | 204036864 | 02/17/2021
Nordyne, LLC | Gibson | KG8SD-050U-T23A* | Federally-Regulated Consumer Product | Non-Weatherized, Condensing Ga | 1446 | 259 |  | 02/17/2021 | 50148 | 206229715 | 02/17/2021
Dettson Industries, Inc. | Dettson | C15-M-S* | Federally-Regulated Consumer Product | Non-Weatherized, Condensing Ga | 743 | 227 |  | 02/17/2021 | 5872 | 201755639 | 02/17/2021
Nordyne, LLC | Intertherm | FG7TK-060C-V23A1 | Federally-Regulated Consumer Product | Non-Weatherized, Non-Condensin | 1302 | 239 |  | 02/17/2021 | 39338 | 204036870 | 02/17/2021
Nordyne, LLC | Intertherm | FG7TK-100C-V35C1 | Federally-Regulated Consumer Product | Non-Weatherized, Non-Condensin | 1844 | 263 |  | 02/17/2021 | 66239 | 204036900 | 02/17/2021
Nordyne, LLC | Intertherm | MG1E-077F1**M1 | Federally-Regulated Consumer Product | Non-Weatherized, Non-Condensin | 1234 | 236 |  | 02/17/2021 | 77040 | 204114218 | 02/17/2021
Nordyne, LLC | Intertherm | FG7TK-080C-V24B1 | Federally-Regulated Consumer Product | Non-Weatherized, Non-Condensin | 1621 | 253 |  | 02/17/2021 | 52810 | 204036885 | 02/17/2021
Daikin Comfort Technologies Manufacturing, L.P. | Daikin | DC96SE1005CN | Federally-Regulated Consumer Product | Non-Weatherized, Condensing Ga | 1955 | 281 |  | 02/17/2021 | 100582 | 203401013 | 02/17/2021
Daikin Comfort Technologies Manufacturing, L.P. | Daikin | DC96SE0403BN | Federally-Regulated Consumer Product | Non-Weatherized, Condensing Ga | 852 | 232 |  | 02/17/2021 | 40000 | 203401010 | 02/17/2021
Daikin Comfort Technologies Manufacturing, L.P. | Amana | ACES960403BN | Federally-Regulated Consumer Product | Non-Weatherized, Condensing Ga | 852 | 232 |  | 02/17/2021 | 40000 | 203400998 | 02/17/2021
Daikin Comfort Technologies Manufacturing, L.P. | Amana | ACES961005CN | Federally-Regulated Consumer Product | Non-Weatherized, Condensing Ga | 1955 | 281 |  | 02/17/2021 | 100582 | 203401001 | 02/17/2021
Nordyne, LLC | Elect-Aire | KG7TK-080C-V24B1 | Federally-Regulated Consumer Product | Non-Weatherized, Non-Condensin | 1621 | 253 |  | 02/17/2021 | 52810 | 204036876 | 02/17/2021
Nordyne, LLC | Elect-Aire | KG7TA-080C-E24B1 | Federally-Regulated Consumer Product | Non-Weatherized, Non-Condensin | 1277 | 238 |  | 02/17/2021 | 52213 | 204036791 | 02/17/2021
Nordyne, LLC | Elect-Aire | KG7TA-100C-E35C1 | Federally-Regulated Consumer Product | Non-Weatherized, Non-Condensin | 1668 | 255 |  | 02/17/2021 | 63969 | 204036799 | 02/17/2021
Nordyne, LLC | Elect-Aire | KG7TC-080*-E35C1 | Federally-Regulated Consumer Product | Non-Weatherized, Condensing Ga | 1686 | 269 |  | 02/17/2021 | 51925 | 204037008 | 02/17/2021
Nordyne, LLC | Elect-Aire | KG7TC-080D-E35C1 | Federally-Regulated Consumer Product | Non-Weatherized, Condensing Ga | 1686 | 269 |  | 02/17/2021 | 51925 | 204036823 | 02/17/2021
Nordyne, LLC | Elect-Aire | KG7TK-100C-V35C1 | Federally-Regulated Consumer Product | Non-Weatherized, Non-Condensin | 1844 | 263 |  | 02/17/2021 | 66239 | 204036891 | 02/17/2021
Nordyne, LLC | Elect-Aire | KG7TK-060C-V23A1 | Federally-Regulated Consumer Product | Non-Weatherized, Non-Condensin | 1302 | 239 |  | 02/17/2021 | 39338 | 204036861 | 02/17/2021
Nordyne, LLC | Elect-Aire | KG7TC-120*-E45D1 | Federally-Regulated Consumer Product | Non-Weatherized, Condensing Ga | 2160 | 290 |  | 02/17/2021 | 77603 | 204037025 | 02/17/2021
Nordyne, LLC | Elect-Aire | KG7TC-120D-E45D1 | Federally-Regulated Consumer Product | Non-Weatherized, Condensing Ga | 2160 | 290 |  | 02/17/2021 | 77603 | 204036852 | 02/17/2021
Nordyne, LLC | Nutone | KG7TK-060C-V23A1 | Federally-Regulated Consumer Product | Non-Weatherized, Non-Condensin | 1302 | 239 |  | 02/17/2021 | 39338 | 204036866 | 02/17/2021
Nordyne, LLC | Nutone | KG7TK-100C-V35C1 | Federally-Regulated Consumer Product | Non-Weatherized, Non-Condensin | 1844 | 263 |  | 02/17/2021 | 66239 | 204036896 | 02/17/2021
Nordyne, LLC | Nutone | FG7TK-080C-V24B1 | Federally-Regulated Consumer Product | Non-Weatherized, Non-Condensin | 1621 | 253 |  | 02/17/2021 | 52810 | 204036887 | 02/17/2021
Nordyne, LLC | Nutone | FG8SD-100U-T35C* | Federally-Regulated Consumer Product | Non-Weatherized, Condensing Ga | 2088 | 287 |  | 02/17/2021 | 100330 | 206229720 | 02/17/2021
Nordyne, LLC | Nutone | KG7TE-100D-V35C1 | Federally-Regulated Consumer Product | Non-Weatherized, Condensing Ga | 1819 | 275 |  | 02/17/2021 | 65338 | 205411501 | 02/17/2021
Nordyne, LLC | Nutone | FG7TK-100C-V35C1 | Federally-Regulated Consumer Product | Non-Weatherized, Non-Condensin | 1844 | 263 |  | 02/17/2021 | 66239 | 204036902 | 02/17/2021
Nordyne, LLC | Nutone | FG7TK-060C-V23A1 | Federally-Regulated Consumer Product | Non-Weatherized, Non-Condensin | 1302 | 239 |  | 02/17/2021 | 39338 | 204036872 | 02/17/2021
Nordyne, LLC | Nutone | KG8SD-100U-T35C* | Federally-Regulated Consumer Product | Non-Weatherized, Condensing Ga | 2088 | 287 |  | 02/17/2021 | 100330 | 206229722 | 02/17/2021
Nordyne, LLC | Nutone | KG7TK-080C-V24B1 | Federally-Regulated Consumer Product | Non-Weatherized, Non-Condensin | 1621 | 253 |  | 02/17/2021 | 52810 | 204036881 | 02/17/2021
Nordyne, LLC | Nutone | KG8SD-050U-T23A* | Federally-Regulated Consumer Product | Non-Weatherized, Condensing Ga | 1446 | 259 |  | 02/17/2021 | 50148 | 206229716 | 02/17/2021
Nordyne, LLC | Nutone | FG8SD-050U-T23A* | Federally-Regulated Consumer Product | Non-Weatherized, Condensing Ga | 1446 | 259 |  | 02/17/2021 | 50148 | 206229714 | 02/17/2021
Nordyne, LLC | Maytag | MGC2SM054DT24B* | Federally-Regulated Consumer Product | Non-Weatherized, Condensing Ga | 1816 | 27 |  | 02/17/2021 | 53067 | 205464009 | 02/17/2021
Nordyne, LLC | Maytag | PGC2TK060CV23A1 | Federally-Regulated Consumer Product | Non-Weatherized, Non-Condensin | 1302 | 239 |  | 02/17/2021 | 39338 | 204036859 | 02/17/2021
Nordyne, LLC | Maytag | PGC2TK100CV35C1 | Federally-Regulated Consumer Product | Non-Weatherized, Non-Condensin | 1844 | 263 |  | 02/17/2021 | 66239 | 204036889 | 02/17/2021
Nordyne, LLC | Maytag | MG1E-077F1**M1 | Federally-Regulated Consumer Product | Non-Weatherized, Non-Condensin | 1234 | 236 |  | 02/17/2021 | 77040 | 204114220 | 02/17/2021
Nordyne, LLC | Maytag | PGC2TK080CV24B1 | Federally-Regulated Consumer Product | Non-Weatherized, Non-Condensin | 1621 | 253 |  | 02/17/2021 | 52810 | 204036874 | 02/17/2021
Daikin Comfort Technologies Manufacturing, L.P. | Goodman | GPG1424040M41 | Federally-Regulated Consumer Product | Weatherized Non-Condensing Gas | 1044 | 241 | 244.936 | 10/04/2019 |  |  | 02/24/2021
Daikin Comfort Technologies Manufacturing, L.P. | Goodman | GPD1436080M41A* | Federally-Regulated Consumer Product | Weatherized Non-Condensing Gas | 1259 | 254 | 254.396 | 10/04/2019 |  |  | 02/24/2021
Daikin Comfort Technologies Manufacturing, L.P. | Goodman | GPG1424040M41 | Federally-Regulated Consumer Product | Weatherized Non-Condensing Gas | 1044 | 241 |  | 02/24/2021 | 40281 | 7502562 | 02/24/2021
Daikin Comfort Technologies Manufacturing, L.P. | Goodman | GPD1436080M41A* | Federally-Regulated Consumer Product | Weatherized Non-Condensing Gas | 1259 | 254 |  | 02/24/2021 | 60353 | 8032419 | 02/24/2021
GD Midea Heating & Ventilating Equipment Co.,Ltd | Midea | MRD-36S090GWN1-M14G | Federally-Regulated Consumer Product | Weatherized Non-Condensing Gas | 1396 | 260 |  | 01/13/2021 | 90000 | 206077590 | 03/10/2021
GD Midea Heating & Ventilating Equipment Co.,Ltd | Midea | MRD-24S060GWN1-M14G | Federally-Regulated Consumer Product | Weatherized Non-Condensing Gas | 980 | 242 |  | 01/13/2021 | 59658 | 206077588 | 03/10/2021
GD Midea Heating & Ventilating Equipment Co.,Ltd | Midea | MRD-48S090GWN1-M14L | Federally-Regulated Consumer Product | Weatherized Non-Condensing Gas | 2363 | 288 |  | 01/13/2021 | 90012 | 206077592 | 03/10/2021
GD Midea Heating & Ventilating Equipment Co.,Ltd | Midea | MRD-60S110GWN1-M14L | Federally-Regulated Consumer Product | Weatherized Non-Condensing Gas | 2630 | 315 |  | 01/13/2021 | 110013 | 206077594 | 03/10/2021
GD Midea Heating & Ventilating Equipment Co.,Ltd | Midea | MRD-42S090GWN1-M14L | Federally-Regulated Consumer Product | Weatherized Non-Condensing Gas | 1466 | 264 |  | 01/20/2021 | 89990 | 206077591 | 03/10/2021
GD Midea Heating & Ventilating Equipment Co.,Ltd | Midea | MRD-30S060GWN1-M14G | Federally-Regulated Consumer Product | Weatherized Non-Condensing Gas | 1243 | 254 |  | 01/13/2021 | 59659 | 206077589 | 03/10/2021
GD Midea Heating & Ventilating Equipment Co.,Ltd | Midea | MRD-60S090GWN1-M14L | Federally-Regulated Consumer Product | Weatherized Non-Condensing Gas | 2365 | 288 |  | 01/13/2021 | 90000 | 206077593 | 03/10/2021
Lennox Industries Inc. | ALLIED | A96US2V110C20S-* | Federally-Regulated Consumer Product | Non-Weatherized, Condensing Ga | 2307 | 297 |  | 10/07/2020 | 71185 | 201695950 | 03/17/2021
Lennox Industries Inc. | ARMSTRONG AIR | A80US2V110C20-* | Federally-Regulated Consumer Product | Non-Weatherized, Non-Condensin | 2330 | 285 |  | 08/26/2020 | 71206 | 201693152 | 03/17/2021
Lennox Industries Inc. | ARMSTRONG AIR | A80US2V110C20L-* | Federally-Regulated Consumer Product | Non-Weatherized, Non-Condensin | 2330 | 285 |  | 08/26/2020 | 71206 | 201693154 | 03/17/2021
Lennox Industries Inc. | ARMSTRONG AIR | A96US2V090C20S-* | Federally-Regulated Consumer Product | Non-Weatherized, Condensing Ga | 2339 | 298 |  | 08/26/2020 | 57122 | 201695967 | 03/17/2021
Lennox Industries Inc. | ARMSTRONG AIR | A96DS2V090C20S-* | Federally-Regulated Consumer Product | Non-Weatherized, Condensing Ga | 2247 | 294 |  | 08/26/2020 | 57246 | 201695965 | 03/17/2021
Lennox Industries Inc. | ARMSTRONG AIR | A80US2V135D20-* | Federally-Regulated Consumer Product | Non-Weatherized, Non-Condensin | 2445 | 290 |  | 11/11/2020 | 86870 | 201693156 | 03/17/2021
Lennox Industries Inc. | ARMSTRONG AIR | A80US2V090C20-* | Federally-Regulated Consumer Product | Non-Weatherized, Non-Condensin | 2291 | 283 |  | 11/11/2020 | 57219 | 201693148 | 03/17/2021
Lennox Industries Inc. | ARMSTRONG AIR | A80DS2V110C20-* | Federally-Regulated Consumer Product | Non-Weatherized, Non-Condensin | 2001 | 270 |  | 11/11/2020 | 72397 | 201693136 | 03/17/2021
Lennox Industries Inc. | ARMSTRONG AIR | A96US2V110C20S-* | Federally-Regulated Consumer Product | Non-Weatherized, Condensing Ga | 2307 | 297 |  | 08/26/2020 | 71185 | 201695951 | 03/17/2021
Lennox Industries Inc. | ARMSTRONG AIR | A80US2V080C20X-** | Federally-Regulated Consumer Product | Non-Weatherized, Non-Condensin | 2384 | 287 |  | 08/26/2020 | 52567 | 201981534 | 03/17/2021
Lennox Industries Inc. | ARMSTRONG AIR | A97US2V080C20X-*-* | Federally-Regulated Consumer Product | Non-Weatherized, Condensing Ga | 2327 | 297 |  | 08/26/2020 | 51978 | 201870448 | 03/17/2021
Lennox Industries Inc. | ARMSTRONG AIR | A96US2V135D20S-* | Federally-Regulated Consumer Product | Non-Weatherized, Condensing Ga | 2361 | 299 |  | 08/26/2020 | 86440 | 201695948 | 03/17/2021
Lennox Industries Inc. | ARMSTRONG AIR | A80US2V100C20X-** | Federally-Regulated Consumer Product | Non-Weatherized, Non-Condensin | 2205 | 279 |  | 11/11/2020 | 65467 | 201981524 | 03/17/2021
Lennox Industries Inc. | ARMSTRONG AIR | A96DS2V110C20S-* | Federally-Regulated Consumer Product | Non-Weatherized, Condensing Ga | 2263 | 295 |  | 11/11/2020 | 71480 | 201695959 | 03/17/2021
Rheem Sales Company, Inc. | Weatherking | W96VA0402317MSA | Federally-Regulated Consumer Product | Non-Weatherized, Condensing Ga | 1248 | 250 | 250 | 01/27/2021 | 29623 | 7502135 | 03/17/2021
Rheem Sales Company, Inc. | Weatherking | W96VA1002521MSA | Federally-Regulated Consumer Product | Non-Weatherized, Condensing Ga | 1858 | 277 | 277 | 01/27/2021 | 68679 | 6715491 | 03/17/2021
Rheem Sales Company, Inc. | Weatherking | W96VA0702317MSA | Federally-Regulated Consumer Product | Non-Weatherized, Condensing Ga | 1290 | 252 | 252 | 01/27/2021 | 48940 | 6715489 | 03/17/2021
Rheem Sales Company, Inc. | Weatherking | W96VA0852521MSB | Federally-Regulated Consumer Product | Non-Weatherized, Condensing Ga | 1947 | 281 | 281 | 01/27/2021 | 58053 | 7086391 | 03/17/2021
Rheem Sales Company, Inc. | Weatherking | W96VA0602317MSA | Federally-Regulated Consumer Product | Non-Weatherized, Condensing Ga | 1372 | 255 | 255 | 01/27/2021 | 37932 | 6715488 | 03/17/2021
Allied Air | Comfort-Aire | GDD95T110C5* | Federally-Regulated Consumer Product | Non-Weatherized, Condensing Ga | 2134 | 229 |  | 08/05/2020 | 71922 | 201696176 | 03/17/2021
Allied Air | Comfort-Aire | GUH95T110C5* | Federally-Regulated Consumer Product | Non-Weatherized, Condensing Ga | 2083 | 250 |  | 08/05/2020 | 71341 | 201696168 | 03/17/2021
Allied Air | Comfort-Aire | GUH95T090C3* | Federally-Regulated Consumer Product | Non-Weatherized, Condensing Ga | 1395 | 237 |  | 08/05/2020 | 57347 | 201696164 | 03/17/2021
Allied Air | Comfort-Aire | GUH95T090C5* | Federally-Regulated Consumer Product | Non-Weatherized, Condensing Ga | 2215 | 267 |  | 08/05/2020 | 56766 | 201696166 | 03/17/2021
Allied Air | Comfort-Aire | GUH95T135D5* | Federally-Regulated Consumer Product | Non-Weatherized, Condensing Ga | 2135 | 268 |  | 08/05/2020 | 86786 | 201696170 | 03/17/2021
Allied Air | Comfort-Aire | GDD95T090C5* | Federally-Regulated Consumer Product | Non-Weatherized, Condensing Ga | 2123 | 248 |  | 08/05/2020 | 56779 | 201696174 | 03/17/2021
Allied Air | Comfort-Aire | GDD95T070B4* | Federally-Regulated Consumer Product | Non-Weatherized, Condensing Ga | 1882 | 255 |  | 08/05/2020 | 43013 | 201696172 | 03/17/2021
Allied Air | Comfort-Aire | GUH95T070B3* | Federally-Regulated Consumer Product | Non-Weatherized, Condensing Ga | 1413 | 229 |  | 08/05/2020 | 43058 | 201696162 | 03/17/2021
Allied Air | Comfort-Aire | GUH95T045B3* | Federally-Regulated Consumer Product | Non-Weatherized, Condensing Ga | 1310 | 201 |  | 08/05/2020 | 28806 | 201696160 | 03/17/2021
Allied Air | Lennox | 95AF2UH070V12B-** | Federally-Regulated Consumer Product | Non-Weatherized, Condensing Ga | 1413 | 229 |  | 08/05/2020 | 43058 | 202192149 | 03/17/2021
Allied Air | Lennox | 95AF2UH045V12B-** | Federally-Regulated Consumer Product | Non-Weatherized, Condensing Ga | 1310 | 201 |  | 08/05/2020 | 28806 | 202192151 | 03/17/2021
Allied Air | Lennox | 95AF2UH090V12C-** | Federally-Regulated Consumer Product | Non-Weatherized, Condensing Ga | 1395 | 237 |  | 08/05/2020 | 57347 | 202192150 | 03/17/2021
Allied Air | Ducane | 95G2DF070BV16-* | Federally-Regulated Consumer Product | Non-Weatherized, Condensing Ga | 1882 | 255 |  | 08/05/2020 | 43013 | 201702149 | 03/17/2021
Allied Air | Ducane | 95G2DF090CV20-* | Federally-Regulated Consumer Product | Non-Weatherized, Condensing Ga | 2123 | 248 |  | 08/05/2020 | 56779 | 201702151 | 03/17/2021
Allied Air | Ducane | 95G2UH110CV20-* | Federally-Regulated Consumer Product | Non-Weatherized, Condensing Ga | 2083 | 250 |  | 08/05/2020 | 71341 | 201702143 | 03/17/2021
Allied Air | Ducane | 95G2UH070BV12-* | Federally-Regulated Consumer Product | Non-Weatherized, Condensing Ga | 1413 | 229 |  | 08/05/2020 | 43058 | 201702137 | 03/17/2021
Allied Air | Ducane | 95G2UH045BV12-* | Federally-Regulated Consumer Product | Non-Weatherized, Condensing Ga | 1310 | 201 |  | 08/05/2020 | 28806 | 201702157 | 03/17/2021
Allied Air | Ducane | 95G2DF045BV12-* | Federally-Regulated Consumer Product | Non-Weatherized, Condensing Ga | 1325 | 204 |  | 08/05/2020 | 28499 | 201702147 | 03/17/2021
Allied Air | Ducane | 95G2UH090CV12-* | Federally-Regulated Consumer Product | Non-Weatherized, Condensing Ga | 1395 | 237 |  | 08/05/2020 | 57347 | 201702139 | 03/17/2021
Allied Air | Ducane | 95G2DF110CV20-* | Federally-Regulated Consumer Product | Non-Weatherized, Condensing Ga | 2134 | 229 |  | 08/05/2020 | 71922 | 201702153 | 03/17/2021
Allied Air | Ducane | 95G2UH090CV20-* | Federally-Regulated Consumer Product | Non-Weatherized, Condensing Ga | 2215 | 267 |  | 08/05/2020 | 56766 | 201702141 | 03/17/2021
Allied Air | Ducane | 95G2UH135DV20-* | Federally-Regulated Consumer Product | Non-Weatherized, Condensing Ga | 2135 | 268 |  | 08/05/2020 | 86786 | 201702145 | 03/17/2021
Allied Air | ROYALTON | 95G2DF110CV20-* | Federally-Regulated Consumer Product | Non-Weatherized, Condensing Ga | 2134 | 229 | 288.896 | 10/04/2019 |  |  | 03/17/2021
Allied Air | ROYALTON | 95G2DF070BV16-* | Federally-Regulated Consumer Product | Non-Weatherized, Condensing Ga | 1882 | 255 | 277.808 | 10/04/2019 |  |  | 03/17/2021
Allied Air | ROYALTON | 95G2UH070BE12* | Federally-Regulated Consumer Product | Non-Weatherized, Condensing Ga | 1413 | 229 |  | 11/18/2020 | 43058 | 202361267 | 03/17/2021
Allied Air | ROYALTON | 95G2UH090CV20-* | Federally-Regulated Consumer Product | Non-Weatherized, Condensing Ga | 2215 | 267 | 292.46 | 10/04/2019 |  |  | 03/17/2021
Allied Air | ROYALTON | 95G2DF090CV20-* | Federally-Regulated Consumer Product | Non-Weatherized, Condensing Ga | 2123 | 248 | 288.412 | 10/04/2019 |  |  | 03/17/2021
Allied Air | ROYALTON | 95G2DF045BV12-* | Federally-Regulated Consumer Product | Non-Weatherized, Condensing Ga | 1325 | 204 | 253.3 | 10/04/2019 |  |  | 03/17/2021
Allied Air | ROYALTON | 95G2UH090CE16* | Federally-Regulated Consumer Product | Non-Weatherized, Condensing Ga | 1820 | 239 |  | 11/18/2020 | 57582 | 202361268 | 03/17/2021
Allied Air | ROYALTON | 95G2UH135DV20-* | Federally-Regulated Consumer Product | Non-Weatherized, Condensing Ga | 2135 | 268 | 288.94 | 10/04/2019 |  |  | 03/17/2021
Allied Air | ROYALTON | 95G2UH110CV20-* | Federally-Regulated Consumer Product | Non-Weatherized, Condensing Ga | 2083 | 250 | 286.652 | 10/04/2019 |  |  | 03/17/2021
Allied Air | ROYALTON | 95G2UH110CE20* | Federally-Regulated Consumer Product | Non-Weatherized, Condensing Ga | 2083 | 250 |  | 11/18/2020 | 71341 | 202361269 | 03/17/2021
Allied Air | ROYALTON | 95G2DF110CE20* | Federally-Regulated Consumer Product | Non-Weatherized, Condensing Ga | 2134 | 229 |  | 11/18/2020 | 71922 | 202361274 | 03/17/2021
Allied Air | ROYALTON | 95G2DF070BE16* | Federally-Regulated Consumer Product | Non-Weatherized, Condensing Ga | 1882 | 255 |  | 11/18/2020 | 43013 | 202361272 | 03/17/2021
Allied Air | ROYALTON | 95G2UH045BE12* | Federally-Regulated Consumer Product | Non-Weatherized, Condensing Ga | 1310 | 201 |  | 11/18/2020 | 28806 | 202361266 | 03/17/2021
Allied Air | ROYALTON | 95G2DF045BE12* | Federally-Regulated Consumer Product | Non-Weatherized, Condensing Ga | 1325 | 204 |  | 11/18/2020 | 28499 | 202361271 | 03/17/2021
Allied Air | ROYALTON | 95G2DF090CE16* | Federally-Regulated Consumer Product | Non-Weatherized, Condensing Ga | 2123 | 248 |  | 11/18/2020 | 56779 | 202361273 | 03/17/2021
Allied Air | ROYALTON | 95G2UH135DE20* | Federally-Regulated Consumer Product | Non-Weatherized, Condensing Ga | 2135 | 268 |  | 11/18/2020 | 86786 | 202361270 | 03/17/2021
Lennox Industries Inc. | Lennox | ML196UH030XE24B-* | Federally-Regulated Consumer Product | Non-Weatherized, Condensing Ga | 870 | 233 |  | 11/18/2020 | 29792 | 204454165 | 03/17/2021
Lennox Industries Inc. | Lennox | ML196UH045XE24B-* | Federally-Regulated Consumer Product | Non-Weatherized, Condensing Ga | 918 | 235 |  | 11/18/2020 | 43787 | 204454166 | 03/17/2021
Lennox Industries Inc. | Ducane | 80G2UH110CV20-* | Federally-Regulated Consumer Product | Non-Weatherized, Non-Condensin | 2330 | 285 |  | 10/07/2020 | 71206 | 201692890 | 03/17/2021
Lennox Industries Inc. | Ducane | 96G1UH090CE16-* | Federally-Regulated Consumer Product | Non-Weatherized, Condensing Ga | 1566 | 264 |  | 10/07/2020 | 87748 | 202158082 | 03/17/2021
Nordyne, LLC | Broan | MG2S-060F2ABM* | Federally-Regulated Consumer Product | Mobile Home Non-Weatherized, C | 1292 | 330 |  | 12/23/2020 | 39969 | 203049599 | 03/17/2021
Nordyne, LLC | Broan | MG2S-045F2ABM* | Federally-Regulated Consumer Product | Mobile Home Non-Weatherized, C | 1603 | 352 |  | 12/23/2020 | 29516 | 203049587 | 03/17/2021
Nordyne, LLC | Broan | MG2S-072F2ABM* | Federally-Regulated Consumer Product | Mobile Home Non-Weatherized, C | 1565 | 350 |  | 12/23/2020 | 46903 | 203049612 | 03/17/2021
Daikin Comfort Technologies Manufacturing, L.P. | Amana | AMEC960402BN | Federally-Regulated Consumer Product | Non-Weatherized, Condensing Ga | 890 | 234 | 234.16 | 07/22/2020 | 39847 | 7423796 | 03/17/2021
Rheem Sales Company, Inc. | DUROGUARD | D92TA1151524MSA | Federally-Regulated Consumer Product | Non-Weatherized, Condensing Ga | 2041 | 285 |  | 01/20/2021 | 111488 | 9958618 | 03/17/2021
Rheem Sales Company, Inc. | DUROGUARD | D92TA0701317MSA | Federally-Regulated Consumer Product | Non-Weatherized, Condensing Ga | 1362 | 255 |  | 01/20/2021 | 69960 | 9958606 | 03/17/2021
Rheem Sales Company, Inc. | DUROGUARD | D95TC0701317MSA | Federally-Regulated Consumer Product | Non-Weatherized, Condensing Ga | 1362 | 255 |  | 01/20/2021 | 69960 | 8934614 | 03/17/2021
Rheem Sales Company, Inc. | DUROGUARD | D96TA1152524MSA | Federally-Regulated Consumer Product | Non-Weatherized, Condensing Ga | 1935 | 280 |  | 01/20/2021 | 78711 | 9950860 | 03/17/2021
Rheem Sales Company, Inc. | DUROGUARD | D92TA1001521MSA | Federally-Regulated Consumer Product | Non-Weatherized, Condensing Ga | 2066 | 286 |  | 01/20/2021 | 98023 | 9958614 | 03/17/2021
Rheem Sales Company, Inc. | DUROGUARD | D95TC1151524MSA | Federally-Regulated Consumer Product | Non-Weatherized, Condensing Ga | 2041 | 285 |  | 01/20/2021 | 111488 | 8934626 | 03/17/2021
Rheem Sales Company, Inc. | DUROGUARD | D92TA0851521MSA | Federally-Regulated Consumer Product | Non-Weatherized, Condensing Ga | 1929 | 280 |  | 01/20/2021 | 84515 | 9958610 | 03/17/2021
Rheem Sales Company, Inc. | DUROGUARD | D96VA0602317MSA | Federally-Regulated Consumer Product | Non-Weatherized, Condensing Ga | 1372 | 255 |  | 01/20/2021 | 37932 | 6715442 | 03/17/2021
Rheem Sales Company, Inc. | DUROGUARD | D96TA0602317MSA | Federally-Regulated Consumer Product | Non-Weatherized, Condensing Ga | 1342 | 254 |  | 01/20/2021 | 39319 | 9950844 | 03/17/2021
Rheem Sales Company, Inc. | DUROGUARD | D95TC0851521MSA | Federally-Regulated Consumer Product | Non-Weatherized, Condensing Ga | 1929 | 280 |  | 01/20/2021 | 84515 | 8934618 | 03/17/2021
Rheem Sales Company, Inc. | DUROGUARD | D96TA0702317MSA | Federally-Regulated Consumer Product | Non-Weatherized, Condensing Ga | 1321 | 253 |  | 01/20/2021 | 49242 | 9950848 | 03/17/2021
Rheem Sales Company, Inc. | DUROGUARD | D95TC0401317MSA | Federally-Regulated Consumer Product | Non-Weatherized, Condensing Ga | 1107 | 244 |  | 01/20/2021 | 41877 | 8934606 | 03/17/2021
Rheem Sales Company, Inc. | DUROGUARD | D96VA0852521MSB | Federally-Regulated Consumer Product | Non-Weatherized, Condensing Ga | 1947 | 281 |  | 01/20/2021 | 58053 | 7086387 | 03/17/2021
Rheem Sales Company, Inc. | DUROGUARD | D92TA0601317MSA | Federally-Regulated Consumer Product | Non-Weatherized, Condensing Ga | 1156 | 246 |  | 01/20/2021 | 55624 | 9958602 | 03/17/2021
Rheem Sales Company, Inc. | DUROGUARD | D96VA1002521MSA | Federally-Regulated Consumer Product | Non-Weatherized, Condensing Ga | 1858 | 277 |  | 01/20/2021 | 68679 | 6715448 | 03/17/2021
Rheem Sales Company, Inc. | DUROGUARD | D92TA0401317MSA | Federally-Regulated Consumer Product | Non-Weatherized, Condensing Ga | 1107 | 244 |  | 01/20/2021 | 41877 | 9958598 | 03/17/2021
Rheem Sales Company, Inc. | DUROGUARD | D96VA0402317MSA | Federally-Regulated Consumer Product | Non-Weatherized, Condensing Ga | 1248 | 250 |  | 01/20/2021 | 29623 | 7502131 | 03/17/2021
Allied Air | Century | GDD95T110C5* | Federally-Regulated Consumer Product | Non-Weatherized, Condensing Ga | 2134 | 229 |  | 08/05/2020 | 71922 | 201696175 | 03/17/2021
Allied Air | Century | GDD95T090C5* | Federally-Regulated Consumer Product | Non-Weatherized, Condensing Ga | 2123 | 248 |  | 08/05/2020 | 56779 | 201696173 | 03/17/2021
Allied Air | Century | GUH95T110C5* | Federally-Regulated Consumer Product | Non-Weatherized, Condensing Ga | 2083 | 250 |  | 08/05/2020 | 71341 | 201696167 | 03/17/2021
Allied Air | Century | GUH95T090C5* | Federally-Regulated Consumer Product | Non-Weatherized, Condensing Ga | 2215 | 267 |  | 08/05/2020 | 56766 | 201696165 | 03/17/2021
Allied Air | Century | GUH95T070B3* | Federally-Regulated Consumer Product | Non-Weatherized, Condensing Ga | 1413 | 229 |  | 08/05/2020 | 43058 | 201696161 | 03/17/2021
Allied Air | Century | GUH95T090C3* | Federally-Regulated Consumer Product | Non-Weatherized, Condensing Ga | 1395 | 237 |  | 08/05/2020 | 57347 | 201696163 | 03/17/2021
Allied Air | Century | GDD95T070B4* | Federally-Regulated Consumer Product | Non-Weatherized, Condensing Ga | 1882 | 255 |  | 08/05/2020 | 43013 | 201696171 | 03/17/2021
Allied Air | Century | GUH95T135D5* | Federally-Regulated Consumer Product | Non-Weatherized, Condensing Ga | 2135 | 268 |  | 08/05/2020 | 86786 | 201696169 | 03/17/2021
Allied Air | Century | GUH95T045B3* | Federally-Regulated Consumer Product | Non-Weatherized, Condensing Ga | 1310 | 201 |  | 08/05/2020 | 28806 | 201696159 | 03/17/2021
Nordyne, LLC | Intertherm | MG2S-072F2ABM* | Federally-Regulated Consumer Product | Mobile Home Non-Weatherized, C | 1565 | 350 |  | 12/23/2020 | 46903 | 203053453 | 03/17/2021
Nordyne, LLC | Intertherm | MG2S-060F2ABM* | Federally-Regulated Consumer Product | Mobile Home Non-Weatherized, C | 1292 | 330 |  | 12/23/2020 | 39969 | 203053451 | 03/17/2021
Nordyne, LLC | Intertherm | MG2S-045F2ABM* | Federally-Regulated Consumer Product | Mobile Home Non-Weatherized, C | 1603 | 352 |  | 12/23/2020 | 29516 | 203053448 | 03/17/2021
Nordyne, LLC | Miller | MG2S-045F2ABM* | Federally-Regulated Consumer Product | Mobile Home Non-Weatherized, C | 1603 | 352 |  | 12/23/2020 | 29516 | 203049588 | 03/17/2021
Nordyne, LLC | Miller | MG2S-072F2ABM* | Federally-Regulated Consumer Product | Mobile Home Non-Weatherized, C | 1565 | 350 |  | 12/23/2020 | 46903 | 203049615 | 03/17/2021
Nordyne, LLC | Miller | MG2S-060F2ABM* | Federally-Regulated Consumer Product | Mobile Home Non-Weatherized, C | 1292 | 330 |  | 12/23/2020 | 39969 | 203049600 | 03/17/2021
Carrier Corp. - Syracuse | ICP Commercial | RGV048KF* | Federally-Regulated Consumer Product | Weatherized Non-Condensing Gas | 2640 | 312 |  | 12/23/2020 | 106 | 202535052 | 03/17/2021
Carrier Corp. - Syracuse | ICP Commercial | RGW048KD* | Federally-Regulated Consumer Product | Weatherized Non-Condensing Gas | 2640 | 312 |  | 12/23/2020 | 53 | 202535063 | 03/17/2021
Carrier Corp. - Syracuse | ICP Commercial | RGW048KT* | Federally-Regulated Consumer Product | Weatherized Non-Condensing Gas | 2640 | 312 |  | 12/23/2020 | 106 | 202535076 | 03/17/2021
Carrier Corp. - Syracuse | ICP Commercial | RGV036KD* | Federally-Regulated Consumer Product | Weatherized Non-Condensing Gas | 1889 | 281 |  | 12/23/2020 | 53 | 202535046 | 03/17/2021
Carrier Corp. - Syracuse | ICP Commercial | RGW048KR* | Federally-Regulated Consumer Product | Weatherized Non-Condensing Gas | 2640 | 312 |  | 12/23/2020 | 73 | 202535074 | 03/17/2021
Carrier Corp. - Syracuse | ICP Commercial | RGW048KS* | Federally-Regulated Consumer Product | Weatherized Non-Condensing Gas | 2640 | 312 |  | 12/23/2020 | 53 | 202535071 | 03/17/2021
Carrier Corp. - Syracuse | ICP Commercial | RGW060KS* | Federally-Regulated Consumer Product | Weatherized Non-Condensing Gas | 2694 | 302 |  | 12/23/2020 | 53 | 202535072 | 03/17/2021
Carrier Corp. - Syracuse | ICP Commercial | RGV036KS* | Federally-Regulated Consumer Product | Weatherized Non-Condensing Gas | 1889 | 281 |  | 12/23/2020 | 53 | 202535054 | 03/17/2021
Carrier Corp. - Syracuse | ICP Commercial | RGW036KD* | Federally-Regulated Consumer Product | Weatherized Non-Condensing Gas | 1889 | 281 |  | 12/23/2020 | 53 | 202535062 | 03/17/2021
Carrier Corp. - Syracuse | ICP Commercial | RGW060KF* | Federally-Regulated Consumer Product | Weatherized Non-Condensing Gas | 2694 | 302 |  | 12/23/2020 | 106 | 202535069 | 03/17/2021
Carrier Corp. - Syracuse | ICP Commercial | RGV036KR* | Federally-Regulated Consumer Product | Weatherized Non-Condensing Gas | 1889 | 281 |  | 12/23/2020 | 73 | 202535057 | 03/17/2021
Carrier Corp. - Syracuse | ICP Commercial | RGV060KS* | Federally-Regulated Consumer Product | Weatherized Non-Condensing Gas | 2694 | 302 |  | 12/23/2020 | 53 | 202535056 | 03/17/2021
Carrier Corp. - Syracuse | ICP Commercial | RGV048KE* | Federally-Regulated Consumer Product | Weatherized Non-Condensing Gas | 2640 | 312 |  | 12/23/2020 | 73 | 202535050 | 03/17/2021
Carrier Corp. - Syracuse | ICP Commercial | RGW036KR* | Federally-Regulated Consumer Product | Weatherized Non-Condensing Gas | 1889 | 281 |  | 12/23/2020 | 73 | 202535073 | 03/17/2021
Carrier Corp. - Syracuse | ICP Commercial | RGW048KF* | Federally-Regulated Consumer Product | Weatherized Non-Condensing Gas | 2640 | 312 |  | 12/23/2020 | 106 | 202535068 | 03/17/2021
Carrier Corp. - Syracuse | ICP Commercial | RGV060KE* | Federally-Regulated Consumer Product | Weatherized Non-Condensing Gas | 2694 | 302 |  | 12/23/2020 | 73 | 202535051 | 03/17/2021
Carrier Corp. - Syracuse | ICP Commercial | RGV048KD* | Federally-Regulated Consumer Product | Weatherized Non-Condensing Gas | 2640 | 312 |  | 12/23/2020 | 53 | 202535047 | 03/17/2021
Carrier Corp. - Syracuse | ICP Commercial | RGV048KT* | Federally-Regulated Consumer Product | Weatherized Non-Condensing Gas | 2640 | 312 |  | 12/23/2020 | 106 | 202535060 | 03/17/2021
Carrier Corp. - Syracuse | ICP Commercial | RGV060KR* | Federally-Regulated Consumer Product | Weatherized Non-Condensing Gas | 2694 | 302 |  | 12/23/2020 | 73 | 202535059 | 03/17/2021
Carrier Corp. - Syracuse | ICP Commercial | RGW060KE* | Federally-Regulated Consumer Product | Weatherized Non-Condensing Gas | 2694 | 302 |  | 12/23/2020 | 73 | 202535067 | 03/17/2021
Carrier Corp. - Syracuse | ICP Commercial | RGW060KD* | Federally-Regulated Consumer Product | Weatherized Non-Condensing Gas | 2694 | 302 |  | 12/23/2020 | 53 | 202535064 | 03/17/2021
Carrier Corp. - Syracuse | ICP Commercial | RGW048KE* | Federally-Regulated Consumer Product | Weatherized Non-Condensing Gas | 2640 | 312 |  | 12/23/2020 | 73 | 202535066 | 03/17/2021
Carrier Corp. - Syracuse | ICP Commercial | RGV060KT* | Federally-Regulated Consumer Product | Weatherized Non-Condensing Gas | 2694 | 302 |  | 12/23/2020 | 106 | 202535061 | 03/17/2021
Carrier Corp. - Syracuse | ICP Commercial | RGW060KT* | Federally-Regulated Consumer Product | Weatherized Non-Condensing Gas | 2694 | 302 |  | 12/23/2020 | 106 | 202535077 | 03/17/2021
Carrier Corp. - Syracuse | ICP Commercial | RGV048KS* | Federally-Regulated Consumer Product | Weatherized Non-Condensing Gas | 2640 | 312 |  | 12/23/2020 | 53 | 202535055 | 03/17/2021
Carrier Corp. - Syracuse | ICP Commercial | RGV060KF* | Federally-Regulated Consumer Product | Weatherized Non-Condensing Gas | 2694 | 302 |  | 12/23/2020 | 106 | 202535053 | 03/17/2021
Carrier Corp. - Syracuse | ICP Commercial | RGV036KE* | Federally-Regulated Consumer Product | Weatherized Non-Condensing Gas | 1889 | 281 |  | 12/23/2020 | 73 | 202535049 | 03/17/2021
Carrier Corp. - Syracuse | ICP Commercial | RGW036KS* | Federally-Regulated Consumer Product | Weatherized Non-Condensing Gas | 1889 | 281 |  | 12/23/2020 | 53 | 202535070 | 03/17/2021
Carrier Corp. - Syracuse | ICP Commercial | RGW060KR* | Federally-Regulated Consumer Product | Weatherized Non-Condensing Gas | 2694 | 302 |  | 12/23/2020 | 73 | 202535075 | 03/17/2021
Carrier Corp. - Syracuse | ICP Commercial | RGW036KE* | Federally-Regulated Consumer Product | Weatherized Non-Condensing Gas | 1889 | 281 |  | 12/23/2020 | 73 | 202535065 | 03/17/2021
Carrier Corp. - Syracuse | ICP Commercial | RGV048KR* | Federally-Regulated Consumer Product | Weatherized Non-Condensing Gas | 2640 | 312 |  | 12/23/2020 | 73 | 202535058 | 03/17/2021
Carrier Corp. - Syracuse | ICP Commercial | RGV060KD* | Federally-Regulated Consumer Product | Weatherized Non-Condensing Gas | 2694 | 302 |  | 12/23/2020 | 53 | 202535048 | 03/17/2021
Carrier Corp. - Syracuse | Bryant Heating & Cooling Systems | 582KJ06*090* | Federally-Regulated Consumer Product | Weatherized Non-Condensing Gas | 2694 | 302 |  | 12/23/2020 | 73 | 202535035 | 03/17/2021
Carrier Corp. - Syracuse | Bryant Heating & Cooling Systems | 581KJ06*130* | Federally-Regulated Consumer Product | Weatherized Non-Condensing Gas | 2694 | 302 |  | 12/23/2020 | 106 | 202535045 | 03/17/2021
Carrier Corp. - Syracuse | Bryant Heating & Cooling Systems | 582KJ04*090* | Federally-Regulated Consumer Product | Weatherized Non-Condensing Gas | 1889 | 281 |  | 12/23/2020 | 73 | 202535033 | 03/17/2021
Carrier Corp. - Syracuse | Bryant Heating & Cooling Systems | 581KJ05*090* | Federally-Regulated Consumer Product | Weatherized Non-Condensing Gas | 2640 | 312 |  | 12/23/2020 | 73 | 202535042 | 03/17/2021
Carrier Corp. - Syracuse | Bryant Heating & Cooling Systems | 582KJ05*065* | Federally-Regulated Consumer Product | Weatherized Non-Condensing Gas | 2640 | 312 |  | 12/23/2020 | 53 | 202535031 | 03/17/2021
Carrier Corp. - Syracuse | Bryant Heating & Cooling Systems | 581KJ06*090* | Federally-Regulated Consumer Product | Weatherized Non-Condensing Gas | 2694 | 302 |  | 12/23/2020 | 73 | 202535043 | 03/17/2021
Carrier Corp. - Syracuse | Bryant Heating & Cooling Systems | 582KJ06*065* | Federally-Regulated Consumer Product | Weatherized Non-Condensing Gas | 2694 | 302 |  | 12/23/2020 | 53 | 202535032 | 03/17/2021
Carrier Corp. - Syracuse | Bryant Heating & Cooling Systems | 582KJ04*065* | Federally-Regulated Consumer Product | Weatherized Non-Condensing Gas | 1889 | 281 |  | 12/23/2020 | 53 | 202535030 | 03/17/2021
Carrier Corp. - Syracuse | Bryant Heating & Cooling Systems | 581KJ05*065* | Federally-Regulated Consumer Product | Weatherized Non-Condensing Gas | 2640 | 312 |  | 12/23/2020 | 53 | 202535039 | 03/17/2021
Carrier Corp. - Syracuse | Bryant Heating & Cooling Systems | 582KJ06*130* | Federally-Regulated Consumer Product | Weatherized Non-Condensing Gas | 2694 | 302 |  | 12/23/2020 | 106 | 202535037 | 03/17/2021
Carrier Corp. - Syracuse | Bryant Heating & Cooling Systems | 582KJ05*130* | Federally-Regulated Consumer Product | Weatherized Non-Condensing Gas | 2640 | 312 |  | 12/23/2020 | 106 | 202535036 | 03/17/2021
Carrier Corp. - Syracuse | Bryant Heating & Cooling Systems | 581KJ04*090* | Federally-Regulated Consumer Product | Weatherized Non-Condensing Gas | 1889 | 281 |  | 12/23/2020 | 73 | 202535041 | 03/17/2021
Carrier Corp. - Syracuse | Bryant Heating & Cooling Systems | 581KJ04*065* | Federally-Regulated Consumer Product | Weatherized Non-Condensing Gas | 1889 | 281 |  | 12/23/2020 | 53 | 202535038 | 03/17/2021
Carrier Corp. - Syracuse | Bryant Heating & Cooling Systems | 581KJ06*065* | Federally-Regulated Consumer Product | Weatherized Non-Condensing Gas | 2694 | 302 |  | 12/23/2020 | 53 | 202535040 | 03/17/2021
Carrier Corp. - Syracuse | Bryant Heating & Cooling Systems | 582KJ05*090* | Federally-Regulated Consumer Product | Weatherized Non-Condensing Gas | 2640 | 312 |  | 12/23/2020 | 73 | 202535034 | 03/17/2021
Carrier Corp. - Syracuse | Bryant Heating & Cooling Systems | 581KJ05*130* | Federally-Regulated Consumer Product | Weatherized Non-Condensing Gas | 2640 | 312 |  | 12/23/2020 | 106 | 202535044 | 03/17/2021
Carrier Corp. - Syracuse | Arcoaire | RGV060KS* | Federally-Regulated Consumer Product | Weatherized Non-Condensing Gas | 2694 | 302 |  | 12/23/2020 | 53 | 202535120 | 03/17/2021
Carrier Corp. - Syracuse | Arcoaire | RGW060KS* | Federally-Regulated Consumer Product | Weatherized Non-Condensing Gas | 2694 | 302 |  | 12/23/2020 | 53 | 202535136 | 03/17/2021
Carrier Corp. - Syracuse | Arcoaire | RGW036KD* | Federally-Regulated Consumer Product | Weatherized Non-Condensing Gas | 1889 | 281 |  | 12/23/2020 | 53 | 202535126 | 03/17/2021
Carrier Corp. - Syracuse | Arcoaire | RGW048KS* | Federally-Regulated Consumer Product | Weatherized Non-Condensing Gas | 2640 | 312 |  | 12/23/2020 | 53 | 202535135 | 03/17/2021
Carrier Corp. - Syracuse | Arcoaire | RGW048KR* | Federally-Regulated Consumer Product | Weatherized Non-Condensing Gas | 2640 | 312 |  | 12/23/2020 | 73 | 202535138 | 03/17/2021
Carrier Corp. - Syracuse | Arcoaire | RGV048KD* | Federally-Regulated Consumer Product | Weatherized Non-Condensing Gas | 2640 | 312 |  | 12/23/2020 | 53 | 202535111 | 03/17/2021
Carrier Corp. - Syracuse | Arcoaire | RGV048KS* | Federally-Regulated Consumer Product | Weatherized Non-Condensing Gas | 2640 | 312 |  | 12/23/2020 | 53 | 202535119 | 03/17/2021
Carrier Corp. - Syracuse | Arcoaire | RGW036KE* | Federally-Regulated Consumer Product | Weatherized Non-Condensing Gas | 1889 | 281 |  | 12/23/2020 | 73 | 202535129 | 03/17/2021
Carrier Corp. - Syracuse | Arcoaire | RGW048KD* | Federally-Regulated Consumer Product | Weatherized Non-Condensing Gas | 2640 | 312 |  | 12/23/2020 | 53 | 202535127 | 03/17/2021
Carrier Corp. - Syracuse | Arcoaire | RGV036KD* | Federally-Regulated Consumer Product | Weatherized Non-Condensing Gas | 1889 | 281 |  | 12/23/2020 | 53 | 202535110 | 03/17/2021
Carrier Corp. - Syracuse | Arcoaire | RGW060KR* | Federally-Regulated Consumer Product | Weatherized Non-Condensing Gas | 2694 | 302 |  | 12/23/2020 | 73 | 202535139 | 03/17/2021
Carrier Corp. - Syracuse | Arcoaire | RGW036KS* | Federally-Regulated Consumer Product | Weatherized Non-Condensing Gas | 1889 | 281 |  | 12/23/2020 | 53 | 202535134 | 03/17/2021
Carrier Corp. - Syracuse | Arcoaire | RGW060KT* | Federally-Regulated Consumer Product | Weatherized Non-Condensing Gas | 2694 | 302 |  | 12/23/2020 | 106 | 202535141 | 03/17/2021
Carrier Corp. - Syracuse | Arcoaire | RGV036KR* | Federally-Regulated Consumer Product | Weatherized Non-Condensing Gas | 1889 | 281 |  | 12/23/2020 | 73 | 202535121 | 03/17/2021
Carrier Corp. - Syracuse | Arcoaire | RGW048KE* | Federally-Regulated Consumer Product | Weatherized Non-Condensing Gas | 2640 | 312 |  | 12/23/2020 | 73 | 202535130 | 03/17/2021
Carrier Corp. - Syracuse | Arcoaire | RGW060KD* | Federally-Regulated Consumer Product | Weatherized Non-Condensing Gas | 2694 | 302 |  | 12/23/2020 | 53 | 202535128 | 03/17/2021
Carrier Corp. - Syracuse | Arcoaire | RGV060KF* | Federally-Regulated Consumer Product | Weatherized Non-Condensing Gas | 2694 | 302 |  | 12/23/2020 | 106 | 202535117 | 03/17/2021
Carrier Corp. - Syracuse | Arcoaire | RGW060KF* | Federally-Regulated Consumer Product | Weatherized Non-Condensing Gas | 2694 | 302 |  | 12/23/2020 | 106 | 202535133 | 03/17/2021
Carrier Corp. - Syracuse | Arcoaire | RGV048KR* | Federally-Regulated Consumer Product | Weatherized Non-Condensing Gas | 2640 | 312 |  | 12/23/2020 | 73 | 202535122 | 03/17/2021
Carrier Corp. - Syracuse | Arcoaire | RGV060KD* | Federally-Regulated Consumer Product | Weatherized Non-Condensing Gas | 2694 | 302 |  | 12/23/2020 | 53 | 202535112 | 03/17/2021
Carrier Corp. - Syracuse | Arcoaire | RGW048KF* | Federally-Regulated Consumer Product | Weatherized Non-Condensing Gas | 2640 | 312 |  | 12/23/2020 | 106 | 202535132 | 03/17/2021
Carrier Corp. - Syracuse | Arcoaire | RGV060KT* | Federally-Regulated Consumer Product | Weatherized Non-Condensing Gas | 2694 | 302 |  | 12/23/2020 | 106 | 202535125 | 03/17/2021
Carrier Corp. - Syracuse | Arcoaire | RGW048KT* | Federally-Regulated Consumer Product | Weatherized Non-Condensing Gas | 2640 | 312 |  | 12/23/2020 | 106 | 202535140 | 03/17/2021
Carrier Corp. - Syracuse | Arcoaire | RGV048KT* | Federally-Regulated Consumer Product | Weatherized Non-Condensing Gas | 2640 | 312 |  | 12/23/2020 | 106 | 202535124 | 03/17/2021
Carrier Corp. - Syracuse | Arcoaire | RGV060KE* | Federally-Regulated Consumer Product | Weatherized Non-Condensing Gas | 2694 | 302 |  | 12/23/2020 | 73 | 202535115 | 03/17/2021
Carrier Corp. - Syracuse | Arcoaire | RGW060KE* | Federally-Regulated Consumer Product | Weatherized Non-Condensing Gas | 2694 | 302 |  | 12/23/2020 | 73 | 202535131 | 03/17/2021
Carrier Corp. - Syracuse | Arcoaire | RGV048KE* | Federally-Regulated Consumer Product | Weatherized Non-Condensing Gas | 2640 | 312 |  | 12/23/2020 | 73 | 202535114 | 03/17/2021
Carrier Corp. - Syracuse | Arcoaire | RGV036KE* | Federally-Regulated Consumer Product | Weatherized Non-Condensing Gas | 1889 | 281 |  | 12/23/2020 | 73 | 202535113 | 03/17/2021
Carrier Corp. - Syracuse | Arcoaire | RGV048KF* | Federally-Regulated Consumer Product | Weatherized Non-Condensing Gas | 2640 | 312 |  | 12/23/2020 | 106 | 202535116 | 03/17/2021
Carrier Corp. - Syracuse | Arcoaire | RGV036KS* | Federally-Regulated Consumer Product | Weatherized Non-Condensing Gas | 1889 | 281 |  | 12/23/2020 | 53 | 202535118 | 03/17/2021
Carrier Corp. - Syracuse | Arcoaire | RGV060KR* | Federally-Regulated Consumer Product | Weatherized Non-Condensing Gas | 2694 | 302 |  | 12/23/2020 | 73 | 202535123 | 03/17/2021
Carrier Corp. - Syracuse | Arcoaire | RGW036KR* | Federally-Regulated Consumer Product | Weatherized Non-Condensing Gas | 1889 | 281 |  | 12/23/2020 | 73 | 202535137 | 03/17/2021
Carrier Corp. - Syracuse | Tempstar | RGW048KS* | Federally-Regulated Consumer Product | Weatherized Non-Condensing Gas | 2640 | 312 |  | 12/23/2020 | 53 | 202535295 | 03/17/2021
Carrier Corp. - Syracuse | Tempstar | RGW060KE* | Federally-Regulated Consumer Product | Weatherized Non-Condensing Gas | 2694 | 302 |  | 12/23/2020 | 73 | 202535291 | 03/17/2021
Carrier Corp. - Syracuse | Tempstar | RGV060KT* | Federally-Regulated Consumer Product | Weatherized Non-Condensing Gas | 2694 | 302 |  | 12/23/2020 | 106 | 202535285 | 03/17/2021
Carrier Corp. - Syracuse | Tempstar | RGV036KE* | Federally-Regulated Consumer Product | Weatherized Non-Condensing Gas | 1889 | 281 |  | 12/23/2020 | 73 | 202535273 | 03/17/2021
Carrier Corp. - Syracuse | Tempstar | RGW060KF* | Federally-Regulated Consumer Product | Weatherized Non-Condensing Gas | 2694 | 302 |  | 12/23/2020 | 106 | 202535293 | 03/17/2021
Carrier Corp. - Syracuse | Tempstar | RGV036KR* | Federally-Regulated Consumer Product | Weatherized Non-Condensing Gas | 1889 | 281 |  | 12/23/2020 | 73 | 202535281 | 03/17/2021
Carrier Corp. - Syracuse | Tempstar | RGW060KS* | Federally-Regulated Consumer Product | Weatherized Non-Condensing Gas | 2694 | 302 |  | 12/23/2020 | 53 | 202535296 | 03/17/2021
Carrier Corp. - Syracuse | Tempstar | RGW048KD* | Federally-Regulated Consumer Product | Weatherized Non-Condensing Gas | 2640 | 312 |  | 12/23/2020 | 53 | 202535287 | 03/17/2021
Carrier Corp. - Syracuse | Tempstar | RGW036KR* | Federally-Regulated Consumer Product | Weatherized Non-Condensing Gas | 1889 | 281 |  | 12/23/2020 | 73 | 202535297 | 03/17/2021
Carrier Corp. - Syracuse | Tempstar | RGW048KE* | Federally-Regulated Consumer Product | Weatherized Non-Condensing Gas | 2640 | 312 |  | 12/23/2020 | 73 | 202535290 | 03/17/2021
Carrier Corp. - Syracuse | Tempstar | RGW048KF* | Federally-Regulated Consumer Product | Weatherized Non-Condensing Gas | 2640 | 312 |  | 12/23/2020 | 106 | 202535292 | 03/17/2021
Carrier Corp. - Syracuse | Tempstar | RGW036KE* | Federally-Regulated Consumer Product | Weatherized Non-Condensing Gas | 1889 | 281 |  | 12/23/2020 | 73 | 202535289 | 03/17/2021
Carrier Corp. - Syracuse | Tempstar | RGV048KS* | Federally-Regulated Consumer Product | Weatherized Non-Condensing Gas | 2640 | 312 |  | 12/23/2020 | 53 | 202535279 | 03/17/2021
Carrier Corp. - Syracuse | Tempstar | RGW060KR* | Federally-Regulated Consumer Product | Weatherized Non-Condensing Gas | 2694 | 302 |  | 12/23/2020 | 73 | 202535299 | 03/17/2021
Carrier Corp. - Syracuse | Tempstar | RGV036KS* | Federally-Regulated Consumer Product | Weatherized Non-Condensing Gas | 1889 | 281 |  | 12/23/2020 | 53 | 202535278 | 03/17/2021
Carrier Corp. - Syracuse | Tempstar | RGV060KE* | Federally-Regulated Consumer Product | Weatherized Non-Condensing Gas | 2694 | 302 |  | 12/23/2020 | 73 | 202535275 | 03/17/2021
Carrier Corp. - Syracuse | Tempstar | RGV060KD* | Federally-Regulated Consumer Product | Weatherized Non-Condensing Gas | 2694 | 302 |  | 12/23/2020 | 53 | 202535272 | 03/17/2021
Carrier Corp. - Syracuse | Tempstar | RGV048KE* | Federally-Regulated Consumer Product | Weatherized Non-Condensing Gas | 2640 | 312 |  | 12/23/2020 | 73 | 202535274 | 03/17/2021
Carrier Corp. - Syracuse | Tempstar | RGV060KF* | Federally-Regulated Consumer Product | Weatherized Non-Condensing Gas | 2694 | 302 |  | 12/23/2020 | 106 | 202535277 | 03/17/2021
Carrier Corp. - Syracuse | Tempstar | RGW036KS* | Federally-Regulated Consumer Product | Weatherized Non-Condensing Gas | 1889 | 281 |  | 12/23/2020 | 53 | 202535294 | 03/17/2021
Carrier Corp. - Syracuse | Tempstar | RGV048KT* | Federally-Regulated Consumer Product | Weatherized Non-Condensing Gas | 2640 | 312 |  | 12/23/2020 | 106 | 202535284 | 03/17/2021
Carrier Corp. - Syracuse | Tempstar | RGW048KT* | Federally-Regulated Consumer Product | Weatherized Non-Condensing Gas | 2640 | 312 |  | 12/23/2020 | 106 | 202535300 | 03/17/2021
Carrier Corp. - Syracuse | Tempstar | RGV060KR* | Federally-Regulated Consumer Product | Weatherized Non-Condensing Gas | 2694 | 302 |  | 12/23/2020 | 73 | 202535283 | 03/17/2021
Carrier Corp. - Syracuse | Tempstar | RGV048KR* | Federally-Regulated Consumer Product | Weatherized Non-Condensing Gas | 2640 | 312 |  | 12/23/2020 | 73 | 202535282 | 03/17/2021
Carrier Corp. - Syracuse | Tempstar | RGW060KT* | Federally-Regulated Consumer Product | Weatherized Non-Condensing Gas | 2694 | 302 |  | 12/23/2020 | 106 | 202535301 | 03/17/2021
Carrier Corp. - Syracuse | Tempstar | RGW036KD* | Federally-Regulated Consumer Product | Weatherized Non-Condensing Gas | 1889 | 281 |  | 12/23/2020 | 53 | 202535286 | 03/17/2021
Carrier Corp. - Syracuse | Tempstar | RGV048KF* | Federally-Regulated Consumer Product | Weatherized Non-Condensing Gas | 2640 | 312 |  | 12/23/2020 | 106 | 202535276 | 03/17/2021
Carrier Corp. - Syracuse | Tempstar | RGW060KD* | Federally-Regulated Consumer Product | Weatherized Non-Condensing Gas | 2694 | 302 |  | 12/23/2020 | 53 | 202535288 | 03/17/2021
Carrier Corp. - Syracuse | Tempstar | RGV060KS* | Federally-Regulated Consumer Product | Weatherized Non-Condensing Gas | 2694 | 302 |  | 12/23/2020 | 53 | 202535280 | 03/17/2021
Carrier Corp. - Syracuse | Tempstar | RGV036KD* | Federally-Regulated Consumer Product | Weatherized Non-Condensing Gas | 1889 | 281 |  | 12/23/2020 | 53 | 202535270 | 03/17/2021
Carrier Corp. - Syracuse | Tempstar | RGV048KD* | Federally-Regulated Consumer Product | Weatherized Non-Condensing Gas | 2640 | 312 |  | 12/23/2020 | 53 | 202535271 | 03/17/2021
Carrier Corp. - Syracuse | Tempstar | RGW048KR* | Federally-Regulated Consumer Product | Weatherized Non-Condensing Gas | 2640 | 312 |  | 12/23/2020 | 73 | 202535298 | 03/17/2021
Nordyne, LLC | NORTEK GLOBAL HVAC LLC | MG2S-060F2ABM* | Federally-Regulated Consumer Product | Mobile Home Non-Weatherized, C | 1292 | 330 |  | 12/23/2020 | 39969 | 203049486 | 03/17/2021
Nordyne, LLC | NORTEK GLOBAL HVAC LLC | MG2S-072F2ABM* | Federally-Regulated Consumer Product | Mobile Home Non-Weatherized, C | 1565 | 350 |  | 12/23/2020 | 46903 | 203049492 | 03/17/2021
Nordyne, LLC | NORTEK GLOBAL HVAC LLC | MG2S-045F2ABM* | Federally-Regulated Consumer Product | Mobile Home Non-Weatherized, C | 1603 | 352 |  | 12/23/2020 | 29516 | 203049481 | 03/17/2021
Carrier Corp. - Syracuse | Heil | RGW036KD* | Federally-Regulated Consumer Product | Weatherized Non-Condensing Gas | 1889 | 281 |  | 12/23/2020 | 53 | 202535222 | 03/17/2021
Carrier Corp. - Syracuse | Heil | RGV060KR* | Federally-Regulated Consumer Product | Weatherized Non-Condensing Gas | 2694 | 302 |  | 12/23/2020 | 73 | 202535219 | 03/17/2021
Carrier Corp. - Syracuse | Heil | RGV036KE* | Federally-Regulated Consumer Product | Weatherized Non-Condensing Gas | 1889 | 281 |  | 12/23/2020 | 73 | 202535209 | 03/17/2021
Carrier Corp. - Syracuse | Heil | RGW060KD* | Federally-Regulated Consumer Product | Weatherized Non-Condensing Gas | 2694 | 302 |  | 12/23/2020 | 53 | 202535224 | 03/17/2021
Carrier Corp. - Syracuse | Heil | RGV048KT* | Federally-Regulated Consumer Product | Weatherized Non-Condensing Gas | 2640 | 312 |  | 12/23/2020 | 106 | 202535220 | 03/17/2021
Carrier Corp. - Syracuse | Heil | RGW048KD* | Federally-Regulated Consumer Product | Weatherized Non-Condensing Gas | 2640 | 312 |  | 12/23/2020 | 53 | 202535223 | 03/17/2021
Carrier Corp. - Syracuse | Heil | RGW048KE* | Federally-Regulated Consumer Product | Weatherized Non-Condensing Gas | 2640 | 312 |  | 12/23/2020 | 73 | 202535226 | 03/17/2021
Carrier Corp. - Syracuse | Heil | RGW060KS* | Federally-Regulated Consumer Product | Weatherized Non-Condensing Gas | 2694 | 302 |  | 12/23/2020 | 53 | 202535232 | 03/17/2021
Carrier Corp. - Syracuse | Heil | RGV048KE* | Federally-Regulated Consumer Product | Weatherized Non-Condensing Gas | 2640 | 312 |  | 12/23/2020 | 73 | 202535210 | 03/17/2021
Carrier Corp. - Syracuse | Heil | RGW036KE* | Federally-Regulated Consumer Product | Weatherized Non-Condensing Gas | 1889 | 281 |  | 12/23/2020 | 73 | 202535225 | 03/17/2021
Carrier Corp. - Syracuse | Heil | RGW048KR* | Federally-Regulated Consumer Product | Weatherized Non-Condensing Gas | 2640 | 312 |  | 12/23/2020 | 73 | 202535234 | 03/17/2021
Carrier Corp. - Syracuse | Heil | RGW048KT* | Federally-Regulated Consumer Product | Weatherized Non-Condensing Gas | 2640 | 312 |  | 12/23/2020 | 106 | 202535236 | 03/17/2021
Carrier Corp. - Syracuse | Heil | RGV060KE* | Federally-Regulated Consumer Product | Weatherized Non-Condensing Gas | 2694 | 302 |  | 12/23/2020 | 73 | 202535211 | 03/17/2021
Carrier Corp. - Syracuse | Heil | RGW036KR* | Federally-Regulated Consumer Product | Weatherized Non-Condensing Gas | 1889 | 281 |  | 12/23/2020 | 73 | 202535233 | 03/17/2021
Carrier Corp. - Syracuse | Heil | RGV036KR* | Federally-Regulated Consumer Product | Weatherized Non-Condensing Gas | 1889 | 281 |  | 12/23/2020 | 73 | 202535217 | 03/17/2021
Carrier Corp. - Syracuse | Heil | RGV048KR* | Federally-Regulated Consumer Product | Weatherized Non-Condensing Gas | 2640 | 312 |  | 12/23/2020 | 73 | 202535218 | 03/17/2021
Carrier Corp. - Syracuse | Heil | RGV060KD* | Federally-Regulated Consumer Product | Weatherized Non-Condensing Gas | 2694 | 302 |  | 12/23/2020 | 53 | 202535208 | 03/17/2021
Carrier Corp. - Syracuse | Heil | RGW036KS* | Federally-Regulated Consumer Product | Weatherized Non-Condensing Gas | 1889 | 281 |  | 12/23/2020 | 53 | 202535230 | 03/17/2021
Carrier Corp. - Syracuse | Heil | RGV048KF* | Federally-Regulated Consumer Product | Weatherized Non-Condensing Gas | 2640 | 312 |  | 12/23/2020 | 106 | 202535212 | 03/17/2021
Carrier Corp. - Syracuse | Heil | RGV048KS* | Federally-Regulated Consumer Product | Weatherized Non-Condensing Gas | 2640 | 312 |  | 12/23/2020 | 53 | 202535215 | 03/17/2021
Carrier Corp. - Syracuse | Heil | RGV060KF* | Federally-Regulated Consumer Product | Weatherized Non-Condensing Gas | 2694 | 302 |  | 12/23/2020 | 106 | 202535213 | 03/17/2021
Carrier Corp. - Syracuse | Heil | RGW060KR* | Federally-Regulated Consumer Product | Weatherized Non-Condensing Gas | 2694 | 302 |  | 12/23/2020 | 73 | 202535235 | 03/17/2021
Carrier Corp. - Syracuse | Heil | RGW060KT* | Federally-Regulated Consumer Product | Weatherized Non-Condensing Gas | 2694 | 302 |  | 12/23/2020 | 106 | 202535237 | 03/17/2021
Carrier Corp. - Syracuse | Heil | RGV060KT* | Federally-Regulated Consumer Product | Weatherized Non-Condensing Gas | 2694 | 302 |  | 12/23/2020 | 106 | 202535221 | 03/17/2021
Carrier Corp. - Syracuse | Heil | RGW060KF* | Federally-Regulated Consumer Product | Weatherized Non-Condensing Gas | 2694 | 302 |  | 12/23/2020 | 106 | 202535229 | 03/17/2021
Carrier Corp. - Syracuse | Heil | RGW048KF* | Federally-Regulated Consumer Product | Weatherized Non-Condensing Gas | 2640 | 312 |  | 12/23/2020 | 106 | 202535228 | 03/17/2021
Carrier Corp. - Syracuse | Heil | RGV048KD* | Federally-Regulated Consumer Product | Weatherized Non-Condensing Gas | 2640 | 312 |  | 12/23/2020 | 53 | 202535207 | 03/17/2021
Carrier Corp. - Syracuse | Heil | RGW060KE* | Federally-Regulated Consumer Product | Weatherized Non-Condensing Gas | 2694 | 302 |  | 12/23/2020 | 73 | 202535227 | 03/17/2021
Carrier Corp. - Syracuse | Heil | RGW048KS* | Federally-Regulated Consumer Product | Weatherized Non-Condensing Gas | 2640 | 312 |  | 12/23/2020 | 53 | 202535231 | 03/17/2021
Carrier Corp. - Syracuse | Heil | RGV060KS* | Federally-Regulated Consumer Product | Weatherized Non-Condensing Gas | 2694 | 302 |  | 12/23/2020 | 53 | 202535216 | 03/17/2021
Carrier Corp. - Syracuse | Heil | RGV036KS* | Federally-Regulated Consumer Product | Weatherized Non-Condensing Gas | 1889 | 281 |  | 12/23/2020 | 53 | 202535214 | 03/17/2021
Carrier Corp. - Syracuse | Heil | RGV036KD* | Federally-Regulated Consumer Product | Weatherized Non-Condensing Gas | 1889 | 281 |  | 12/23/2020 | 53 | 202535206 | 03/17/2021
Allied Air | BLUERIDGE | BG952UH110CV20-* | Federally-Regulated Consumer Product | Non-Weatherized, Condensing Ga | 2083 | 250 |  | 08/05/2020 | 71341 | 203305157 | 03/17/2021
Allied Air | BLUERIDGE | BG952UH090CV20-* | Federally-Regulated Consumer Product | Non-Weatherized, Condensing Ga | 2215 | 267 |  | 08/05/2020 | 56766 | 203305156 | 03/17/2021
Allied Air | BLUERIDGE | BG952UH090CV12-* | Federally-Regulated Consumer Product | Non-Weatherized, Condensing Ga | 1395 | 237 |  | 08/05/2020 | 57347 | 203305155 | 03/17/2021
Allied Air | BLUERIDGE | BG952UH070BV12-* | Federally-Regulated Consumer Product | Non-Weatherized, Condensing Ga | 1413 | 229 |  | 08/05/2020 | 43058 | 203305154 | 03/17/2021
Allied Air | Concord | 95G2UH070BV12-* | Federally-Regulated Consumer Product | Non-Weatherized, Condensing Ga | 1413 | 229 |  | 08/05/2020 | 43058 | 201702138 | 03/17/2021
Allied Air | Concord | 95G2UH110CV20-* | Federally-Regulated Consumer Product | Non-Weatherized, Condensing Ga | 2083 | 250 |  | 08/05/2020 | 71341 | 201702144 | 03/17/2021
Allied Air | Concord | 95G2DF070BV16-* | Federally-Regulated Consumer Product | Non-Weatherized, Condensing Ga | 1882 | 255 |  | 08/05/2020 | 43013 | 201702150 | 03/17/2021
Allied Air | Concord | 95G2UH135DV20-* | Federally-Regulated Consumer Product | Non-Weatherized, Condensing Ga | 2135 | 268 |  | 08/05/2020 | 86786 | 201702146 | 03/17/2021
Allied Air | Concord | 95G2DF090CV20-* | Federally-Regulated Consumer Product | Non-Weatherized, Condensing Ga | 2123 | 248 |  | 08/05/2020 | 56779 | 201702152 | 03/17/2021
Allied Air | Concord | 95G2UH090CV12-* | Federally-Regulated Consumer Product | Non-Weatherized, Condensing Ga | 1395 | 237 |  | 08/05/2020 | 57347 | 201702140 | 03/17/2021
Allied Air | Concord | L83UF1V57/72E12-*** | Federally-Regulated Consumer Product | Non-Weatherized, Non-Condensin | 1319 | 258 |  | 08/05/2020 | 88279 | 201706987 | 03/17/2021
Allied Air | Concord | 95G2DF045BV12-* | Federally-Regulated Consumer Product | Non-Weatherized, Condensing Ga | 1325 | 204 |  | 08/05/2020 | 28499 | 201702148 | 03/17/2021
Allied Air | Concord | 95G2UH090CV20-* | Federally-Regulated Consumer Product | Non-Weatherized, Condensing Ga | 2215 | 267 |  | 08/05/2020 | 56766 | 201702142 | 03/17/2021
Allied Air | Concord | 95G2DF110CV20-* | Federally-Regulated Consumer Product | Non-Weatherized, Condensing Ga | 2134 | 229 |  | 08/05/2020 | 71922 | 201702154 | 03/17/2021
Allied Air | Concord | 95G2UH045BV12-* | Federally-Regulated Consumer Product | Non-Weatherized, Condensing Ga | 1310 | 201 |  | 08/05/2020 | 28806 | 201702158 | 03/17/2021
Lennox Industries Inc. | Concord | 80G2UH110CV20-* | Federally-Regulated Consumer Product | Non-Weatherized, Non-Condensin | 2330 | 285 |  | 10/07/2020 | 71206 | 201692889 | 03/17/2021
Lennox Industries Inc. | Concord | 96G1UH090CE16-* | Federally-Regulated Consumer Product | Non-Weatherized, Condensing Ga | 1566 | 264 |  | 12/02/2020 | 87748 | 202158081 | 03/17/2021
Nordyne, LLC | Maytag | MG2S-045F2ABM* | Federally-Regulated Consumer Product | Mobile Home Non-Weatherized, C | 1603 | 352 |  | 12/23/2020 | 29516 | 203049590 | 03/17/2021
Nordyne, LLC | Maytag | MG2S-060F2ABM* | Federally-Regulated Consumer Product | Mobile Home Non-Weatherized, C | 1292 | 330 |  | 12/23/2020 | 39969 | 203049601 | 03/17/2021
Nordyne, LLC | Maytag | MG2S-072F2ABM* | Federally-Regulated Consumer Product | Mobile Home Non-Weatherized, C | 1565 | 350 |  | 12/23/2020 | 46903 | 203049616 | 03/17/2021
Nordyne, LLC | REVOLV | MG2S-045F2ABM* | Federally-Regulated Consumer Product | Mobile Home Non-Weatherized, C | 1603 | 352 |  | 12/23/2020 | 29516 | 203049789 | 03/17/2021
Nordyne, LLC | REVOLV | MG2S-060F2ABM* | Federally-Regulated Consumer Product | Mobile Home Non-Weatherized, C | 1292 | 330 |  | 12/23/2020 | 39969 | 203049796 | 03/17/2021
Nordyne, LLC | REVOLV | MG2S-072F2ABM* | Federally-Regulated Consumer Product | Mobile Home Non-Weatherized, C | 1565 | 350 |  | 12/23/2020 | 46903 | 203049801 | 03/17/2021
Allied Air | Lennox | 95AF2UH070V12B-** | Federally-Regulated Consumer Product | Non-Weatherized, Condensing Ga | 1413 | 229 |  | 03/17/2021 | 43058 | 202192149 | 03/17/2021
Allied Air | Lennox | 95AF2UH045V12B-** | Federally-Regulated Consumer Product | Non-Weatherized, Condensing Ga | 1310 | 201 |  | 03/17/2021 | 28806 | 202192151 | 03/17/2021
Allied Air | Lennox | 95AF2UH090V12C-** | Federally-Regulated Consumer Product | Non-Weatherized, Condensing Ga | 1395 | 237 |  | 03/17/2021 | 57347 | 202192150 | 03/17/2021
Carrier Corp. - Syracuse | Bryant Heating & Cooling Systems | 582KJ06*090* | Federally-Regulated Consumer Product | Weatherized Non-Condensing Gas | 2694 | 302 |  | 03/17/2021 | 73 | 202535035 | 03/17/2021
Carrier Corp. - Syracuse | Bryant Heating & Cooling Systems | 581KJ06*130* | Federally-Regulated Consumer Product | Weatherized Non-Condensing Gas | 2694 | 302 |  | 03/17/2021 | 106 | 202535045 | 03/17/2021
Carrier Corp. - Syracuse | Bryant Heating & Cooling Systems | 582KJ04*090* | Federally-Regulated Consumer Product | Weatherized Non-Condensing Gas | 1889 | 281 |  | 03/17/2021 | 73 | 202535033 | 03/17/2021
Carrier Corp. - Syracuse | Bryant Heating & Cooling Systems | 581KJ05*090* | Federally-Regulated Consumer Product | Weatherized Non-Condensing Gas | 2640 | 312 |  | 03/17/2021 | 73 | 202535042 | 03/17/2021
Carrier Corp. - Syracuse | Bryant Heating & Cooling Systems | 582KJ05*065* | Federally-Regulated Consumer Product | Weatherized Non-Condensing Gas | 2640 | 312 |  | 03/17/2021 | 53 | 202535031 | 03/17/2021
Carrier Corp. - Syracuse | Bryant Heating & Cooling Systems | 581KJ06*090* | Federally-Regulated Consumer Product | Weatherized Non-Condensing Gas | 2694 | 302 |  | 03/17/2021 | 73 | 202535043 | 03/17/2021
Carrier Corp. - Syracuse | Bryant Heating & Cooling Systems | 582KJ06*065* | Federally-Regulated Consumer Product | Weatherized Non-Condensing Gas | 2694 | 302 |  | 03/17/2021 | 53 | 202535032 | 03/17/2021
Carrier Corp. - Syracuse | Bryant Heating & Cooling Systems | 582KJ04*065* | Federally-Regulated Consumer Product | Weatherized Non-Condensing Gas | 1889 | 281 |  | 03/17/2021 | 53 | 202535030 | 03/17/2021
Carrier Corp. - Syracuse | Bryant Heating & Cooling Systems | 581KJ05*065* | Federally-Regulated Consumer Product | Weatherized Non-Condensing Gas | 2640 | 312 |  | 03/17/2021 | 53 | 202535039 | 03/17/2021
Carrier Corp. - Syracuse | Bryant Heating & Cooling Systems | 582KJ06*130* | Federally-Regulated Consumer Product | Weatherized Non-Condensing Gas | 2694 | 302 |  | 03/17/2021 | 106 | 202535037 | 03/17/2021
Carrier Corp. - Syracuse | Bryant Heating & Cooling Systems | 582KJ05*130* | Federally-Regulated Consumer Product | Weatherized Non-Condensing Gas | 2640 | 312 |  | 03/17/2021 | 106 | 202535036 | 03/17/2021
Carrier Corp. - Syracuse | Bryant Heating & Cooling Systems | 581KJ04*090* | Federally-Regulated Consumer Product | Weatherized Non-Condensing Gas | 1889 | 281 |  | 03/17/2021 | 73 | 202535041 | 03/17/2021
Carrier Corp. - Syracuse | Bryant Heating & Cooling Systems | 581KJ04*065* | Federally-Regulated Consumer Product | Weatherized Non-Condensing Gas | 1889 | 281 |  | 03/17/2021 | 53 | 202535038 | 03/17/2021
Carrier Corp. - Syracuse | Bryant Heating & Cooling Systems | 581KJ06*065* | Federally-Regulated Consumer Product | Weatherized Non-Condensing Gas | 2694 | 302 |  | 03/17/2021 | 53 | 202535040 | 03/17/2021
Carrier Corp. - Syracuse | Bryant Heating & Cooling Systems | 582KJ05*090* | Federally-Regulated Consumer Product | Weatherized Non-Condensing Gas | 2640 | 312 |  | 03/17/2021 | 73 | 202535034 | 03/17/2021
Carrier Corp. - Syracuse | Bryant Heating & Cooling Systems | 581KJ05*130* | Federally-Regulated Consumer Product | Weatherized Non-Condensing Gas | 2640 | 312 |  | 03/17/2021 | 106 | 202535044 | 03/17/2021
Allied Air | Ducane | 95G2DF070BV16-* | Federally-Regulated Consumer Product | Non-Weatherized, Condensing Ga | 1882 | 255 |  | 03/17/2021 | 43013 | 201702149 | 03/17/2021
Allied Air | Ducane | 95G2DF090CV20-* | Federally-Regulated Consumer Product | Non-Weatherized, Condensing Ga | 2123 | 248 |  | 03/17/2021 | 56779 | 201702151 | 03/17/2021
Allied Air | Ducane | 95G2UH110CV20-* | Federally-Regulated Consumer Product | Non-Weatherized, Condensing Ga | 2083 | 250 |  | 03/17/2021 | 71341 | 201702143 | 03/17/2021
Allied Air | Ducane | 95G2UH070BV12-* | Federally-Regulated Consumer Product | Non-Weatherized, Condensing Ga | 1413 | 229 |  | 03/17/2021 | 43058 | 201702137 | 03/17/2021
Allied Air | Ducane | 95G2UH045BV12-* | Federally-Regulated Consumer Product | Non-Weatherized, Condensing Ga | 1310 | 201 |  | 03/17/2021 | 28806 | 201702157 | 03/17/2021
Allied Air | Ducane | 95G2DF045BV12-* | Federally-Regulated Consumer Product | Non-Weatherized, Condensing Ga | 1325 | 204 |  | 03/17/2021 | 28499 | 201702147 | 03/17/2021
Allied Air | Ducane | 95G2UH090CV12-* | Federally-Regulated Consumer Product | Non-Weatherized, Condensing Ga | 1395 | 237 |  | 03/17/2021 | 57347 | 201702139 | 03/17/2021
Allied Air | Ducane | 95G2DF110CV20-* | Federally-Regulated Consumer Product | Non-Weatherized, Condensing Ga | 2134 | 229 |  | 03/17/2021 | 71922 | 201702153 | 03/17/2021
Allied Air | Ducane | 95G2UH090CV20-* | Federally-Regulated Consumer Product | Non-Weatherized, Condensing Ga | 2215 | 267 |  | 03/17/2021 | 56766 | 201702141 | 03/17/2021
Allied Air | Ducane | 95G2UH135DV20-* | Federally-Regulated Consumer Product | Non-Weatherized, Condensing Ga | 2135 | 268 |  | 03/17/2021 | 86786 | 201702145 | 03/17/2021
Nordyne, LLC | Broan | MG2S-060F2ABM* | Federally-Regulated Consumer Product | Mobile Home Non-Weatherized, C | 1292 | 330 |  | 03/17/2021 | 39969 | 203049599 | 03/17/2021
Nordyne, LLC | Broan | MG2S-045F2ABM* | Federally-Regulated Consumer Product | Mobile Home Non-Weatherized, C | 1603 | 352 |  | 03/17/2021 | 29516 | 203049587 | 03/17/2021
Nordyne, LLC | Broan | MG2S-072F2ABM* | Federally-Regulated Consumer Product | Mobile Home Non-Weatherized, C | 1565 | 350 |  | 03/17/2021 | 46903 | 203049612 | 03/17/2021
Allied Air | Comfort-Aire | GDD95T110C5* | Federally-Regulated Consumer Product | Non-Weatherized, Condensing Ga | 2134 | 229 |  | 03/17/2021 | 71922 | 201696176 | 03/17/2021
Allied Air | Comfort-Aire | GUH95T110C5* | Federally-Regulated Consumer Product | Non-Weatherized, Condensing Ga | 2083 | 250 |  | 03/17/2021 | 71341 | 201696168 | 03/17/2021
Allied Air | Comfort-Aire | GUH95T090C3* | Federally-Regulated Consumer Product | Non-Weatherized, Condensing Ga | 1395 | 237 |  | 03/17/2021 | 57347 | 201696164 | 03/17/2021
Allied Air | Comfort-Aire | GUH95T090C5* | Federally-Regulated Consumer Product | Non-Weatherized, Condensing Ga | 2215 | 267 |  | 03/17/2021 | 56766 | 201696166 | 03/17/2021
Allied Air | Comfort-Aire | GUH95T135D5* | Federally-Regulated Consumer Product | Non-Weatherized, Condensing Ga | 2135 | 268 |  | 03/17/2021 | 86786 | 201696170 | 03/17/2021
Allied Air | Comfort-Aire | GDD95T090C5* | Federally-Regulated Consumer Product | Non-Weatherized, Condensing Ga | 2123 | 248 |  | 03/17/2021 | 56779 | 201696174 | 03/17/2021
Allied Air | Comfort-Aire | GDD95T070B4* | Federally-Regulated Consumer Product | Non-Weatherized, Condensing Ga | 1882 | 255 |  | 03/17/2021 | 43013 | 201696172 | 03/17/2021
Allied Air | Comfort-Aire | GUH95T070B3* | Federally-Regulated Consumer Product | Non-Weatherized, Condensing Ga | 1413 | 229 |  | 03/17/2021 | 43058 | 201696162 | 03/17/2021
Allied Air | Comfort-Aire | GUH95T045B3* | Federally-Regulated Consumer Product | Non-Weatherized, Condensing Ga | 1310 | 201 |  | 03/17/2021 | 28806 | 201696160 | 03/17/2021
Carrier Corp. - Syracuse | Tempstar | RGW048KS* | Federally-Regulated Consumer Product | Weatherized Non-Condensing Gas | 2640 | 312 |  | 03/17/2021 | 53 | 202535295 | 03/17/2021
Carrier Corp. - Syracuse | Tempstar | RGW060KE* | Federally-Regulated Consumer Product | Weatherized Non-Condensing Gas | 2694 | 302 |  | 03/17/2021 | 73 | 202535291 | 03/17/2021
Carrier Corp. - Syracuse | Tempstar | RGV060KT* | Federally-Regulated Consumer Product | Weatherized Non-Condensing Gas | 2694 | 302 |  | 03/17/2021 | 106 | 202535285 | 03/17/2021
Carrier Corp. - Syracuse | Tempstar | RGV036KE* | Federally-Regulated Consumer Product | Weatherized Non-Condensing Gas | 1889 | 281 |  | 03/17/2021 | 73 | 202535273 | 03/17/2021
Carrier Corp. - Syracuse | Tempstar | RGW060KF* | Federally-Regulated Consumer Product | Weatherized Non-Condensing Gas | 2694 | 302 |  | 03/17/2021 | 106 | 202535293 | 03/17/2021
Carrier Corp. - Syracuse | Tempstar | RGV036KR* | Federally-Regulated Consumer Product | Weatherized Non-Condensing Gas | 1889 | 281 |  | 03/17/2021 | 73 | 202535281 | 03/17/2021
Carrier Corp. - Syracuse | Tempstar | RGW060KS* | Federally-Regulated Consumer Product | Weatherized Non-Condensing Gas | 2694 | 302 |  | 03/17/2021 | 53 | 202535296 | 03/17/2021
Carrier Corp. - Syracuse | Tempstar | RGW048KD* | Federally-Regulated Consumer Product | Weatherized Non-Condensing Gas | 2640 | 312 |  | 03/17/2021 | 53 | 202535287 | 03/17/2021
Carrier Corp. - Syracuse | Tempstar | RGW036KR* | Federally-Regulated Consumer Product | Weatherized Non-Condensing Gas | 1889 | 281 |  | 03/17/2021 | 73 | 202535297 | 03/17/2021
Carrier Corp. - Syracuse | Tempstar | RGW048KE* | Federally-Regulated Consumer Product | Weatherized Non-Condensing Gas | 2640 | 312 |  | 03/17/2021 | 73 | 202535290 | 03/17/2021
Carrier Corp. - Syracuse | Tempstar | RGW048KF* | Federally-Regulated Consumer Product | Weatherized Non-Condensing Gas | 2640 | 312 |  | 03/17/2021 | 106 | 202535292 | 03/17/2021
Carrier Corp. - Syracuse | Tempstar | RGW036KE* | Federally-Regulated Consumer Product | Weatherized Non-Condensing Gas | 1889 | 281 |  | 03/17/2021 | 73 | 202535289 | 03/17/2021
Carrier Corp. - Syracuse | Tempstar | RGV048KS* | Federally-Regulated Consumer Product | Weatherized Non-Condensing Gas | 2640 | 312 |  | 03/17/2021 | 53 | 202535279 | 03/17/2021
Carrier Corp. - Syracuse | Tempstar | RGW060KR* | Federally-Regulated Consumer Product | Weatherized Non-Condensing Gas | 2694 | 302 |  | 03/17/2021 | 73 | 202535299 | 03/17/2021
Carrier Corp. - Syracuse | Tempstar | RGV036KS* | Federally-Regulated Consumer Product | Weatherized Non-Condensing Gas | 1889 | 281 |  | 03/17/2021 | 53 | 202535278 | 03/17/2021
Carrier Corp. - Syracuse | Tempstar | RGV060KE* | Federally-Regulated Consumer Product | Weatherized Non-Condensing Gas | 2694 | 302 |  | 03/17/2021 | 73 | 202535275 | 03/17/2021
Carrier Corp. - Syracuse | Tempstar | RGV060KD* | Federally-Regulated Consumer Product | Weatherized Non-Condensing Gas | 2694 | 302 |  | 03/17/2021 | 53 | 202535272 | 03/17/2021
Carrier Corp. - Syracuse | Tempstar | RGV048KE* | Federally-Regulated Consumer Product | Weatherized Non-Condensing Gas | 2640 | 312 |  | 03/17/2021 | 73 | 202535274 | 03/17/2021
Carrier Corp. - Syracuse | Tempstar | RGV060KF* | Federally-Regulated Consumer Product | Weatherized Non-Condensing Gas | 2694 | 302 |  | 03/17/2021 | 106 | 202535277 | 03/17/2021
Carrier Corp. - Syracuse | Tempstar | RGW036KS* | Federally-Regulated Consumer Product | Weatherized Non-Condensing Gas | 1889 | 281 |  | 03/17/2021 | 53 | 202535294 | 03/17/2021
Carrier Corp. - Syracuse | Tempstar | RGV048KT* | Federally-Regulated Consumer Product | Weatherized Non-Condensing Gas | 2640 | 312 |  | 03/17/2021 | 106 | 202535284 | 03/17/2021
Carrier Corp. - Syracuse | Tempstar | RGW048KT* | Federally-Regulated Consumer Product | Weatherized Non-Condensing Gas | 2640 | 312 |  | 03/17/2021 | 106 | 202535300 | 03/17/2021
Carrier Corp. - Syracuse | Tempstar | RGV060KR* | Federally-Regulated Consumer Product | Weatherized Non-Condensing Gas | 2694 | 302 |  | 03/17/2021 | 73 | 202535283 | 03/17/2021
Carrier Corp. - Syracuse | Tempstar | RGV048KR* | Federally-Regulated Consumer Product | Weatherized Non-Condensing Gas | 2640 | 312 |  | 03/17/2021 | 73 | 202535282 | 03/17/2021
Carrier Corp. - Syracuse | Tempstar | RGW060KT* | Federally-Regulated Consumer Product | Weatherized Non-Condensing Gas | 2694 | 302 |  | 03/17/2021 | 106 | 202535301 | 03/17/2021
Carrier Corp. - Syracuse | Tempstar | RGW036KD* | Federally-Regulated Consumer Product | Weatherized Non-Condensing Gas | 1889 | 281 |  | 03/17/2021 | 53 | 202535286 | 03/17/2021
Carrier Corp. - Syracuse | Tempstar | RGV048KF* | Federally-Regulated Consumer Product | Weatherized Non-Condensing Gas | 2640 | 312 |  | 03/17/2021 | 106 | 202535276 | 03/17/2021
Carrier Corp. - Syracuse | Tempstar | RGW060KD* | Federally-Regulated Consumer Product | Weatherized Non-Condensing Gas | 2694 | 302 |  | 03/17/2021 | 53 | 202535288 | 03/17/2021
Carrier Corp. - Syracuse | Tempstar | RGV060KS* | Federally-Regulated Consumer Product | Weatherized Non-Condensing Gas | 2694 | 302 |  | 03/17/2021 | 53 | 202535280 | 03/17/2021
Carrier Corp. - Syracuse | Tempstar | RGV036KD* | Federally-Regulated Consumer Product | Weatherized Non-Condensing Gas | 1889 | 281 |  | 03/17/2021 | 53 | 202535270 | 03/17/2021
Carrier Corp. - Syracuse | Tempstar | RGV048KD* | Federally-Regulated Consumer Product | Weatherized Non-Condensing Gas | 2640 | 312 |  | 03/17/2021 | 53 | 202535271 | 03/17/2021
Carrier Corp. - Syracuse | Tempstar | RGW048KR* | Federally-Regulated Consumer Product | Weatherized Non-Condensing Gas | 2640 | 312 |  | 03/17/2021 | 73 | 202535298 | 03/17/2021
Lennox Industries Inc. | ARMSTRONG AIR | A80US2V110C20-* | Federally-Regulated Consumer Product | Non-Weatherized, Non-Condensin | 2330 | 285 |  | 03/17/2021 | 71206 | 201693152 | 03/17/2021
Lennox Industries Inc. | ARMSTRONG AIR | A80US2V110C20L-* | Federally-Regulated Consumer Product | Non-Weatherized, Non-Condensin | 2330 | 285 |  | 03/17/2021 | 71206 | 201693154 | 03/17/2021
Lennox Industries Inc. | ARMSTRONG AIR | A96US2V090C20S-* | Federally-Regulated Consumer Product | Non-Weatherized, Condensing Ga | 2339 | 298 |  | 03/17/2021 | 57122 | 201695967 | 03/17/2021
Lennox Industries Inc. | ARMSTRONG AIR | A96DS2V090C20S-* | Federally-Regulated Consumer Product | Non-Weatherized, Condensing Ga | 2247 | 294 |  | 03/17/2021 | 57246 | 201695965 | 03/17/2021
Lennox Industries Inc. | ARMSTRONG AIR | A80US2V135D20-* | Federally-Regulated Consumer Product | Non-Weatherized, Non-Condensin | 2445 | 290 |  | 03/17/2021 | 86870 | 201693156 | 03/17/2021
Lennox Industries Inc. | ARMSTRONG AIR | A80US2V090C20-* | Federally-Regulated Consumer Product | Non-Weatherized, Non-Condensin | 2291 | 283 |  | 03/17/2021 | 57219 | 201693148 | 03/17/2021
Lennox Industries Inc. | ARMSTRONG AIR | A80DS2V110C20-* | Federally-Regulated Consumer Product | Non-Weatherized, Non-Condensin | 2001 | 270 |  | 03/17/2021 | 72397 | 201693136 | 03/17/2021
Lennox Industries Inc. | ARMSTRONG AIR | A96US2V110C20S-* | Federally-Regulated Consumer Product | Non-Weatherized, Condensing Ga | 2307 | 297 |  | 03/17/2021 | 71185 | 201695951 | 03/17/2021
Lennox Industries Inc. | ARMSTRONG AIR | A80US2V080C20X-** | Federally-Regulated Consumer Product | Non-Weatherized, Non-Condensin | 2384 | 287 |  | 03/17/2021 | 52567 | 201981534 | 03/17/2021
Lennox Industries Inc. | ARMSTRONG AIR | A97US2V080C20X-*-* | Federally-Regulated Consumer Product | Non-Weatherized, Condensing Ga | 2327 | 297 |  | 03/17/2021 | 51978 | 201870448 | 03/17/2021
Lennox Industries Inc. | ARMSTRONG AIR | A96US2V135D20S-* | Federally-Regulated Consumer Product | Non-Weatherized, Condensing Ga | 2361 | 299 |  | 03/17/2021 | 86440 | 201695948 | 03/17/2021
Lennox Industries Inc. | ARMSTRONG AIR | A80US2V100C20X-** | Federally-Regulated Consumer Product | Non-Weatherized, Non-Condensin | 2205 | 279 |  | 03/17/2021 | 65467 | 201981524 | 03/17/2021
Lennox Industries Inc. | ARMSTRONG AIR | A96DS2V110C20S-* | Federally-Regulated Consumer Product | Non-Weatherized, Condensing Ga | 2263 | 295 |  | 03/17/2021 | 71480 | 201695959 | 03/17/2021
Allied Air | ROYALTON | 95G2DF110CV20-* | Federally-Regulated Consumer Product | Non-Weatherized, Condensing Ga | 2134 | 229 |  | 03/17/2021 | 71922 | 202361283 | 03/17/2021
Allied Air | ROYALTON | 95G2DF070BV16-* | Federally-Regulated Consumer Product | Non-Weatherized, Condensing Ga | 1882 | 255 |  | 03/17/2021 | 43013 | 202361281 | 03/17/2021
Allied Air | ROYALTON | 95G2UH070BE12* | Federally-Regulated Consumer Product | Non-Weatherized, Condensing Ga | 1413 | 229 |  | 03/17/2021 | 43058 | 202361267 | 03/17/2021
Allied Air | ROYALTON | 95G2UH090CV20-* | Federally-Regulated Consumer Product | Non-Weatherized, Condensing Ga | 2215 | 267 |  | 03/17/2021 | 56766 | 202361278 | 03/17/2021
Allied Air | ROYALTON | 95G2DF090CV20-* | Federally-Regulated Consumer Product | Non-Weatherized, Condensing Ga | 2123 | 248 |  | 03/17/2021 | 56779 | 202361282 | 03/17/2021
Allied Air | ROYALTON | 95G2DF045BV12-* | Federally-Regulated Consumer Product | Non-Weatherized, Condensing Ga | 1325 | 204 |  | 03/17/2021 | 28499 | 202361286 | 03/17/2021
Allied Air | ROYALTON | 95G2UH090CE16* | Federally-Regulated Consumer Product | Non-Weatherized, Condensing Ga | 1820 | 239 |  | 03/17/2021 | 57582 | 202361268 | 03/17/2021
Allied Air | ROYALTON | 95G2UH135DV20-* | Federally-Regulated Consumer Product | Non-Weatherized, Condensing Ga | 2135 | 268 |  | 03/17/2021 | 86786 | 202361280 | 03/17/2021
Allied Air | ROYALTON | 95G2UH110CV20-* | Federally-Regulated Consumer Product | Non-Weatherized, Condensing Ga | 2083 | 250 |  | 03/17/2021 | 71341 | 202361279 | 03/17/2021
Allied Air | ROYALTON | 95G2UH110CE20* | Federally-Regulated Consumer Product | Non-Weatherized, Condensing Ga | 2083 | 250 |  | 03/17/2021 | 71341 | 202361269 | 03/17/2021
Allied Air | ROYALTON | 95G2DF110CE20* | Federally-Regulated Consumer Product | Non-Weatherized, Condensing Ga | 2134 | 229 |  | 03/17/2021 | 71922 | 202361274 | 03/17/2021
Allied Air | ROYALTON | 95G2DF070BE16* | Federally-Regulated Consumer Product | Non-Weatherized, Condensing Ga | 1882 | 255 |  | 03/17/2021 | 43013 | 202361272 | 03/17/2021
Allied Air | ROYALTON | 95G2UH045BE12* | Federally-Regulated Consumer Product | Non-Weatherized, Condensing Ga | 1310 | 201 |  | 03/17/2021 | 28806 | 202361266 | 03/17/2021
Allied Air | ROYALTON | 95G2DF045BE12* | Federally-Regulated Consumer Product | Non-Weatherized, Condensing Ga | 1325 | 204 |  | 03/17/2021 | 28499 | 202361271 | 03/17/2021
Allied Air | ROYALTON | 95G2DF090CE16* | Federally-Regulated Consumer Product | Non-Weatherized, Condensing Ga | 2123 | 248 |  | 03/17/2021 | 56779 | 202361273 | 03/17/2021
Allied Air | ROYALTON | 95G2UH135DE20* | Federally-Regulated Consumer Product | Non-Weatherized, Condensing Ga | 2135 | 268 |  | 03/17/2021 | 86786 | 202361270 | 03/17/2021
Nordyne, LLC | NORTEK GLOBAL HVAC LLC | MG2S-060F2ABM* | Federally-Regulated Consumer Product | Mobile Home Non-Weatherized, C | 1292 | 330 |  | 03/17/2021 | 39969 | 203049486 | 03/17/2021
Nordyne, LLC | NORTEK GLOBAL HVAC LLC | MG2S-072F2ABM* | Federally-Regulated Consumer Product | Mobile Home Non-Weatherized, C | 1565 | 350 |  | 03/17/2021 | 46903 | 203049492 | 03/17/2021
Nordyne, LLC | NORTEK GLOBAL HVAC LLC | MG2S-045F2ABM* | Federally-Regulated Consumer Product | Mobile Home Non-Weatherized, C | 1603 | 352 |  | 03/17/2021 | 29516 | 203049481 | 03/17/2021
Lennox Industries Inc. | Lennox | ML196UH030XE24B-* | Federally-Regulated Consumer Product | Non-Weatherized, Condensing Ga | 870 | 233 |  | 03/17/2021 | 29792 | 204454165 | 03/17/2021
Lennox Industries Inc. | Lennox | ML196UH045XE24B-* | Federally-Regulated Consumer Product | Non-Weatherized, Condensing Ga | 918 | 235 |  | 03/17/2021 | 43787 | 204454166 | 03/17/2021
Daikin Comfort Technologies Manufacturing, L.P. | Amana | AMEC960402BN | Federally-Regulated Consumer Product | Non-Weatherized, Condensing Ga | 890 | 234 |  | 03/17/2021 | 39847 | 7423796 | 03/17/2021
Lennox Industries Inc. | Ducane | 80G2UH110CV20-* | Federally-Regulated Consumer Product | Non-Weatherized, Non-Condensin | 2330 | 285 |  | 03/17/2021 | 71206 | 201692890 | 03/17/2021
Lennox Industries Inc. | Ducane | 96G1UH090CE16-* | Federally-Regulated Consumer Product | Non-Weatherized, Condensing Ga | 1566 | 264 |  | 03/17/2021 | 87748 | 202158082 | 03/17/2021
Rheem Sales Company, Inc. | DUROGUARD | D92TA1151524MSA | Federally-Regulated Consumer Product | Non-Weatherized, Condensing Ga | 2041 | 285 |  | 03/17/2021 | 111488 | 9958618 | 03/17/2021
Rheem Sales Company, Inc. | DUROGUARD | D92TA0701317MSA | Federally-Regulated Consumer Product | Non-Weatherized, Condensing Ga | 1362 | 255 |  | 03/17/2021 | 69960 | 9958606 | 03/17/2021
Rheem Sales Company, Inc. | DUROGUARD | D95TC0701317MSA | Federally-Regulated Consumer Product | Non-Weatherized, Condensing Ga | 1362 | 255 |  | 03/17/2021 | 69960 | 8934614 | 03/17/2021
Rheem Sales Company, Inc. | DUROGUARD | D96TA1152524MSA | Federally-Regulated Consumer Product | Non-Weatherized, Condensing Ga | 1935 | 280 |  | 03/17/2021 | 78711 | 9950860 | 03/17/2021
Rheem Sales Company, Inc. | DUROGUARD | D92TA1001521MSA | Federally-Regulated Consumer Product | Non-Weatherized, Condensing Ga | 2066 | 286 |  | 03/17/2021 | 98023 | 9958614 | 03/17/2021
Rheem Sales Company, Inc. | DUROGUARD | D95TC1151524MSA | Federally-Regulated Consumer Product | Non-Weatherized, Condensing Ga | 2041 | 285 |  | 03/17/2021 | 111488 | 8934626 | 03/17/2021
Rheem Sales Company, Inc. | DUROGUARD | D92TA0851521MSA | Federally-Regulated Consumer Product | Non-Weatherized, Condensing Ga | 1929 | 280 |  | 03/17/2021 | 84515 | 9958610 | 03/17/2021
Rheem Sales Company, Inc. | DUROGUARD | D96VA0602317MSA | Federally-Regulated Consumer Product | Non-Weatherized, Condensing Ga | 1372 | 255 |  | 03/17/2021 | 37932 | 6715442 | 03/17/2021
Rheem Sales Company, Inc. | DUROGUARD | D96TA0602317MSA | Federally-Regulated Consumer Product | Non-Weatherized, Condensing Ga | 1342 | 254 |  | 03/17/2021 | 39319 | 9950844 | 03/17/2021
Rheem Sales Company, Inc. | DUROGUARD | D95TC0851521MSA | Federally-Regulated Consumer Product | Non-Weatherized, Condensing Ga | 1929 | 280 |  | 03/17/2021 | 84515 | 8934618 | 03/17/2021
Rheem Sales Company, Inc. | DUROGUARD | D96TA0702317MSA | Federally-Regulated Consumer Product | Non-Weatherized, Condensing Ga | 1321 | 253 |  | 03/17/2021 | 49242 | 9950848 | 03/17/2021
Rheem Sales Company, Inc. | DUROGUARD | D95TC0401317MSA | Federally-Regulated Consumer Product | Non-Weatherized, Condensing Ga | 1107 | 244 |  | 03/17/2021 | 41877 | 8934606 | 03/17/2021
Rheem Sales Company, Inc. | DUROGUARD | D96VA0852521MSB | Federally-Regulated Consumer Product | Non-Weatherized, Condensing Ga | 1947 | 281 |  | 03/17/2021 | 58053 | 7086387 | 03/17/2021
Rheem Sales Company, Inc. | DUROGUARD | D92TA0601317MSA | Federally-Regulated Consumer Product | Non-Weatherized, Condensing Ga | 1156 | 246 |  | 03/17/2021 | 55624 | 9958602 | 03/17/2021
Rheem Sales Company, Inc. | DUROGUARD | D96VA1002521MSA | Federally-Regulated Consumer Product | Non-Weatherized, Condensing Ga | 1858 | 277 |  | 03/17/2021 | 68679 | 6715448 | 03/17/2021
Rheem Sales Company, Inc. | DUROGUARD | D92TA0401317MSA | Federally-Regulated Consumer Product | Non-Weatherized, Condensing Ga | 1107 | 244 |  | 03/17/2021 | 41877 | 9958598 | 03/17/2021
Rheem Sales Company, Inc. | DUROGUARD | D96VA0402317MSA | Federally-Regulated Consumer Product | Non-Weatherized, Condensing Ga | 1248 | 250 |  | 03/17/2021 | 29623 | 7502131 | 03/17/2021
Carrier Corp. - Syracuse | ICP Commercial | RGV048KF* | Federally-Regulated Consumer Product | Weatherized Non-Condensing Gas | 2640 | 312 |  | 03/17/2021 | 106 | 202535052 | 03/17/2021
Carrier Corp. - Syracuse | ICP Commercial | RGW048KD* | Federally-Regulated Consumer Product | Weatherized Non-Condensing Gas | 2640 | 312 |  | 03/17/2021 | 53 | 202535063 | 03/17/2021
Carrier Corp. - Syracuse | ICP Commercial | RGW048KT* | Federally-Regulated Consumer Product | Weatherized Non-Condensing Gas | 2640 | 312 |  | 03/17/2021 | 106 | 202535076 | 03/17/2021
Carrier Corp. - Syracuse | ICP Commercial | RGV036KD* | Federally-Regulated Consumer Product | Weatherized Non-Condensing Gas | 1889 | 281 |  | 03/17/2021 | 53 | 202535046 | 03/17/2021
Carrier Corp. - Syracuse | ICP Commercial | RGW048KR* | Federally-Regulated Consumer Product | Weatherized Non-Condensing Gas | 2640 | 312 |  | 03/17/2021 | 73 | 202535074 | 03/17/2021
Carrier Corp. - Syracuse | ICP Commercial | RGW048KS* | Federally-Regulated Consumer Product | Weatherized Non-Condensing Gas | 2640 | 312 |  | 03/17/2021 | 53 | 202535071 | 03/17/2021
Carrier Corp. - Syracuse | ICP Commercial | RGW060KS* | Federally-Regulated Consumer Product | Weatherized Non-Condensing Gas | 2694 | 302 |  | 03/17/2021 | 53 | 202535072 | 03/17/2021
Carrier Corp. - Syracuse | ICP Commercial | RGV036KS* | Federally-Regulated Consumer Product | Weatherized Non-Condensing Gas | 1889 | 281 |  | 03/17/2021 | 53 | 202535054 | 03/17/2021
Carrier Corp. - Syracuse | ICP Commercial | RGW036KD* | Federally-Regulated Consumer Product | Weatherized Non-Condensing Gas | 1889 | 281 |  | 03/17/2021 | 53 | 202535062 | 03/17/2021
Carrier Corp. - Syracuse | ICP Commercial | RGW060KF* | Federally-Regulated Consumer Product | Weatherized Non-Condensing Gas | 2694 | 302 |  | 03/17/2021 | 106 | 202535069 | 03/17/2021
Carrier Corp. - Syracuse | ICP Commercial | RGV036KR* | Federally-Regulated Consumer Product | Weatherized Non-Condensing Gas | 1889 | 281 |  | 03/17/2021 | 73 | 202535057 | 03/17/2021
Carrier Corp. - Syracuse | ICP Commercial | RGV060KS* | Federally-Regulated Consumer Product | Weatherized Non-Condensing Gas | 2694 | 302 |  | 03/17/2021 | 53 | 202535056 | 03/17/2021
Carrier Corp. - Syracuse | ICP Commercial | RGV048KE* | Federally-Regulated Consumer Product | Weatherized Non-Condensing Gas | 2640 | 312 |  | 03/17/2021 | 73 | 202535050 | 03/17/2021
Carrier Corp. - Syracuse | ICP Commercial | RGW036KR* | Federally-Regulated Consumer Product | Weatherized Non-Condensing Gas | 1889 | 281 |  | 03/17/2021 | 73 | 202535073 | 03/17/2021
Carrier Corp. - Syracuse | ICP Commercial | RGW048KF* | Federally-Regulated Consumer Product | Weatherized Non-Condensing Gas | 2640 | 312 |  | 03/17/2021 | 106 | 202535068 | 03/17/2021
Carrier Corp. - Syracuse | ICP Commercial | RGV060KE* | Federally-Regulated Consumer Product | Weatherized Non-Condensing Gas | 2694 | 302 |  | 03/17/2021 | 73 | 202535051 | 03/17/2021
Carrier Corp. - Syracuse | ICP Commercial | RGV048KD* | Federally-Regulated Consumer Product | Weatherized Non-Condensing Gas | 2640 | 312 |  | 03/17/2021 | 53 | 202535047 | 03/17/2021
Carrier Corp. - Syracuse | ICP Commercial | RGV048KT* | Federally-Regulated Consumer Product | Weatherized Non-Condensing Gas | 2640 | 312 |  | 03/17/2021 | 106 | 202535060 | 03/17/2021
Carrier Corp. - Syracuse | ICP Commercial | RGV060KR* | Federally-Regulated Consumer Product | Weatherized Non-Condensing Gas | 2694 | 302 |  | 03/17/2021 | 73 | 202535059 | 03/17/2021
Carrier Corp. - Syracuse | ICP Commercial | RGW060KE* | Federally-Regulated Consumer Product | Weatherized Non-Condensing Gas | 2694 | 302 |  | 03/17/2021 | 73 | 202535067 | 03/17/2021
Carrier Corp. - Syracuse | ICP Commercial | RGW060KD* | Federally-Regulated Consumer Product | Weatherized Non-Condensing Gas | 2694 | 302 |  | 03/17/2021 | 53 | 202535064 | 03/17/2021
Carrier Corp. - Syracuse | ICP Commercial | RGW048KE* | Federally-Regulated Consumer Product | Weatherized Non-Condensing Gas | 2640 | 312 |  | 03/17/2021 | 73 | 202535066 | 03/17/2021
Carrier Corp. - Syracuse | ICP Commercial | RGV060KT* | Federally-Regulated Consumer Product | Weatherized Non-Condensing Gas | 2694 | 302 |  | 03/17/2021 | 106 | 202535061 | 03/17/2021
Carrier Corp. - Syracuse | ICP Commercial | RGW060KT* | Federally-Regulated Consumer Product | Weatherized Non-Condensing Gas | 2694 | 302 |  | 03/17/2021 | 106 | 202535077 | 03/17/2021
Carrier Corp. - Syracuse | ICP Commercial | RGV048KS* | Federally-Regulated Consumer Product | Weatherized Non-Condensing Gas | 2640 | 312 |  | 03/17/2021 | 53 | 202535055 | 03/17/2021
Carrier Corp. - Syracuse | ICP Commercial | RGV060KF* | Federally-Regulated Consumer Product | Weatherized Non-Condensing Gas | 2694 | 302 |  | 03/17/2021 | 106 | 202535053 | 03/17/2021
Carrier Corp. - Syracuse | ICP Commercial | RGV036KE* | Federally-Regulated Consumer Product | Weatherized Non-Condensing Gas | 1889 | 281 |  | 03/17/2021 | 73 | 202535049 | 03/17/2021
Carrier Corp. - Syracuse | ICP Commercial | RGW036KS* | Federally-Regulated Consumer Product | Weatherized Non-Condensing Gas | 1889 | 281 |  | 03/17/2021 | 53 | 202535070 | 03/17/2021
Carrier Corp. - Syracuse | ICP Commercial | RGW060KR* | Federally-Regulated Consumer Product | Weatherized Non-Condensing Gas | 2694 | 302 |  | 03/17/2021 | 73 | 202535075 | 03/17/2021
Carrier Corp. - Syracuse | ICP Commercial | RGW036KE* | Federally-Regulated Consumer Product | Weatherized Non-Condensing Gas | 1889 | 281 |  | 03/17/2021 | 73 | 202535065 | 03/17/2021
Carrier Corp. - Syracuse | ICP Commercial | RGV048KR* | Federally-Regulated Consumer Product | Weatherized Non-Condensing Gas | 2640 | 312 |  | 03/17/2021 | 73 | 202535058 | 03/17/2021
Carrier Corp. - Syracuse | ICP Commercial | RGV060KD* | Federally-Regulated Consumer Product | Weatherized Non-Condensing Gas | 2694 | 302 |  | 03/17/2021 | 53 | 202535048 | 03/17/2021
Allied Air | Century | GDD95T110C5* | Federally-Regulated Consumer Product | Non-Weatherized, Condensing Ga | 2134 | 229 |  | 03/17/2021 | 71922 | 201696175 | 03/17/2021
Allied Air | Century | GDD95T090C5* | Federally-Regulated Consumer Product | Non-Weatherized, Condensing Ga | 2123 | 248 |  | 03/17/2021 | 56779 | 201696173 | 03/17/2021
Allied Air | Century | GUH95T110C5* | Federally-Regulated Consumer Product | Non-Weatherized, Condensing Ga | 2083 | 250 |  | 03/17/2021 | 71341 | 201696167 | 03/17/2021
Allied Air | Century | GUH95T090C5* | Federally-Regulated Consumer Product | Non-Weatherized, Condensing Ga | 2215 | 267 |  | 03/17/2021 | 56766 | 201696165 | 03/17/2021
Allied Air | Century | GUH95T070B3* | Federally-Regulated Consumer Product | Non-Weatherized, Condensing Ga | 1413 | 229 |  | 03/17/2021 | 43058 | 201696161 | 03/17/2021
Allied Air | Century | GUH95T090C3* | Federally-Regulated Consumer Product | Non-Weatherized, Condensing Ga | 1395 | 237 |  | 03/17/2021 | 57347 | 201696163 | 03/17/2021
Allied Air | Century | GDD95T070B4* | Federally-Regulated Consumer Product | Non-Weatherized, Condensing Ga | 1882 | 255 |  | 03/17/2021 | 43013 | 201696171 | 03/17/2021
Allied Air | Century | GUH95T135D5* | Federally-Regulated Consumer Product | Non-Weatherized, Condensing Ga | 2135 | 268 |  | 03/17/2021 | 86786 | 201696169 | 03/17/2021
Allied Air | Century | GUH95T045B3* | Federally-Regulated Consumer Product | Non-Weatherized, Condensing Ga | 1310 | 201 |  | 03/17/2021 | 28806 | 201696159 | 03/17/2021
Lennox Industries Inc. | ALLIED | A96US2V110C20S-* | Federally-Regulated Consumer Product | Non-Weatherized, Condensing Ga | 2307 | 297 |  | 03/17/2021 | 71185 | 201695950 | 03/17/2021
Carrier Corp. - Syracuse | Arcoaire | RGV060KS* | Federally-Regulated Consumer Product | Weatherized Non-Condensing Gas | 2694 | 302 |  | 03/17/2021 | 53 | 202535120 | 03/17/2021
Carrier Corp. - Syracuse | Arcoaire | RGW060KS* | Federally-Regulated Consumer Product | Weatherized Non-Condensing Gas | 2694 | 302 |  | 03/17/2021 | 53 | 202535136 | 03/17/2021
Carrier Corp. - Syracuse | Arcoaire | RGW036KD* | Federally-Regulated Consumer Product | Weatherized Non-Condensing Gas | 1889 | 281 |  | 03/17/2021 | 53 | 202535126 | 03/17/2021
Carrier Corp. - Syracuse | Arcoaire | RGW048KS* | Federally-Regulated Consumer Product | Weatherized Non-Condensing Gas | 2640 | 312 |  | 03/17/2021 | 53 | 202535135 | 03/17/2021
Carrier Corp. - Syracuse | Arcoaire | RGW048KR* | Federally-Regulated Consumer Product | Weatherized Non-Condensing Gas | 2640 | 312 |  | 03/17/2021 | 73 | 202535138 | 03/17/2021
Carrier Corp. - Syracuse | Arcoaire | RGV048KD* | Federally-Regulated Consumer Product | Weatherized Non-Condensing Gas | 2640 | 312 |  | 03/17/2021 | 53 | 202535111 | 03/17/2021
Carrier Corp. - Syracuse | Arcoaire | RGV048KS* | Federally-Regulated Consumer Product | Weatherized Non-Condensing Gas | 2640 | 312 |  | 03/17/2021 | 53 | 202535119 | 03/17/2021
Carrier Corp. - Syracuse | Arcoaire | RGW036KE* | Federally-Regulated Consumer Product | Weatherized Non-Condensing Gas | 1889 | 281 |  | 03/17/2021 | 73 | 202535129 | 03/17/2021
Carrier Corp. - Syracuse | Arcoaire | RGW048KD* | Federally-Regulated Consumer Product | Weatherized Non-Condensing Gas | 2640 | 312 |  | 03/17/2021 | 53 | 202535127 | 03/17/2021
Carrier Corp. - Syracuse | Arcoaire | RGV036KD* | Federally-Regulated Consumer Product | Weatherized Non-Condensing Gas | 1889 | 281 |  | 03/17/2021 | 53 | 202535110 | 03/17/2021
Carrier Corp. - Syracuse | Arcoaire | RGW060KR* | Federally-Regulated Consumer Product | Weatherized Non-Condensing Gas | 2694 | 302 |  | 03/17/2021 | 73 | 202535139 | 03/17/2021
Carrier Corp. - Syracuse | Arcoaire | RGW036KS* | Federally-Regulated Consumer Product | Weatherized Non-Condensing Gas | 1889 | 281 |  | 03/17/2021 | 53 | 202535134 | 03/17/2021
Carrier Corp. - Syracuse | Arcoaire | RGW060KT* | Federally-Regulated Consumer Product | Weatherized Non-Condensing Gas | 2694 | 302 |  | 03/17/2021 | 106 | 202535141 | 03/17/2021
Carrier Corp. - Syracuse | Arcoaire | RGV036KR* | Federally-Regulated Consumer Product | Weatherized Non-Condensing Gas | 1889 | 281 |  | 03/17/2021 | 73 | 202535121 | 03/17/2021
Carrier Corp. - Syracuse | Arcoaire | RGW048KE* | Federally-Regulated Consumer Product | Weatherized Non-Condensing Gas | 2640 | 312 |  | 03/17/2021 | 73 | 202535130 | 03/17/2021
Carrier Corp. - Syracuse | Arcoaire | RGW060KD* | Federally-Regulated Consumer Product | Weatherized Non-Condensing Gas | 2694 | 302 |  | 03/17/2021 | 53 | 202535128 | 03/17/2021
Carrier Corp. - Syracuse | Arcoaire | RGV060KF* | Federally-Regulated Consumer Product | Weatherized Non-Condensing Gas | 2694 | 302 |  | 03/17/2021 | 106 | 202535117 | 03/17/2021
Carrier Corp. - Syracuse | Arcoaire | RGW060KF* | Federally-Regulated Consumer Product | Weatherized Non-Condensing Gas | 2694 | 302 |  | 03/17/2021 | 106 | 202535133 | 03/17/2021
Carrier Corp. - Syracuse | Arcoaire | RGV048KR* | Federally-Regulated Consumer Product | Weatherized Non-Condensing Gas | 2640 | 312 |  | 03/17/2021 | 73 | 202535122 | 03/17/2021
Carrier Corp. - Syracuse | Arcoaire | RGV060KD* | Federally-Regulated Consumer Product | Weatherized Non-Condensing Gas | 2694 | 302 |  | 03/17/2021 | 53 | 202535112 | 03/17/2021
Carrier Corp. - Syracuse | Arcoaire | RGW048KF* | Federally-Regulated Consumer Product | Weatherized Non-Condensing Gas | 2640 | 312 |  | 03/17/2021 | 106 | 202535132 | 03/17/2021
Carrier Corp. - Syracuse | Arcoaire | RGV060KT* | Federally-Regulated Consumer Product | Weatherized Non-Condensing Gas | 2694 | 302 |  | 03/17/2021 | 106 | 202535125 | 03/17/2021
Carrier Corp. - Syracuse | Arcoaire | RGW048KT* | Federally-Regulated Consumer Product | Weatherized Non-Condensing Gas | 2640 | 312 |  | 03/17/2021 | 106 | 202535140 | 03/17/2021
Carrier Corp. - Syracuse | Arcoaire | RGV048KT* | Federally-Regulated Consumer Product | Weatherized Non-Condensing Gas | 2640 | 312 |  | 03/17/2021 | 106 | 202535124 | 03/17/2021
Carrier Corp. - Syracuse | Arcoaire | RGV060KE* | Federally-Regulated Consumer Product | Weatherized Non-Condensing Gas | 2694 | 302 |  | 03/17/2021 | 73 | 202535115 | 03/17/2021
Carrier Corp. - Syracuse | Arcoaire | RGW060KE* | Federally-Regulated Consumer Product | Weatherized Non-Condensing Gas | 2694 | 302 |  | 03/17/2021 | 73 | 202535131 | 03/17/2021
Carrier Corp. - Syracuse | Arcoaire | RGV048KE* | Federally-Regulated Consumer Product | Weatherized Non-Condensing Gas | 2640 | 312 |  | 03/17/2021 | 73 | 202535114 | 03/17/2021
Carrier Corp. - Syracuse | Arcoaire | RGV036KE* | Federally-Regulated Consumer Product | Weatherized Non-Condensing Gas | 1889 | 281 |  | 03/17/2021 | 73 | 202535113 | 03/17/2021
Carrier Corp. - Syracuse | Arcoaire | RGV048KF* | Federally-Regulated Consumer Product | Weatherized Non-Condensing Gas | 2640 | 312 |  | 03/17/2021 | 106 | 202535116 | 03/17/2021
Carrier Corp. - Syracuse | Arcoaire | RGV036KS* | Federally-Regulated Consumer Product | Weatherized Non-Condensing Gas | 1889 | 281 |  | 03/17/2021 | 53 | 202535118 | 03/17/2021
Carrier Corp. - Syracuse | Arcoaire | RGV060KR* | Federally-Regulated Consumer Product | Weatherized Non-Condensing Gas | 2694 | 302 |  | 03/17/2021 | 73 | 202535123 | 03/17/2021
Carrier Corp. - Syracuse | Arcoaire | RGW036KR* | Federally-Regulated Consumer Product | Weatherized Non-Condensing Gas | 1889 | 281 |  | 03/17/2021 | 73 | 202535137 | 03/17/2021
Rheem Sales Company, Inc. | Weatherking | W96VA0402317MSA | Federally-Regulated Consumer Product | Non-Weatherized, Condensing Ga | 1248 | 250 |  | 03/17/2021 | 29623 | 7502135 | 03/17/2021
Rheem Sales Company, Inc. | Weatherking | W96VA1002521MSA | Federally-Regulated Consumer Product | Non-Weatherized, Condensing Ga | 1858 | 277 |  | 03/17/2021 | 68679 | 6715491 | 03/17/2021
Rheem Sales Company, Inc. | Weatherking | W96VA0702317MSA | Federally-Regulated Consumer Product | Non-Weatherized, Condensing Ga | 1290 | 252 |  | 03/17/2021 | 48940 | 6715489 | 03/17/2021
Rheem Sales Company, Inc. | Weatherking | W96VA0852521MSB | Federally-Regulated Consumer Product | Non-Weatherized, Condensing Ga | 1947 | 281 |  | 03/17/2021 | 58053 | 7086391 | 03/17/2021
Rheem Sales Company, Inc. | Weatherking | W96VA0602317MSA | Federally-Regulated Consumer Product | Non-Weatherized, Condensing Ga | 1372 | 255 |  | 03/17/2021 | 37932 | 6715488 | 03/17/2021
Nordyne, LLC | Intertherm | MG2S-072F2ABM* | Federally-Regulated Consumer Product | Mobile Home Non-Weatherized, C | 1565 | 350 |  | 03/17/2021 | 46903 | 203053453 | 03/17/2021
Nordyne, LLC | Intertherm | MG2S-060F2ABM* | Federally-Regulated Consumer Product | Mobile Home Non-Weatherized, C | 1292 | 330 |  | 03/17/2021 | 39969 | 203053451 | 03/17/2021
Nordyne, LLC | Intertherm | MG2S-045F2ABM* | Federally-Regulated Consumer Product | Mobile Home Non-Weatherized, C | 1603 | 352 |  | 03/17/2021 | 29516 | 203053448 | 03/17/2021
Nordyne, LLC | Miller | MG2S-045F2ABM* | Federally-Regulated Consumer Product | Mobile Home Non-Weatherized, C | 1603 | 352 |  | 03/17/2021 | 29516 | 203049588 | 03/17/2021
Nordyne, LLC | Miller | MG2S-072F2ABM* | Federally-Regulated Consumer Product | Mobile Home Non-Weatherized, C | 1565 | 350 |  | 03/17/2021 | 46903 | 203049615 | 03/17/2021
Nordyne, LLC | Miller | MG2S-060F2ABM* | Federally-Regulated Consumer Product | Mobile Home Non-Weatherized, C | 1292 | 330 |  | 03/17/2021 | 39969 | 203049600 | 03/17/2021
Allied Air | Concord | 95G2UH070BV12-* | Federally-Regulated Consumer Product | Non-Weatherized, Condensing Ga | 1413 | 229 |  | 03/17/2021 | 43058 | 201702138 | 03/17/2021
Allied Air | Concord | 95G2UH110CV20-* | Federally-Regulated Consumer Product | Non-Weatherized, Condensing Ga | 2083 | 250 |  | 03/17/2021 | 71341 | 201702144 | 03/17/2021
Allied Air | Concord | 95G2DF070BV16-* | Federally-Regulated Consumer Product | Non-Weatherized, Condensing Ga | 1882 | 255 |  | 03/17/2021 | 43013 | 201702150 | 03/17/2021
Allied Air | Concord | 95G2UH135DV20-* | Federally-Regulated Consumer Product | Non-Weatherized, Condensing Ga | 2135 | 268 |  | 03/17/2021 | 86786 | 201702146 | 03/17/2021
Allied Air | Concord | 95G2DF090CV20-* | Federally-Regulated Consumer Product | Non-Weatherized, Condensing Ga | 2123 | 248 |  | 03/17/2021 | 56779 | 201702152 | 03/17/2021
Allied Air | Concord | 95G2UH090CV12-* | Federally-Regulated Consumer Product | Non-Weatherized, Condensing Ga | 1395 | 237 |  | 03/17/2021 | 57347 | 201702140 | 03/17/2021
Allied Air | Concord | L83UF1V57/72E12-*** | Federally-Regulated Consumer Product | Non-Weatherized, Non-Condensin | 1319 | 258 |  | 03/17/2021 | 88279 | 201706987 | 03/17/2021
Allied Air | Concord | 95G2DF045BV12-* | Federally-Regulated Consumer Product | Non-Weatherized, Condensing Ga | 1325 | 204 |  | 03/17/2021 | 28499 | 201702148 | 03/17/2021
Allied Air | Concord | 95G2UH090CV20-* | Federally-Regulated Consumer Product | Non-Weatherized, Condensing Ga | 2215 | 267 |  | 03/17/2021 | 56766 | 201702142 | 03/17/2021
Allied Air | Concord | 95G2DF110CV20-* | Federally-Regulated Consumer Product | Non-Weatherized, Condensing Ga | 2134 | 229 |  | 03/17/2021 | 71922 | 201702154 | 03/17/2021
Allied Air | Concord | 95G2UH045BV12-* | Federally-Regulated Consumer Product | Non-Weatherized, Condensing Ga | 1310 | 201 |  | 03/17/2021 | 28806 | 201702158 | 03/17/2021
Nordyne, LLC | Maytag | MG2S-045F2ABM* | Federally-Regulated Consumer Product | Mobile Home Non-Weatherized, C | 1603 | 352 |  | 03/17/2021 | 29516 | 203049590 | 03/17/2021
Nordyne, LLC | Maytag | MG2S-060F2ABM* | Federally-Regulated Consumer Product | Mobile Home Non-Weatherized, C | 1292 | 330 |  | 03/17/2021 | 39969 | 203049601 | 03/17/2021
Nordyne, LLC | Maytag | MG2S-072F2ABM* | Federally-Regulated Consumer Product | Mobile Home Non-Weatherized, C | 1565 | 350 |  | 03/17/2021 | 46903 | 203049616 | 03/17/2021
Allied Air | BLUERIDGE | BG952UH110CV20-* | Federally-Regulated Consumer Product | Non-Weatherized, Condensing Ga | 2083 | 250 |  | 03/17/2021 | 71341 | 203305157 | 03/17/2021
Allied Air | BLUERIDGE | BG952UH090CV20-* | Federally-Regulated Consumer Product | Non-Weatherized, Condensing Ga | 2215 | 267 |  | 03/17/2021 | 56766 | 203305156 | 03/17/2021
Allied Air | BLUERIDGE | BG952UH090CV12-* | Federally-Regulated Consumer Product | Non-Weatherized, Condensing Ga | 1395 | 237 |  | 03/17/2021 | 57347 | 203305155 | 03/17/2021
Allied Air | BLUERIDGE | BG952UH070BV12-* | Federally-Regulated Consumer Product | Non-Weatherized, Condensing Ga | 1413 | 229 |  | 03/17/2021 | 43058 | 203305154 | 03/17/2021
Carrier Corp. - Syracuse | Heil | RGW036KD* | Federally-Regulated Consumer Product | Weatherized Non-Condensing Gas | 1889 | 281 |  | 03/17/2021 | 53 | 202535222 | 03/17/2021
Carrier Corp. - Syracuse | Heil | RGV060KR* | Federally-Regulated Consumer Product | Weatherized Non-Condensing Gas | 2694 | 302 |  | 03/17/2021 | 73 | 202535219 | 03/17/2021
Carrier Corp. - Syracuse | Heil | RGV036KE* | Federally-Regulated Consumer Product | Weatherized Non-Condensing Gas | 1889 | 281 |  | 03/17/2021 | 73 | 202535209 | 03/17/2021
Carrier Corp. - Syracuse | Heil | RGW060KD* | Federally-Regulated Consumer Product | Weatherized Non-Condensing Gas | 2694 | 302 |  | 03/17/2021 | 53 | 202535224 | 03/17/2021
Carrier Corp. - Syracuse | Heil | RGV048KT* | Federally-Regulated Consumer Product | Weatherized Non-Condensing Gas | 2640 | 312 |  | 03/17/2021 | 106 | 202535220 | 03/17/2021
Carrier Corp. - Syracuse | Heil | RGW048KD* | Federally-Regulated Consumer Product | Weatherized Non-Condensing Gas | 2640 | 312 |  | 03/17/2021 | 53 | 202535223 | 03/17/2021
Carrier Corp. - Syracuse | Heil | RGW048KE* | Federally-Regulated Consumer Product | Weatherized Non-Condensing Gas | 2640 | 312 |  | 03/17/2021 | 73 | 202535226 | 03/17/2021
Carrier Corp. - Syracuse | Heil | RGW060KS* | Federally-Regulated Consumer Product | Weatherized Non-Condensing Gas | 2694 | 302 |  | 03/17/2021 | 53 | 202535232 | 03/17/2021
Carrier Corp. - Syracuse | Heil | RGV048KE* | Federally-Regulated Consumer Product | Weatherized Non-Condensing Gas | 2640 | 312 |  | 03/17/2021 | 73 | 202535210 | 03/17/2021
Carrier Corp. - Syracuse | Heil | RGW036KE* | Federally-Regulated Consumer Product | Weatherized Non-Condensing Gas | 1889 | 281 |  | 03/17/2021 | 73 | 202535225 | 03/17/2021
Carrier Corp. - Syracuse | Heil | RGW048KR* | Federally-Regulated Consumer Product | Weatherized Non-Condensing Gas | 2640 | 312 |  | 03/17/2021 | 73 | 202535234 | 03/17/2021
Carrier Corp. - Syracuse | Heil | RGW048KT* | Federally-Regulated Consumer Product | Weatherized Non-Condensing Gas | 2640 | 312 |  | 03/17/2021 | 106 | 202535236 | 03/17/2021
Carrier Corp. - Syracuse | Heil | RGV060KE* | Federally-Regulated Consumer Product | Weatherized Non-Condensing Gas | 2694 | 302 |  | 03/17/2021 | 73 | 202535211 | 03/17/2021
Carrier Corp. - Syracuse | Heil | RGW036KR* | Federally-Regulated Consumer Product | Weatherized Non-Condensing Gas | 1889 | 281 |  | 03/17/2021 | 73 | 202535233 | 03/17/2021
Carrier Corp. - Syracuse | Heil | RGV036KR* | Federally-Regulated Consumer Product | Weatherized Non-Condensing Gas | 1889 | 281 |  | 03/17/2021 | 73 | 202535217 | 03/17/2021
Carrier Corp. - Syracuse | Heil | RGV048KR* | Federally-Regulated Consumer Product | Weatherized Non-Condensing Gas | 2640 | 312 |  | 03/17/2021 | 73 | 202535218 | 03/17/2021
Carrier Corp. - Syracuse | Heil | RGV060KD* | Federally-Regulated Consumer Product | Weatherized Non-Condensing Gas | 2694 | 302 |  | 03/17/2021 | 53 | 202535208 | 03/17/2021
Carrier Corp. - Syracuse | Heil | RGW036KS* | Federally-Regulated Consumer Product | Weatherized Non-Condensing Gas | 1889 | 281 |  | 03/17/2021 | 53 | 202535230 | 03/17/2021
Carrier Corp. - Syracuse | Heil | RGV048KF* | Federally-Regulated Consumer Product | Weatherized Non-Condensing Gas | 2640 | 312 |  | 03/17/2021 | 106 | 202535212 | 03/17/2021
Carrier Corp. - Syracuse | Heil | RGV048KS* | Federally-Regulated Consumer Product | Weatherized Non-Condensing Gas | 2640 | 312 |  | 03/17/2021 | 53 | 202535215 | 03/17/2021
Carrier Corp. - Syracuse | Heil | RGV060KF* | Federally-Regulated Consumer Product | Weatherized Non-Condensing Gas | 2694 | 302 |  | 03/17/2021 | 106 | 202535213 | 03/17/2021
Carrier Corp. - Syracuse | Heil | RGW060KR* | Federally-Regulated Consumer Product | Weatherized Non-Condensing Gas | 2694 | 302 |  | 03/17/2021 | 73 | 202535235 | 03/17/2021
Carrier Corp. - Syracuse | Heil | RGW060KT* | Federally-Regulated Consumer Product | Weatherized Non-Condensing Gas | 2694 | 302 |  | 03/17/2021 | 106 | 202535237 | 03/17/2021
Carrier Corp. - Syracuse | Heil | RGV060KT* | Federally-Regulated Consumer Product | Weatherized Non-Condensing Gas | 2694 | 302 |  | 03/17/2021 | 106 | 202535221 | 03/17/2021
Carrier Corp. - Syracuse | Heil | RGW060KF* | Federally-Regulated Consumer Product | Weatherized Non-Condensing Gas | 2694 | 302 |  | 03/17/2021 | 106 | 202535229 | 03/17/2021
Carrier Corp. - Syracuse | Heil | RGW048KF* | Federally-Regulated Consumer Product | Weatherized Non-Condensing Gas | 2640 | 312 |  | 03/17/2021 | 106 | 202535228 | 03/17/2021
Carrier Corp. - Syracuse | Heil | RGV048KD* | Federally-Regulated Consumer Product | Weatherized Non-Condensing Gas | 2640 | 312 |  | 03/17/2021 | 53 | 202535207 | 03/17/2021
Carrier Corp. - Syracuse | Heil | RGW060KE* | Federally-Regulated Consumer Product | Weatherized Non-Condensing Gas | 2694 | 302 |  | 03/17/2021 | 73 | 202535227 | 03/17/2021
Carrier Corp. - Syracuse | Heil | RGW048KS* | Federally-Regulated Consumer Product | Weatherized Non-Condensing Gas | 2640 | 312 |  | 03/17/2021 | 53 | 202535231 | 03/17/2021
Carrier Corp. - Syracuse | Heil | RGV060KS* | Federally-Regulated Consumer Product | Weatherized Non-Condensing Gas | 2694 | 302 |  | 03/17/2021 | 53 | 202535216 | 03/17/2021
Carrier Corp. - Syracuse | Heil | RGV036KS* | Federally-Regulated Consumer Product | Weatherized Non-Condensing Gas | 1889 | 281 |  | 03/17/2021 | 53 | 202535214 | 03/17/2021
Carrier Corp. - Syracuse | Heil | RGV036KD* | Federally-Regulated Consumer Product | Weatherized Non-Condensing Gas | 1889 | 281 |  | 03/17/2021 | 53 | 202535206 | 03/17/2021
Nordyne, LLC | REVOLV | MG2S-045F2ABM* | Federally-Regulated Consumer Product | Mobile Home Non-Weatherized, C | 1603 | 352 |  | 03/17/2021 | 29516 | 203049789 | 03/17/2021
Nordyne, LLC | REVOLV | MG2S-060F2ABM* | Federally-Regulated Consumer Product | Mobile Home Non-Weatherized, C | 1292 | 330 |  | 03/17/2021 | 39969 | 203049796 | 03/17/2021
Nordyne, LLC | REVOLV | MG2S-072F2ABM* | Federally-Regulated Consumer Product | Mobile Home Non-Weatherized, C | 1565 | 350 |  | 03/17/2021 | 46903 | 203049801 | 03/17/2021
Lennox Industries Inc. | Concord | 80G2UH110CV20-* | Federally-Regulated Consumer Product | Non-Weatherized, Non-Condensin | 2330 | 285 |  | 03/17/2021 | 71206 | 201692889 | 03/17/2021
Lennox Industries Inc. | Concord | 96G1UH090CE16-* | Federally-Regulated Consumer Product | Non-Weatherized, Condensing Ga | 1566 | 264 |  | 03/17/2021 | 87748 | 202158081 | 03/17/2021
Lennox Industries Inc. | Lennox | SLP98UH090XV60C-* | Federally-Regulated Consumer Product | Non-Weatherized, Condensing Ga | 2328 | 194 |  | 10/03/2019 |  |  | 03/24/2021
Rheem Sales Company, Inc. | Rheem | W801TA050314MSA | Federally-Regulated Consumer Product | Non-Weatherized, Non-Condensin | 1388 | 243 |  | 11/25/2020 | 49660 | 205819493 | 04/07/2021
Rheem Sales Company, Inc. | Rheem | W801TA050314MXA | Federally-Regulated Consumer Product | Non-Weatherized, Non-Condensin | 1388 | 243 |  | 11/25/2020 | 49660 | 205819494 | 04/07/2021
Rheem Sales Company, Inc. | Mainline | MP801TB075317ZSB | Federally-Regulated Consumer Product | Non-Weatherized, Non-Condensin | 1253 | 237 |  | 01/20/2021 | 74903 | 205348220 | 04/14/2021
Rheem Sales Company, Inc. | Mainline | MP801TA050314ZSA | Federally-Regulated Consumer Product | Non-Weatherized, Non-Condensin | 1223 | 236 |  | 01/20/2021 | 51119 | 205348197 | 04/14/2021
Rheem Sales Company, Inc. | Mainline | MP801TB075317ZXB | Federally-Regulated Consumer Product | Non-Weatherized, Non-Condensin | 1253 | 237 |  | 01/20/2021 | 74903 | 205348222 | 04/14/2021
Rheem Sales Company, Inc. | Mainline | MP801TA050314ZXA | Federally-Regulated Consumer Product | Non-Weatherized, Non-Condensin | 1223 | 236 |  | 01/20/2021 | 51119 | 205348198 | 04/14/2021
Lennox Industries Inc. | Airease | A80UH1E80B16X-* | Federally-Regulated Consumer Product | Non-Weatherized, Non-Condensin | 1656 | 255 |  | 11/11/2020 | 79712 | 202055798 | 04/14/2021
Johnson Controls, Inc. | EVCON BY JOHNSON CONTROLS | TM9E040A10MP12 | Federally-Regulated Consumer Product | Non-Weatherized, Condensing Ga | 1058 | 237 | 241.552 | 10/09/2019 |  |  | 04/14/2021
Johnson Controls, Inc. | EVCON BY JOHNSON CONTROLS | TM9Y120D20MP11 | Federally-Regulated Consumer Product | Non-Weatherized, Condensing Ga | 1931 | 274 | 279.964 | 10/09/2019 |  |  | 04/14/2021
Johnson Controls, Inc. | EVCON BY JOHNSON CONTROLS | TM8E100C20MP11 | Federally-Regulated Consumer Product | Non-Weatherized, Non-Condensin | 2196 | 217 | 278.624 | 10/09/2019 |  |  | 04/14/2021
Johnson Controls, Inc. | EVCON BY JOHNSON CONTROLS | TM9Y100C16MP11 | Federally-Regulated Consumer Product | Non-Weatherized, Condensing Ga | 1497 | 256 | 260.868 | 10/09/2019 |  |  | 04/14/2021
Johnson Controls, Inc. | EVCON BY JOHNSON CONTROLS | TM9Y080B12MP11 | Federally-Regulated Consumer Product | Non-Weatherized, Condensing Ga | 1336 | 249 | 253.784 | 10/09/2019 |  |  | 04/14/2021
Johnson Controls, Inc. | EVCON BY JOHNSON CONTROLS | TM9Y080C16MP11 | Federally-Regulated Consumer Product | Non-Weatherized, Condensing Ga | 1404 | 252 | 256.776 | 10/09/2019 |  |  | 04/14/2021
Johnson Controls, Inc. | EVCON BY JOHNSON CONTROLS | TM8E080B12MP11 | Federally-Regulated Consumer Product | Non-Weatherized, Non-Condensin | 1290 | 211 | 238.76 | 10/09/2019 |  |  | 04/14/2021
Johnson Controls, Inc. | EVCON BY JOHNSON CONTROLS | TM9Y100C20MP11 | Federally-Regulated Consumer Product | Non-Weatherized, Condensing Ga | 1827 | 270 | 275.388 | 10/09/2019 |  |  | 04/14/2021
Johnson Controls, Inc. | EVCON BY JOHNSON CONTROLS | TMLE040A12MP11 | Federally-Regulated Consumer Product | Non-Weatherized, Non-Condensin | 1303 | 235 | 239.332 | 10/09/2019 |  |  | 04/14/2021
Johnson Controls, Inc. | EVCON BY JOHNSON CONTROLS | TM9E100C16MP12 | Federally-Regulated Consumer Product | Non-Weatherized, Condensing Ga | 1672 | 263 | 268.568 | 10/09/2019 |  |  | 04/14/2021
Johnson Controls, Inc. | EVCON BY JOHNSON CONTROLS | TM8E060A12MP11 | Federally-Regulated Consumer Product | Non-Weatherized, Non-Condensin | 1311 | 235 | 239.684 | 10/09/2019 |  |  | 04/14/2021
Johnson Controls, Inc. | EVCON BY JOHNSON CONTROLS | TM8E130D20MP11 | Federally-Regulated Consumer Product | Non-Weatherized, Non-Condensin | 2178 | 272 | 277.832 | 10/09/2019 |  |  | 04/14/2021
Johnson Controls, Inc. | EVCON BY JOHNSON CONTROLS | TM9E120D20MP12 | Federally-Regulated Consumer Product | Non-Weatherized, Condensing Ga | 2082 | 281 | 286.608 | 10/09/2019 |  |  | 04/14/2021
Johnson Controls, Inc. | EVCON BY JOHNSON CONTROLS | TMLE130D20MP11 | Federally-Regulated Consumer Product | Non-Weatherized, Non-Condensin | 2178 | 272 | 277.832 | 10/09/2019 |  |  | 04/14/2021
Johnson Controls, Inc. | EVCON BY JOHNSON CONTROLS | TM9E080C20MP12 | Federally-Regulated Consumer Product | Non-Weatherized, Condensing Ga | 1871 | 272 | 277.324 | 10/09/2019 |  |  | 04/14/2021
Johnson Controls, Inc. | EVCON BY JOHNSON CONTROLS | TM9E080C16MP12 | Federally-Regulated Consumer Product | Non-Weatherized, Condensing Ga | 1641 | 262 | 267.204 | 10/09/2019 |  |  | 04/14/2021
Johnson Controls, Inc. | EVCON BY JOHNSON CONTROLS | TM9E100C20MP12 | Federally-Regulated Consumer Product | Non-Weatherized, Condensing Ga | 2077 | 281 | 286.388 | 10/09/2019 |  |  | 04/14/2021
Johnson Controls, Inc. | EVCON BY JOHNSON CONTROLS | TMLE080B12MP11 | Federally-Regulated Consumer Product | Non-Weatherized, Non-Condensin | 1311 | 235 | 239.684 | 10/09/2019 |  |  | 04/14/2021
Johnson Controls, Inc. | EVCON BY JOHNSON CONTROLS | TM8Y100C20MP11 | Federally-Regulated Consumer Product | Non-Weatherized, Non-Condensin | 2060 | 267 | 272.64 | 10/09/2019 |  |  | 04/14/2021
Johnson Controls, Inc. | EVCON BY JOHNSON CONTROLS | TM9E060B12MP12 | Federally-Regulated Consumer Product | Non-Weatherized, Condensing Ga | 1333 | 249 | 253.652 | 10/09/2019 |  |  | 04/14/2021
Johnson Controls, Inc. | EVCON BY JOHNSON CONTROLS | TM8Y080C16MP11 | Federally-Regulated Consumer Product | Non-Weatherized, Non-Condensin | 1628 | 249 | 253.632 | 10/09/2019 |  |  | 04/14/2021
Johnson Controls, Inc. | EVCON BY JOHNSON CONTROLS | TMLE060A12MP11 | Federally-Regulated Consumer Product | Non-Weatherized, Non-Condensin | 1311 | 235 | 239.684 | 10/09/2019 |  |  | 04/14/2021
Johnson Controls, Inc. | EVCON BY JOHNSON CONTROLS | TMLE080C16MP11 | Federally-Regulated Consumer Product | Non-Weatherized, Non-Condensin | 1616 | 248 | 253.104 | 10/09/2019 |  |  | 04/14/2021
Johnson Controls, Inc. | EVCON BY JOHNSON CONTROLS | TM9E026A08MP12 | Federally-Regulated Consumer Product | Non-Weatherized, Condensing Ga | 788 | 229 |  | 01/20/2021 | 26077 | 206428677 | 04/14/2021
Johnson Controls, Inc. | EVCON BY JOHNSON CONTROLS | TM9Y060B12MP11 | Federally-Regulated Consumer Product | Non-Weatherized, Condensing Ga | 1273 | 246 | 251.012 | 10/09/2019 |  |  | 04/14/2021
Johnson Controls, Inc. | EVCON BY JOHNSON CONTROLS | TM8E100C16MP11 | Federally-Regulated Consumer Product | Non-Weatherized, Non-Condensin | 1717 | 252 | 257.548 | 10/09/2019 |  |  | 04/14/2021
Johnson Controls, Inc. | EVCON BY JOHNSON CONTROLS | TM8E080C20MP11 | Federally-Regulated Consumer Product | Non-Weatherized, Non-Condensin | 2104 | 269 | 274.576 | 10/09/2019 |  |  | 04/14/2021
Johnson Controls, Inc. | EVCON BY JOHNSON CONTROLS | TMLE100C16MP11 | Federally-Regulated Consumer Product | Non-Weatherized, Non-Condensin | 1717 | 252 | 257.548 | 10/09/2019 |  |  | 04/14/2021
Johnson Controls, Inc. | EVCON BY JOHNSON CONTROLS | TM8E080C16MP11 | Federally-Regulated Consumer Product | Non-Weatherized, Non-Condensin | 1616 | 248 | 253.104 | 10/09/2019 |  |  | 04/14/2021
Johnson Controls, Inc. | EVCON BY JOHNSON CONTROLS | TMLE100C20MP11 | Federally-Regulated Consumer Product | Non-Weatherized, Non-Condensin | 2201 | 273 | 278.844 | 10/09/2019 |  |  | 04/14/2021
Johnson Controls, Inc. | EVCON BY JOHNSON CONTROLS | TM8E040A12MP11 | Federally-Regulated Consumer Product | Non-Weatherized, Non-Condensin | 1303 | 235 | 239.332 | 10/09/2019 |  |  | 04/14/2021
Johnson Controls, Inc. | EVCON BY JOHNSON CONTROLS | TMLE100B12MP11 | Federally-Regulated Consumer Product | Non-Weatherized, Non-Condensin | 1560 | 246 | 250.64 | 10/09/2019 |  |  | 04/14/2021
Johnson Controls, Inc. | EVCON BY JOHNSON CONTROLS | TM9Y040A10MP11 | Federally-Regulated Consumer Product | Non-Weatherized, Condensing Ga | 1080 | 238 | 242.52 | 10/09/2019 |  |  | 04/14/2021
Johnson Controls, Inc. | EVCON BY JOHNSON CONTROLS | TM9E060A10MP12 | Federally-Regulated Consumer Product | Non-Weatherized, Condensing Ga | 1353 | 249 | 254.532 | 10/09/2019 |  |  | 04/14/2021
Johnson Controls, Inc. | EVCON BY JOHNSON CONTROLS | TM8Y080B12MP11 | Federally-Regulated Consumer Product | Non-Weatherized, Non-Condensin | 1373 | 238 | 242.412 | 10/09/2019 |  |  | 04/14/2021
Johnson Controls, Inc. | EVCON BY JOHNSON CONTROLS | TM8E120C20MP11 | Federally-Regulated Consumer Product | Non-Weatherized, Non-Condensin | 2201 | 273 | 278.844 | 10/09/2019 |  |  | 04/14/2021
Johnson Controls, Inc. | EVCON BY JOHNSON CONTROLS | TMLE120C20MP11 | Federally-Regulated Consumer Product | Non-Weatherized, Non-Condensin | 2201 | 273 | 278.844 | 10/09/2019 |  |  | 04/14/2021
Johnson Controls, Inc. | EVCON BY JOHNSON CONTROLS | TM8Y120C20MP11 | Federally-Regulated Consumer Product | Non-Weatherized, Non-Condensin | 1967 | 263 | 268.548 | 10/09/2019 |  |  | 04/14/2021
Johnson Controls, Inc. | EVCON BY JOHNSON CONTROLS | TM8Y060A12MP11 | Federally-Regulated Consumer Product | Non-Weatherized, Non-Condensin | 1332 | 236 | 240.608 | 10/09/2019 |  |  | 04/14/2021
Johnson Controls, Inc. | EVCON BY JOHNSON CONTROLS | TM8E120C16MP11 | Federally-Regulated Consumer Product | Non-Weatherized, Non-Condensin | 1719 | 252 | 257.636 | 10/09/2019 |  |  | 04/14/2021
Johnson Controls, Inc. | EVCON BY JOHNSON CONTROLS | TM9E080B12MP12 | Federally-Regulated Consumer Product | Non-Weatherized, Condensing Ga | 1468 | 254 | 259.592 | 10/09/2019 |  |  | 04/14/2021
Johnson Controls, Inc. | EVCON BY JOHNSON CONTROLS | TM8E100B12MP11 | Federally-Regulated Consumer Product | Non-Weatherized, Non-Condensin | 1560 | 246 | 250.64 | 10/09/2019 |  |  | 04/14/2021
Johnson Controls, Inc. | EVCON BY JOHNSON CONTROLS | TM8Y100C16MP11 | Federally-Regulated Consumer Product | Non-Weatherized, Non-Condensin | 1600 | 247 | 252.4 | 10/09/2019 |  |  | 04/14/2021
Johnson Controls, Inc. | EVCON BY JOHNSON CONTROLS | TMLE120C16MP11 | Federally-Regulated Consumer Product | Non-Weatherized, Non-Condensin | 1719 | 252 | 257.636 | 10/09/2019 |  |  | 04/14/2021
Johnson Controls, Inc. | EVCON BY JOHNSON CONTROLS | TMLE080C20MP11 | Federally-Regulated Consumer Product | Non-Weatherized, Non-Condensin | 2104 | 269 | 274.576 | 10/09/2019 |  |  | 04/14/2021
Johnson Controls, Inc. | EVCON BY JOHNSON CONTROLS | TM9E040A10MP12 | Federally-Regulated Consumer Product | Non-Weatherized, Condensing Ga | 1058 | 237 |  | 04/14/2021 | 39882 | 203324446 | 04/14/2021
Johnson Controls, Inc. | EVCON BY JOHNSON CONTROLS | TM9Y120D20MP11 | Federally-Regulated Consumer Product | Non-Weatherized, Condensing Ga | 1931 | 274 |  | 04/14/2021 | 78281 | 8412992 | 04/14/2021
Johnson Controls, Inc. | EVCON BY JOHNSON CONTROLS | TM8E100C20MP11 | Federally-Regulated Consumer Product | Non-Weatherized, Non-Condensin | 2196 | 217 |  | 04/14/2021 | 99867 | 203324371 | 04/14/2021
Johnson Controls, Inc. | EVCON BY JOHNSON CONTROLS | TM9Y100C16MP11 | Federally-Regulated Consumer Product | Non-Weatherized, Condensing Ga | 1497 | 256 |  | 04/14/2021 | 64620 | 8412989 | 04/14/2021
Johnson Controls, Inc. | EVCON BY JOHNSON CONTROLS | TM9Y080B12MP11 | Federally-Regulated Consumer Product | Non-Weatherized, Condensing Ga | 1336 | 249 |  | 04/14/2021 | 52156 | 8412987 | 04/14/2021
Johnson Controls, Inc. | EVCON BY JOHNSON CONTROLS | TM9Y080C16MP11 | Federally-Regulated Consumer Product | Non-Weatherized, Condensing Ga | 1404 | 252 |  | 04/14/2021 | 52617 | 8412988 | 04/14/2021
Johnson Controls, Inc. | EVCON BY JOHNSON CONTROLS | TM8E080B12MP11 | Federally-Regulated Consumer Product | Non-Weatherized, Non-Condensin | 1290 | 211 |  | 04/14/2021 | 79548 | 203324366 | 04/14/2021
Johnson Controls, Inc. | EVCON BY JOHNSON CONTROLS | TM9Y100C20MP11 | Federally-Regulated Consumer Product | Non-Weatherized, Condensing Ga | 1827 | 270 |  | 04/14/2021 | 65485 | 8412991 | 04/14/2021
Johnson Controls, Inc. | EVCON BY JOHNSON CONTROLS | TMLE040A12MP11 | Federally-Regulated Consumer Product | Non-Weatherized, Non-Condensin | 1303 | 235 |  | 04/14/2021 | 39958 | 203489595 | 04/14/2021
Johnson Controls, Inc. | EVCON BY JOHNSON CONTROLS | TM9E100C16MP12 | Federally-Regulated Consumer Product | Non-Weatherized, Condensing Ga | 1672 | 263 |  | 04/14/2021 | 99431 | 203324452 | 04/14/2021
Johnson Controls, Inc. | EVCON BY JOHNSON CONTROLS | TM8E060A12MP11 | Federally-Regulated Consumer Product | Non-Weatherized, Non-Condensin | 1311 | 235 |  | 04/14/2021 | 60267 | 203324365 | 04/14/2021
Johnson Controls, Inc. | EVCON BY JOHNSON CONTROLS | TM8E130D20MP11 | Federally-Regulated Consumer Product | Non-Weatherized, Non-Condensin | 2178 | 272 |  | 04/14/2021 | 130606 | 203324374 | 04/14/2021
Johnson Controls, Inc. | EVCON BY JOHNSON CONTROLS | TM9E120D20MP12 | Federally-Regulated Consumer Product | Non-Weatherized, Condensing Ga | 2082 | 281 |  | 04/14/2021 | 121927 | 203324454 | 04/14/2021
Johnson Controls, Inc. | EVCON BY JOHNSON CONTROLS | TMLE130D20MP11 | Federally-Regulated Consumer Product | Non-Weatherized, Non-Condensin | 2178 | 272 |  | 04/14/2021 | 130606 | 203489655 | 04/14/2021
Johnson Controls, Inc. | EVCON BY JOHNSON CONTROLS | TM9E080C20MP12 | Federally-Regulated Consumer Product | Non-Weatherized, Condensing Ga | 1871 | 272 |  | 04/14/2021 | 78901 | 203324451 | 04/14/2021
Johnson Controls, Inc. | EVCON BY JOHNSON CONTROLS | TM9E080C16MP12 | Federally-Regulated Consumer Product | Non-Weatherized, Condensing Ga | 1641 | 262 |  | 04/14/2021 | 80008 | 203324450 | 04/14/2021
Johnson Controls, Inc. | EVCON BY JOHNSON CONTROLS | TM9E100C20MP12 | Federally-Regulated Consumer Product | Non-Weatherized, Condensing Ga | 2077 | 281 |  | 04/14/2021 | 99242 | 203324453 | 04/14/2021
Johnson Controls, Inc. | EVCON BY JOHNSON CONTROLS | TMLE080B12MP11 | Federally-Regulated Consumer Product | Non-Weatherized, Non-Condensin | 1311 | 235 |  | 04/14/2021 | 79634 | 203489607 | 04/14/2021
Johnson Controls, Inc. | EVCON BY JOHNSON CONTROLS | TM8Y100C20MP11 | Federally-Regulated Consumer Product | Non-Weatherized, Non-Condensin | 2060 | 267 |  | 04/14/2021 | 65024 | 8413057 | 04/14/2021
Johnson Controls, Inc. | EVCON BY JOHNSON CONTROLS | TM9E060B12MP12 | Federally-Regulated Consumer Product | Non-Weatherized, Condensing Ga | 1333 | 249 |  | 04/14/2021 | 60177 | 203324448 | 04/14/2021
Johnson Controls, Inc. | EVCON BY JOHNSON CONTROLS | TM8Y080C16MP11 | Federally-Regulated Consumer Product | Non-Weatherized, Non-Condensin | 1628 | 249 |  | 04/14/2021 | 51991 | 8413055 | 04/14/2021
Johnson Controls, Inc. | EVCON BY JOHNSON CONTROLS | TMLE060A12MP11 | Federally-Regulated Consumer Product | Non-Weatherized, Non-Condensin | 1311 | 235 |  | 04/14/2021 | 60267 | 203489601 | 04/14/2021
Johnson Controls, Inc. | EVCON BY JOHNSON CONTROLS | TMLE080C16MP11 | Federally-Regulated Consumer Product | Non-Weatherized, Non-Condensin | 1616 | 248 |  | 04/14/2021 | 79634 | 203489613 | 04/14/2021
Johnson Controls, Inc. | EVCON BY JOHNSON CONTROLS | TM9E026A08MP12 | Federally-Regulated Consumer Product | Non-Weatherized, Condensing Ga | 788 | 229 |  | 04/14/2021 | 26077 | 206428677 | 04/14/2021
Johnson Controls, Inc. | EVCON BY JOHNSON CONTROLS | TM9Y060B12MP11 | Federally-Regulated Consumer Product | Non-Weatherized, Condensing Ga | 1273 | 246 |  | 04/14/2021 | 38955 | 8412985 | 04/14/2021
Johnson Controls, Inc. | EVCON BY JOHNSON CONTROLS | TM8E100C16MP11 | Federally-Regulated Consumer Product | Non-Weatherized, Non-Condensin | 1717 | 252 |  | 04/14/2021 | 99043 | 203324370 | 04/14/2021
Johnson Controls, Inc. | EVCON BY JOHNSON CONTROLS | TM8E080C20MP11 | Federally-Regulated Consumer Product | Non-Weatherized, Non-Condensin | 2104 | 269 |  | 04/14/2021 | 80073 | 203324368 | 04/14/2021
Johnson Controls, Inc. | EVCON BY JOHNSON CONTROLS | TMLE100C16MP11 | Federally-Regulated Consumer Product | Non-Weatherized, Non-Condensin | 1717 | 252 |  | 04/14/2021 | 99043 | 203489631 | 04/14/2021
Johnson Controls, Inc. | EVCON BY JOHNSON CONTROLS | TM8E080C16MP11 | Federally-Regulated Consumer Product | Non-Weatherized, Non-Condensin | 1616 | 248 |  | 04/14/2021 | 79634 | 203324367 | 04/14/2021
Johnson Controls, Inc. | EVCON BY JOHNSON CONTROLS | TMLE100C20MP11 | Federally-Regulated Consumer Product | Non-Weatherized, Non-Condensin | 2201 | 273 |  | 04/14/2021 | 99043 | 203489637 | 04/14/2021
Johnson Controls, Inc. | EVCON BY JOHNSON CONTROLS | TM8E040A12MP11 | Federally-Regulated Consumer Product | Non-Weatherized, Non-Condensin | 1303 | 235 |  | 04/14/2021 | 39958 | 203324364 | 04/14/2021
Johnson Controls, Inc. | EVCON BY JOHNSON CONTROLS | TMLE100B12MP11 | Federally-Regulated Consumer Product | Non-Weatherized, Non-Condensin | 1560 | 246 |  | 04/14/2021 | 100501 | 203489625 | 04/14/2021
Johnson Controls, Inc. | EVCON BY JOHNSON CONTROLS | TM9Y040A10MP11 | Federally-Regulated Consumer Product | Non-Weatherized, Condensing Ga | 1080 | 238 |  | 04/14/2021 | 26037 | 8412984 | 04/14/2021
Johnson Controls, Inc. | EVCON BY JOHNSON CONTROLS | TM9E060A10MP12 | Federally-Regulated Consumer Product | Non-Weatherized, Condensing Ga | 1353 | 249 |  | 04/14/2021 | 60123 | 203324447 | 04/14/2021
Johnson Controls, Inc. | EVCON BY JOHNSON CONTROLS | TM8Y080B12MP11 | Federally-Regulated Consumer Product | Non-Weatherized, Non-Condensin | 1373 | 238 |  | 04/14/2021 | 52180 | 8413054 | 04/14/2021
Johnson Controls, Inc. | EVCON BY JOHNSON CONTROLS | TM8E120C20MP11 | Federally-Regulated Consumer Product | Non-Weatherized, Non-Condensin | 2201 | 273 |  | 04/14/2021 | 119730 | 203324373 | 04/14/2021
Johnson Controls, Inc. | EVCON BY JOHNSON CONTROLS | TMLE120C20MP11 | Federally-Regulated Consumer Product | Non-Weatherized, Non-Condensin | 2201 | 273 |  | 04/14/2021 | 119730 | 203489649 | 04/14/2021
Johnson Controls, Inc. | EVCON BY JOHNSON CONTROLS | TM8Y120C20MP11 | Federally-Regulated Consumer Product | Non-Weatherized, Non-Condensin | 1967 | 263 |  | 04/14/2021 | 78553 | 8413058 | 04/14/2021
Johnson Controls, Inc. | EVCON BY JOHNSON CONTROLS | TM8Y060A12MP11 | Federally-Regulated Consumer Product | Non-Weatherized, Non-Condensin | 1332 | 236 |  | 04/14/2021 | 39003 | 8413053 | 04/14/2021
Johnson Controls, Inc. | EVCON BY JOHNSON CONTROLS | TM8E120C16MP11 | Federally-Regulated Consumer Product | Non-Weatherized, Non-Condensin | 1719 | 252 |  | 04/14/2021 | 118964 | 203324372 | 04/14/2021
Johnson Controls, Inc. | EVCON BY JOHNSON CONTROLS | TM9E080B12MP12 | Federally-Regulated Consumer Product | Non-Weatherized, Condensing Ga | 1468 | 254 |  | 04/14/2021 | 80561 | 203324449 | 04/14/2021
Johnson Controls, Inc. | EVCON BY JOHNSON CONTROLS | TM8E100B12MP11 | Federally-Regulated Consumer Product | Non-Weatherized, Non-Condensin | 1560 | 246 |  | 04/14/2021 | 100501 | 203324369 | 04/14/2021
Johnson Controls, Inc. | EVCON BY JOHNSON CONTROLS | TM8Y100C16MP11 | Federally-Regulated Consumer Product | Non-Weatherized, Non-Condensin | 1600 | 247 |  | 04/14/2021 | 65143 | 8413056 | 04/14/2021
Johnson Controls, Inc. | EVCON BY JOHNSON CONTROLS | TMLE120C16MP11 | Federally-Regulated Consumer Product | Non-Weatherized, Non-Condensin | 1719 | 252 |  | 04/14/2021 | 118964 | 203489643 | 04/14/2021
Johnson Controls, Inc. | EVCON BY JOHNSON CONTROLS | TMLE080C20MP11 | Federally-Regulated Consumer Product | Non-Weatherized, Non-Condensin | 2104 | 269 |  | 04/14/2021 | 80073 | 203489619 | 04/14/2021
Daikin Comfort Technologies Manufacturing, L.P. | Daikin | DRG0601DH******A* | Federally-Regulated Consumer Product | Weatherized Non-Condensing Gas | 2401 | 304 |  | 11/04/2020 | 105992 | 206319870 | 05/05/2021
Daikin Comfort Technologies Manufacturing, L.P. | Daikin | DRG0481DL******A* | Federally-Regulated Consumer Product | Weatherized Non-Condensing Gas | 2349 | 302 |  | 11/04/2020 | 52378 | 206319866 | 05/05/2021
Daikin Comfort Technologies Manufacturing, L.P. | Daikin | DRG0601DL******A* | Federally-Regulated Consumer Product | Weatherized Non-Condensing Gas | 2004 | 287 |  | 11/04/2020 | 53522 | 206319871 | 05/05/2021
Daikin Comfort Technologies Manufacturing, L.P. | Daikin | DRG0601DM******A* | Federally-Regulated Consumer Product | Weatherized Non-Condensing Gas | 2130 | 292 |  | 11/04/2020 | 86577 | 206319869 | 05/05/2021
Daikin Comfort Technologies Manufacturing, L.P. | Daikin | DRG0481DH******A* | Federally-Regulated Consumer Product | Weatherized Non-Condensing Gas | 1729 | 275 |  | 11/04/2020 | 104896 | 206319868 | 05/05/2021
Daikin Comfort Technologies Manufacturing, L.P. | Daikin | DRG0361DH******A* | Federally-Regulated Consumer Product | Weatherized Non-Condensing Gas | 2050 | 289 |  | 11/04/2020 | 86879 | 206319865 | 05/05/2021
Daikin Comfort Technologies Manufacturing, L.P. | Daikin | DRG0481DM******A* | Federally-Regulated Consumer Product | Weatherized Non-Condensing Gas | 1727 | 274 |  | 11/04/2020 | 85119 | 206319867 | 05/05/2021
Daikin Comfort Technologies Manufacturing, L.P. | Daikin | DRG0361DL******A* | Federally-Regulated Consumer Product | Weatherized Non-Condensing Gas | 1234 | 253 |  | 11/04/2020 | 34313 | 206319863 | 05/05/2021
Daikin Comfort Technologies Manufacturing, L.P. | Daikin | DRG0361DM******A* | Federally-Regulated Consumer Product | Weatherized Non-Condensing Gas | 1280 | 255 |  | 11/04/2020 | 52675 | 206319864 | 05/05/2021
Daikin Comfort Technologies Manufacturing, L.P. | Daikin | DRG0601DH******A* | Federally-Regulated Consumer Product | Weatherized Non-Condensing Gas | 2401 | 304 |  | 05/05/2021 | 105992 | 206319870 | 05/05/2021
Daikin Comfort Technologies Manufacturing, L.P. | Daikin | DRG0481DL******A* | Federally-Regulated Consumer Product | Weatherized Non-Condensing Gas | 2349 | 302 |  | 05/05/2021 | 52378 | 206319866 | 05/05/2021
Daikin Comfort Technologies Manufacturing, L.P. | Daikin | DRG0601DL******A* | Federally-Regulated Consumer Product | Weatherized Non-Condensing Gas | 2004 | 287 |  | 05/05/2021 | 53522 | 206319871 | 05/05/2021
Daikin Comfort Technologies Manufacturing, L.P. | Daikin | DRG0601DM******A* | Federally-Regulated Consumer Product | Weatherized Non-Condensing Gas | 2130 | 292 |  | 05/05/2021 | 86577 | 206319869 | 05/05/2021
Daikin Comfort Technologies Manufacturing, L.P. | Daikin | DRG0481DH******A* | Federally-Regulated Consumer Product | Weatherized Non-Condensing Gas | 1729 | 275 |  | 05/05/2021 | 104896 | 206319868 | 05/05/2021
Daikin Comfort Technologies Manufacturing, L.P. | Daikin | DRG0361DH******A* | Federally-Regulated Consumer Product | Weatherized Non-Condensing Gas | 2050 | 289 |  | 05/05/2021 | 86879 | 206319865 | 05/05/2021
Daikin Comfort Technologies Manufacturing, L.P. | Daikin | DRG0481DM******A* | Federally-Regulated Consumer Product | Weatherized Non-Condensing Gas | 1727 | 274 |  | 05/05/2021 | 85119 | 206319867 | 05/05/2021
Daikin Comfort Technologies Manufacturing, L.P. | Daikin | DRG0361DL******A* | Federally-Regulated Consumer Product | Weatherized Non-Condensing Gas | 1234 | 253 |  | 05/05/2021 | 34313 | 206319863 | 05/05/2021
Daikin Comfort Technologies Manufacturing, L.P. | Daikin | DRG0361DM******A* | Federally-Regulated Consumer Product | Weatherized Non-Condensing Gas | 1280 | 255 |  | 05/05/2021 | 52675 | 206319864 | 05/05/2021
Daikin Comfort Technologies Manufacturing, L.P. | Amana | APU1442080M41 | Federally-Regulated Consumer Product | Weatherized Non-Condensing Gas | 1911 | 283 |  | 09/16/2020 | 81167 | 206194975 | 05/19/2021
Daikin Comfort Technologies Manufacturing, L.P. | Amana | ACVC80803BX | Federally-Regulated Consumer Product | Non-Weatherized, Non-Condensin | 1442 | 245 | 245.448 | 10/04/2019 |  |  | 05/19/2021
Daikin Comfort Technologies Manufacturing, L.P. | Amana | APU1636080M41 | Federally-Regulated Consumer Product | Weatherized Non-Condensing Gas | 1744 | 276 |  | 09/16/2020 | 79791 | 206194968 | 05/19/2021
Daikin Comfort Technologies Manufacturing, L.P. | Amana | APU1448080M41 | Federally-Regulated Consumer Product | Weatherized Non-Condensing Gas | 1776 | 277 |  | 09/16/2020 | 80403 | 206194976 | 05/19/2021
Daikin Comfort Technologies Manufacturing, L.P. | Amana | AMVC80604BX | Federally-Regulated Consumer Product | Non-Weatherized, Non-Condensin | 1684 | 256 | 256.096 | 10/04/2019 |  |  | 05/19/2021
Daikin Comfort Technologies Manufacturing, L.P. | Amana | APU1424040M41 | Federally-Regulated Consumer Product | Weatherized Non-Condensing Gas | 1126 | 249 |  | 09/16/2020 | 40267 | 206194970 | 05/19/2021
Daikin Comfort Technologies Manufacturing, L.P. | Amana | APU1436060M41 | Federally-Regulated Consumer Product | Weatherized Non-Condensing Gas | 1611 | 253 |  | 09/16/2020 | 60138 | 206194973 | 05/19/2021
Daikin Comfort Technologies Manufacturing, L.P. | Amana | APU1430060M41 | Federally-Regulated Consumer Product | Weatherized Non-Condensing Gas | 1387 | 260 |  | 09/16/2020 | 60052 | 206194971 | 05/19/2021
Daikin Comfort Technologies Manufacturing, L.P. | Goodman | GPU1636080M41 | Federally-Regulated Consumer Product | Weatherized Non-Condensing Gas | 1539 | 267 |  | 09/16/2020 | 80192 | 206194966 | 05/19/2021
Daikin Comfort Technologies Manufacturing, L.P. | Goodman | GPU1461080M41 | Federally-Regulated Consumer Product | Weatherized Non-Condensing Gas | 2138 | 293 |  | 09/16/2020 | 81167 | 206194965 | 05/19/2021
Daikin Comfort Technologies Manufacturing, L.P. | Goodman | GMEC960402BN | Federally-Regulated Consumer Product | Non-Weatherized, Condensing Ga | 890 | 234 | 234.16 | 10/04/2019 |  |  | 05/19/2021
Daikin Comfort Technologies Manufacturing, L.P. | Goodman | GPU1448080M41 | Federally-Regulated Consumer Product | Weatherized Non-Condensing Gas | 1776 | 277 |  | 09/16/2020 | 80403 | 206194964 | 05/19/2021
Daikin Comfort Technologies Manufacturing, L.P. | Goodman | GMVC80803BX | Federally-Regulated Consumer Product | Non-Weatherized, Non-Condensin | 1372 | 242 | 242.368 | 10/04/2019 |  |  | 05/19/2021
Daikin Comfort Technologies Manufacturing, L.P. | Goodman | GMVC80604BX | Federally-Regulated Consumer Product | Non-Weatherized, Non-Condensin | 1684 | 256 | 256.096 | 10/04/2019 |  |  | 05/19/2021
Daikin Comfort Technologies Manufacturing, L.P. | Daikin | DM96VE0402BN | Federally-Regulated Consumer Product | Non-Weatherized, Condensing Ga | 890 | 234 | 234.16 | 07/22/2020 | 39847 | 7423791 | 05/19/2021
Daikin Comfort Technologies Manufacturing, L.P. | Amana | AMEC960402BN | Federally-Regulated Consumer Product | Non-Weatherized, Condensing Ga | 890 | 234 |  | 03/17/2021 | 39847 | 7423796 | 05/19/2021
Daikin Comfort Technologies Manufacturing, L.P. | Daikin | DP16UM3008041 | Federally-Regulated Consumer Product | Weatherized Non-Condensing Gas | 1391 | 260 |  | 09/16/2020 | 79488 | 206194967 | 05/19/2021
Daikin Comfort Technologies Manufacturing, L.P. | Daikin | DP14UM3006041 | Federally-Regulated Consumer Product | Weatherized Non-Condensing Gas | 1387 | 260 |  | 09/16/2020 | 60052 | 206194972 | 05/19/2021
Daikin Comfort Technologies Manufacturing, L.P. | Daikin | DP14UM4808041 | Federally-Regulated Consumer Product | Weatherized Non-Condensing Gas | 1776 | 277 |  | 09/16/2020 | 80403 | 206194977 | 05/19/2021
Daikin Comfort Technologies Manufacturing, L.P. | Daikin | DP16UM3608041 | Federally-Regulated Consumer Product | Weatherized Non-Condensing Gas | 1744 | 276 |  | 09/16/2020 | 79791 | 206194978 | 05/19/2021
Johnson Controls, Inc. | YORK BY JOHNSON CONTROLS | PHG4B420652X1 | Federally-Regulated Consumer Product | Weatherized Non-Condensing Gas | 1817 | 273 | 278.948 | 10/09/2019 |  |  | 05/26/2021
Johnson Controls, Inc. | YORK BY JOHNSON CONTROLS | PHG4A240752X1 | Federally-Regulated Consumer Product | Weatherized Non-Condensing Gas | 1394 | 255 | 260.336 | 10/09/2019 |  |  | 05/26/2021
Johnson Controls, Inc. | YORK BY JOHNSON CONTROLS | PHG4B421002X1 | Federally-Regulated Consumer Product | Weatherized Non-Condensing Gas | 1683 | 268 | 273.052 | 10/09/2019 |  |  | 05/26/2021
Johnson Controls, Inc. | YORK BY JOHNSON CONTROLS | PHG4A300752X1 | Federally-Regulated Consumer Product | Weatherized Non-Condensing Gas | 1414 | 256 | 261.216 | 10/09/2019 |  |  | 05/26/2021
Johnson Controls, Inc. | YORK BY JOHNSON CONTROLS | PHG4B481002X1 | Federally-Regulated Consumer Product | Weatherized Non-Condensing Gas | 2010 | 282 | 287.44 | 10/09/2019 |  |  | 05/26/2021
Johnson Controls, Inc. | YORK BY JOHNSON CONTROLS | PHG4B361002X1 | Federally-Regulated Consumer Product | Weatherized Non-Condensing Gas | 1641 | 266 | 271.204 | 10/09/2019 |  |  | 05/26/2021
Johnson Controls, Inc. | YORK BY JOHNSON CONTROLS | PHG4B601252X1 | Federally-Regulated Consumer Product | Weatherized Non-Condensing Gas | 2207 | 290 | 296.108 | 10/09/2019 |  |  | 05/26/2021
Johnson Controls, Inc. | GUARDIAN BY JOHNSON CONTROLS | PHG4B421002X1 | Federally-Regulated Consumer Product | Weatherized Non-Condensing Gas | 1683 | 268 | 273.052 | 10/09/2019 |  |  | 05/26/2021
Johnson Controls, Inc. | GUARDIAN BY JOHNSON CONTROLS | PHG4B481002X1 | Federally-Regulated Consumer Product | Weatherized Non-Condensing Gas | 2010 | 282 | 287.44 | 10/09/2019 |  |  | 05/26/2021
Johnson Controls, Inc. | GUARDIAN BY JOHNSON CONTROLS | PHG4B601252X1 | Federally-Regulated Consumer Product | Weatherized Non-Condensing Gas | 2207 | 290 | 296.108 | 10/09/2019 |  |  | 05/26/2021
Johnson Controls, Inc. | GUARDIAN BY JOHNSON CONTROLS | PHG4A300752X1 | Federally-Regulated Consumer Product | Weatherized Non-Condensing Gas | 1414 | 256 | 261.216 | 10/09/2019 |  |  | 05/26/2021
Johnson Controls, Inc. | GUARDIAN BY JOHNSON CONTROLS | PHG4B361002X1 | Federally-Regulated Consumer Product | Weatherized Non-Condensing Gas | 1641 | 266 | 271.204 | 10/09/2019 |  |  | 05/26/2021
Johnson Controls, Inc. | GUARDIAN BY JOHNSON CONTROLS | PHG4B420652X1 | Federally-Regulated Consumer Product | Weatherized Non-Condensing Gas | 1817 | 273 | 278.948 | 10/09/2019 |  |  | 05/26/2021
Johnson Controls, Inc. | GUARDIAN BY JOHNSON CONTROLS | PHG4A240752X1 | Federally-Regulated Consumer Product | Weatherized Non-Condensing Gas | 1394 | 255 | 260.336 | 10/09/2019 |  |  | 05/26/2021
Johnson Controls, Inc. | EVCON BY JOHNSON CONTROLS | PHG4B481002X1 | Federally-Regulated Consumer Product | Weatherized Non-Condensing Gas | 2010 | 282 | 287.44 | 10/09/2019 |  |  | 05/26/2021
Johnson Controls, Inc. | EVCON BY JOHNSON CONTROLS | PHG4A300752X1 | Federally-Regulated Consumer Product | Weatherized Non-Condensing Gas | 1414 | 256 | 261.216 | 10/09/2019 |  |  | 05/26/2021
Johnson Controls, Inc. | EVCON BY JOHNSON CONTROLS | PHG4B601252X1 | Federally-Regulated Consumer Product | Weatherized Non-Condensing Gas | 2207 | 290 | 296.108 | 10/09/2019 |  |  | 05/26/2021
Johnson Controls, Inc. | EVCON BY JOHNSON CONTROLS | PHG4A240752X1 | Federally-Regulated Consumer Product | Weatherized Non-Condensing Gas | 1394 | 255 | 260.336 | 10/09/2019 |  |  | 05/26/2021
Johnson Controls, Inc. | EVCON BY JOHNSON CONTROLS | PHG4B361002X1 | Federally-Regulated Consumer Product | Weatherized Non-Condensing Gas | 1641 | 266 | 271.204 | 10/09/2019 |  |  | 05/26/2021
Johnson Controls, Inc. | EVCON BY JOHNSON CONTROLS | PHG4B420652X1 | Federally-Regulated Consumer Product | Weatherized Non-Condensing Gas | 1817 | 273 | 278.948 | 10/09/2019 |  |  | 05/26/2021
Johnson Controls, Inc. | EVCON BY JOHNSON CONTROLS | PHG4B421002X1 | Federally-Regulated Consumer Product | Weatherized Non-Condensing Gas | 1683 | 268 | 273.052 | 10/09/2019 |  |  | 05/26/2021
Johnson Controls, Inc. | FRASER-JOHNSTON BY JOHNSON CONTROLS | PHG4B421002X1 | Federally-Regulated Consumer Product | Weatherized Non-Condensing Gas | 1683 | 268 | 273.052 | 10/09/2019 |  |  | 05/26/2021
Johnson Controls, Inc. | FRASER-JOHNSTON BY JOHNSON CONTROLS | PHG4A300752X1 | Federally-Regulated Consumer Product | Weatherized Non-Condensing Gas | 1414 | 256 | 261.216 | 10/09/2019 |  |  | 05/26/2021
Johnson Controls, Inc. | FRASER-JOHNSTON BY JOHNSON CONTROLS | PHG4B601252X1 | Federally-Regulated Consumer Product | Weatherized Non-Condensing Gas | 2207 | 290 | 296.108 | 10/09/2019 |  |  | 05/26/2021
Johnson Controls, Inc. | FRASER-JOHNSTON BY JOHNSON CONTROLS | PHG4A240752X1 | Federally-Regulated Consumer Product | Weatherized Non-Condensing Gas | 1394 | 255 | 260.336 | 10/09/2019 |  |  | 05/26/2021
Johnson Controls, Inc. | FRASER-JOHNSTON BY JOHNSON CONTROLS | PHG4B420652X1 | Federally-Regulated Consumer Product | Weatherized Non-Condensing Gas | 1817 | 273 | 278.948 | 10/09/2019 |  |  | 05/26/2021
Johnson Controls, Inc. | FRASER-JOHNSTON BY JOHNSON CONTROLS | PHG4B361002X1 | Federally-Regulated Consumer Product | Weatherized Non-Condensing Gas | 1641 | 266 | 271.204 | 10/09/2019 |  |  | 05/26/2021
Johnson Controls, Inc. | FRASER-JOHNSTON BY JOHNSON CONTROLS | PHG4B481002X1 | Federally-Regulated Consumer Product | Weatherized Non-Condensing Gas | 2010 | 282 | 287.44 | 10/09/2019 |  |  | 05/26/2021
Johnson Controls, Inc. | LUXAIRE BY JOHNSON CONTROLS | PHG4B601252X1 | Federally-Regulated Consumer Product | Weatherized Non-Condensing Gas | 2207 | 290 | 296.108 | 10/09/2019 |  |  | 05/26/2021
Johnson Controls, Inc. | LUXAIRE BY JOHNSON CONTROLS | PHG4B481002X1 | Federally-Regulated Consumer Product | Weatherized Non-Condensing Gas | 2010 | 282 | 287.44 | 10/09/2019 |  |  | 05/26/2021
Johnson Controls, Inc. | LUXAIRE BY JOHNSON CONTROLS | PHG4B420652X1 | Federally-Regulated Consumer Product | Weatherized Non-Condensing Gas | 1817 | 273 | 278.948 | 10/09/2019 |  |  | 05/26/2021
Johnson Controls, Inc. | LUXAIRE BY JOHNSON CONTROLS | PHG4B421002X1 | Federally-Regulated Consumer Product | Weatherized Non-Condensing Gas | 1683 | 268 | 273.052 | 10/09/2019 |  |  | 05/26/2021
Johnson Controls, Inc. | LUXAIRE BY JOHNSON CONTROLS | PHG4A300752X1 | Federally-Regulated Consumer Product | Weatherized Non-Condensing Gas | 1414 | 256 | 261.216 | 10/09/2019 |  |  | 05/26/2021
Johnson Controls, Inc. | LUXAIRE BY JOHNSON CONTROLS | PHG4A240752X1 | Federally-Regulated Consumer Product | Weatherized Non-Condensing Gas | 1394 | 255 | 260.336 | 10/09/2019 |  |  | 05/26/2021
Johnson Controls, Inc. | LUXAIRE BY JOHNSON CONTROLS | PHG4B361002X1 | Federally-Regulated Consumer Product | Weatherized Non-Condensing Gas | 1641 | 266 | 271.204 | 10/09/2019 |  |  | 05/26/2021
Johnson Controls, Inc. | COLEMAN BY JOHNSON CONTROLS | PHG4B481002X1 | Federally-Regulated Consumer Product | Weatherized Non-Condensing Gas | 2010 | 282 | 287.44 | 10/09/2019 |  |  | 05/26/2021
Johnson Controls, Inc. | COLEMAN BY JOHNSON CONTROLS | PHG4A300752X1 | Federally-Regulated Consumer Product | Weatherized Non-Condensing Gas | 1414 | 256 | 261.216 | 10/09/2019 |  |  | 05/26/2021
Johnson Controls, Inc. | COLEMAN BY JOHNSON CONTROLS | PHG4B420652X1 | Federally-Regulated Consumer Product | Weatherized Non-Condensing Gas | 1817 | 273 | 278.948 | 10/09/2019 |  |  | 05/26/2021
Johnson Controls, Inc. | COLEMAN BY JOHNSON CONTROLS | PHG4B601252X1 | Federally-Regulated Consumer Product | Weatherized Non-Condensing Gas | 2207 | 290 | 296.108 | 10/09/2019 |  |  | 05/26/2021
Johnson Controls, Inc. | COLEMAN BY JOHNSON CONTROLS | PHG4B361002X1 | Federally-Regulated Consumer Product | Weatherized Non-Condensing Gas | 1641 | 266 | 271.204 | 10/09/2019 |  |  | 05/26/2021
Johnson Controls, Inc. | COLEMAN BY JOHNSON CONTROLS | PHG4B421002X1 | Federally-Regulated Consumer Product | Weatherized Non-Condensing Gas | 1683 | 268 | 273.052 | 10/09/2019 |  |  | 05/26/2021
Johnson Controls, Inc. | COLEMAN BY JOHNSON CONTROLS | PHG4A240752X1 | Federally-Regulated Consumer Product | Weatherized Non-Condensing Gas | 1394 | 255 | 260.336 | 10/09/2019 |  |  | 05/26/2021
Lennox Industries Inc. | Concord | 96G1UH110BE20-* | Federally-Regulated Consumer Product | Non-Weatherized, Condensing Ga | 2018 | 284 |  | 10/07/2020 | 110619 | 201870458 | 05/26/2021
Johnson Controls, Inc. | YORK BY JOHNSON CONTROLS | PHG4B420652X1 | Federally-Regulated Consumer Product | Weatherized Non-Condensing Gas | 1817 | 273 |  | 05/26/2021 | 65567 | 8550658 | 05/26/2021
Johnson Controls, Inc. | YORK BY JOHNSON CONTROLS | PHG4A240752X1 | Federally-Regulated Consumer Product | Weatherized Non-Condensing Gas | 1394 | 255 |  | 05/26/2021 | 75189 | 8550653 | 05/26/2021
Johnson Controls, Inc. | YORK BY JOHNSON CONTROLS | PHG4B421002X1 | Federally-Regulated Consumer Product | Weatherized Non-Condensing Gas | 1683 | 268 |  | 05/26/2021 | 100422 | 8550659 | 05/26/2021
Johnson Controls, Inc. | YORK BY JOHNSON CONTROLS | PHG4A300752X1 | Federally-Regulated Consumer Product | Weatherized Non-Condensing Gas | 1414 | 256 |  | 05/26/2021 | 75125 | 8550655 | 05/26/2021
Johnson Controls, Inc. | YORK BY JOHNSON CONTROLS | PHG4B481002X1 | Federally-Regulated Consumer Product | Weatherized Non-Condensing Gas | 2010 | 282 |  | 05/26/2021 | 100104 | 8550661 | 05/26/2021
Johnson Controls, Inc. | YORK BY JOHNSON CONTROLS | PHG4B361002X1 | Federally-Regulated Consumer Product | Weatherized Non-Condensing Gas | 1641 | 266 |  | 05/26/2021 | 100322 | 8550657 | 05/26/2021
Johnson Controls, Inc. | YORK BY JOHNSON CONTROLS | PHG4B601252X1 | Federally-Regulated Consumer Product | Weatherized Non-Condensing Gas | 2207 | 290 |  | 05/26/2021 | 124280 | 8550665 | 05/26/2021
Johnson Controls, Inc. | LUXAIRE BY JOHNSON CONTROLS | PHG4B601252X1 | Federally-Regulated Consumer Product | Weatherized Non-Condensing Gas | 2207 | 290 |  | 05/26/2021 | 124280 | 8550693 | 05/26/2021
Johnson Controls, Inc. | LUXAIRE BY JOHNSON CONTROLS | PHG4B481002X1 | Federally-Regulated Consumer Product | Weatherized Non-Condensing Gas | 2010 | 282 |  | 05/26/2021 | 100104 | 8550689 | 05/26/2021
Johnson Controls, Inc. | LUXAIRE BY JOHNSON CONTROLS | PHG4B420652X1 | Federally-Regulated Consumer Product | Weatherized Non-Condensing Gas | 1817 | 273 |  | 05/26/2021 | 65567 | 8550686 | 05/26/2021
Johnson Controls, Inc. | LUXAIRE BY JOHNSON CONTROLS | PHG4B421002X1 | Federally-Regulated Consumer Product | Weatherized Non-Condensing Gas | 1683 | 268 |  | 05/26/2021 | 100422 | 8550687 | 05/26/2021
Johnson Controls, Inc. | LUXAIRE BY JOHNSON CONTROLS | PHG4A300752X1 | Federally-Regulated Consumer Product | Weatherized Non-Condensing Gas | 1414 | 256 |  | 05/26/2021 | 75125 | 8550683 | 05/26/2021
Johnson Controls, Inc. | LUXAIRE BY JOHNSON CONTROLS | PHG4A240752X1 | Federally-Regulated Consumer Product | Weatherized Non-Condensing Gas | 1394 | 255 |  | 05/26/2021 | 75189 | 8550681 | 05/26/2021
Johnson Controls, Inc. | LUXAIRE BY JOHNSON CONTROLS | PHG4B361002X1 | Federally-Regulated Consumer Product | Weatherized Non-Condensing Gas | 1641 | 266 |  | 05/26/2021 | 100322 | 8550685 | 05/26/2021
Johnson Controls, Inc. | GUARDIAN BY JOHNSON CONTROLS | PHG4B421002X1 | Federally-Regulated Consumer Product | Weatherized Non-Condensing Gas | 1683 | 268 |  | 05/26/2021 | 100422 | 8550729 | 05/26/2021
Johnson Controls, Inc. | GUARDIAN BY JOHNSON CONTROLS | PHG4B481002X1 | Federally-Regulated Consumer Product | Weatherized Non-Condensing Gas | 2010 | 282 |  | 05/26/2021 | 100104 | 8550731 | 05/26/2021
Johnson Controls, Inc. | GUARDIAN BY JOHNSON CONTROLS | PHG4B601252X1 | Federally-Regulated Consumer Product | Weatherized Non-Condensing Gas | 2207 | 290 |  | 05/26/2021 | 124280 | 8550735 | 05/26/2021
Johnson Controls, Inc. | GUARDIAN BY JOHNSON CONTROLS | PHG4A300752X1 | Federally-Regulated Consumer Product | Weatherized Non-Condensing Gas | 1414 | 256 |  | 05/26/2021 | 75125 | 8550725 | 05/26/2021
Johnson Controls, Inc. | GUARDIAN BY JOHNSON CONTROLS | PHG4B361002X1 | Federally-Regulated Consumer Product | Weatherized Non-Condensing Gas | 1641 | 266 |  | 05/26/2021 | 100322 | 8550726 | 05/26/2021
Johnson Controls, Inc. | GUARDIAN BY JOHNSON CONTROLS | PHG4B420652X1 | Federally-Regulated Consumer Product | Weatherized Non-Condensing Gas | 1817 | 273 |  | 05/26/2021 | 65567 | 8550728 | 05/26/2021
Johnson Controls, Inc. | GUARDIAN BY JOHNSON CONTROLS | PHG4A240752X1 | Federally-Regulated Consumer Product | Weatherized Non-Condensing Gas | 1394 | 255 |  | 05/26/2021 | 75189 | 8550723 | 05/26/2021
Lennox Industries Inc. | Concord | 96G1UH110BE20-* | Federally-Regulated Consumer Product | Non-Weatherized, Condensing Ga | 2018 | 284 |  | 05/26/2021 | 110619 | 201870458 | 05/26/2021
Johnson Controls, Inc. | COLEMAN BY JOHNSON CONTROLS | PHG4B481002X1 | Federally-Regulated Consumer Product | Weatherized Non-Condensing Gas | 2010 | 282 |  | 05/26/2021 | 100104 | 8550675 | 05/26/2021
Johnson Controls, Inc. | COLEMAN BY JOHNSON CONTROLS | PHG4A300752X1 | Federally-Regulated Consumer Product | Weatherized Non-Condensing Gas | 1414 | 256 |  | 05/26/2021 | 75125 | 8550669 | 05/26/2021
Johnson Controls, Inc. | COLEMAN BY JOHNSON CONTROLS | PHG4B420652X1 | Federally-Regulated Consumer Product | Weatherized Non-Condensing Gas | 1817 | 273 |  | 05/26/2021 | 65567 | 8550672 | 05/26/2021
Johnson Controls, Inc. | COLEMAN BY JOHNSON CONTROLS | PHG4B601252X1 | Federally-Regulated Consumer Product | Weatherized Non-Condensing Gas | 2207 | 290 |  | 05/26/2021 | 124280 | 8550679 | 05/26/2021
Johnson Controls, Inc. | COLEMAN BY JOHNSON CONTROLS | PHG4B361002X1 | Federally-Regulated Consumer Product | Weatherized Non-Condensing Gas | 1641 | 266 |  | 05/26/2021 | 100322 | 8550671 | 05/26/2021
Johnson Controls, Inc. | COLEMAN BY JOHNSON CONTROLS | PHG4B421002X1 | Federally-Regulated Consumer Product | Weatherized Non-Condensing Gas | 1683 | 268 |  | 05/26/2021 | 100422 | 8550673 | 05/26/2021
Johnson Controls, Inc. | COLEMAN BY JOHNSON CONTROLS | PHG4A240752X1 | Federally-Regulated Consumer Product | Weatherized Non-Condensing Gas | 1394 | 255 |  | 05/26/2021 | 75189 | 8550667 | 05/26/2021
Johnson Controls, Inc. | FRASER-JOHNSTON BY JOHNSON CONTROLS | PHG4B421002X1 | Federally-Regulated Consumer Product | Weatherized Non-Condensing Gas | 1683 | 268 |  | 05/26/2021 | 100422 | 8550701 | 05/26/2021
Johnson Controls, Inc. | FRASER-JOHNSTON BY JOHNSON CONTROLS | PHG4A300752X1 | Federally-Regulated Consumer Product | Weatherized Non-Condensing Gas | 1414 | 256 |  | 05/26/2021 | 75125 | 8550697 | 05/26/2021
Johnson Controls, Inc. | FRASER-JOHNSTON BY JOHNSON CONTROLS | PHG4B601252X1 | Federally-Regulated Consumer Product | Weatherized Non-Condensing Gas | 2207 | 290 |  | 05/26/2021 | 124280 | 8550707 | 05/26/2021
Johnson Controls, Inc. | FRASER-JOHNSTON BY JOHNSON CONTROLS | PHG4A240752X1 | Federally-Regulated Consumer Product | Weatherized Non-Condensing Gas | 1394 | 255 |  | 05/26/2021 | 75189 | 8550695 | 05/26/2021
Johnson Controls, Inc. | FRASER-JOHNSTON BY JOHNSON CONTROLS | PHG4B420652X1 | Federally-Regulated Consumer Product | Weatherized Non-Condensing Gas | 1817 | 273 |  | 05/26/2021 | 65567 | 8550700 | 05/26/2021
Johnson Controls, Inc. | FRASER-JOHNSTON BY JOHNSON CONTROLS | PHG4B361002X1 | Federally-Regulated Consumer Product | Weatherized Non-Condensing Gas | 1641 | 266 |  | 05/26/2021 | 100322 | 8550699 | 05/26/2021
Johnson Controls, Inc. | FRASER-JOHNSTON BY JOHNSON CONTROLS | PHG4B481002X1 | Federally-Regulated Consumer Product | Weatherized Non-Condensing Gas | 2010 | 282 |  | 05/26/2021 | 100104 | 8550703 | 05/26/2021
Johnson Controls, Inc. | EVCON BY JOHNSON CONTROLS | PHG4B481002X1 | Federally-Regulated Consumer Product | Weatherized Non-Condensing Gas | 2010 | 282 |  | 05/26/2021 | 100104 | 8550717 | 05/26/2021
Johnson Controls, Inc. | EVCON BY JOHNSON CONTROLS | PHG4A300752X1 | Federally-Regulated Consumer Product | Weatherized Non-Condensing Gas | 1414 | 256 |  | 05/26/2021 | 75125 | 8550711 | 05/26/2021
Johnson Controls, Inc. | EVCON BY JOHNSON CONTROLS | PHG4B601252X1 | Federally-Regulated Consumer Product | Weatherized Non-Condensing Gas | 2207 | 290 |  | 05/26/2021 | 124280 | 8550721 | 05/26/2021
Johnson Controls, Inc. | EVCON BY JOHNSON CONTROLS | PHG4A240752X1 | Federally-Regulated Consumer Product | Weatherized Non-Condensing Gas | 1394 | 255 |  | 05/26/2021 | 75189 | 8550709 | 05/26/2021
Johnson Controls, Inc. | EVCON BY JOHNSON CONTROLS | PHG4B361002X1 | Federally-Regulated Consumer Product | Weatherized Non-Condensing Gas | 1641 | 266 |  | 05/26/2021 | 100322 | 8550713 | 05/26/2021
Johnson Controls, Inc. | EVCON BY JOHNSON CONTROLS | PHG4B420652X1 | Federally-Regulated Consumer Product | Weatherized Non-Condensing Gas | 1817 | 273 |  | 05/26/2021 | 65567 | 8550714 | 05/26/2021
Johnson Controls, Inc. | EVCON BY JOHNSON CONTROLS | PHG4B421002X1 | Federally-Regulated Consumer Product | Weatherized Non-Condensing Gas | 1683 | 268 |  | 05/26/2021 | 100422 | 8550715 | 05/26/2021
Johnson Controls, Inc. | CHAMPION HEATING AND COOLING | ZD-04*07A1******** | Federally-Regulated Consumer Product | Weatherized Non-Condensing Gas | 2163 | 294 | 294.172 | 10/09/2019 |  |  | 06/02/2021
Johnson Controls, Inc. | CHAMPION HEATING AND COOLING | Z-03*10A1******** | Federally-Regulated Consumer Product | Weatherized Non-Condensing Gas | 1591 | 269 | 269.004 | 10/09/2019 |  |  | 06/02/2021
Johnson Controls, Inc. | CHAMPION HEATING AND COOLING | ZD-05*10A1******** | Federally-Regulated Consumer Product | Weatherized Non-Condensing Gas | 2253 | 298 | 298.132 | 10/09/2019 |  |  | 06/02/2021
Johnson Controls, Inc. | CHAMPION HEATING AND COOLING | ZD-03*10A1******** | Federally-Regulated Consumer Product | Weatherized Non-Condensing Gas | 1591 | 269 | 269.004 | 07/22/2020 | 100000 | 204917569 | 06/02/2021
Rheem Sales Company, Inc. | CLIMATEMASTER | RGEA14036AJT061AB | Federally-Regulated Consumer Product | Weatherized Non-Condensing Gas | 1430 | 262 |  | 01/20/2021 | 99665 | 205785504 | 06/02/2021
Rheem Sales Company, Inc. | CLIMATEMASTER | RGEA14030AJT06XAB | Federally-Regulated Consumer Product | Weatherized Non-Condensing Gas | 1147 | 249 |  | 01/20/2021 | 79965 | 205785501 | 06/02/2021
Rheem Sales Company, Inc. | CLIMATEMASTER | RGEA14042AJT10XAB | Federally-Regulated Consumer Product | Weatherized Non-Condensing Gas | 1494 | 265 |  | 01/20/2021 | 99609 | 205785513 | 06/02/2021
Rheem Sales Company, Inc. | CLIMATEMASTER | RGEA14036AJT08XAB | Federally-Regulated Consumer Product | Weatherized Non-Condensing Gas | 1430 | 262 |  | 01/20/2021 | 99665 | 205785507 | 06/02/2021
Rheem Sales Company, Inc. | CLIMATEMASTER | RGEA14030AJT061AB | Federally-Regulated Consumer Product | Weatherized Non-Condensing Gas | 1147 | 249 |  | 01/20/2021 | 79965 | 205785500 | 06/02/2021
Rheem Sales Company, Inc. | CLIMATEMASTER | RGEA14024AJT061AB | Federally-Regulated Consumer Product | Weatherized Non-Condensing Gas | 1127 | 249 |  | 01/20/2021 | 80320 | 205785496 | 06/02/2021
Rheem Sales Company, Inc. | CLIMATEMASTER | RGEA14036AJT101AB | Federally-Regulated Consumer Product | Weatherized Non-Condensing Gas | 1430 | 262 |  | 01/20/2021 | 99665 | 205785508 | 06/02/2021
Rheem Sales Company, Inc. | CLIMATEMASTER | RGEA14042AJT101AB | Federally-Regulated Consumer Product | Weatherized Non-Condensing Gas | 1494 | 265 |  | 01/20/2021 | 99609 | 205785512 | 06/02/2021
Rheem Sales Company, Inc. | CLIMATEMASTER | RGEA14030AJT081AB | Federally-Regulated Consumer Product | Weatherized Non-Condensing Gas | 1147 | 249 |  | 01/20/2021 | 79965 | 205785502 | 06/02/2021
Rheem Sales Company, Inc. | CLIMATEMASTER | RGEA14024AJT06XAB | Federally-Regulated Consumer Product | Weatherized Non-Condensing Gas | 1127 | 249 |  | 01/20/2021 | 80320 | 205785497 | 06/02/2021
Rheem Sales Company, Inc. | CLIMATEMASTER | RGEA14024AJT081AB | Federally-Regulated Consumer Product | Weatherized Non-Condensing Gas | 1127 | 249 |  | 01/20/2021 | 80320 | 205785498 | 06/02/2021
Rheem Sales Company, Inc. | CLIMATEMASTER | RGEA14036AJT10XAB | Federally-Regulated Consumer Product | Weatherized Non-Condensing Gas | 1430 | 262 |  | 01/20/2021 | 99665 | 205785509 | 06/02/2021
Rheem Sales Company, Inc. | CLIMATEMASTER | RGEA14030AJT08XAB | Federally-Regulated Consumer Product | Weatherized Non-Condensing Gas | 1147 | 249 |  | 01/20/2021 | 79965 | 205785503 | 06/02/2021
Rheem Sales Company, Inc. | CLIMATEMASTER | RGEA14042AJT081AB | Federally-Regulated Consumer Product | Weatherized Non-Condensing Gas | 1494 | 265 |  | 01/20/2021 | 99609 | 205785510 | 06/02/2021
Rheem Sales Company, Inc. | CLIMATEMASTER | RGEA14024AJT08XAB | Federally-Regulated Consumer Product | Weatherized Non-Condensing Gas | 1127 | 249 |  | 01/20/2021 | 80320 | 205785499 | 06/02/2021
Rheem Sales Company, Inc. | CLIMATEMASTER | RGEA14036AJT06XAB | Federally-Regulated Consumer Product | Weatherized Non-Condensing Gas | 1430 | 262 |  | 01/20/2021 | 99665 | 205785505 | 06/02/2021
Rheem Sales Company, Inc. | CLIMATEMASTER | RGEA14042AJT08XAB | Federally-Regulated Consumer Product | Weatherized Non-Condensing Gas | 1494 | 265 |  | 01/20/2021 | 99609 | 205785511 | 06/02/2021
Rheem Sales Company, Inc. | CLIMATEMASTER | RGEA14036AJT081AB | Federally-Regulated Consumer Product | Weatherized Non-Condensing Gas | 1430 | 262 |  | 01/20/2021 | 99665 | 205785506 | 06/02/2021
Rheem Sales Company, Inc. | Fujitsu | RGEA14030AJT08XAB | Federally-Regulated Consumer Product | Weatherized Non-Condensing Gas | 1147 | 249 | 249 | 01/20/2021 | 79965 | 204117027 | 06/02/2021
Rheem Sales Company, Inc. | Fujitsu | RGEA14030AJT06XAB | Federally-Regulated Consumer Product | Weatherized Non-Condensing Gas | 1147 | 249 | 249 | 01/20/2021 | 79965 | 204117025 | 06/02/2021
Rheem Sales Company, Inc. | Fujitsu | RGEA14036AJT10XAB | Federally-Regulated Consumer Product | Weatherized Non-Condensing Gas | 1430 | 262 |  | 01/20/2021 | 99665 | 204117033 | 06/02/2021
Rheem Sales Company, Inc. | Fujitsu | RGEA14024AJT061AB | Federally-Regulated Consumer Product | Weatherized Non-Condensing Gas | 1127 | 249 | 249 | 01/20/2021 | 80320 | 204117020 | 06/02/2021
Rheem Sales Company, Inc. | Fujitsu | RGEA14024AJT081AB | Federally-Regulated Consumer Product | Weatherized Non-Condensing Gas | 1127 | 249 | 249 | 01/20/2021 | 80320 | 204117022 | 06/02/2021
Rheem Sales Company, Inc. | Fujitsu | RGEA14042AJT10XAB | Federally-Regulated Consumer Product | Weatherized Non-Condensing Gas | 1494 | 265 |  | 01/20/2021 | 99609 | 204117037 | 06/02/2021
Rheem Sales Company, Inc. | Fujitsu | RGEA14036AJT101AB | Federally-Regulated Consumer Product | Weatherized Non-Condensing Gas | 1430 | 262 |  | 01/20/2021 | 99665 | 204117032 | 06/02/2021
Rheem Sales Company, Inc. | Fujitsu | RGEA14042AJT081AB | Federally-Regulated Consumer Product | Weatherized Non-Condensing Gas | 1494 | 265 |  | 01/20/2021 | 99609 | 204117034 | 06/02/2021
Rheem Sales Company, Inc. | Fujitsu | RGEA14036AJT061AB | Federally-Regulated Consumer Product | Weatherized Non-Condensing Gas | 1430 | 262 |  | 01/20/2021 | 99665 | 204117028 | 06/02/2021
Rheem Sales Company, Inc. | Fujitsu | RGEA14036AJT08XAB | Federally-Regulated Consumer Product | Weatherized Non-Condensing Gas | 1430 | 262 |  | 01/20/2021 | 99665 | 204117031 | 06/02/2021
Rheem Sales Company, Inc. | Fujitsu | RGEA14036AJT06XAB | Federally-Regulated Consumer Product | Weatherized Non-Condensing Gas | 1430 | 262 | 262 | 01/20/2021 | 99665 | 204117029 | 06/02/2021
Rheem Sales Company, Inc. | Fujitsu | RGEA14024AJT06XAB | Federally-Regulated Consumer Product | Weatherized Non-Condensing Gas | 1127 | 249 | 249 | 01/20/2021 | 80320 | 204117021 | 06/02/2021
Rheem Sales Company, Inc. | Fujitsu | RGEA14030AJT061AB | Federally-Regulated Consumer Product | Weatherized Non-Condensing Gas | 1147 | 249 | 249 | 01/20/2021 | 79965 | 204117024 | 06/02/2021
Rheem Sales Company, Inc. | Fujitsu | RGEA14042AJT101AB | Federally-Regulated Consumer Product | Weatherized Non-Condensing Gas | 1494 | 265 |  | 01/20/2021 | 99609 | 204117036 | 06/02/2021
Rheem Sales Company, Inc. | Fujitsu | RGEA14042AJT08XAB | Federally-Regulated Consumer Product | Weatherized Non-Condensing Gas | 1494 | 265 |  | 01/20/2021 | 99609 | 204117035 | 06/02/2021
Rheem Sales Company, Inc. | Fujitsu | RGEA14036AJT081AB | Federally-Regulated Consumer Product | Weatherized Non-Condensing Gas | 1430 | 262 |  | 01/20/2021 | 99665 | 204117030 | 06/02/2021
Rheem Sales Company, Inc. | Fujitsu | RGEA14024AJT08XAB | Federally-Regulated Consumer Product | Weatherized Non-Condensing Gas | 1127 | 249 | 249 | 01/20/2021 | 80320 | 204117023 | 06/02/2021
Rheem Sales Company, Inc. | Fujitsu | RGEA14030AJT081AB | Federally-Regulated Consumer Product | Weatherized Non-Condensing Gas | 1147 | 249 | 249 | 01/20/2021 | 79965 | 204117026 | 06/02/2021
Johnson Controls, Inc. | YORK BY JOHNSON CONTROLS | J03ZE*10A1******** | Federally-Regulated Consumer Product | Weatherized Non-Condensing Gas | 1591 | 269 | 269.004 | 10/09/2019 |  |  | 06/02/2021
Johnson Controls, Inc. | YORK BY JOHNSON CONTROLS | J05ZE*10A1******** | Federally-Regulated Consumer Product | Weatherized Non-Condensing Gas | 2253 | 298 | 298.132 | 10/09/2019 |  |  | 06/02/2021
Johnson Controls, Inc. | YORK BY JOHNSON CONTROLS | J04ZE*07A1******** | Federally-Regulated Consumer Product | Weatherized Non-Condensing Gas | 2163 | 294 | 294.172 | 10/09/2019 |  |  | 06/02/2021
Rheem Sales Company, Inc. | Mainline | RGEA14036AJT061AB | Federally-Regulated Consumer Product | Weatherized Non-Condensing Gas | 1430 | 262 |  | 01/20/2021 | 99665 | 204117076 | 06/02/2021
Rheem Sales Company, Inc. | Mainline | RGEA14030AJT081AB | Federally-Regulated Consumer Product | Weatherized Non-Condensing Gas | 1147 | 249 |  | 01/20/2021 | 79965 | 204117074 | 06/02/2021
Rheem Sales Company, Inc. | Mainline | RGEA14036AJT06XAB | Federally-Regulated Consumer Product | Weatherized Non-Condensing Gas | 1430 | 262 |  | 01/20/2021 | 99665 | 204117077 | 06/02/2021
Rheem Sales Company, Inc. | Mainline | RGEA14030AJT08XAB | Federally-Regulated Consumer Product | Weatherized Non-Condensing Gas | 1147 | 249 |  | 01/20/2021 | 79965 | 204117075 | 06/02/2021
Rheem Sales Company, Inc. | Mainline | RGEA14036AJT08XAB | Federally-Regulated Consumer Product | Weatherized Non-Condensing Gas | 1430 | 262 |  | 01/20/2021 | 99665 | 204117079 | 06/02/2021
Rheem Sales Company, Inc. | Mainline | RGEA14036AJT10XAB | Federally-Regulated Consumer Product | Weatherized Non-Condensing Gas | 1430 | 262 |  | 01/20/2021 | 99665 | 204117081 | 06/02/2021
Rheem Sales Company, Inc. | Mainline | RGEA14036AJT081AB | Federally-Regulated Consumer Product | Weatherized Non-Condensing Gas | 1430 | 262 |  | 01/20/2021 | 99665 | 204117078 | 06/02/2021
Rheem Sales Company, Inc. | Mainline | RGEA14042AJT10XAB | Federally-Regulated Consumer Product | Weatherized Non-Condensing Gas | 1494 | 265 |  | 01/20/2021 | 99609 | 204117085 | 06/02/2021
Rheem Sales Company, Inc. | Mainline | RGEA14024AJT06XAB | Federally-Regulated Consumer Product | Weatherized Non-Condensing Gas | 1127 | 249 |  | 01/20/2021 | 80320 | 204117069 | 06/02/2021
Rheem Sales Company, Inc. | Mainline | RGEA14042AJT08XAB | Federally-Regulated Consumer Product | Weatherized Non-Condensing Gas | 1494 | 265 |  | 01/20/2021 | 99609 | 204117083 | 06/02/2021
Rheem Sales Company, Inc. | Mainline | RGEA14024AJT081AB | Federally-Regulated Consumer Product | Weatherized Non-Condensing Gas | 1127 | 249 |  | 01/20/2021 | 80320 | 204117070 | 06/02/2021
Rheem Sales Company, Inc. | Mainline | RGEA14036AJT101AB | Federally-Regulated Consumer Product | Weatherized Non-Condensing Gas | 1430 | 262 |  | 01/20/2021 | 99665 | 204117080 | 06/02/2021
Rheem Sales Company, Inc. | Mainline | RGEA14042AJT101AB | Federally-Regulated Consumer Product | Weatherized Non-Condensing Gas | 1494 | 265 |  | 01/20/2021 | 99609 | 204117084 | 06/02/2021
Rheem Sales Company, Inc. | Mainline | RGEA14030AJT06XAB | Federally-Regulated Consumer Product | Weatherized Non-Condensing Gas | 1147 | 249 |  | 01/20/2021 | 79965 | 204117073 | 06/02/2021
Rheem Sales Company, Inc. | Mainline | RGEA14024AJT08XAB | Federally-Regulated Consumer Product | Weatherized Non-Condensing Gas | 1127 | 249 |  | 01/20/2021 | 80320 | 204117071 | 06/02/2021
Rheem Sales Company, Inc. | Mainline | RGEA14030AJT061AB | Federally-Regulated Consumer Product | Weatherized Non-Condensing Gas | 1147 | 249 |  | 01/20/2021 | 79965 | 204117072 | 06/02/2021
Rheem Sales Company, Inc. | Mainline | RGEA14042AJT081AB | Federally-Regulated Consumer Product | Weatherized Non-Condensing Gas | 1494 | 265 |  | 01/20/2021 | 99609 | 204117082 | 06/02/2021
Rheem Sales Company, Inc. | Mainline | RGEA14024AJT061AB | Federally-Regulated Consumer Product | Weatherized Non-Condensing Gas | 1127 | 249 |  | 01/20/2021 | 80320 | 204117068 | 06/02/2021
Rheem Sales Company, Inc. | Weatherking | RGEA14030AJT081AB | Federally-Regulated Consumer Product | Weatherized Non-Condensing Gas | 1147 | 249 |  | 01/20/2021 | 79965 | 203404444 | 06/02/2021
Rheem Sales Company, Inc. | Weatherking | RGEA14042AJT10XAB | Federally-Regulated Consumer Product | Weatherized Non-Condensing Gas | 1494 | 265 |  | 01/20/2021 | 99609 | 203404484 | 06/02/2021
Rheem Sales Company, Inc. | Weatherking | RGEA14024AJT06XAB | Federally-Regulated Consumer Product | Weatherized Non-Condensing Gas | 1127 | 249 |  | 01/20/2021 | 80320 | 203404424 | 06/02/2021
Rheem Sales Company, Inc. | Weatherking | RGEA14030AJT06XAB | Federally-Regulated Consumer Product | Weatherized Non-Condensing Gas | 1147 | 249 |  | 01/20/2021 | 79965 | 203404440 | 06/02/2021
Rheem Sales Company, Inc. | Weatherking | RGEA14036AJT101AB | Federally-Regulated Consumer Product | Weatherized Non-Condensing Gas | 1430 | 262 |  | 01/20/2021 | 99665 | 203404468 | 06/02/2021
Rheem Sales Company, Inc. | Weatherking | RGEA14036AJT10XAB | Federally-Regulated Consumer Product | Weatherized Non-Condensing Gas | 1430 | 262 |  | 01/20/2021 | 99665 | 203404472 | 06/02/2021
Rheem Sales Company, Inc. | Weatherking | RGEA14042AJT101AB | Federally-Regulated Consumer Product | Weatherized Non-Condensing Gas | 1494 | 265 |  | 01/20/2021 | 99609 | 203404481 | 06/02/2021
Rheem Sales Company, Inc. | Weatherking | RGEA14030AJT061AB | Federally-Regulated Consumer Product | Weatherized Non-Condensing Gas | 1147 | 249 |  | 01/20/2021 | 79965 | 203404436 | 06/02/2021
Rheem Sales Company, Inc. | Weatherking | RGEA14036AJT081AB | Federally-Regulated Consumer Product | Weatherized Non-Condensing Gas | 1430 | 262 |  | 01/20/2021 | 99665 | 203404460 | 06/02/2021
Rheem Sales Company, Inc. | Weatherking | RGEA14030AJT08XAB | Federally-Regulated Consumer Product | Weatherized Non-Condensing Gas | 1147 | 249 |  | 01/20/2021 | 79965 | 203404448 | 06/02/2021
Rheem Sales Company, Inc. | Weatherking | RGEA14036AJT061AB | Federally-Regulated Consumer Product | Weatherized Non-Condensing Gas | 1430 | 262 |  | 01/20/2021 | 99665 | 203404452 | 06/02/2021
Rheem Sales Company, Inc. | Weatherking | RGEA14024AJT061AB | Federally-Regulated Consumer Product | Weatherized Non-Condensing Gas | 1127 | 249 |  | 01/20/2021 | 80320 | 203404420 | 06/02/2021
Rheem Sales Company, Inc. | Weatherking | RGEA14024AJT08XAB | Federally-Regulated Consumer Product | Weatherized Non-Condensing Gas | 1127 | 249 |  | 01/20/2021 | 80320 | 203404432 | 06/02/2021
Rheem Sales Company, Inc. | Weatherking | RGEA14042AJT081AB | Federally-Regulated Consumer Product | Weatherized Non-Condensing Gas | 1494 | 265 |  | 01/20/2021 | 99609 | 203404475 | 06/02/2021
Rheem Sales Company, Inc. | Weatherking | RGEA14036AJT08XAB | Federally-Regulated Consumer Product | Weatherized Non-Condensing Gas | 1430 | 262 |  | 01/20/2021 | 99665 | 203404464 | 06/02/2021
Rheem Sales Company, Inc. | Weatherking | RGEA14036AJT06XAB | Federally-Regulated Consumer Product | Weatherized Non-Condensing Gas | 1430 | 262 |  | 01/20/2021 | 99665 | 203404456 | 06/02/2021
Rheem Sales Company, Inc. | Weatherking | RGEA14024AJT081AB | Federally-Regulated Consumer Product | Weatherized Non-Condensing Gas | 1127 | 249 |  | 01/20/2021 | 80320 | 203404428 | 06/02/2021
Rheem Sales Company, Inc. | Weatherking | RGEA14042AJT08XAB | Federally-Regulated Consumer Product | Weatherized Non-Condensing Gas | 1494 | 265 |  | 01/20/2021 | 99609 | 203404478 | 06/02/2021
Rheem Sales Company, Inc. | Sure | RGEA14024AJT06XAB | Federally-Regulated Consumer Product | Weatherized Non-Condensing Gas | 1127 | 249 | 249 | 01/20/2021 | 80320 | 203404423 | 06/02/2021
Rheem Sales Company, Inc. | Sure | RGEA14036AJT101AB | Federally-Regulated Consumer Product | Weatherized Non-Condensing Gas | 1430 | 262 |  | 01/20/2021 | 99665 | 203404467 | 06/02/2021
Rheem Sales Company, Inc. | Sure | RGEA14030AJT08XAB | Federally-Regulated Consumer Product | Weatherized Non-Condensing Gas | 1147 | 249 | 249 | 01/20/2021 | 79965 | 203404447 | 06/02/2021
Rheem Sales Company, Inc. | Sure | RGEA14036AJT06XAB | Federally-Regulated Consumer Product | Weatherized Non-Condensing Gas | 1430 | 262 |  | 01/20/2021 | 99665 | 203404455 | 06/02/2021
Rheem Sales Company, Inc. | Sure | RGEA14036AJT081AB | Federally-Regulated Consumer Product | Weatherized Non-Condensing Gas | 1430 | 262 |  | 01/20/2021 | 99665 | 203404459 | 06/02/2021
Rheem Sales Company, Inc. | Sure | RGEA14024AJT061AB | Federally-Regulated Consumer Product | Weatherized Non-Condensing Gas | 1127 | 249 | 249 | 01/20/2021 | 80320 | 203404419 | 06/02/2021
Rheem Sales Company, Inc. | Sure | RGEA14036AJT10XAB | Federally-Regulated Consumer Product | Weatherized Non-Condensing Gas | 1430 | 262 |  | 01/20/2021 | 99665 | 203404471 | 06/02/2021
Rheem Sales Company, Inc. | Sure | RGEA14042AJT101AB | Federally-Regulated Consumer Product | Weatherized Non-Condensing Gas | 1494 | 265 |  | 01/20/2021 | 99609 | 203404480 | 06/02/2021
Rheem Sales Company, Inc. | Sure | RGEA14036AJT061AB | Federally-Regulated Consumer Product | Weatherized Non-Condensing Gas | 1430 | 262 | 262 | 01/20/2021 | 99665 | 203404451 | 06/02/2021
Rheem Sales Company, Inc. | Sure | RGEA14030AJT061AB | Federally-Regulated Consumer Product | Weatherized Non-Condensing Gas | 1147 | 249 | 249 | 01/20/2021 | 79965 | 203404435 | 06/02/2021
Rheem Sales Company, Inc. | Sure | RGEA14030AJT081AB | Federally-Regulated Consumer Product | Weatherized Non-Condensing Gas | 1147 | 249 | 249 | 01/20/2021 | 79965 | 203404443 | 06/02/2021
Rheem Sales Company, Inc. | Sure | RGEA14042AJT08XAB | Federally-Regulated Consumer Product | Weatherized Non-Condensing Gas | 1494 | 265 |  | 01/20/2021 | 99609 | 203404477 | 06/02/2021
Rheem Sales Company, Inc. | Sure | RGEA14042AJT10XAB | Federally-Regulated Consumer Product | Weatherized Non-Condensing Gas | 1494 | 265 | 265 | 01/20/2021 | 99609 | 203404483 | 06/02/2021
Rheem Sales Company, Inc. | Sure | RGEA14024AJT081AB | Federally-Regulated Consumer Product | Weatherized Non-Condensing Gas | 1127 | 249 | 249 | 01/20/2021 | 80320 | 203404427 | 06/02/2021
Rheem Sales Company, Inc. | Sure | RGEA14024AJT08XAB | Federally-Regulated Consumer Product | Weatherized Non-Condensing Gas | 1127 | 249 | 249 | 01/20/2021 | 80320 | 203404431 | 06/02/2021
Rheem Sales Company, Inc. | Sure | RGEA14030AJT06XAB | Federally-Regulated Consumer Product | Weatherized Non-Condensing Gas | 1147 | 249 | 249 | 01/20/2021 | 79965 | 203404439 | 06/02/2021
Rheem Sales Company, Inc. | Sure | RGEA14042AJT081AB | Federally-Regulated Consumer Product | Weatherized Non-Condensing Gas | 1494 | 265 |  | 01/20/2021 | 99609 | 203404474 | 06/02/2021
Rheem Sales Company, Inc. | Sure | RGEA14036AJT08XAB | Federally-Regulated Consumer Product | Weatherized Non-Condensing Gas | 1430 | 262 |  | 01/20/2021 | 99665 | 203404463 | 06/02/2021
Daikin Comfort Technologies Manufacturing, L.P. | Daikin | DRG0361DH******A* | Federally-Regulated Consumer Product | Weatherized Non-Condensing Gas | 2050 | 289 |  | 05/05/2021 | 86879 | 206319865 | 06/02/2021
Daikin Comfort Technologies Manufacturing, L.P. | Daikin | DRG0601DH******A* | Federally-Regulated Consumer Product | Weatherized Non-Condensing Gas | 2401 | 304 |  | 05/05/2021 | 105992 | 206319870 | 06/02/2021
Daikin Comfort Technologies Manufacturing, L.P. | Daikin | DRG0481DH******A* | Federally-Regulated Consumer Product | Weatherized Non-Condensing Gas | 1729 | 275 |  | 05/05/2021 | 104896 | 206319868 | 06/02/2021
Daikin Comfort Technologies Manufacturing, L.P. | Daikin | DRG0601DL******A* | Federally-Regulated Consumer Product | Weatherized Non-Condensing Gas | 2004 | 287 |  | 05/05/2021 | 53522 | 206319871 | 06/02/2021
Daikin Comfort Technologies Manufacturing, L.P. | Daikin | DRG0361DM******A* | Federally-Regulated Consumer Product | Weatherized Non-Condensing Gas | 1280 | 255 |  | 05/05/2021 | 52675 | 206319864 | 06/02/2021
Daikin Comfort Technologies Manufacturing, L.P. | Daikin | DRG0481DM******A* | Federally-Regulated Consumer Product | Weatherized Non-Condensing Gas | 1727 | 274 |  | 05/05/2021 | 85119 | 206319867 | 06/02/2021
Daikin Comfort Technologies Manufacturing, L.P. | Daikin | DRG0601DM******A* | Federally-Regulated Consumer Product | Weatherized Non-Condensing Gas | 2130 | 292 |  | 05/05/2021 | 86577 | 206319869 | 06/02/2021
Daikin Comfort Technologies Manufacturing, L.P. | Daikin | DRG0481DL******A* | Federally-Regulated Consumer Product | Weatherized Non-Condensing Gas | 2349 | 302 |  | 05/05/2021 | 52378 | 206319866 | 06/02/2021
Daikin Comfort Technologies Manufacturing, L.P. | Daikin | DRG0361DL******A* | Federally-Regulated Consumer Product | Weatherized Non-Condensing Gas | 1234 | 253 |  | 05/05/2021 | 34313 | 206319863 | 06/02/2021
Rheem Sales Company, Inc. | Thermal Zone | TZGE-542JL100F | Federally-Regulated Consumer Product | Weatherized Non-Condensing Gas | 1375 | 260 |  | 01/20/2021 | 101119 | 205785494 | 06/02/2021
Rheem Sales Company, Inc. | Ruud | RGEA14036AJT061AB | Federally-Regulated Consumer Product | Weatherized Non-Condensing Gas | 1430 | 262 | 262 | 01/20/2021 | 99665 | 203404450 | 06/02/2021
Rheem Sales Company, Inc. | Ruud | RGEA14030AJT061AB | Federally-Regulated Consumer Product | Weatherized Non-Condensing Gas | 1147 | 249 | 249 | 01/20/2021 | 79965 | 203404434 | 06/02/2021
Rheem Sales Company, Inc. | Ruud | RGEA14042AJT081AB | Federally-Regulated Consumer Product | Weatherized Non-Condensing Gas | 1494 | 265 |  | 01/20/2021 | 99609 | 203404473 | 06/02/2021
Rheem Sales Company, Inc. | Ruud | RGEA14036AJT06XAB | Federally-Regulated Consumer Product | Weatherized Non-Condensing Gas | 1430 | 262 | 262 | 01/20/2021 | 99665 | 203404454 | 06/02/2021
Rheem Sales Company, Inc. | Ruud | RGEA14036AJT101AB | Federally-Regulated Consumer Product | Weatherized Non-Condensing Gas | 1430 | 262 |  | 01/20/2021 | 99665 | 203404466 | 06/02/2021
Rheem Sales Company, Inc. | Ruud | RGEA14030AJT08XAB | Federally-Regulated Consumer Product | Weatherized Non-Condensing Gas | 1147 | 249 | 249 | 01/20/2021 | 79965 | 203404446 | 06/02/2021
Rheem Sales Company, Inc. | Ruud | RGEA14036AJT10XAB | Federally-Regulated Consumer Product | Weatherized Non-Condensing Gas | 1430 | 262 |  | 01/20/2021 | 99665 | 203404470 | 06/02/2021
Rheem Sales Company, Inc. | Ruud | RGEA14042AJT101AB | Federally-Regulated Consumer Product | Weatherized Non-Condensing Gas | 1494 | 265 |  | 01/20/2021 | 99609 | 203404479 | 06/02/2021
Rheem Sales Company, Inc. | Ruud | RGEA14024AJT061AB | Federally-Regulated Consumer Product | Weatherized Non-Condensing Gas | 1127 | 249 | 249 | 01/20/2021 | 80320 | 203404418 | 06/02/2021
Rheem Sales Company, Inc. | Ruud | RGEA14024AJT081AB | Federally-Regulated Consumer Product | Weatherized Non-Condensing Gas | 1127 | 249 | 249 | 01/20/2021 | 80320 | 203404426 | 06/02/2021
Rheem Sales Company, Inc. | Ruud | RGEA14042AJT08XAB | Federally-Regulated Consumer Product | Weatherized Non-Condensing Gas | 1494 | 265 |  | 01/20/2021 | 99609 | 203404476 | 06/02/2021
Rheem Sales Company, Inc. | Ruud | RGEA14024AJT06XAB | Federally-Regulated Consumer Product | Weatherized Non-Condensing Gas | 1127 | 249 | 249 | 01/20/2021 | 80320 | 203404422 | 06/02/2021
Rheem Sales Company, Inc. | Ruud | RGEA14024AJT08XAB | Federally-Regulated Consumer Product | Weatherized Non-Condensing Gas | 1127 | 249 | 249 | 01/20/2021 | 80320 | 203404430 | 06/02/2021
Rheem Sales Company, Inc. | Ruud | RGEA14030AJT06XAB | Federally-Regulated Consumer Product | Weatherized Non-Condensing Gas | 1147 | 249 | 249 | 01/20/2021 | 79965 | 203404438 | 06/02/2021
Rheem Sales Company, Inc. | Ruud | RGEA14030AJT081AB | Federally-Regulated Consumer Product | Weatherized Non-Condensing Gas | 1147 | 249 | 249 | 01/20/2021 | 79965 | 203404442 | 06/02/2021
Rheem Sales Company, Inc. | Ruud | RGEA14042AJT10XAB | Federally-Regulated Consumer Product | Weatherized Non-Condensing Gas | 1494 | 265 |  | 01/20/2021 | 99609 | 203404482 | 06/02/2021
Rheem Sales Company, Inc. | Ruud | RGEA14036AJT081AB | Federally-Regulated Consumer Product | Weatherized Non-Condensing Gas | 1430 | 262 |  | 01/20/2021 | 99665 | 203404458 | 06/02/2021
Rheem Sales Company, Inc. | Ruud | RGEA14036AJT08XAB | Federally-Regulated Consumer Product | Weatherized Non-Condensing Gas | 1430 | 262 |  | 01/20/2021 | 99665 | 203404462 | 06/02/2021
Johnson Controls, Inc. | CHAMPION HEATING AND COOLING | ZD-04*07A1******** | Federally-Regulated Consumer Product | Weatherized Non-Condensing Gas | 2163 | 294 |  | 06/02/2021 | 75000 | 203975761 | 06/02/2021
Johnson Controls, Inc. | CHAMPION HEATING AND COOLING | Z-03*10A1******** | Federally-Regulated Consumer Product | Weatherized Non-Condensing Gas | 1591 | 269 |  | 06/02/2021 | 100000 | 203975760 | 06/02/2021
Johnson Controls, Inc. | CHAMPION HEATING AND COOLING | ZD-05*10A1******** | Federally-Regulated Consumer Product | Weatherized Non-Condensing Gas | 2253 | 298 |  | 06/02/2021 | 100000 | 203975763 | 06/02/2021
Johnson Controls, Inc. | CHAMPION HEATING AND COOLING | ZD-03*10A1******** | Federally-Regulated Consumer Product | Weatherized Non-Condensing Gas | 1591 | 269 |  | 06/02/2021 | 100000 | 204917569 | 06/02/2021
Johnson Controls, Inc. | YORK BY JOHNSON CONTROLS | J03ZE*10A1******** | Federally-Regulated Consumer Product | Weatherized Non-Condensing Gas | 1591 | 269 |  | 06/02/2021 | 100000 | 203975792 | 06/02/2021
Johnson Controls, Inc. | YORK BY JOHNSON CONTROLS | J05ZE*10A1******** | Federally-Regulated Consumer Product | Weatherized Non-Condensing Gas | 2253 | 298 |  | 06/02/2021 | 100000 | 203975795 | 06/02/2021
Johnson Controls, Inc. | YORK BY JOHNSON CONTROLS | J04ZE*07A1******** | Federally-Regulated Consumer Product | Weatherized Non-Condensing Gas | 2163 | 294 |  | 06/02/2021 | 75000 | 203975793 | 06/02/2021
Daikin Comfort Technologies Manufacturing, L.P. | Daikin | DRG0361DH******A* | Federally-Regulated Consumer Product | Weatherized Non-Condensing Gas | 2050 | 289 |  | 06/02/2021 | 86879 | 206319865 | 06/02/2021
Daikin Comfort Technologies Manufacturing, L.P. | Daikin | DRG0601DH******A* | Federally-Regulated Consumer Product | Weatherized Non-Condensing Gas | 2401 | 304 |  | 06/02/2021 | 105992 | 206319870 | 06/02/2021
Daikin Comfort Technologies Manufacturing, L.P. | Daikin | DRG0481DH******A* | Federally-Regulated Consumer Product | Weatherized Non-Condensing Gas | 1729 | 275 |  | 06/02/2021 | 104896 | 206319868 | 06/02/2021
Daikin Comfort Technologies Manufacturing, L.P. | Daikin | DRG0601DL******A* | Federally-Regulated Consumer Product | Weatherized Non-Condensing Gas | 2004 | 287 |  | 06/02/2021 | 53522 | 206319871 | 06/02/2021
Daikin Comfort Technologies Manufacturing, L.P. | Daikin | DRG0361DM******A* | Federally-Regulated Consumer Product | Weatherized Non-Condensing Gas | 1280 | 255 |  | 06/02/2021 | 52675 | 206319864 | 06/02/2021
Daikin Comfort Technologies Manufacturing, L.P. | Daikin | DRG0481DM******A* | Federally-Regulated Consumer Product | Weatherized Non-Condensing Gas | 1727 | 274 |  | 06/02/2021 | 85119 | 206319867 | 06/02/2021
Daikin Comfort Technologies Manufacturing, L.P. | Daikin | DRG0601DM******A* | Federally-Regulated Consumer Product | Weatherized Non-Condensing Gas | 2130 | 292 |  | 06/02/2021 | 86577 | 206319869 | 06/02/2021
Daikin Comfort Technologies Manufacturing, L.P. | Daikin | DRG0481DL******A* | Federally-Regulated Consumer Product | Weatherized Non-Condensing Gas | 2349 | 302 |  | 06/02/2021 | 52378 | 206319866 | 06/02/2021
Daikin Comfort Technologies Manufacturing, L.P. | Daikin | DRG0361DL******A* | Federally-Regulated Consumer Product | Weatherized Non-Condensing Gas | 1234 | 253 |  | 06/02/2021 | 34313 | 206319863 | 06/02/2021
Johnson Controls, Inc. | COLEMAN BY JOHNSON CONTROLS | PHG4B601252X1 | Federally-Regulated Consumer Product | Weatherized Non-Condensing Gas | 2207 | 290 |  | 05/26/2021 | 124280 | 8550679 | 07/31/2021
Johnson Controls, Inc. | COLEMAN BY JOHNSON CONTROLS | PCG4A420752X1 | Federally-Regulated Consumer Product | Weatherized Non-Condensing Gas | 2042 | 283 | 288.848 | 10/09/2019 |  |  | 07/31/2021
Johnson Controls, Inc. | COLEMAN BY JOHNSON CONTROLS | PCG4B601002X2 | Federally-Regulated Consumer Product | Weatherized Non-Condensing Gas | 2123 | 287 |  | 11/18/2020 | 99980 | 203041727 | 07/31/2021
Johnson Controls, Inc. | COLEMAN BY JOHNSON CONTROLS | PCG4B601002X1 | Federally-Regulated Consumer Product | Weatherized Non-Condensing Gas | 2123 | 287 |  | 11/18/2020 | 99980 | 8064282 | 07/31/2021
Johnson Controls, Inc. | COLEMAN BY JOHNSON CONTROLS | PHG4A300752X4 | Federally-Regulated Consumer Product | Weatherized Non-Condensing Gas | 1302 | 255 |  | 11/18/2020 | 75169 | 206338237 | 07/31/2021
Johnson Controls, Inc. | COLEMAN BY JOHNSON CONTROLS | PHG4B421002X4 | Federally-Regulated Consumer Product | Weatherized Non-Condensing Gas | 1997 | 285 |  | 11/18/2020 | 99925 | 206338258 | 07/31/2021
Johnson Controls, Inc. | COLEMAN BY JOHNSON CONTROLS | PCG4A300502X4 | Federally-Regulated Consumer Product | Weatherized Non-Condensing Gas | 1205 | 251 |  | 09/30/2020 | 50202 | 206077381 | 07/31/2021
Johnson Controls, Inc. | COLEMAN BY JOHNSON CONTROLS | PHG4A300752X1 | Federally-Regulated Consumer Product | Weatherized Non-Condensing Gas | 1414 | 256 |  | 05/26/2021 | 75125 | 8550669 | 07/31/2021
Johnson Controls, Inc. | COLEMAN BY JOHNSON CONTROLS | PCG4A421002X1 | Federally-Regulated Consumer Product | Weatherized Non-Condensing Gas | 1782 | 272 | 277.408 | 10/09/2019 |  |  | 07/31/2021
Johnson Controls, Inc. | COLEMAN BY JOHNSON CONTROLS | PHG4A240752X4 | Federally-Regulated Consumer Product | Weatherized Non-Condensing Gas | 1298 | 255 |  | 11/18/2020 | 75357 | 206338230 | 07/31/2021
Johnson Controls, Inc. | COLEMAN BY JOHNSON CONTROLS | PCG4A421002X4 | Federally-Regulated Consumer Product | Weatherized Non-Condensing Gas | 1571 | 267 |  | 09/30/2020 | 100288 | 206077440 | 07/31/2021
Johnson Controls, Inc. | COLEMAN BY JOHNSON CONTROLS | PHG4B421002X1 | Federally-Regulated Consumer Product | Weatherized Non-Condensing Gas | 1683 | 268 |  | 05/26/2021 | 100422 | 8550673 | 07/31/2021
Johnson Controls, Inc. | COLEMAN BY JOHNSON CONTROLS | PCG4B601252X1 | Federally-Regulated Consumer Product | Weatherized Non-Condensing Gas | 2207 | 290 |  | 11/18/2020 | 124280 | 8064283 | 07/31/2021
Johnson Controls, Inc. | COLEMAN BY JOHNSON CONTROLS | PHG4B361002X4 | Federally-Regulated Consumer Product | Weatherized Non-Condensing Gas | 1901 | 281 |  | 11/18/2020 | 99745 | 206338244 | 07/31/2021
Johnson Controls, Inc. | COLEMAN BY JOHNSON CONTROLS | PHG4B481002X1 | Federally-Regulated Consumer Product | Weatherized Non-Condensing Gas | 2010 | 282 |  | 05/26/2021 | 100104 | 8550675 | 07/31/2021
Johnson Controls, Inc. | COLEMAN BY JOHNSON CONTROLS | PHG4B481002X4 | Federally-Regulated Consumer Product | Weatherized Non-Condensing Gas | 2047 | 288 |  | 11/18/2020 | 100433 | 206338265 | 07/31/2021
Johnson Controls, Inc. | COLEMAN BY JOHNSON CONTROLS | PCG4A240502X4 | Federally-Regulated Consumer Product | Weatherized Non-Condensing Gas | 968 | 240 |  | 09/30/2020 | 50146 | 206077360 | 07/31/2021
Johnson Controls, Inc. | COLEMAN BY JOHNSON CONTROLS | PCG4A420752X4 | Federally-Regulated Consumer Product | Weatherized Non-Condensing Gas | 1566 | 267 |  | 09/30/2020 | 74995 | 206077430 | 07/31/2021
Johnson Controls, Inc. | COLEMAN BY JOHNSON CONTROLS | PCG4B480652X2 | Federally-Regulated Consumer Product | Weatherized Non-Condensing Gas | 1977 | 280 |  | 11/18/2020 | 65054 | 203041720 | 07/31/2021
Rheem Sales Company, Inc. | Rheem | RGEA14036AJT061AB | Federally-Regulated Consumer Product | Weatherized Non-Condensing Gas | 1430 | 262 | 262 | 01/20/2021 | 99665 | 203404449 | 07/31/2021
Rheem Sales Company, Inc. | Rheem | RGEA14036AJT08XAB | Federally-Regulated Consumer Product | Weatherized Non-Condensing Gas | 1430 | 262 |  | 01/20/2021 | 99665 | 203404461 | 07/31/2021
Rheem Sales Company, Inc. | Rheem | RGEA14036AJT081AB | Federally-Regulated Consumer Product | Weatherized Non-Condensing Gas | 1430 | 262 |  | 01/20/2021 | 99665 | 203404457 | 07/31/2021
Rheem Sales Company, Inc. | Rheem | RGEA14042AJT08XAB | Federally-Regulated Consumer Product | Weatherized Non-Condensing Gas | 1494 | 265 |  | 01/20/2021 | 99609 | 203404656 | 07/31/2021
Rheem Sales Company, Inc. | Rheem | RGEA14042AJT101AB | Federally-Regulated Consumer Product | Weatherized Non-Condensing Gas | 1494 | 265 |  | 01/20/2021 | 99609 | 203404657 | 07/31/2021
Rheem Sales Company, Inc. | Rheem | RGEA14042AJT081AB | Federally-Regulated Consumer Product | Weatherized Non-Condensing Gas | 1494 | 265 |  | 01/20/2021 | 99609 | 203404655 | 07/31/2021
Rheem Sales Company, Inc. | Rheem | RGEA14024AJT081AB | Federally-Regulated Consumer Product | Weatherized Non-Condensing Gas | 1127 | 249 | 249 | 01/20/2021 | 80320 | 203404425 | 07/31/2021
Rheem Sales Company, Inc. | Rheem | RGEA14024AJT08XAB | Federally-Regulated Consumer Product | Weatherized Non-Condensing Gas | 1127 | 249 | 249 | 01/20/2021 | 80320 | 203404429 | 07/31/2021
Rheem Sales Company, Inc. | Rheem | RGEA14030AJT06XAB | Federally-Regulated Consumer Product | Weatherized Non-Condensing Gas | 1147 | 249 | 249 | 01/20/2021 | 79965 | 203404437 | 07/31/2021
Rheem Sales Company, Inc. | Rheem | RGEA14036AJT10XAB | Federally-Regulated Consumer Product | Weatherized Non-Condensing Gas | 1430 | 262 |  | 01/20/2021 | 99665 | 203404469 | 07/31/2021
Rheem Sales Company, Inc. | Rheem | RGEA14024AJT06XAB | Federally-Regulated Consumer Product | Weatherized Non-Condensing Gas | 1127 | 249 | 249 | 01/20/2021 | 80320 | 203404421 | 07/31/2021
Rheem Sales Company, Inc. | Rheem | RGEA14030AJT061AB | Federally-Regulated Consumer Product | Weatherized Non-Condensing Gas | 1147 | 249 | 249 | 01/20/2021 | 79965 | 203404433 | 07/31/2021
Rheem Sales Company, Inc. | Rheem | RGEA14036AJT101AB | Federally-Regulated Consumer Product | Weatherized Non-Condensing Gas | 1430 | 262 |  | 01/20/2021 | 99665 | 203404465 | 07/31/2021
Rheem Sales Company, Inc. | Rheem | RGEA14042AJT10XAB | Federally-Regulated Consumer Product | Weatherized Non-Condensing Gas | 1494 | 265 |  | 01/20/2021 | 99609 | 203404658 | 07/31/2021
Rheem Sales Company, Inc. | Rheem | RGEA14036AJT06XAB | Federally-Regulated Consumer Product | Weatherized Non-Condensing Gas | 1430 | 262 | 262 | 01/20/2021 | 99665 | 203404453 | 07/31/2021
Rheem Sales Company, Inc. | Rheem | RGEA14024AJT061AB | Federally-Regulated Consumer Product | Weatherized Non-Condensing Gas | 1127 | 249 | 249 | 01/20/2021 | 80320 | 203404417 | 07/31/2021
Rheem Sales Company, Inc. | Rheem | RGEA14030AJT08XAB | Federally-Regulated Consumer Product | Weatherized Non-Condensing Gas | 1147 | 249 | 249 | 01/20/2021 | 79965 | 203404445 | 07/31/2021
Nordyne, LLC | Maytag | MGC2SD108*T45D1 | Federally-Regulated Consumer Product | Non-Weatherized, Condensing Ga | 2046 | 272 | 285.024 | 07/22/2020 | 107992 | 205281358 | 07/31/2021
Nordyne, LLC | Maytag | MGC2SC038*T23A1 | Federally-Regulated Consumer Product | Non-Weatherized, Condensing Ga | 1252 | 250 | 250.088 | 07/22/2020 | 37844 | 205078750 | 07/31/2021
Nordyne, LLC | Maytag | MGC2SD072*T35C* | Federally-Regulated Consumer Product | Non-Weatherized, Condensing Ga | 1826 | 275 | 275.344 | 07/22/2020 | 72142 | 205282674 | 07/31/2021
Nordyne, LLC | Maytag | MGC2SD120*T45D1 | Federally-Regulated Consumer Product | Non-Weatherized, Condensing Ga | 1860 | 277 |  | 09/16/2020 | 113408 | 206192531 | 07/31/2021
Nordyne, LLC | Maytag | MGC2SD054*T24B1 | Federally-Regulated Consumer Product | Non-Weatherized, Condensing Ga | 1478 | 260 | 260.032 | 07/22/2020 | 54229 | 205147081 | 07/31/2021
Nordyne, LLC | Maytag | MGC2SC120*T45D* | Federally-Regulated Consumer Product | Non-Weatherized, Condensing Ga | 2047 | 272 | 285.068 | 07/22/2020 | 120160 | 205147067 | 07/31/2021
Nordyne, LLC | Maytag | MGC2SC108*T45D* | Federally-Regulated Consumer Product | Non-Weatherized, Condensing Ga | 1956 | 281 | 281.064 | 07/22/2020 | 107378 | 205234649 | 07/31/2021
Nordyne, LLC | Nutone | KG7SD-054*-T24B1 | Federally-Regulated Consumer Product | Non-Weatherized, Condensing Ga | 1478 | 260 | 260.032 | 07/22/2020 | 54229 | 205147087 | 07/31/2021
Nordyne, LLC | Nutone | FG7SD-108*-T45D1 | Federally-Regulated Consumer Product | Non-Weatherized, Condensing Ga | 2046 | 272 | 285.024 | 07/22/2020 | 107992 | 205281361 | 07/31/2021
Nordyne, LLC | Nutone | FG7SC-108*-T45D* | Federally-Regulated Consumer Product | Non-Weatherized, Condensing Ga | 1956 | 281 | 281.064 | 07/22/2020 | 107378 | 205234652 | 07/31/2021
Nordyne, LLC | Nutone | KG7SD-072*-T35C* | Federally-Regulated Consumer Product | Non-Weatherized, Condensing Ga | 1826 | 275 | 275.344 | 07/22/2020 | 72142 | 205282680 | 07/31/2021
Nordyne, LLC | Nutone | FG7SD-120*-T45D1 | Federally-Regulated Consumer Product | Non-Weatherized, Condensing Ga | 1860 | 277 |  | 09/16/2020 | 113408 | 206192534 | 07/31/2021
Nordyne, LLC | Nutone | KG7SC-120*-T45D* | Federally-Regulated Consumer Product | Non-Weatherized, Condensing Ga | 2047 | 272 | 285.068 | 07/22/2020 | 120160 | 205147073 | 07/31/2021
Nordyne, LLC | Nutone | FG7SC-038*-T23A1 | Federally-Regulated Consumer Product | Non-Weatherized, Condensing Ga | 1252 | 250 | 250.088 | 07/22/2020 | 37844 | 205078755 | 07/31/2021
Nordyne, LLC | Nutone | KG7SD-120*-T45D1 | Federally-Regulated Consumer Product | Non-Weatherized, Condensing Ga | 1860 | 277 |  | 09/16/2020 | 113408 | 206192537 | 07/31/2021
Nordyne, LLC | Nutone | FG7SD-072*-T35C* | Federally-Regulated Consumer Product | Non-Weatherized, Condensing Ga | 1826 | 275 | 275.344 | 07/22/2020 | 72142 | 205282677 | 07/31/2021
Nordyne, LLC | Nutone | KG7SD-108*-T45D1 | Federally-Regulated Consumer Product | Non-Weatherized, Condensing Ga | 2046 | 272 | 285.024 | 07/22/2020 | 107992 | 205281364 | 07/31/2021
Nordyne, LLC | Nutone | FG7SD-054*-T24B1 | Federally-Regulated Consumer Product | Non-Weatherized, Condensing Ga | 1478 | 260 | 260.032 | 07/22/2020 | 54229 | 205147084 | 07/31/2021
Nordyne, LLC | Nutone | KG7SC-038*-T23A1 | Federally-Regulated Consumer Product | Non-Weatherized, Condensing Ga | 1252 | 250 | 250.088 | 07/22/2020 | 37844 | 205078761 | 07/31/2021
Nordyne, LLC | Nutone | FG7SC-120*-T45D* | Federally-Regulated Consumer Product | Non-Weatherized, Condensing Ga | 2047 | 272 | 285.068 | 07/22/2020 | 120160 | 205147070 | 07/31/2021
Nordyne, LLC | Nutone | KG7SC-108*-T45D* | Federally-Regulated Consumer Product | Non-Weatherized, Condensing Ga | 1956 | 281 | 281.064 | 07/22/2020 | 107378 | 205234655 | 07/31/2021
Nordyne, LLC | Frigidaire | FG7SD-054*-T24B1 | Federally-Regulated Consumer Product | Non-Weatherized, Condensing Ga | 1478 | 260 | 260.032 | 07/22/2020 | 54229 | 205147083 | 07/31/2021
Nordyne, LLC | Frigidaire | FG7SC-120*-T45D* | Federally-Regulated Consumer Product | Non-Weatherized, Condensing Ga | 2047 | 272 | 285.068 | 07/22/2020 | 120160 | 205147069 | 07/31/2021
Nordyne, LLC | Frigidaire | FG7SD-072*-T35C* | Federally-Regulated Consumer Product | Non-Weatherized, Condensing Ga | 1826 | 275 | 275.344 | 07/22/2020 | 72142 | 205282676 | 07/31/2021
Nordyne, LLC | Frigidaire | FG7SC-108*-T45D* | Federally-Regulated Consumer Product | Non-Weatherized, Condensing Ga | 1956 | 281 | 281.064 | 07/22/2020 | 107378 | 205234651 | 07/31/2021
Nordyne, LLC | Frigidaire | FG7SC-038*-T23A1 | Federally-Regulated Consumer Product | Non-Weatherized, Condensing Ga | 1252 | 250 | 250.088 | 07/22/2020 | 37844 | 205078754 | 07/31/2021
Nordyne, LLC | Frigidaire | FG7SD-120*-T45D1 | Federally-Regulated Consumer Product | Non-Weatherized, Condensing Ga | 1860 | 277 | 277 | 09/16/2020 | 113408 | 206192533 | 07/31/2021
Nordyne, LLC | Frigidaire | FG7SD-108*-T45D1 | Federally-Regulated Consumer Product | Non-Weatherized, Condensing Ga | 2046 | 272 | 285.024 | 07/22/2020 | 107992 | 205281360 | 07/31/2021
Johnson Controls, Inc. | YORK BY JOHNSON CONTROLS | PHG4B481002X4 | Federally-Regulated Consumer Product | Weatherized Non-Condensing Gas | 2047 | 288 |  | 11/18/2020 | 100433 | 206338264 | 07/31/2021
Johnson Controls, Inc. | YORK BY JOHNSON CONTROLS | PCG4A421002X1 | Federally-Regulated Consumer Product | Weatherized Non-Condensing Gas | 1782 | 272 | 277.408 | 10/09/2019 |  |  | 07/31/2021
Johnson Controls, Inc. | YORK BY JOHNSON CONTROLS | PHG4B361002X1 | Federally-Regulated Consumer Product | Weatherized Non-Condensing Gas | 1641 | 266 |  | 05/26/2021 | 100322 | 8550657 | 07/31/2021
Johnson Controls, Inc. | YORK BY JOHNSON CONTROLS | PHG4B361002X4 | Federally-Regulated Consumer Product | Weatherized Non-Condensing Gas | 1901 | 281 |  | 11/18/2020 | 99745 | 206338243 | 07/31/2021
Johnson Controls, Inc. | YORK BY JOHNSON CONTROLS | PCG4A421002X4 | Federally-Regulated Consumer Product | Weatherized Non-Condensing Gas | 1571 | 267 |  | 09/30/2020 | 100288 | 206077439 | 07/31/2021
Johnson Controls, Inc. | YORK BY JOHNSON CONTROLS | PCG4A360502X3 | Federally-Regulated Consumer Product | Weatherized Non-Condensing Gas | 1263 | 249 |  | 11/18/2020 | 49892 | 205281282 | 07/31/2021
Johnson Controls, Inc. | YORK BY JOHNSON CONTROLS | PCG4A240502X2 | Federally-Regulated Consumer Product | Weatherized Non-Condensing Gas | 1118 | 243 |  | 11/18/2020 | 50782 | 202345982 | 07/31/2021
Johnson Controls, Inc. | YORK BY JOHNSON CONTROLS | PHG4B421002X1 | Federally-Regulated Consumer Product | Weatherized Non-Condensing Gas | 1683 | 268 |  | 05/26/2021 | 100422 | 8550659 | 07/31/2021
Johnson Controls, Inc. | YORK BY JOHNSON CONTROLS | PHG4A240752X4 | Federally-Regulated Consumer Product | Weatherized Non-Condensing Gas | 1298 | 255 |  | 11/18/2020 | 75357 | 206338229 | 07/31/2021
Johnson Controls, Inc. | YORK BY JOHNSON CONTROLS | PCG4A421002X3 | Federally-Regulated Consumer Product | Weatherized Non-Condensing Gas | 1782 | 272 |  | 11/18/2020 | 99514 | 205281269 | 07/31/2021
Johnson Controls, Inc. | YORK BY JOHNSON CONTROLS | PCG4A420752X1 | Federally-Regulated Consumer Product | Weatherized Non-Condensing Gas | 2042 | 283 | 288.848 | 10/09/2019 |  |  | 07/31/2021
Johnson Controls, Inc. | YORK BY JOHNSON CONTROLS | PHG4B421002X4 | Federally-Regulated Consumer Product | Weatherized Non-Condensing Gas | 1997 | 285 |  | 11/18/2020 | 99925 | 206338257 | 07/31/2021
Johnson Controls, Inc. | YORK BY JOHNSON CONTROLS | PCG4B480652X2 | Federally-Regulated Consumer Product | Weatherized Non-Condensing Gas | 1977 | 280 |  | 11/18/2020 | 65054 | 203041711 | 07/31/2021
Johnson Controls, Inc. | YORK BY JOHNSON CONTROLS | PHG4B481252X4 | Federally-Regulated Consumer Product | Weatherized Non-Condensing Gas | 2364 | 302 |  | 11/18/2020 | 125135 | 206338271 | 07/31/2021
Johnson Controls, Inc. | YORK BY JOHNSON CONTROLS | PHG4A300752X1 | Federally-Regulated Consumer Product | Weatherized Non-Condensing Gas | 1414 | 256 |  | 05/26/2021 | 75125 | 8550655 | 07/31/2021
Johnson Controls, Inc. | YORK BY JOHNSON CONTROLS | PCG4B601002X2 | Federally-Regulated Consumer Product | Weatherized Non-Condensing Gas | 2123 | 287 |  | 11/18/2020 | 99980 | 203041718 | 07/31/2021
Johnson Controls, Inc. | YORK BY JOHNSON CONTROLS | PHG4B601252X1 | Federally-Regulated Consumer Product | Weatherized Non-Condensing Gas | 2207 | 290 |  | 05/26/2021 | 124280 | 8550665 | 07/31/2021
Johnson Controls, Inc. | YORK BY JOHNSON CONTROLS | PHG4B601252X4 | Federally-Regulated Consumer Product | Weatherized Non-Condensing Gas | 2456 | 306 |  | 11/18/2020 | 124726 | 206338278 | 07/31/2021
Johnson Controls, Inc. | YORK BY JOHNSON CONTROLS | PCG4A420752X4 | Federally-Regulated Consumer Product | Weatherized Non-Condensing Gas | 1566 | 267 |  | 09/30/2020 | 74995 | 206077429 | 07/31/2021
Johnson Controls, Inc. | YORK BY JOHNSON CONTROLS | PHG4A300752X4 | Federally-Regulated Consumer Product | Weatherized Non-Condensing Gas | 1302 | 255 |  | 11/18/2020 | 75169 | 206338236 | 07/31/2021
Johnson Controls, Inc. | YORK BY JOHNSON CONTROLS | PCG4B601252X1 | Federally-Regulated Consumer Product | Weatherized Non-Condensing Gas | 2207 | 290 |  | 11/18/2020 | 124280 | 8064264 | 07/31/2021
Johnson Controls, Inc. | YORK BY JOHNSON CONTROLS | PCG4A300502X3 | Federally-Regulated Consumer Product | Weatherized Non-Condensing Gas | 1130 | 244 |  | 11/18/2020 | 49570 | 205281280 | 07/31/2021
Johnson Controls, Inc. | YORK BY JOHNSON CONTROLS | PCG4B601002X1 | Federally-Regulated Consumer Product | Weatherized Non-Condensing Gas | 2123 | 287 |  | 11/18/2020 | 99980 | 8064263 | 07/31/2021
Johnson Controls, Inc. | YORK BY JOHNSON CONTROLS | PHG4A240752X1 | Federally-Regulated Consumer Product | Weatherized Non-Condensing Gas | 1394 | 255 |  | 05/26/2021 | 75189 | 8550653 | 07/31/2021
Johnson Controls, Inc. | YORK BY JOHNSON CONTROLS | PHG4B481252X1 | Federally-Regulated Consumer Product | Weatherized Non-Condensing Gas | 1941 | 279 |  | 09/23/2020 | 122996 | 8550662 | 07/31/2021
Johnson Controls, Inc. | YORK BY JOHNSON CONTROLS | PCG4A300502X2 | Federally-Regulated Consumer Product | Weatherized Non-Condensing Gas | 1130 | 244 | 248.72 | 10/09/2019 |  |  | 07/31/2021
Johnson Controls, Inc. | YORK BY JOHNSON CONTROLS | PCG4A300502X4 | Federally-Regulated Consumer Product | Weatherized Non-Condensing Gas | 1205 | 251 |  | 09/30/2020 | 50202 | 206077379 | 07/31/2021
Johnson Controls, Inc. | YORK BY JOHNSON CONTROLS | PCG4A420752X3 | Federally-Regulated Consumer Product | Weatherized Non-Condensing Gas | 2042 | 283 |  | 11/18/2020 | 75754 | 205281268 | 07/31/2021
Johnson Controls, Inc. | YORK BY JOHNSON CONTROLS | PHG4B481002X1 | Federally-Regulated Consumer Product | Weatherized Non-Condensing Gas | 2010 | 282 |  | 05/26/2021 | 100104 | 8550661 | 07/31/2021
Johnson Controls, Inc. | YORK BY JOHNSON CONTROLS | PCG4A240502X4 | Federally-Regulated Consumer Product | Weatherized Non-Condensing Gas | 968 | 240 |  | 09/30/2020 | 50146 | 206077358 | 07/31/2021
Johnson Controls, Inc. | GUARDIAN BY JOHNSON CONTROLS | PHG4A300752X4 | Federally-Regulated Consumer Product | Weatherized Non-Condensing Gas | 1302 | 255 |  | 11/18/2020 | 75169 | 206338240 | 07/31/2021
Johnson Controls, Inc. | GUARDIAN BY JOHNSON CONTROLS | PCG4B601252X1 | Federally-Regulated Consumer Product | Weatherized Non-Condensing Gas | 2207 | 290 |  | 11/18/2020 | 124280 | 8071613 | 07/31/2021
Johnson Controls, Inc. | GUARDIAN BY JOHNSON CONTROLS | PHG4B421002X4 | Federally-Regulated Consumer Product | Weatherized Non-Condensing Gas | 1997 | 285 |  | 11/18/2020 | 99925 | 206338261 | 07/31/2021
Johnson Controls, Inc. | GUARDIAN BY JOHNSON CONTROLS | PHG4B481002X1 | Federally-Regulated Consumer Product | Weatherized Non-Condensing Gas | 2010 | 282 |  | 05/26/2021 | 100104 | 8550731 | 07/31/2021
Johnson Controls, Inc. | GUARDIAN BY JOHNSON CONTROLS | PCG4A421002X1 | Federally-Regulated Consumer Product | Weatherized Non-Condensing Gas | 1782 | 272 | 277.408 | 10/09/2019 |  |  | 07/31/2021
Johnson Controls, Inc. | GUARDIAN BY JOHNSON CONTROLS | PCG4A421002X4 | Federally-Regulated Consumer Product | Weatherized Non-Condensing Gas | 1571 | 267 |  | 09/30/2020 | 100288 | 206077444 | 07/31/2021
Johnson Controls, Inc. | GUARDIAN BY JOHNSON CONTROLS | PHG4B601252X1 | Federally-Regulated Consumer Product | Weatherized Non-Condensing Gas | 2207 | 290 |  | 05/26/2021 | 124280 | 8550735 | 07/31/2021
Johnson Controls, Inc. | GUARDIAN BY JOHNSON CONTROLS | PHG4B361002X4 | Federally-Regulated Consumer Product | Weatherized Non-Condensing Gas | 1901 | 281 |  | 11/18/2020 | 99745 | 206338247 | 07/31/2021
Johnson Controls, Inc. | GUARDIAN BY JOHNSON CONTROLS | PCG4A300502X4 | Federally-Regulated Consumer Product | Weatherized Non-Condensing Gas | 1205 | 251 |  | 09/30/2020 | 50202 | 206077386 | 07/31/2021
Johnson Controls, Inc. | GUARDIAN BY JOHNSON CONTROLS | PCG4B601002X1 | Federally-Regulated Consumer Product | Weatherized Non-Condensing Gas | 2123 | 287 |  | 11/18/2020 | 99980 | 8071612 | 07/31/2021
Johnson Controls, Inc. | GUARDIAN BY JOHNSON CONTROLS | PCG4B480652X2 | Federally-Regulated Consumer Product | Weatherized Non-Condensing Gas | 1977 | 280 |  | 11/18/2020 | 65054 | 203041761 | 07/31/2021
Johnson Controls, Inc. | GUARDIAN BY JOHNSON CONTROLS | PCG4A420752X1 | Federally-Regulated Consumer Product | Weatherized Non-Condensing Gas | 2042 | 283 | 288.848 | 10/09/2019 |  |  | 07/31/2021
Johnson Controls, Inc. | GUARDIAN BY JOHNSON CONTROLS | PHG4B481252X4 | Federally-Regulated Consumer Product | Weatherized Non-Condensing Gas | 2364 | 302 |  | 11/18/2020 | 125135 | 206338275 | 07/31/2021
Johnson Controls, Inc. | GUARDIAN BY JOHNSON CONTROLS | PHG4B601252X4 | Federally-Regulated Consumer Product | Weatherized Non-Condensing Gas | 2456 | 306 |  | 11/18/2020 | 124726 | 206338282 | 07/31/2021
Johnson Controls, Inc. | GUARDIAN BY JOHNSON CONTROLS | PHG4B361002X1 | Federally-Regulated Consumer Product | Weatherized Non-Condensing Gas | 1641 | 266 |  | 05/26/2021 | 100322 | 8550726 | 07/31/2021
Johnson Controls, Inc. | GUARDIAN BY JOHNSON CONTROLS | PHG4A240752X1 | Federally-Regulated Consumer Product | Weatherized Non-Condensing Gas | 1394 | 255 |  | 05/26/2021 | 75189 | 8550723 | 07/31/2021
Johnson Controls, Inc. | GUARDIAN BY JOHNSON CONTROLS | PHG4B421002X1 | Federally-Regulated Consumer Product | Weatherized Non-Condensing Gas | 1683 | 268 |  | 05/26/2021 | 100422 | 8550729 | 07/31/2021
Johnson Controls, Inc. | GUARDIAN BY JOHNSON CONTROLS | PHG4B481252X1 | Federally-Regulated Consumer Product | Weatherized Non-Condensing Gas | 1941 | 279 |  | 09/23/2020 | 122996 | 8550732 | 07/31/2021
Johnson Controls, Inc. | GUARDIAN BY JOHNSON CONTROLS | PCG4B601002X2 | Federally-Regulated Consumer Product | Weatherized Non-Condensing Gas | 2123 | 287 |  | 11/18/2020 | 99980 | 203041766 | 07/31/2021
Johnson Controls, Inc. | GUARDIAN BY JOHNSON CONTROLS | PCG4A240502X4 | Federally-Regulated Consumer Product | Weatherized Non-Condensing Gas | 968 | 240 |  | 09/30/2020 | 50146 | 206077364 | 07/31/2021
Johnson Controls, Inc. | GUARDIAN BY JOHNSON CONTROLS | PCG4A420752X4 | Federally-Regulated Consumer Product | Weatherized Non-Condensing Gas | 1566 | 267 |  | 09/30/2020 | 74995 | 206077434 | 07/31/2021
Johnson Controls, Inc. | GUARDIAN BY JOHNSON CONTROLS | PHG4A240752X4 | Federally-Regulated Consumer Product | Weatherized Non-Condensing Gas | 1298 | 255 |  | 11/18/2020 | 75357 | 206338233 | 07/31/2021
Johnson Controls, Inc. | GUARDIAN BY JOHNSON CONTROLS | PHG4A300752X1 | Federally-Regulated Consumer Product | Weatherized Non-Condensing Gas | 1414 | 256 |  | 05/26/2021 | 75125 | 8550725 | 07/31/2021
Johnson Controls, Inc. | GUARDIAN BY JOHNSON CONTROLS | PHG4B481002X4 | Federally-Regulated Consumer Product | Weatherized Non-Condensing Gas | 2047 | 288 |  | 11/18/2020 | 100433 | 206338268 | 07/31/2021
Johnson Controls, Inc. | EVCON BY JOHNSON CONTROLS | PHG4A240752X4 | Federally-Regulated Consumer Product | Weatherized Non-Condensing Gas | 1298 | 255 |  | 11/18/2020 | 75357 | 206338234 | 07/31/2021
Johnson Controls, Inc. | EVCON BY JOHNSON CONTROLS | PCG4A240502X4 | Federally-Regulated Consumer Product | Weatherized Non-Condensing Gas | 968 | 240 |  | 09/30/2020 | 50146 | 206077366 | 07/31/2021
Johnson Controls, Inc. | EVCON BY JOHNSON CONTROLS | PCG4B601002X1 | Federally-Regulated Consumer Product | Weatherized Non-Condensing Gas | 2123 | 287 |  | 11/18/2020 | 99980 | 8071582 | 07/31/2021
Johnson Controls, Inc. | EVCON BY JOHNSON CONTROLS | PHG4B481002X4 | Federally-Regulated Consumer Product | Weatherized Non-Condensing Gas | 2047 | 288 |  | 11/18/2020 | 100433 | 206338269 | 07/31/2021
Johnson Controls, Inc. | EVCON BY JOHNSON CONTROLS | PHG4B421002X1 | Federally-Regulated Consumer Product | Weatherized Non-Condensing Gas | 1683 | 268 |  | 05/26/2021 | 100422 | 8550715 | 07/31/2021
Johnson Controls, Inc. | LUXAIRE BY JOHNSON CONTROLS | PHG4B601252X4 | Federally-Regulated Consumer Product | Weatherized Non-Condensing Gas | 2456 | 306 |  | 11/18/2020 | 124726 | 206338280 | 07/31/2021
Johnson Controls, Inc. | COLEMAN BY JOHNSON CONTROLS | PHG4A240752X1 | Federally-Regulated Consumer Product | Weatherized Non-Condensing Gas | 1394 | 255 |  | 05/26/2021 | 75189 | 8550667 | 07/31/2021
Johnson Controls, Inc. | COLEMAN BY JOHNSON CONTROLS | PHG4B361002X1 | Federally-Regulated Consumer Product | Weatherized Non-Condensing Gas | 1641 | 266 |  | 05/26/2021 | 100322 | 8550671 | 07/31/2021
Johnson Controls, Inc. | COLEMAN BY JOHNSON CONTROLS | PHG4B481252X1 | Federally-Regulated Consumer Product | Weatherized Non-Condensing Gas | 1941 | 279 | 284 | 09/23/2020 | 122996 | 8550676 | 07/31/2021
Johnson Controls, Inc. | COLEMAN BY JOHNSON CONTROLS | PHG4B601252X4 | Federally-Regulated Consumer Product | Weatherized Non-Condensing Gas | 2456 | 306 |  | 11/18/2020 | 124726 | 206338279 | 07/31/2021
Johnson Controls, Inc. | COLEMAN BY JOHNSON CONTROLS | PHG4B481252X4 | Federally-Regulated Consumer Product | Weatherized Non-Condensing Gas | 2364 | 302 |  | 11/18/2020 | 125135 | 206338272 | 07/31/2021
Johnson Controls, Inc. | FRASER-JOHNSTON BY JOHNSON CONTROLS | PCG4A420752X1 | Federally-Regulated Consumer Product | Weatherized Non-Condensing Gas | 2042 | 283 | 288.848 | 10/09/2019 |  |  | 07/31/2021
Johnson Controls, Inc. | FRASER-JOHNSTON BY JOHNSON CONTROLS | PCG4B601002X1 | Federally-Regulated Consumer Product | Weatherized Non-Condensing Gas | 2123 | 287 |  | 11/18/2020 | 99980 | 8071597 | 07/31/2021
Johnson Controls, Inc. | FRASER-JOHNSTON BY JOHNSON CONTROLS | PCG4B601002X2 | Federally-Regulated Consumer Product | Weatherized Non-Condensing Gas | 2123 | 287 |  | 11/18/2020 | 99980 | 203041757 | 07/31/2021
Johnson Controls, Inc. | FRASER-JOHNSTON BY JOHNSON CONTROLS | PHG4B481252X4 | Federally-Regulated Consumer Product | Weatherized Non-Condensing Gas | 2364 | 302 |  | 11/18/2020 | 125135 | 206338274 | 07/31/2021
Johnson Controls, Inc. | FRASER-JOHNSTON BY JOHNSON CONTROLS | PCG4A421002X4 | Federally-Regulated Consumer Product | Weatherized Non-Condensing Gas | 1571 | 267 |  | 09/30/2020 | 100288 | 206077443 | 07/31/2021
Johnson Controls, Inc. | FRASER-JOHNSTON BY JOHNSON CONTROLS | PHG4B481252X1 | Federally-Regulated Consumer Product | Weatherized Non-Condensing Gas | 1941 | 279 |  | 09/23/2020 | 122996 | 8550704 | 07/31/2021
Johnson Controls, Inc. | FRASER-JOHNSTON BY JOHNSON CONTROLS | PCG4B480652X2 | Federally-Regulated Consumer Product | Weatherized Non-Condensing Gas | 1977 | 280 |  | 11/18/2020 | 65054 | 203041751 | 07/31/2021
Johnson Controls, Inc. | FRASER-JOHNSTON BY JOHNSON CONTROLS | PHG4B361002X1 | Federally-Regulated Consumer Product | Weatherized Non-Condensing Gas | 1641 | 266 |  | 05/26/2021 | 100322 | 8550699 | 07/31/2021
Johnson Controls, Inc. | FRASER-JOHNSTON BY JOHNSON CONTROLS | PHG4B361002X4 | Federally-Regulated Consumer Product | Weatherized Non-Condensing Gas | 1901 | 281 |  | 11/18/2020 | 99745 | 206338246 | 07/31/2021
Johnson Controls, Inc. | FRASER-JOHNSTON BY JOHNSON CONTROLS | PHG4B421002X4 | Federally-Regulated Consumer Product | Weatherized Non-Condensing Gas | 1997 | 285 |  | 11/18/2020 | 99925 | 206338260 | 07/31/2021
Johnson Controls, Inc. | FRASER-JOHNSTON BY JOHNSON CONTROLS | PHG4A300752X4 | Federally-Regulated Consumer Product | Weatherized Non-Condensing Gas | 1302 | 255 |  | 11/18/2020 | 75169 | 206338239 | 07/31/2021
Johnson Controls, Inc. | FRASER-JOHNSTON BY JOHNSON CONTROLS | PHG4A300752X1 | Federally-Regulated Consumer Product | Weatherized Non-Condensing Gas | 1414 | 256 |  | 05/26/2021 | 75125 | 8550697 | 07/31/2021
Johnson Controls, Inc. | FRASER-JOHNSTON BY JOHNSON CONTROLS | PHG4A240752X4 | Federally-Regulated Consumer Product | Weatherized Non-Condensing Gas | 1298 | 255 |  | 11/18/2020 | 75357 | 206338232 | 07/31/2021
Johnson Controls, Inc. | FRASER-JOHNSTON BY JOHNSON CONTROLS | PCG4B601252X1 | Federally-Regulated Consumer Product | Weatherized Non-Condensing Gas | 2207 | 290 |  | 11/18/2020 | 124280 | 8071598 | 07/31/2021
Johnson Controls, Inc. | FRASER-JOHNSTON BY JOHNSON CONTROLS | PHG4B481002X4 | Federally-Regulated Consumer Product | Weatherized Non-Condensing Gas | 2047 | 288 |  | 11/18/2020 | 100433 | 206338267 | 07/31/2021
Johnson Controls, Inc. | FRASER-JOHNSTON BY JOHNSON CONTROLS | PHG4B601252X4 | Federally-Regulated Consumer Product | Weatherized Non-Condensing Gas | 2456 | 306 |  | 11/18/2020 | 124726 | 206338281 | 07/31/2021
Johnson Controls, Inc. | FRASER-JOHNSTON BY JOHNSON CONTROLS | PHG4B481002X1 | Federally-Regulated Consumer Product | Weatherized Non-Condensing Gas | 2010 | 282 |  | 05/26/2021 | 100104 | 8550703 | 07/31/2021
Johnson Controls, Inc. | FRASER-JOHNSTON BY JOHNSON CONTROLS | PCG4A420752X4 | Federally-Regulated Consumer Product | Weatherized Non-Condensing Gas | 1566 | 267 |  | 09/30/2020 | 74995 | 206077433 | 07/31/2021
Johnson Controls, Inc. | FRASER-JOHNSTON BY JOHNSON CONTROLS | PCG4A300502X4 | Federally-Regulated Consumer Product | Weatherized Non-Condensing Gas | 1205 | 251 |  | 09/30/2020 | 50202 | 206077385 | 07/31/2021
Johnson Controls, Inc. | FRASER-JOHNSTON BY JOHNSON CONTROLS | PHG4B421002X1 | Federally-Regulated Consumer Product | Weatherized Non-Condensing Gas | 1683 | 268 |  | 05/26/2021 | 100422 | 8550701 | 07/31/2021
Johnson Controls, Inc. | FRASER-JOHNSTON BY JOHNSON CONTROLS | PCG4A240502X4 | Federally-Regulated Consumer Product | Weatherized Non-Condensing Gas | 968 | 240 |  | 09/30/2020 | 50146 | 206077363 | 07/31/2021
Johnson Controls, Inc. | FRASER-JOHNSTON BY JOHNSON CONTROLS | PHG4A240752X1 | Federally-Regulated Consumer Product | Weatherized Non-Condensing Gas | 1394 | 255 |  | 05/26/2021 | 75189 | 8550695 | 07/31/2021
Johnson Controls, Inc. | FRASER-JOHNSTON BY JOHNSON CONTROLS | PHG4B601252X1 | Federally-Regulated Consumer Product | Weatherized Non-Condensing Gas | 2207 | 290 |  | 05/26/2021 | 124280 | 8550707 | 07/31/2021
Johnson Controls, Inc. | FRASER-JOHNSTON BY JOHNSON CONTROLS | PCG4A421002X1 | Federally-Regulated Consumer Product | Weatherized Non-Condensing Gas | 1782 | 272 | 277.408 | 10/09/2019 |  |  | 07/31/2021
Johnson Controls, Inc. | EVCON BY JOHNSON CONTROLS | PHG4A300752X4 | Federally-Regulated Consumer Product | Weatherized Non-Condensing Gas | 1302 | 255 |  | 11/18/2020 | 75169 | 206338241 | 07/31/2021
Johnson Controls, Inc. | EVCON BY JOHNSON CONTROLS | PCG4A421002X1 | Federally-Regulated Consumer Product | Weatherized Non-Condensing Gas | 1782 | 272 | 277.408 | 10/09/2019 |  |  | 07/31/2021
Johnson Controls, Inc. | EVCON BY JOHNSON CONTROLS | PHG4B481252X1 | Federally-Regulated Consumer Product | Weatherized Non-Condensing Gas | 1941 | 279 |  | 09/23/2020 | 122996 | 8550718 | 07/31/2021
Johnson Controls, Inc. | EVCON BY JOHNSON CONTROLS | PCG4A300502X4 | Federally-Regulated Consumer Product | Weatherized Non-Condensing Gas | 1205 | 251 |  | 09/30/2020 | 50202 | 206077387 | 07/31/2021
Johnson Controls, Inc. | EVCON BY JOHNSON CONTROLS | PCG4A421002X4 | Federally-Regulated Consumer Product | Weatherized Non-Condensing Gas | 1571 | 267 |  | 09/30/2020 | 100288 | 206077446 | 07/31/2021
Johnson Controls, Inc. | EVCON BY JOHNSON CONTROLS | PHG4B361002X1 | Federally-Regulated Consumer Product | Weatherized Non-Condensing Gas | 1641 | 266 |  | 05/26/2021 | 100322 | 8550713 | 07/31/2021
Johnson Controls, Inc. | EVCON BY JOHNSON CONTROLS | PHG4B361002X4 | Federally-Regulated Consumer Product | Weatherized Non-Condensing Gas | 1901 | 281 |  | 11/18/2020 | 99745 | 206338248 | 07/31/2021
Johnson Controls, Inc. | EVCON BY JOHNSON CONTROLS | PCG4B601002X2 | Federally-Regulated Consumer Product | Weatherized Non-Condensing Gas | 2123 | 287 |  | 11/18/2020 | 99980 | 203041748 | 07/31/2021
Johnson Controls, Inc. | EVCON BY JOHNSON CONTROLS | PCG4B601252X1 | Federally-Regulated Consumer Product | Weatherized Non-Condensing Gas | 2207 | 290 |  | 11/18/2020 | 124280 | 8071583 | 07/31/2021
Johnson Controls, Inc. | EVCON BY JOHNSON CONTROLS | PHG4A300752X1 | Federally-Regulated Consumer Product | Weatherized Non-Condensing Gas | 1414 | 256 |  | 05/26/2021 | 75125 | 8550711 | 07/31/2021
Johnson Controls, Inc. | EVCON BY JOHNSON CONTROLS | PHG4B601252X4 | Federally-Regulated Consumer Product | Weatherized Non-Condensing Gas | 2456 | 306 |  | 11/18/2020 | 124726 | 206338283 | 07/31/2021
Johnson Controls, Inc. | EVCON BY JOHNSON CONTROLS | PCG4A420752X4 | Federally-Regulated Consumer Product | Weatherized Non-Condensing Gas | 1566 | 267 |  | 09/30/2020 | 74995 | 206077436 | 07/31/2021
Johnson Controls, Inc. | EVCON BY JOHNSON CONTROLS | PHG4A240752X1 | Federally-Regulated Consumer Product | Weatherized Non-Condensing Gas | 1394 | 255 |  | 05/26/2021 | 75189 | 8550709 | 07/31/2021
Johnson Controls, Inc. | EVCON BY JOHNSON CONTROLS | PHG4B481252X4 | Federally-Regulated Consumer Product | Weatherized Non-Condensing Gas | 2364 | 302 |  | 11/18/2020 | 125135 | 206338276 | 07/31/2021
Johnson Controls, Inc. | EVCON BY JOHNSON CONTROLS | PCG4B480652X2 | Federally-Regulated Consumer Product | Weatherized Non-Condensing Gas | 1977 | 280 |  | 11/18/2020 | 65054 | 203041741 | 07/31/2021
Johnson Controls, Inc. | EVCON BY JOHNSON CONTROLS | PHG4B481002X1 | Federally-Regulated Consumer Product | Weatherized Non-Condensing Gas | 2010 | 282 |  | 05/26/2021 | 100104 | 8550717 | 07/31/2021
Johnson Controls, Inc. | EVCON BY JOHNSON CONTROLS | PCG4A420752X1 | Federally-Regulated Consumer Product | Weatherized Non-Condensing Gas | 2042 | 283 | 288.848 | 10/09/2019 |  |  | 07/31/2021
Johnson Controls, Inc. | EVCON BY JOHNSON CONTROLS | PHG4B421002X4 | Federally-Regulated Consumer Product | Weatherized Non-Condensing Gas | 1997 | 285 |  | 11/18/2020 | 99925 | 206338262 | 07/31/2021
Johnson Controls, Inc. | EVCON BY JOHNSON CONTROLS | PHG4B601252X1 | Federally-Regulated Consumer Product | Weatherized Non-Condensing Gas | 2207 | 290 |  | 05/26/2021 | 124280 | 8550721 | 07/31/2021
Johnson Controls, Inc. | LUXAIRE BY JOHNSON CONTROLS | PCG4A420752X4 | Federally-Regulated Consumer Product | Weatherized Non-Condensing Gas | 1566 | 267 |  | 09/30/2020 | 74995 | 206077431 | 07/31/2021
Johnson Controls, Inc. | LUXAIRE BY JOHNSON CONTROLS | PCG4A421002X1 | Federally-Regulated Consumer Product | Weatherized Non-Condensing Gas | 1782 | 272 | 277.408 | 10/09/2019 |  |  | 07/31/2021
Johnson Controls, Inc. | LUXAIRE BY JOHNSON CONTROLS | PHG4B601252X1 | Federally-Regulated Consumer Product | Weatherized Non-Condensing Gas | 2207 | 290 |  | 05/26/2021 | 124280 | 8550693 | 07/31/2021
Johnson Controls, Inc. | LUXAIRE BY JOHNSON CONTROLS | PCG4A240502X4 | Federally-Regulated Consumer Product | Weatherized Non-Condensing Gas | 968 | 240 |  | 09/30/2020 | 50146 | 206077362 | 07/31/2021
Johnson Controls, Inc. | LUXAIRE BY JOHNSON CONTROLS | PCG4B601002X2 | Federally-Regulated Consumer Product | Weatherized Non-Condensing Gas | 2123 | 287 |  | 11/18/2020 | 99980 | 203041738 | 07/31/2021
Johnson Controls, Inc. | LUXAIRE BY JOHNSON CONTROLS | PHG4A240752X1 | Federally-Regulated Consumer Product | Weatherized Non-Condensing Gas | 1394 | 255 |  | 05/26/2021 | 75189 | 8550681 | 07/31/2021
Johnson Controls, Inc. | LUXAIRE BY JOHNSON CONTROLS | PCG4B601002X1 | Federally-Regulated Consumer Product | Weatherized Non-Condensing Gas | 2123 | 287 |  | 11/18/2020 | 99980 | 8064297 | 07/31/2021
Johnson Controls, Inc. | LUXAIRE BY JOHNSON CONTROLS | PHG4B481252X4 | Federally-Regulated Consumer Product | Weatherized Non-Condensing Gas | 2364 | 302 |  | 11/18/2020 | 125135 | 206338273 | 07/31/2021
Johnson Controls, Inc. | LUXAIRE BY JOHNSON CONTROLS | PCG4A300502X4 | Federally-Regulated Consumer Product | Weatherized Non-Condensing Gas | 1205 | 251 |  | 09/30/2020 | 50202 | 206077383 | 07/31/2021
Johnson Controls, Inc. | LUXAIRE BY JOHNSON CONTROLS | PCG4B601252X1 | Federally-Regulated Consumer Product | Weatherized Non-Condensing Gas | 2207 | 290 |  | 11/18/2020 | 124280 | 8064298 | 07/31/2021
Johnson Controls, Inc. | LUXAIRE BY JOHNSON CONTROLS | PCG4B480652X2 | Federally-Regulated Consumer Product | Weatherized Non-Condensing Gas | 1977 | 280 |  | 11/18/2020 | 65054 | 203041731 | 07/31/2021
Johnson Controls, Inc. | LUXAIRE BY JOHNSON CONTROLS | PCG4A420752X1 | Federally-Regulated Consumer Product | Weatherized Non-Condensing Gas | 2042 | 283 | 288.848 | 10/09/2019 |  |  | 07/31/2021
Johnson Controls, Inc. | LUXAIRE BY JOHNSON CONTROLS | PHG4B361002X4 | Federally-Regulated Consumer Product | Weatherized Non-Condensing Gas | 1901 | 281 |  | 11/18/2020 | 99745 | 206338245 | 07/31/2021
Johnson Controls, Inc. | LUXAIRE BY JOHNSON CONTROLS | PHG4B421002X4 | Federally-Regulated Consumer Product | Weatherized Non-Condensing Gas | 1997 | 285 |  | 11/18/2020 | 99925 | 206338259 | 07/31/2021
Johnson Controls, Inc. | LUXAIRE BY JOHNSON CONTROLS | PHG4B481252X1 | Federally-Regulated Consumer Product | Weatherized Non-Condensing Gas | 1941 | 279 |  | 09/23/2020 | 122996 | 8550690 | 07/31/2021
Johnson Controls, Inc. | LUXAIRE BY JOHNSON CONTROLS | PHG4B421002X1 | Federally-Regulated Consumer Product | Weatherized Non-Condensing Gas | 1683 | 268 |  | 05/26/2021 | 100422 | 8550687 | 07/31/2021
Johnson Controls, Inc. | LUXAIRE BY JOHNSON CONTROLS | PCG4A421002X4 | Federally-Regulated Consumer Product | Weatherized Non-Condensing Gas | 1571 | 267 |  | 09/30/2020 | 100288 | 206077441 | 07/31/2021
Johnson Controls, Inc. | LUXAIRE BY JOHNSON CONTROLS | PHG4B481002X1 | Federally-Regulated Consumer Product | Weatherized Non-Condensing Gas | 2010 | 282 |  | 05/26/2021 | 100104 | 8550689 | 07/31/2021
Johnson Controls, Inc. | LUXAIRE BY JOHNSON CONTROLS | PHG4A300752X4 | Federally-Regulated Consumer Product | Weatherized Non-Condensing Gas | 1302 | 255 |  | 11/18/2020 | 75169 | 206338238 | 07/31/2021
Johnson Controls, Inc. | LUXAIRE BY JOHNSON CONTROLS | PHG4A240752X4 | Federally-Regulated Consumer Product | Weatherized Non-Condensing Gas | 1298 | 255 |  | 11/18/2020 | 75357 | 206338231 | 07/31/2021
Johnson Controls, Inc. | LUXAIRE BY JOHNSON CONTROLS | PHG4B481002X4 | Federally-Regulated Consumer Product | Weatherized Non-Condensing Gas | 2047 | 288 |  | 11/18/2020 | 100433 | 206338266 | 07/31/2021
Johnson Controls, Inc. | LUXAIRE BY JOHNSON CONTROLS | PHG4B361002X1 | Federally-Regulated Consumer Product | Weatherized Non-Condensing Gas | 1641 | 266 |  | 05/26/2021 | 100322 | 8550685 | 07/31/2021
Johnson Controls, Inc. | LUXAIRE BY JOHNSON CONTROLS | PHG4A300752X1 | Federally-Regulated Consumer Product | Weatherized Non-Condensing Gas | 1414 | 256 |  | 05/26/2021 | 75125 | 8550683 | 07/31/2021
Nordyne, LLC | Trane | L9X1C100U5VSAAA | Federally-Regulated Consumer Product | Non-Weatherized, Condensing Ga | 2088 | 287 |  | 10/07/2020 | 100330 | 206229729 | 07/31/2021
Nordyne, LLC | Trane | L9X1A050U3VSAAA | Federally-Regulated Consumer Product | Non-Weatherized, Condensing Ga | 1446 | 259 |  | 10/07/2020 | 50148 | 206229728 | 07/31/2021
Rheem Sales Company, Inc. | Weatherking | W801TA125524MXA | Federally-Regulated Consumer Product | Non-Weatherized, Non-Condensin | 1991 | 270 |  | 01/20/2021 | 123598 | 7490422 | 07/31/2021
Rheem Sales Company, Inc. | Fujitsu | RGEA14030AJT08XAB | Federally-Regulated Consumer Product | Weatherized Non-Condensing Gas | 1147 | 249 |  | 06/02/2021 | 79965 | 204117027 | 07/31/2021
American Standard, Inc. | AMERICAN STANDARD | S9X1B060U4PSB** | Federally-Regulated Consumer Product | Non-Weatherized, Condensing Ga | 1616 | 266 |  | 02/03/2021 | 60194 | 203862610 | 07/31/2021
American Standard, Inc. | AMERICAN STANDARD | S9V2B040U3PS*** | Federally-Regulated Consumer Product | Non-Weatherized, Condensing Ga | 1228 | 249 |  | 02/03/2021 | 25735 | 10509492 | 07/31/2021
American Standard, Inc. | AMERICAN STANDARD | 4DCY4036C1070** | Federally-Regulated Consumer Product | Weatherized Non-Condensing Gas | 1504 | 265 | 265.176 | 10/04/2019 |  |  | 07/31/2021
American Standard, Inc. | AMERICAN STANDARD | S9X1B040U3PSB** | Federally-Regulated Consumer Product | Non-Weatherized, Condensing Ga | 1091 | 243 |  | 02/03/2021 | 40458 | 203862608 | 07/31/2021
American Standard, Inc. | AMERICAN STANDARD | S8B1B060M4PT*** | Federally-Regulated Consumer Product | Non-Weatherized, Non-Condensin | 1803 | 261 | 261.332 | 10/04/2019 |  |  | 07/31/2021
American Standard, Inc. | AMERICAN STANDARD | AUHMB060ACV3V** | Federally-Regulated Consumer Product | Non-Weatherized, Condensing Ga | 1328 | 253 |  | 02/03/2021 | 23433 | 9962868 | 07/31/2021
American Standard, Inc. | AMERICAN STANDARD | S9V2B080D4PS*** | Federally-Regulated Consumer Product | Non-Weatherized, Condensing Ga | 1726 | 271 |  | 02/03/2021 | 51824 | 10509497 | 07/31/2021
American Standard, Inc. | AMERICAN STANDARD | S9V2B040U3VS*** | Federally-Regulated Consumer Product | Non-Weatherized, Condensing Ga | 1404 | 257 |  | 02/03/2021 | 26064 | 10591643 | 07/31/2021
American Standard, Inc. | AMERICAN STANDARD | 4YCC4060A1090** | Federally-Regulated Consumer Product | Weatherized Non-Condensing Gas | 2282 | 299 | 299.408 | 10/04/2019 |  |  | 07/31/2021
American Standard, Inc. | AMERICAN STANDARD | S9X1C100D5PSB** | Federally-Regulated Consumer Product | Non-Weatherized, Condensing Ga | 2301 | 296 |  | 02/03/2021 | 99284 | 203862618 | 07/31/2021
American Standard, Inc. | AMERICAN STANDARD | ADHMB080ACV3VB* | Federally-Regulated Consumer Product | Non-Weatherized, Condensing Ga | 1358 | 255 |  | 02/03/2021 | 79830 | 5722430 | 07/31/2021
American Standard, Inc. | AMERICAN STANDARD | AUD2D120ACV52* | Federally-Regulated Consumer Product | Non-Weatherized, Non-Condensin | 2054 | 272 | 272.376 | 10/04/2019 |  |  | 07/31/2021
American Standard, Inc. | AMERICAN STANDARD | AUHMD120ACV5V** | Federally-Regulated Consumer Product | Non-Weatherized, Condensing Ga | 2116 | 288 |  | 02/03/2021 | 54354 | 9962865 | 07/31/2021
American Standard, Inc. | AMERICAN STANDARD | S9V2C100D4VS*** | Federally-Regulated Consumer Product | Non-Weatherized, Condensing Ga | 2084 | 287 |  | 02/03/2021 | 64611 | 10591647 | 07/31/2021
American Standard, Inc. | AMERICAN STANDARD | ADD2D120ACV52* | Federally-Regulated Consumer Product | Non-Weatherized, Non-Condensin | 2235 | 280 | 280.34 | 10/04/2019 |  |  | 07/31/2021
American Standard, Inc. | AMERICAN STANDARD | 4YCC4036A1090** | Federally-Regulated Consumer Product | Weatherized Non-Condensing Gas | 1387 | 260 | 260.028 | 10/04/2019 |  |  | 07/31/2021
American Standard, Inc. | AMERICAN STANDARD | S8B1B060M3PT*** | Federally-Regulated Consumer Product | Non-Weatherized, Non-Condensin | 1439 | 245 | 245.316 | 10/04/2019 |  |  | 07/31/2021
American Standard, Inc. | AMERICAN STANDARD | S8X2B080M4PT*** | Federally-Regulated Consumer Product | Non-Weatherized, Non-Condensin | 1846 | 263 | 263.224 | 10/04/2019 |  |  | 07/31/2021
American Standard, Inc. | AMERICAN STANDARD | AUHMC100ACV4V**-H | Federally-Regulated Consumer Product | Non-Weatherized, Condensing Ga | 2096 | 287 | 287.224 | 10/04/2019 |  |  | 07/31/2021
American Standard, Inc. | AMERICAN STANDARD | S9V2B060D3PS*** | Federally-Regulated Consumer Product | Non-Weatherized, Condensing Ga | 1446 | 259 |  | 02/03/2021 | 38743 | 10509493 | 07/31/2021
American Standard, Inc. | AMERICAN STANDARD | AUD2C080ACV42* | Federally-Regulated Consumer Product | Non-Weatherized, Non-Condensin | 1927 | 267 | 266.788 | 07/27/2020 | 51581 | 2016793 | 07/31/2021
American Standard, Inc. | AMERICAN STANDARD | S9V2B040D3PS*** | Federally-Regulated Consumer Product | Non-Weatherized, Condensing Ga | 1300 | 252 |  | 02/03/2021 | 25956 | 10509491 | 07/31/2021
American Standard, Inc. | AMERICAN STANDARD | 4YCC4042A1060** | Federally-Regulated Consumer Product | Weatherized Non-Condensing Gas | 1646 | 271 | 271.424 | 10/04/2019 |  |  | 07/31/2021
American Standard, Inc. | AMERICAN STANDARD | ADHMB060BCV3VB* | Federally-Regulated Consumer Product | Non-Weatherized, Condensing Ga | 1327 | 253 |  | 02/03/2021 | 24191 | 5722429 | 07/31/2021
American Standard, Inc. | AMERICAN STANDARD | 4YCY5036A1070** | Federally-Regulated Consumer Product | Weatherized Non-Condensing Gas | 1504 | 265 | 265.176 | 10/04/2019 |  |  | 07/31/2021
American Standard, Inc. | AMERICAN STANDARD | AUD2C100ACV52* | Federally-Regulated Consumer Product | Non-Weatherized, Non-Condensin | 2003 | 270 | 270.132 | 10/04/2019 |  |  | 07/31/2021
American Standard, Inc. | AMERICAN STANDARD | ADHMC100ACV4VB* | Federally-Regulated Consumer Product | Non-Weatherized, Condensing Ga | 1706 | 270 |  | 02/03/2021 | 41336 | 5722431 | 07/31/2021
American Standard, Inc. | AMERICAN STANDARD | S9V2B080D4VS*** | Federally-Regulated Consumer Product | Non-Weatherized, Condensing Ga | 1555 | 263 |  | 02/03/2021 | 52053 | 203965284 | 07/31/2021
American Standard, Inc. | AMERICAN STANDARD | S8X1D120M5PT*** | Federally-Regulated Consumer Product | Non-Weatherized, Non-Condensin | 2611 | 297 | 296.884 | 07/27/2020 | 119580 | 202865499 | 07/31/2021
American Standard, Inc. | AMERICAN STANDARD | S9B1C100D5PS*** | Federally-Regulated Consumer Product | Non-Weatherized, Condensing Ga | 2301 | 296 |  | 02/03/2021 | 99284 | 203908976 | 07/31/2021
American Standard, Inc. | AMERICAN STANDARD | S9X2C080U5PSB** | Federally-Regulated Consumer Product | Non-Weatherized, Condensing Ga | 2411 | 301 |  | 02/03/2021 | 52308 | 203909123 | 07/31/2021
American Standard, Inc. | AMERICAN STANDARD | 4YCC4060A1115** | Federally-Regulated Consumer Product | Weatherized Non-Condensing Gas | 2164 | 294 | 294.216 | 10/04/2019 |  |  | 07/31/2021
American Standard, Inc. | AMERICAN STANDARD | S9X2B040D3PSB** | Federally-Regulated Consumer Product | Non-Weatherized, Condensing Ga | 1261 | 250 |  | 02/03/2021 | 25805 | 203909126 | 07/31/2021
American Standard, Inc. | AMERICAN STANDARD | S9X1D120U5PSB** | Federally-Regulated Consumer Product | Non-Weatherized, Condensing Ga | 2504 | 305 |  | 02/03/2021 | 120189 | 203862614 | 07/31/2021
American Standard, Inc. | AMERICAN STANDARD | S8B1A026M2PT*** | Federally-Regulated Consumer Product | Non-Weatherized, Non-Condensin | 1045 | 228 | 227.98 | 07/27/2020 | 26205 | 202865516 | 07/31/2021
American Standard, Inc. | AMERICAN STANDARD | ADD2B080ACV32* | Federally-Regulated Consumer Product | Non-Weatherized, Non-Condensin | 1378 | 243 | 242.632 | 07/27/2020 | 56415 | 2016789 | 07/31/2021
American Standard, Inc. | AMERICAN STANDARD | 4YCZ6024A106** | Federally-Regulated Consumer Product | Weatherized Non-Condensing Gas | 1056 | 245 | 245.464 | 10/04/2019 |  |  | 07/31/2021
American Standard, Inc. | AMERICAN STANDARD | AUHMB080ACV3V** | Federally-Regulated Consumer Product | Non-Weatherized, Condensing Ga | 1413 | 257 |  | 02/03/2021 | 79374 | 9962867 | 07/31/2021
American Standard, Inc. | AMERICAN STANDARD | S9B1B040U3PS*** | Federally-Regulated Consumer Product | Non-Weatherized, Condensing Ga | 1091 | 243 |  | 02/03/2021 | 40458 | 203908966 | 07/31/2021
American Standard, Inc. | AMERICAN STANDARD | AUHMB060ACV3V**-H | Federally-Regulated Consumer Product | Non-Weatherized, Condensing Ga | 1328 | 253 | 253.432 | 10/04/2019 |  |  | 07/31/2021
American Standard, Inc. | AMERICAN STANDARD | S8B1B040M2PT*** | Federally-Regulated Consumer Product | Non-Weatherized, Non-Condensin | 959 | 224 | 224.196 | 10/04/2019 |  |  | 07/31/2021
American Standard, Inc. | AMERICAN STANDARD | 4YCY5042A1090** | Federally-Regulated Consumer Product | Weatherized Non-Condensing Gas | 1846 | 280 | 280.224 | 10/04/2019 |  |  | 07/31/2021
American Standard, Inc. | AMERICAN STANDARD | AUHMB080ACV3V**-H | Federally-Regulated Consumer Product | Non-Weatherized, Condensing Ga | 1413 | 257 | 257.172 | 10/04/2019 |  |  | 07/31/2021
American Standard, Inc. | AMERICAN STANDARD | S9V2C100D4PS*** | Federally-Regulated Consumer Product | Non-Weatherized, Condensing Ga | 1664 | 268 |  | 02/03/2021 | 65190 | 10509501 | 07/31/2021
American Standard, Inc. | AMERICAN STANDARD | 4DCY4042C1090** | Federally-Regulated Consumer Product | Weatherized Non-Condensing Gas | 1846 | 280 | 280.224 | 10/04/2019 |  |  | 07/31/2021
American Standard, Inc. | AMERICAN STANDARD | S8B1C100M5PT*** | Federally-Regulated Consumer Product | Non-Weatherized, Non-Condensin | 2443 | 289 | 289.492 | 10/04/2019 |  |  | 07/31/2021
American Standard, Inc. | AMERICAN STANDARD | S9V2C080U5PS*** | Federally-Regulated Consumer Product | Non-Weatherized, Condensing Ga | 2136 | 289 |  | 02/03/2021 | 52430 | 10509500 | 07/31/2021
American Standard, Inc. | AMERICAN STANDARD | 4YCC4042A1090** | Federally-Regulated Consumer Product | Weatherized Non-Condensing Gas | 1729 | 275 | 275.076 | 10/04/2019 |  |  | 07/31/2021
American Standard, Inc. | AMERICAN STANDARD | S8B1B080M4PT*** | Federally-Regulated Consumer Product | Non-Weatherized, Non-Condensin | 1891 | 265 | 265.204 | 10/04/2019 |  |  | 07/31/2021
American Standard, Inc. | AMERICAN STANDARD | ADHMD120BCV5VB* | Federally-Regulated Consumer Product | Non-Weatherized, Condensing Ga | 1901 | 279 |  | 02/03/2021 | 48072 | 5722432 | 07/31/2021
American Standard, Inc. | AMERICAN STANDARD | 4YCZ6048C1090** | Federally-Regulated Consumer Product | Weatherized Non-Condensing Gas | 1874 | 281 | 281.456 | 10/04/2019 |  |  | 07/31/2021
American Standard, Inc. | AMERICAN STANDARD | AUHMC100ACV4V** | Federally-Regulated Consumer Product | Non-Weatherized, Condensing Ga | 2096 | 287 |  | 02/03/2021 | 39125 | 9962866 | 07/31/2021
American Standard, Inc. | AMERICAN STANDARD | ADD2B060ACV32* | Federally-Regulated Consumer Product | Non-Weatherized, Non-Condensin | 1628 | 254 | 253.632 | 07/27/2020 | 38329 | 2016788 | 07/31/2021
American Standard, Inc. | AMERICAN STANDARD | S9V2B060U3VS*** | Federally-Regulated Consumer Product | Non-Weatherized, Condensing Ga | 1418 | 257 |  | 02/03/2021 | 38583 | 10591644 | 07/31/2021
American Standard, Inc. | AMERICAN STANDARD | S9V2B060U3PS*** | Federally-Regulated Consumer Product | Non-Weatherized, Condensing Ga | 1312 | 253 |  | 02/03/2021 | 39141 | 10509494 | 07/31/2021
American Standard, Inc. | AMERICAN STANDARD | S9V2C100D5PS*** | Federally-Regulated Consumer Product | Non-Weatherized, Condensing Ga | 2259 | 294 |  | 02/03/2021 | 65348 | 10509502 | 07/31/2021
American Standard, Inc. | AMERICAN STANDARD | S9B1D120U5PS*** | Federally-Regulated Consumer Product | Non-Weatherized, Condensing Ga | 2504 | 305 |  | 02/03/2021 | 120189 | 203908971 | 07/31/2021
American Standard, Inc. | AMERICAN STANDARD | 4YCY5048A1115** | Federally-Regulated Consumer Product | Weatherized Non-Condensing Gas | 1867 | 281 | 281.148 | 10/04/2019 |  |  | 07/31/2021
American Standard, Inc. | AMERICAN STANDARD | S9X2B080D4PSB** | Federally-Regulated Consumer Product | Non-Weatherized, Condensing Ga | 1621 | 266 |  | 02/03/2021 | 53124 | 203909128 | 07/31/2021
American Standard, Inc. | AMERICAN STANDARD | AUHMD120ACV5V**-H | Federally-Regulated Consumer Product | Non-Weatherized, Condensing Ga | 2116 | 288 | 288.104 | 10/04/2019 |  |  | 07/31/2021
American Standard, Inc. | AMERICAN STANDARD | S9V2B060U4PS*** | Federally-Regulated Consumer Product | Non-Weatherized, Condensing Ga | 1620 | 266 |  | 02/03/2021 | 39100 | 10509495 | 07/31/2021
American Standard, Inc. | AMERICAN STANDARD | 4YCY5024A1060** | Federally-Regulated Consumer Product | Weatherized Non-Condensing Gas | 979 | 242 | 242.076 | 10/04/2019 |  |  | 07/31/2021
American Standard, Inc. | AMERICAN STANDARD | 4YCY5048A1090** | Federally-Regulated Consumer Product | Weatherized Non-Condensing Gas | 1874 | 281 | 281.456 | 10/04/2019 |  |  | 07/31/2021
American Standard, Inc. | AMERICAN STANDARD | S9B1B060U4PS*** | Federally-Regulated Consumer Product | Non-Weatherized, Condensing Ga | 1616 | 266 |  | 02/03/2021 | 60194 | 203908967 | 07/31/2021
American Standard, Inc. | AMERICAN STANDARD | 4YCZ6048C1115** | Federally-Regulated Consumer Product | Weatherized Non-Condensing Gas | 1867 | 281 | 281.148 | 10/04/2019 |  |  | 07/31/2021
American Standard, Inc. | AMERICAN STANDARD | S8X1B060M3PT*** | Federally-Regulated Consumer Product | Non-Weatherized, Non-Condensin | 1439 | 245 | 245.316 | 10/04/2019 |  |  | 07/31/2021
American Standard, Inc. | AMERICAN STANDARD | S9V2B080U4PS*** | Federally-Regulated Consumer Product | Non-Weatherized, Condensing Ga | 1691 | 269 |  | 02/03/2021 | 51429 | 10509499 | 07/31/2021
American Standard, Inc. | AMERICAN STANDARD | S8X1C100M5PT*** | Federally-Regulated Consumer Product | Non-Weatherized, Non-Condensin | 2443 | 289 | 289.492 | 10/04/2019 |  |  | 07/31/2021
American Standard, Inc. | AMERICAN STANDARD | AUD2C080B9V4V** | Federally-Regulated Consumer Product | Non-Weatherized, Non-Condensin | 1919 | 266 | 266.436 | 10/04/2019 |  |  | 07/31/2021
American Standard, Inc. | AMERICAN STANDARD | AUD2B060ACV32* | Federally-Regulated Consumer Product | Non-Weatherized, Non-Condensin | 1376 | 243 | 242.544 | 07/27/2020 | 40367 | 2016791 | 07/31/2021
American Standard, Inc. | AMERICAN STANDARD | S8B1A040M3PT*** | Federally-Regulated Consumer Product | Non-Weatherized, Non-Condensin | 1395 | 243 | 243.38 | 10/04/2019 |  |  | 07/31/2021
American Standard, Inc. | AMERICAN STANDARD | S9V2C100U4VS*** | Federally-Regulated Consumer Product | Non-Weatherized, Condensing Ga | 1921 | 280 |  | 02/03/2021 | 64556 | 10591648 | 07/31/2021
American Standard, Inc. | AMERICAN STANDARD | S8X2B060M4PS*** | Federally-Regulated Consumer Product | Non-Weatherized, Non-Condensin | 1756 | 259 | 259.264 | 10/04/2019 |  |  | 07/31/2021
American Standard, Inc. | AMERICAN STANDARD | S8B1A040M3PS*** | Federally-Regulated Consumer Product | Non-Weatherized, Non-Condensin | 1395 | 243 | 243.38 | 10/04/2019 |  |  | 07/31/2021
American Standard, Inc. | AMERICAN STANDARD | S8X1B060M3PS*** | Federally-Regulated Consumer Product | Non-Weatherized, Non-Condensin | 1439 | 245 | 245.316 | 10/04/2019 |  |  | 07/31/2021
American Standard, Inc. | AMERICAN STANDARD | S8B1B040M2PS*** | Federally-Regulated Consumer Product | Non-Weatherized, Non-Condensin | 959 | 224 | 224.196 | 10/04/2019 |  |  | 07/31/2021
American Standard, Inc. | AMERICAN STANDARD | S8X1A040M3PS*** | Federally-Regulated Consumer Product | Non-Weatherized, Non-Condensin | 1395 | 243 | 243.38 | 10/04/2019 |  |  | 07/31/2021
American Standard, Inc. | AMERICAN STANDARD | S8X1B080M4PT*** | Federally-Regulated Consumer Product | Non-Weatherized, Non-Condensin | 1891 | 265 | 265.204 | 10/04/2019 |  |  | 07/31/2021
American Standard, Inc. | AMERICAN STANDARD | S9V2D120U5VS*** | Federally-Regulated Consumer Product | Non-Weatherized, Condensing Ga | 2210 | 292 |  | 02/03/2021 | 78268 | 10591649 | 07/31/2021
American Standard, Inc. | AMERICAN STANDARD | AUD2C100B9V5V** | Federally-Regulated Consumer Product | Non-Weatherized, Non-Condensin | 2112 | 275 | 274.928 | 07/27/2020 | 63807 | 5493976 | 07/31/2021
American Standard, Inc. | AMERICAN STANDARD | S8X2D120M5PT*** | Federally-Regulated Consumer Product | Non-Weatherized, Non-Condensin | 2478 | 291 | 291.032 | 10/04/2019 |  |  | 07/31/2021
American Standard, Inc. | AMERICAN STANDARD | S8X2B060M4PT*** | Federally-Regulated Consumer Product | Non-Weatherized, Non-Condensin | 1756 | 259 | 259.264 | 10/04/2019 |  |  | 07/31/2021
American Standard, Inc. | AMERICAN STANDARD | ADD2B080A9V3V** | Federally-Regulated Consumer Product | Non-Weatherized, Non-Condensin | 1465 | 246 | 246.46 | 10/04/2019 |  |  | 07/31/2021
American Standard, Inc. | AMERICAN STANDARD | ADD2C100A9V5V** | Federally-Regulated Consumer Product | Non-Weatherized, Non-Condensin | 1971 | 269 | 268.724 | 07/27/2020 | 66645 | 5493969 | 07/31/2021
American Standard, Inc. | AMERICAN STANDARD | S8B1B080M4PS*** | Federally-Regulated Consumer Product | Non-Weatherized, Non-Condensin | 1891 | 265 | 265.204 | 10/04/2019 |  |  | 07/31/2021
American Standard, Inc. | AMERICAN STANDARD | S8X1B060M4PT*** | Federally-Regulated Consumer Product | Non-Weatherized, Non-Condensin | 1803 | 261 | 261.332 | 10/04/2019 |  |  | 07/31/2021
American Standard, Inc. | AMERICAN STANDARD | AUD2B080ACV32* | Federally-Regulated Consumer Product | Non-Weatherized, Non-Condensin | 1508 | 248 | 248.352 | 10/04/2019 |  |  | 07/31/2021
American Standard, Inc. | AMERICAN STANDARD | S8X1B080M4PS*** | Federally-Regulated Consumer Product | Non-Weatherized, Non-Condensin | 1891 | 265 | 265.204 | 10/04/2019 |  |  | 07/31/2021
American Standard, Inc. | AMERICAN STANDARD | S8B1B060M4PS*** | Federally-Regulated Consumer Product | Non-Weatherized, Non-Condensin | 1803 | 261 | 261.332 | 10/04/2019 |  |  | 07/31/2021
American Standard, Inc. | AMERICAN STANDARD | S8X2B080M4PS*** | Federally-Regulated Consumer Product | Non-Weatherized, Non-Condensin | 1846 | 263 | 263.224 | 10/04/2019 |  |  | 07/31/2021
American Standard, Inc. | AMERICAN STANDARD | AUD2B060A9V3VB* | Federally-Regulated Consumer Product | Non-Weatherized, Non-Condensin | 1300 | 239 | 239.2 | 10/04/2019 |  |  | 07/31/2021
American Standard, Inc. | AMERICAN STANDARD | S8X2B060M3PT*** | Federally-Regulated Consumer Product | Non-Weatherized, Non-Condensin | 1454 | 246 | 245.976 | 07/27/2020 | 38785 | 202865501 | 07/31/2021
American Standard, Inc. | AMERICAN STANDARD | S9V2D120D5PS*** | Federally-Regulated Consumer Product | Non-Weatherized, Condensing Ga | 2102 | 287 |  | 02/03/2021 | 77659 | 10509505 | 07/31/2021
American Standard, Inc. | AMERICAN STANDARD | ADD2B060A9V3VA* | Federally-Regulated Consumer Product | Non-Weatherized, Non-Condensin | 1534 | 249 | 249.496 | 10/04/2019 |  |  | 07/31/2021
American Standard, Inc. | AMERICAN STANDARD | AUD2D120B9V5V** | Federally-Regulated Consumer Product | Non-Weatherized, Non-Condensin | 1978 | 269 | 269.032 | 10/04/2019 |  |  | 07/31/2021
American Standard, Inc. | AMERICAN STANDARD | S8X1C100M5PS*** | Federally-Regulated Consumer Product | Non-Weatherized, Non-Condensin | 2443 | 289 | 289.492 | 10/04/2019 |  |  | 07/31/2021
American Standard, Inc. | AMERICAN STANDARD | S8B1B060M3PS*** | Federally-Regulated Consumer Product | Non-Weatherized, Non-Condensin | 1439 | 245 | 245.316 | 10/04/2019 |  |  | 07/31/2021
American Standard, Inc. | AMERICAN STANDARD | ADD2C100ACV52* | Federally-Regulated Consumer Product | Non-Weatherized, Non-Condensin | 1948 | 268 | 267.712 | 07/27/2020 | 63803 | 2016787 | 07/31/2021
American Standard, Inc. | AMERICAN STANDARD | ADD2D120A9V5V** | Federally-Regulated Consumer Product | Non-Weatherized, Non-Condensin | 2022 | 271 | 270.968 | 07/27/2020 | 77684 | 5493970 | 07/31/2021
American Standard, Inc. | AMERICAN STANDARD | S8X1A040M3PT*** | Federally-Regulated Consumer Product | Non-Weatherized, Non-Condensin | 1395 | 243 | 243.38 | 10/04/2019 |  |  | 07/31/2021
American Standard, Inc. | AMERICAN STANDARD | S8X2C080M5PT*** | Federally-Regulated Consumer Product | Non-Weatherized, Non-Condensin | 2454 | 290 | 289.976 | 07/27/2020 | 52329 | 202865504 | 07/31/2021
American Standard, Inc. | AMERICAN STANDARD | AUD2C100A9V5V** | Federally-Regulated Consumer Product | Non-Weatherized, Non-Condensin | 2030 | 271 | 271.32 | 10/04/2019 |  |  | 07/31/2021
American Standard, Inc. | AMERICAN STANDARD | AUD2B080A9V3V** | Federally-Regulated Consumer Product | Non-Weatherized, Non-Condensin | 1404 | 244 | 243.776 | 07/27/2020 | 77229 | 5493971 | 07/31/2021
American Standard, Inc. | AMERICAN STANDARD | S8X2D120M5PS*** | Federally-Regulated Consumer Product | Non-Weatherized, Non-Condensin | 2478 | 291 | 291.032 | 10/04/2019 |  |  | 07/31/2021
American Standard, Inc. | AMERICAN STANDARD | S8X1B040M2PT*** | Federally-Regulated Consumer Product | Non-Weatherized, Non-Condensin | 959 | 224 | 224.196 | 10/04/2019 |  |  | 07/31/2021
American Standard, Inc. | AMERICAN STANDARD | S8X2A040M3PT*** | Federally-Regulated Consumer Product | Non-Weatherized, Non-Condensin | 1447 | 246 | 245.668 | 07/27/2020 | 25638 | 202865500 | 07/31/2021
American Standard, Inc. | AMERICAN STANDARD | S8X1B040M2PS*** | Federally-Regulated Consumer Product | Non-Weatherized, Non-Condensin | 959 | 224 | 224.196 | 10/04/2019 |  |  | 07/31/2021
American Standard, Inc. | AMERICAN STANDARD | S9V2D120U5PS*** | Federally-Regulated Consumer Product | Non-Weatherized, Condensing Ga | 2213 | 292 |  | 02/03/2021 | 77591 | 10509506 | 07/31/2021
American Standard, Inc. | AMERICAN STANDARD | AUD2D120A9V5VB* | Federally-Regulated Consumer Product | Non-Weatherized, Non-Condensin | 1951 | 268 | 267.844 | 07/27/2020 | 77389 | 5454386 | 07/31/2021
American Standard, Inc. | AMERICAN STANDARD | AUD2D140ACV52* | Federally-Regulated Consumer Product | Non-Weatherized, Non-Condensin | 2046 | 272 | 272.024 | 10/04/2019 |  |  | 07/31/2021
American Standard, Inc. | AMERICAN STANDARD | S9V2C100U5PS*** | Federally-Regulated Consumer Product | Non-Weatherized, Condensing Ga | 2453 | 303 |  | 02/03/2021 | 65117 | 10509504 | 07/31/2021
American Standard, Inc. | AMERICAN STANDARD | S8X2C100M5PT*** | Federally-Regulated Consumer Product | Non-Weatherized, Non-Condensin | 2385 | 287 | 286.94 | 07/27/2020 | 65137 | 202865505 | 07/31/2021
American Standard, Inc. | AMERICAN STANDARD | S8B1C100M5PS*** | Federally-Regulated Consumer Product | Non-Weatherized, Non-Condensin | 2443 | 289 | 289.492 | 10/04/2019 |  |  | 07/31/2021
American Standard, Inc. | AMERICAN STANDARD | S9V2C100U4PS*** | Federally-Regulated Consumer Product | Non-Weatherized, Condensing Ga | 1730 | 271 |  | 02/03/2021 | 99373 | 10509503 | 07/31/2021
American Standard, Inc. | AMERICAN STANDARD | S8X1B060M4PS*** | Federally-Regulated Consumer Product | Non-Weatherized, Non-Condensin | 1803 | 261 | 261.332 | 10/04/2019 |  |  | 07/31/2021
American Standard, Inc. | AMERICAN STANDARD | AUD2C080A9V4V** | Federally-Regulated Consumer Product | Non-Weatherized, Non-Condensin | 1751 | 259 | 259.044 | 10/04/2019 |  |  | 07/31/2021
Johnson Controls, Inc. | CHAMPION HEATING AND COOLING | PHG4B601252X4 | Federally-Regulated Consumer Product | Weatherized Non-Condensing Gas | 2456 | 306 |  | 11/18/2020 | 124726 | 206338284 | 07/31/2021
Johnson Controls, Inc. | CHAMPION HEATING AND COOLING | PCG4A240502X4 | Federally-Regulated Consumer Product | Weatherized Non-Condensing Gas | 968 | 240 |  | 09/30/2020 | 50146 | 206077367 | 07/31/2021
Johnson Controls, Inc. | CHAMPION HEATING AND COOLING | PCG4A421002X4 | Federally-Regulated Consumer Product | Weatherized Non-Condensing Gas | 1571 | 267 |  | 09/30/2020 | 100288 | 206077448 | 07/31/2021
Johnson Controls, Inc. | CHAMPION HEATING AND COOLING | PHG4B361002X4 | Federally-Regulated Consumer Product | Weatherized Non-Condensing Gas | 1901 | 281 |  | 11/18/2020 | 99745 | 206338249 | 07/31/2021
Johnson Controls, Inc. | CHAMPION HEATING AND COOLING | Z-03*10A1******** | Federally-Regulated Consumer Product | Weatherized Non-Condensing Gas | 1591 | 269 |  | 06/02/2021 | 100000 | 203975760 | 07/31/2021
Johnson Controls, Inc. | CHAMPION HEATING AND COOLING | PHG4B421002X4 | Federally-Regulated Consumer Product | Weatherized Non-Condensing Gas | 1997 | 285 |  | 11/18/2020 | 99925 | 206338263 | 07/31/2021
Johnson Controls, Inc. | CHAMPION HEATING AND COOLING | PHG4B481002X4 | Federally-Regulated Consumer Product | Weatherized Non-Condensing Gas | 2047 | 288 |  | 11/18/2020 | 100433 | 206338270 | 07/31/2021
Johnson Controls, Inc. | CHAMPION HEATING AND COOLING | PHG4A300752X4 | Federally-Regulated Consumer Product | Weatherized Non-Condensing Gas | 1302 | 255 |  | 11/18/2020 | 75169 | 206338242 | 07/31/2021
Johnson Controls, Inc. | CHAMPION HEATING AND COOLING | PHG4A240752X4 | Federally-Regulated Consumer Product | Weatherized Non-Condensing Gas | 1298 | 255 |  | 11/18/2020 | 75357 | 206338235 | 07/31/2021
Johnson Controls, Inc. | CHAMPION HEATING AND COOLING | PCG4A420752X4 | Federally-Regulated Consumer Product | Weatherized Non-Condensing Gas | 1566 | 267 |  | 09/30/2020 | 74995 | 206077437 | 07/31/2021
Johnson Controls, Inc. | CHAMPION HEATING AND COOLING | PCG4A300502X4 | Federally-Regulated Consumer Product | Weatherized Non-Condensing Gas | 1205 | 251 |  | 09/30/2020 | 50202 | 206077389 | 07/31/2021
Johnson Controls, Inc. | CHAMPION HEATING AND COOLING | PHG4B481252X4 | Federally-Regulated Consumer Product | Weatherized Non-Condensing Gas | 2364 | 302 |  | 11/18/2020 | 125135 | 206338277 | 07/31/2021
Allied Air | Airease | L83UF1V57/72E12-*** | Federally-Regulated Consumer Product | Non-Weatherized, Non-Condensin | 1319 | 337 | 476 | 12/09/2020 | 88279 | 201706989 | 07/31/2021
Allied Air | ARMSTRONG AIR | L83UF1V57/72E12-*** | Federally-Regulated Consumer Product | Non-Weatherized, Non-Condensin | 1319 | 337 | 476 | 12/09/2020 | 88279 | 201706986 | 07/31/2021
Allied Air | Ducane | L83UF1V57/72E12-*** | Federally-Regulated Consumer Product | Non-Weatherized, Non-Condensin | 1319 | 337 | 476 | 12/09/2020 | 88279 | 201706988 | 07/31/2021
Allied Air | Concord | L83UF1V57/72E12-*** | Federally-Regulated Consumer Product | Non-Weatherized, Non-Condensin | 1319 | 258 |  | 03/17/2021 | 88279 | 201706987 | 07/31/2021
Nordyne, LLC | Airtemp | VG7SD-072*-T35C1 | Federally-Regulated Consumer Product | Non-Weatherized, Condensing Ga | 1826 | 275 | 275.344 | 07/22/2020 | 72142 | 205309153 | 07/31/2021
Nordyne, LLC | Airtemp | VG7SC-108*-T45D1 | Federally-Regulated Consumer Product | Non-Weatherized, Condensing Ga | 1956 | 281 | 281.064 | 07/22/2020 | 107378 | 205309150 | 07/31/2021
Nordyne, LLC | Airtemp | VG7SD-108*-T45D1 | Federally-Regulated Consumer Product | Non-Weatherized, Condensing Ga | 2046 | 272 | 285.024 | 07/22/2020 | 107992 | 205309154 | 07/31/2021
Nordyne, LLC | Broan | KG7SD-108*-T45D1 | Federally-Regulated Consumer Product | Non-Weatherized, Condensing Ga | 2046 | 272 | 285.024 | 07/22/2020 | 107992 | 205281362 | 07/31/2021
Nordyne, LLC | Broan | KG7SD-120*-T45D1 | Federally-Regulated Consumer Product | Non-Weatherized, Condensing Ga | 1860 | 277 |  | 09/16/2020 | 113408 | 206192535 | 07/31/2021
Nordyne, LLC | Broan | KG7SD-054*-T24B1 | Federally-Regulated Consumer Product | Non-Weatherized, Condensing Ga | 1478 | 260 | 260.032 | 07/22/2020 | 54229 | 205147085 | 07/31/2021
Nordyne, LLC | Broan | KG7SD-072*-T35C* | Federally-Regulated Consumer Product | Non-Weatherized, Condensing Ga | 1826 | 275 | 275.344 | 07/22/2020 | 72142 | 205282678 | 07/31/2021
Nordyne, LLC | Broan | KG7SC-038*-T23A1 | Federally-Regulated Consumer Product | Non-Weatherized, Condensing Ga | 1252 | 250 | 250.088 | 07/22/2020 | 37844 | 205078757 | 07/31/2021
Nordyne, LLC | Broan | FG7SC-038*-T23A1 | Federally-Regulated Consumer Product | Non-Weatherized, Condensing Ga | 1252 | 250 | 250.088 | 07/22/2020 | 37844 | 205078752 | 07/31/2021
Nordyne, LLC | Broan | FG7SD-108*-T45D1 | Federally-Regulated Consumer Product | Non-Weatherized, Condensing Ga | 2046 | 272 | 285.024 | 07/22/2020 | 107992 | 205281359 | 07/31/2021
Nordyne, LLC | Broan | FG7SD-120*-T45D1 | Federally-Regulated Consumer Product | Non-Weatherized, Condensing Ga | 1860 | 277 |  | 09/16/2020 | 113408 | 206192532 | 07/31/2021
Nordyne, LLC | Broan | FG7SC-120*-T45D* | Federally-Regulated Consumer Product | Non-Weatherized, Condensing Ga | 2047 | 272 | 285.068 | 07/22/2020 | 120160 | 205147068 | 07/31/2021
Nordyne, LLC | Broan | FG7SD-072*-T35C* | Federally-Regulated Consumer Product | Non-Weatherized, Condensing Ga | 1826 | 275 | 275.344 | 07/22/2020 | 72142 | 205282675 | 07/31/2021
Nordyne, LLC | Broan | KG7SC-120*-T45D* | Federally-Regulated Consumer Product | Non-Weatherized, Condensing Ga | 2047 | 272 | 285.068 | 07/22/2020 | 120160 | 205147071 | 07/31/2021
Nordyne, LLC | Broan | FG7SD-054*-T24B1 | Federally-Regulated Consumer Product | Non-Weatherized, Condensing Ga | 1478 | 260 | 260.032 | 07/22/2020 | 54229 | 205147082 | 07/31/2021
Daikin Comfort Technologies Manufacturing, L.P. | Daikin | DM92SE0804CN | Federally-Regulated Consumer Product | Non-Weatherized, Condensing Ga | 1729 | 271 | 271.076 | 10/04/2019 |  |  | 07/31/2021
Daikin Comfort Technologies Manufacturing, L.P. | Daikin | DM92SE1004CN | Federally-Regulated Consumer Product | Non-Weatherized, Condensing Ga | 1615 | 266 | 266.06 | 10/04/2019 |  |  | 07/31/2021
Daikin Comfort Technologies Manufacturing, L.P. | Daikin | DM92SE0803BN | Federally-Regulated Consumer Product | Non-Weatherized, Condensing Ga | 1236 | 249 | 249.384 | 10/04/2019 |  |  | 07/31/2021
Daikin Comfort Technologies Manufacturing, L.P. | Daikin | DM92SE1205DN | Federally-Regulated Consumer Product | Non-Weatherized, Condensing Ga | 1919 | 279 | 279.436 | 10/04/2019 |  |  | 07/31/2021
Daikin Comfort Technologies Manufacturing, L.P. | Daikin | DM92SE1005CN | Federally-Regulated Consumer Product | Non-Weatherized, Condensing Ga | 1959 | 281 | 281.196 | 10/04/2019 |  |  | 07/31/2021
Nordyne, LLC | NORTEK GLOBAL HVAC LLC | G7SC-108*-T45D* | Federally-Regulated Consumer Product | Non-Weatherized, Condensing Ga | 1956 | 281 | 281.064 | 07/22/2020 | 107378 | 205234635 | 07/31/2021
Nordyne, LLC | NORTEK GLOBAL HVAC LLC | G7SD-054*-T24B1 | Federally-Regulated Consumer Product | Non-Weatherized, Condensing Ga | 1478 | 260 | 260.032 | 07/22/2020 | 54229 | 205147058 | 07/31/2021
Nordyne, LLC | NORTEK GLOBAL HVAC LLC | G7SD-072*-T35C* | Federally-Regulated Consumer Product | Non-Weatherized, Condensing Ga | 1826 | 275 | 275.344 | 07/22/2020 | 72142 | 205282672 | 07/31/2021
Nordyne, LLC | NORTEK GLOBAL HVAC LLC | G7SD-108*-T45D1 | Federally-Regulated Consumer Product | Non-Weatherized, Condensing Ga | 2046 | 272 | 285.024 | 07/22/2020 | 107992 | 205281350 | 07/31/2021
Nordyne, LLC | NORTEK GLOBAL HVAC LLC | G7SD-120*-T45D1 | Federally-Regulated Consumer Product | Non-Weatherized, Condensing Ga | 1860 | 277 |  | 09/16/2020 | 113408 | 206192523 | 07/31/2021
Nordyne, LLC | NORTEK GLOBAL HVAC LLC | G7SC-120*-T45D* | Federally-Regulated Consumer Product | Non-Weatherized, Condensing Ga | 2047 | 272 | 285.068 | 07/22/2020 | 120160 | 205147056 | 07/31/2021
Nordyne, LLC | NORTEK GLOBAL HVAC LLC | G7SC-038*-T23A1 | Federally-Regulated Consumer Product | Non-Weatherized, Condensing Ga | 1252 | 250 | 250.088 | 07/22/2020 | 37844 | 205078699 | 07/31/2021
Nordyne, LLC | Gibson | KG7SC-120*-T45D* | Federally-Regulated Consumer Product | Non-Weatherized, Condensing Ga | 2047 | 272 | 285.068 | 07/22/2020 | 120160 | 205147072 | 07/31/2021
Nordyne, LLC | Gibson | KG7SD-072*-T35C* | Federally-Regulated Consumer Product | Non-Weatherized, Condensing Ga | 1826 | 275 | 275.344 | 07/22/2020 | 72142 | 205282679 | 07/31/2021
Nordyne, LLC | Gibson | KG7SD-054*-T24B1 | Federally-Regulated Consumer Product | Non-Weatherized, Condensing Ga | 1478 | 260 | 260.032 | 07/22/2020 | 54229 | 205147086 | 07/31/2021
Nordyne, LLC | Gibson | KG7SD-108*-T45D1 | Federally-Regulated Consumer Product | Non-Weatherized, Condensing Ga | 2046 | 272 | 285.024 | 07/22/2020 | 107992 | 205281363 | 07/31/2021
Nordyne, LLC | Gibson | KG7SC-108*-T45D* | Federally-Regulated Consumer Product | Non-Weatherized, Condensing Ga | 1956 | 281 | 281.064 | 07/22/2020 | 107378 | 205234654 | 07/31/2021
Nordyne, LLC | Gibson | KG7SC-038*-T23A1 | Federally-Regulated Consumer Product | Non-Weatherized, Condensing Ga | 1252 | 250 | 250.088 | 07/22/2020 | 37844 | 205078759 | 07/31/2021
Nordyne, LLC | Gibson | KG7SD-120*-T45D1 | Federally-Regulated Consumer Product | Non-Weatherized, Condensing Ga | 1860 | 277 |  | 09/16/2020 | 113408 | 206192536 | 07/31/2021
Daikin Comfort Technologies Manufacturing, L.P. | Amana | AMES921004CN | Federally-Regulated Consumer Product | Non-Weatherized, Condensing Ga | 1615 | 266 | 266.06 | 10/04/2019 |  |  | 07/31/2021
Daikin Comfort Technologies Manufacturing, L.P. | Amana | AMES921205DN | Federally-Regulated Consumer Product | Non-Weatherized, Condensing Ga | 1919 | 279 | 279.436 | 10/04/2019 |  |  | 07/31/2021
Daikin Comfort Technologies Manufacturing, L.P. | Amana | AMES920803BN | Federally-Regulated Consumer Product | Non-Weatherized, Condensing Ga | 1236 | 249 | 249.384 | 10/04/2019 |  |  | 07/31/2021
Daikin Comfort Technologies Manufacturing, L.P. | Amana | AMES920804CN | Federally-Regulated Consumer Product | Non-Weatherized, Condensing Ga | 1729 | 271 | 271.076 | 10/04/2019 |  |  | 07/31/2021
Daikin Comfort Technologies Manufacturing, L.P. | Amana | AMES921005CN | Federally-Regulated Consumer Product | Non-Weatherized, Condensing Ga | 1959 | 281 | 281.196 | 10/04/2019 |  |  | 07/31/2021
Nordyne, LLC | AC PRO | KG7SC-054*-T24B* | Federally-Regulated Consumer Product | Non-Weatherized, Condensing Ga | 1537 | 263 | 262.628 | 07/27/2020 | 54478 | 204762174 | 07/31/2021
Daikin Comfort Technologies Manufacturing, L.P. | Goodman | GMES920803BN | Federally-Regulated Consumer Product | Non-Weatherized, Condensing Ga | 1236 | 249 | 249.384 | 10/04/2019 |  |  | 07/31/2021
Daikin Comfort Technologies Manufacturing, L.P. | Goodman | GMES921205DN | Federally-Regulated Consumer Product | Non-Weatherized, Condensing Ga | 1919 | 279 | 279.436 | 10/04/2019 |  |  | 07/31/2021
Daikin Comfort Technologies Manufacturing, L.P. | Goodman | GMES921005CN | Federally-Regulated Consumer Product | Non-Weatherized, Condensing Ga | 1959 | 281 | 281.196 | 10/04/2019 |  |  | 07/31/2021
Daikin Comfort Technologies Manufacturing, L.P. | Goodman | GMES920804CN | Federally-Regulated Consumer Product | Non-Weatherized, Condensing Ga | 1729 | 271 | 271.076 | 10/04/2019 |  |  | 07/31/2021
Daikin Comfort Technologies Manufacturing, L.P. | Goodman | GMES921004CN | Federally-Regulated Consumer Product | Non-Weatherized, Condensing Ga | 1615 | 266 | 266.06 | 10/04/2019 |  |  | 07/31/2021
American Standard, Inc. | AMERICAN STANDARD | S9X1B060U4PSB** | Federally-Regulated Consumer Product | Non-Weatherized, Condensing Ga | 1616 | 266 |  | 07/31/2021 | 60194 | 203862610 | 07/31/2021
American Standard, Inc. | AMERICAN STANDARD | S9V2B040U3PS*** | Federally-Regulated Consumer Product | Non-Weatherized, Condensing Ga | 1228 | 249 |  | 07/31/2021 | 25735 | 10509492 | 07/31/2021
American Standard, Inc. | AMERICAN STANDARD | 4DCY4036C1070** | Federally-Regulated Consumer Product | Weatherized Non-Condensing Gas | 1504 | 265 |  | 07/31/2021 | 55291 | 7795877 | 07/31/2021
American Standard, Inc. | AMERICAN STANDARD | S9X1B040U3PSB** | Federally-Regulated Consumer Product | Non-Weatherized, Condensing Ga | 1091 | 243 |  | 07/31/2021 | 40458 | 203862608 | 07/31/2021
American Standard, Inc. | AMERICAN STANDARD | S8B1B060M4PT*** | Federally-Regulated Consumer Product | Non-Weatherized, Non-Condensin | 1803 | 261 |  | 07/31/2021 | 59449 | 202865520 | 07/31/2021
American Standard, Inc. | AMERICAN STANDARD | AUHMB060ACV3V** | Federally-Regulated Consumer Product | Non-Weatherized, Condensing Ga | 1328 | 253 |  | 07/31/2021 | 23433 | 9962868 | 07/31/2021
American Standard, Inc. | AMERICAN STANDARD | S9V2B080D4PS*** | Federally-Regulated Consumer Product | Non-Weatherized, Condensing Ga | 1726 | 271 |  | 07/31/2021 | 51824 | 10509497 | 07/31/2021
American Standard, Inc. | AMERICAN STANDARD | S9V2B040U3VS*** | Federally-Regulated Consumer Product | Non-Weatherized, Condensing Ga | 1404 | 257 |  | 07/31/2021 | 26064 | 10591643 | 07/31/2021
American Standard, Inc. | AMERICAN STANDARD | 4YCC4060A1090** | Federally-Regulated Consumer Product | Weatherized Non-Condensing Gas | 2282 | 299 |  | 07/31/2021 | 89050 | 7523946 | 07/31/2021
American Standard, Inc. | AMERICAN STANDARD | S9X1C100D5PSB** | Federally-Regulated Consumer Product | Non-Weatherized, Condensing Ga | 2301 | 296 |  | 07/31/2021 | 99284 | 203862618 | 07/31/2021
American Standard, Inc. | AMERICAN STANDARD | ADHMB080ACV3VB* | Federally-Regulated Consumer Product | Non-Weatherized, Condensing Ga | 1358 | 255 |  | 07/31/2021 | 79830 | 5722430 | 07/31/2021
American Standard, Inc. | AMERICAN STANDARD | AUD2D120ACV52* | Federally-Regulated Consumer Product | Non-Weatherized, Non-Condensin | 2054 | 272 |  | 07/31/2021 | 75211 | 2016786 | 07/31/2021
American Standard, Inc. | AMERICAN STANDARD | AUHMD120ACV5V** | Federally-Regulated Consumer Product | Non-Weatherized, Condensing Ga | 2116 | 288 |  | 07/31/2021 | 54354 | 9962865 | 07/31/2021
American Standard, Inc. | AMERICAN STANDARD | S9V2C100D4VS*** | Federally-Regulated Consumer Product | Non-Weatherized, Condensing Ga | 2084 | 287 |  | 07/31/2021 | 64611 | 10591647 | 07/31/2021
American Standard, Inc. | AMERICAN STANDARD | ADD2D120ACV52* | Federally-Regulated Consumer Product | Non-Weatherized, Non-Condensin | 2235 | 280 |  | 07/31/2021 | 75910 | 2016784 | 07/31/2021
American Standard, Inc. | AMERICAN STANDARD | 4YCC4036A1090** | Federally-Regulated Consumer Product | Weatherized Non-Condensing Gas | 1387 | 260 |  | 07/31/2021 | 90126 | 7523941 | 07/31/2021
American Standard, Inc. | AMERICAN STANDARD | S8B1B060M3PT*** | Federally-Regulated Consumer Product | Non-Weatherized, Non-Condensin | 1439 | 245 |  | 07/31/2021 | 60491 | 202865519 | 07/31/2021
American Standard, Inc. | AMERICAN STANDARD | S8X2B080M4PT*** | Federally-Regulated Consumer Product | Non-Weatherized, Non-Condensin | 1846 | 263 |  | 07/31/2021 | 51266 | 202865503 | 07/31/2021
American Standard, Inc. | AMERICAN STANDARD | AUHMC100ACV4V**-H | Federally-Regulated Consumer Product | Non-Weatherized, Condensing Ga | 2096 | 287 |  | 07/31/2021 | 39125 | 9962863 | 07/31/2021
American Standard, Inc. | AMERICAN STANDARD | S9V2B060D3PS*** | Federally-Regulated Consumer Product | Non-Weatherized, Condensing Ga | 1446 | 259 |  | 07/31/2021 | 38743 | 10509493 | 07/31/2021
American Standard, Inc. | AMERICAN STANDARD | AUD2C080ACV42* | Federally-Regulated Consumer Product | Non-Weatherized, Non-Condensin | 1927 | 267 |  | 07/31/2021 | 51581 | 2016793 | 07/31/2021
American Standard, Inc. | AMERICAN STANDARD | S9V2B040D3PS*** | Federally-Regulated Consumer Product | Non-Weatherized, Condensing Ga | 1300 | 252 |  | 07/31/2021 | 25956 | 10509491 | 07/31/2021
American Standard, Inc. | AMERICAN STANDARD | 4YCC4042A1060** | Federally-Regulated Consumer Product | Weatherized Non-Condensing Gas | 1646 | 271 |  | 07/31/2021 | 59580 | 7523942 | 07/31/2021
American Standard, Inc. | AMERICAN STANDARD | ADHMB060BCV3VB* | Federally-Regulated Consumer Product | Non-Weatherized, Condensing Ga | 1327 | 253 |  | 07/31/2021 | 24191 | 5722429 | 07/31/2021
American Standard, Inc. | AMERICAN STANDARD | 4YCY5036A1070** | Federally-Regulated Consumer Product | Weatherized Non-Condensing Gas | 1504 | 265 |  | 07/31/2021 | 55291 | 9100603 | 07/31/2021
American Standard, Inc. | AMERICAN STANDARD | AUD2C100ACV52* | Federally-Regulated Consumer Product | Non-Weatherized, Non-Condensin | 2003 | 270 |  | 07/31/2021 | 64814 | 2016785 | 07/31/2021
American Standard, Inc. | AMERICAN STANDARD | ADHMC100ACV4VB* | Federally-Regulated Consumer Product | Non-Weatherized, Condensing Ga | 1706 | 270 |  | 07/31/2021 | 41336 | 5722431 | 07/31/2021
American Standard, Inc. | AMERICAN STANDARD | S9V2B080D4VS*** | Federally-Regulated Consumer Product | Non-Weatherized, Condensing Ga | 1555 | 263 |  | 07/31/2021 | 52053 | 203965284 | 07/31/2021
American Standard, Inc. | AMERICAN STANDARD | S8X1D120M5PT*** | Federally-Regulated Consumer Product | Non-Weatherized, Non-Condensin | 2611 | 297 |  | 07/31/2021 | 119580 | 202865499 | 07/31/2021
American Standard, Inc. | AMERICAN STANDARD | S9B1C100D5PS*** | Federally-Regulated Consumer Product | Non-Weatherized, Condensing Ga | 2301 | 296 |  | 07/31/2021 | 99284 | 203908976 | 07/31/2021
American Standard, Inc. | AMERICAN STANDARD | S9X2C080U5PSB** | Federally-Regulated Consumer Product | Non-Weatherized, Condensing Ga | 2411 | 301 |  | 07/31/2021 | 52308 | 203909123 | 07/31/2021
American Standard, Inc. | AMERICAN STANDARD | 4YCC4060A1115** | Federally-Regulated Consumer Product | Weatherized Non-Condensing Gas | 2164 | 294 |  | 07/31/2021 | 114427 | 7523947 | 07/31/2021
American Standard, Inc. | AMERICAN STANDARD | S9X2B040D3PSB** | Federally-Regulated Consumer Product | Non-Weatherized, Condensing Ga | 1261 | 250 |  | 07/31/2021 | 25805 | 203909126 | 07/31/2021
American Standard, Inc. | AMERICAN STANDARD | S9X1D120U5PSB** | Federally-Regulated Consumer Product | Non-Weatherized, Condensing Ga | 2504 | 305 |  | 07/31/2021 | 120189 | 203862614 | 07/31/2021
American Standard, Inc. | AMERICAN STANDARD | S8B1A026M2PT*** | Federally-Regulated Consumer Product | Non-Weatherized, Non-Condensin | 1045 | 228 |  | 07/31/2021 | 26205 | 202865516 | 07/31/2021
American Standard, Inc. | AMERICAN STANDARD | ADD2B080ACV32* | Federally-Regulated Consumer Product | Non-Weatherized, Non-Condensin | 1378 | 243 |  | 07/31/2021 | 56415 | 2016789 | 07/31/2021
American Standard, Inc. | AMERICAN STANDARD | 4YCZ6024A106** | Federally-Regulated Consumer Product | Weatherized Non-Condensing Gas | 1056 | 245 |  | 07/31/2021 | 60351 | 10337166 | 07/31/2021
American Standard, Inc. | AMERICAN STANDARD | AUHMB080ACV3V** | Federally-Regulated Consumer Product | Non-Weatherized, Condensing Ga | 1413 | 257 |  | 07/31/2021 | 79374 | 9962867 | 07/31/2021
American Standard, Inc. | AMERICAN STANDARD | S9B1B040U3PS*** | Federally-Regulated Consumer Product | Non-Weatherized, Condensing Ga | 1091 | 243 |  | 07/31/2021 | 40458 | 203908966 | 07/31/2021
American Standard, Inc. | AMERICAN STANDARD | AUHMB060ACV3V**-H | Federally-Regulated Consumer Product | Non-Weatherized, Condensing Ga | 1328 | 253 |  | 07/31/2021 | 23433 | 9962861 | 07/31/2021
American Standard, Inc. | AMERICAN STANDARD | S8B1B040M2PT*** | Federally-Regulated Consumer Product | Non-Weatherized, Non-Condensin | 959 | 224 |  | 07/31/2021 | 40074 | 202865518 | 07/31/2021
American Standard, Inc. | AMERICAN STANDARD | 4YCY5042A1090** | Federally-Regulated Consumer Product | Weatherized Non-Condensing Gas | 1846 | 280 |  | 07/31/2021 | 90142 | 9100605 | 07/31/2021
American Standard, Inc. | AMERICAN STANDARD | AUHMB080ACV3V**-H | Federally-Regulated Consumer Product | Non-Weatherized, Condensing Ga | 1413 | 257 |  | 07/31/2021 | 79374 | 9962862 | 07/31/2021
American Standard, Inc. | AMERICAN STANDARD | S9V2C100D4PS*** | Federally-Regulated Consumer Product | Non-Weatherized, Condensing Ga | 1664 | 268 |  | 07/31/2021 | 65190 | 10509501 | 07/31/2021
American Standard, Inc. | AMERICAN STANDARD | 4DCY4042C1090** | Federally-Regulated Consumer Product | Weatherized Non-Condensing Gas | 1846 | 280 |  | 07/31/2021 | 90142 | 7795878 | 07/31/2021
American Standard, Inc. | AMERICAN STANDARD | S8B1C100M5PT*** | Federally-Regulated Consumer Product | Non-Weatherized, Non-Condensin | 2443 | 289 |  | 07/31/2021 | 98371 | 202865523 | 07/31/2021
American Standard, Inc. | AMERICAN STANDARD | S9V2C080U5PS*** | Federally-Regulated Consumer Product | Non-Weatherized, Condensing Ga | 2136 | 289 |  | 07/31/2021 | 52430 | 10509500 | 07/31/2021
American Standard, Inc. | AMERICAN STANDARD | 4YCC4042A1090** | Federally-Regulated Consumer Product | Weatherized Non-Condensing Gas | 1729 | 275 |  | 07/31/2021 | 89458 | 7523943 | 07/31/2021
American Standard, Inc. | AMERICAN STANDARD | S8B1B080M4PT*** | Federally-Regulated Consumer Product | Non-Weatherized, Non-Condensin | 1891 | 265 |  | 07/31/2021 | 80284 | 202865521 | 07/31/2021
American Standard, Inc. | AMERICAN STANDARD | ADHMD120BCV5VB* | Federally-Regulated Consumer Product | Non-Weatherized, Condensing Ga | 1901 | 279 |  | 07/31/2021 | 48072 | 5722432 | 07/31/2021
American Standard, Inc. | AMERICAN STANDARD | 4YCZ6048C1090** | Federally-Regulated Consumer Product | Weatherized Non-Condensing Gas | 1874 | 281 |  | 07/31/2021 | 71942 | 7795889 | 07/31/2021
American Standard, Inc. | AMERICAN STANDARD | AUHMC100ACV4V** | Federally-Regulated Consumer Product | Non-Weatherized, Condensing Ga | 2096 | 287 |  | 07/31/2021 | 39125 | 9962866 | 07/31/2021
American Standard, Inc. | AMERICAN STANDARD | ADD2B060ACV32* | Federally-Regulated Consumer Product | Non-Weatherized, Non-Condensin | 1628 | 254 |  | 07/31/2021 | 38329 | 2016788 | 07/31/2021
American Standard, Inc. | AMERICAN STANDARD | S9V2B060U3VS*** | Federally-Regulated Consumer Product | Non-Weatherized, Condensing Ga | 1418 | 257 |  | 07/31/2021 | 38583 | 10591644 | 07/31/2021
American Standard, Inc. | AMERICAN STANDARD | S9V2B060U3PS*** | Federally-Regulated Consumer Product | Non-Weatherized, Condensing Ga | 1312 | 253 |  | 07/31/2021 | 39141 | 10509494 | 07/31/2021
American Standard, Inc. | AMERICAN STANDARD | S9V2C100D5PS*** | Federally-Regulated Consumer Product | Non-Weatherized, Condensing Ga | 2259 | 294 |  | 07/31/2021 | 65348 | 10509502 | 07/31/2021
American Standard, Inc. | AMERICAN STANDARD | S9B1D120U5PS*** | Federally-Regulated Consumer Product | Non-Weatherized, Condensing Ga | 2504 | 305 |  | 07/31/2021 | 120189 | 203908971 | 07/31/2021
American Standard, Inc. | AMERICAN STANDARD | 4YCY5048A1115** | Federally-Regulated Consumer Product | Weatherized Non-Condensing Gas | 1867 | 281 |  | 07/31/2021 | 91535 | 9100607 | 07/31/2021
American Standard, Inc. | AMERICAN STANDARD | S9X2B080D4PSB** | Federally-Regulated Consumer Product | Non-Weatherized, Condensing Ga | 1621 | 266 |  | 07/31/2021 | 53124 | 203909128 | 07/31/2021
American Standard, Inc. | AMERICAN STANDARD | AUHMD120ACV5V**-H | Federally-Regulated Consumer Product | Non-Weatherized, Condensing Ga | 2116 | 288 |  | 07/31/2021 | 54354 | 9962864 | 07/31/2021
American Standard, Inc. | AMERICAN STANDARD | S9V2B060U4PS*** | Federally-Regulated Consumer Product | Non-Weatherized, Condensing Ga | 1620 | 266 |  | 07/31/2021 | 39100 | 10509495 | 07/31/2021
American Standard, Inc. | AMERICAN STANDARD | 4YCY5024A1060** | Federally-Regulated Consumer Product | Weatherized Non-Condensing Gas | 979 | 242 |  | 07/31/2021 | 59749 | 9100601 | 07/31/2021
American Standard, Inc. | AMERICAN STANDARD | 4YCY5048A1090** | Federally-Regulated Consumer Product | Weatherized Non-Condensing Gas | 1874 | 281 |  | 07/31/2021 | 71942 | 9100606 | 07/31/2021
American Standard, Inc. | AMERICAN STANDARD | S9B1B060U4PS*** | Federally-Regulated Consumer Product | Non-Weatherized, Condensing Ga | 1616 | 266 |  | 07/31/2021 | 60194 | 203908967 | 07/31/2021
American Standard, Inc. | AMERICAN STANDARD | 4YCZ6048C1115** | Federally-Regulated Consumer Product | Weatherized Non-Condensing Gas | 1867 | 281 |  | 07/31/2021 | 91535 | 7795890 | 07/31/2021
Daikin Comfort Technologies Manufacturing, L.P. | Daikin | DM92SE0804CN | Federally-Regulated Consumer Product | Non-Weatherized, Condensing Ga | 1729 | 271 |  | 07/31/2021 | 79605 | 203400972 | 07/31/2021
Daikin Comfort Technologies Manufacturing, L.P. | Daikin | DM92SE1004CN | Federally-Regulated Consumer Product | Non-Weatherized, Condensing Ga | 1615 | 266 |  | 07/31/2021 | 99347 | 203400974 | 07/31/2021
Daikin Comfort Technologies Manufacturing, L.P. | Daikin | DM92SE0803BN | Federally-Regulated Consumer Product | Non-Weatherized, Condensing Ga | 1236 | 249 |  | 07/31/2021 | 79260 | 203400971 | 07/31/2021
Daikin Comfort Technologies Manufacturing, L.P. | Daikin | DM92SE1205DN | Federally-Regulated Consumer Product | Non-Weatherized, Condensing Ga | 1919 | 279 |  | 07/31/2021 | 119311 | 203400976 | 07/31/2021
Daikin Comfort Technologies Manufacturing, L.P. | Daikin | DM92SE1005CN | Federally-Regulated Consumer Product | Non-Weatherized, Condensing Ga | 1959 | 281 |  | 07/31/2021 | 100747 | 203400975 | 07/31/2021
Daikin Comfort Technologies Manufacturing, L.P. | Goodman | GMES920803BN | Federally-Regulated Consumer Product | Non-Weatherized, Condensing Ga | 1236 | 249 |  | 07/31/2021 | 79260 | 203400957 | 07/31/2021
Daikin Comfort Technologies Manufacturing, L.P. | Goodman | GMES921205DN | Federally-Regulated Consumer Product | Non-Weatherized, Condensing Ga | 1919 | 279 |  | 07/31/2021 | 119311 | 203400962 | 07/31/2021
Daikin Comfort Technologies Manufacturing, L.P. | Goodman | GMES921005CN | Federally-Regulated Consumer Product | Non-Weatherized, Condensing Ga | 1959 | 281 |  | 07/31/2021 | 100747 | 203400961 | 07/31/2021
Daikin Comfort Technologies Manufacturing, L.P. | Goodman | GMES920804CN | Federally-Regulated Consumer Product | Non-Weatherized, Condensing Ga | 1729 | 271 |  | 07/31/2021 | 79605 | 203400958 | 07/31/2021
Daikin Comfort Technologies Manufacturing, L.P. | Goodman | GMES921004CN | Federally-Regulated Consumer Product | Non-Weatherized, Condensing Ga | 1615 | 266 |  | 07/31/2021 | 99347 | 203400960 | 07/31/2021
Nordyne, LLC | AC PRO | KG7SC-054*-T24B* | Federally-Regulated Consumer Product | Non-Weatherized, Condensing Ga | 1537 | 263 |  | 07/31/2021 | 54478 | 204762174 | 07/31/2021
Daikin Comfort Technologies Manufacturing, L.P. | Amana | AMES921004CN | Federally-Regulated Consumer Product | Non-Weatherized, Condensing Ga | 1615 | 266 |  | 07/31/2021 | 99347 | 203400967 | 07/31/2021
Daikin Comfort Technologies Manufacturing, L.P. | Amana | AMES921205DN | Federally-Regulated Consumer Product | Non-Weatherized, Condensing Ga | 1919 | 279 |  | 07/31/2021 | 119311 | 203400969 | 07/31/2021
Daikin Comfort Technologies Manufacturing, L.P. | Amana | AMES920803BN | Federally-Regulated Consumer Product | Non-Weatherized, Condensing Ga | 1236 | 249 |  | 07/31/2021 | 79260 | 203400964 | 07/31/2021
Daikin Comfort Technologies Manufacturing, L.P. | Amana | AMES920804CN | Federally-Regulated Consumer Product | Non-Weatherized, Condensing Ga | 1729 | 271 |  | 07/31/2021 | 79605 | 203400965 | 07/31/2021
Daikin Comfort Technologies Manufacturing, L.P. | Amana | AMES921005CN | Federally-Regulated Consumer Product | Non-Weatherized, Condensing Ga | 1959 | 281 |  | 07/31/2021 | 100747 | 203400968 | 07/31/2021
Nordyne, LLC | Gibson | KG7SC-120*-T45D* | Federally-Regulated Consumer Product | Non-Weatherized, Condensing Ga | 2047 | 272 |  | 07/31/2021 | 120160 | 205147072 | 07/31/2021
Nordyne, LLC | Gibson | KG7SD-072*-T35C* | Federally-Regulated Consumer Product | Non-Weatherized, Condensing Ga | 1826 | 275 |  | 07/31/2021 | 72142 | 205282679 | 07/31/2021
Nordyne, LLC | Gibson | KG7SD-054*-T24B1 | Federally-Regulated Consumer Product | Non-Weatherized, Condensing Ga | 1478 | 260 |  | 07/31/2021 | 54229 | 205147086 | 07/31/2021
Nordyne, LLC | Gibson | KG7SD-108*-T45D1 | Federally-Regulated Consumer Product | Non-Weatherized, Condensing Ga | 2046 | 272 |  | 07/31/2021 | 107992 | 205281363 | 07/31/2021
Nordyne, LLC | Gibson | KG7SC-108*-T45D* | Federally-Regulated Consumer Product | Non-Weatherized, Condensing Ga | 1956 | 281 |  | 07/31/2021 | 107378 | 205234654 | 07/31/2021
Nordyne, LLC | Gibson | KG7SC-038*-T23A1 | Federally-Regulated Consumer Product | Non-Weatherized, Condensing Ga | 1252 | 250 |  | 07/31/2021 | 37844 | 205078759 | 07/31/2021
Nordyne, LLC | Gibson | KG7SD-120*-T45D1 | Federally-Regulated Consumer Product | Non-Weatherized, Condensing Ga | 1860 | 277 |  | 07/31/2021 | 113408 | 206192536 | 07/31/2021
Allied Air | Century | ODFB95-E3-1 | Federally-Regulated Consumer Product | Non-Weatherized, Non-Condensin | 1918 | 350 | 518 | 12/09/2020 | 102410 | 205013905 | 08/11/2021
Allied Air | Century | OHRB95-E3-1 | Federally-Regulated Consumer Product | Non-Weatherized, Non-Condensin | 1918 | 350 | 518 | 12/09/2020 | 102410 | 205013903 | 08/11/2021
Allied Air | Century | ODFB95-E3-1 | Federally-Regulated Consumer Product | Non-Weatherized, Non-Condensin | 1918 | 350 |  | 08/11/2021 | 102410 | 205013905 | 08/11/2021
Allied Air | Century | OHRB95-E3-1 | Federally-Regulated Consumer Product | Non-Weatherized, Non-Condensin | 1918 | 350 |  | 08/11/2021 | 102410 | 205013903 | 08/11/2021
Nordyne, LLC | Philco | FG7TK-060C-V23A1 | Federally-Regulated Consumer Product | Non-Weatherized, Non-Condensin | 1302 | 239 | 239.288 | 10/04/2019 |  |  | 10/06/2021
Nordyne, LLC | Philco | KG7TA-080C-E24B1 | Federally-Regulated Consumer Product | Non-Weatherized, Non-Condensin | 1277 | 238 | 238.188 | 10/04/2019 |  |  | 10/06/2021
Nordyne, LLC | Philco | KG7TN-060D-E24B1 | Federally-Regulated Consumer Product | Non-Weatherized, Condensing Ga | 1304 | 252 |  | 08/05/2020 | 39517 | 204036989 | 10/06/2021
Nordyne, LLC | Philco | KG7TC-120D-E45D1 | Federally-Regulated Consumer Product | Non-Weatherized, Condensing Ga | 2160 | 290 |  | 08/05/2020 | 77603 | 204036858 | 10/06/2021
Nordyne, LLC | Philco | KG7TC-080*-E35C1 | Federally-Regulated Consumer Product | Non-Weatherized, Condensing Ga | 1686 | 269 |  | 08/05/2020 | 51925 | 204037014 | 10/06/2021
Nordyne, LLC | Philco | KG7TC-120*-E45D1 | Federally-Regulated Consumer Product | Non-Weatherized, Condensing Ga | 2160 | 290 |  | 08/05/2020 | 77603 | 204037031 | 10/06/2021
Nordyne, LLC | Philco | FG7TN-115D-V45C1 | Federally-Regulated Consumer Product | Non-Weatherized, Condensing Ga | 1798 | 274 |  | 08/05/2020 | 74070 | 204036964 | 10/06/2021
Nordyne, LLC | Philco | FG7TC-100*-V35C1 | Federally-Regulated Consumer Product | Non-Weatherized, Condensing Ga | 1826 | 275 |  | 08/05/2020 | 64473 | 204037055 | 10/06/2021
Nordyne, LLC | Philco | KG7TN-100D-E35C1 | Federally-Regulated Consumer Product | Non-Weatherized, Condensing Ga | 1711 | 270 |  | 08/05/2020 | 65214 | 204036949 | 10/06/2021
Nordyne, LLC | Philco | FG7TK-080C-V24B1 | Federally-Regulated Consumer Product | Non-Weatherized, Non-Condensin | 1621 | 253 | 253.324 | 10/04/2019 |  |  | 10/06/2021
Nordyne, LLC | Philco | KG7TC-080D-E35C1 | Federally-Regulated Consumer Product | Non-Weatherized, Condensing Ga | 1686 | 269 |  | 08/05/2020 | 51925 | 204036829 | 10/06/2021
Nordyne, LLC | Philco | KG7TE-060D-E24B1 | Federally-Regulated Consumer Product | Non-Weatherized, Condensing Ga | 1315 | 252 |  | 08/05/2020 | 38212 | 204037063 | 10/06/2021
Nordyne, LLC | Philco | FG7TE-100D-E35C1 | Federally-Regulated Consumer Product | Non-Weatherized, Condensing Ga | 1783 | 273 |  | 08/05/2020 | 64758 | 204036922 | 10/06/2021
Nordyne, LLC | Philco | KG7TK-060C-V23A1 | Federally-Regulated Consumer Product | Non-Weatherized, Non-Condensin | 1302 | 239 | 239.288 | 10/04/2019 |  |  | 10/06/2021
Nordyne, LLC | Philco | FG7TK-100C-V35C1 | Federally-Regulated Consumer Product | Non-Weatherized, Non-Condensin | 1844 | 263 | 263.136 | 10/04/2019 |  |  | 10/06/2021
Nordyne, LLC | Philco | FG7TC-080*-V35C1 | Federally-Regulated Consumer Product | Non-Weatherized, Condensing Ga | 1873 | 277 |  | 08/05/2020 | 50261 | 204037049 | 10/06/2021
Nordyne, LLC | Philco | FG7TA-080C-V24B1 | Federally-Regulated Consumer Product | Non-Weatherized, Non-Condensin | 1277 | 238 | 238.188 | 10/04/2019 |  |  | 10/06/2021
Nordyne, LLC | Philco | FG7TE-060D-E24B1 | Federally-Regulated Consumer Product | Non-Weatherized, Condensing Ga | 1315 | 252 |  | 08/05/2020 | 38212 | 204037058 | 10/06/2021
Nordyne, LLC | Philco | KG7TK-100C-V35C1 | Federally-Regulated Consumer Product | Non-Weatherized, Non-Condensin | 1844 | 263 | 263.136 | 10/04/2019 |  |  | 10/06/2021
Nordyne, LLC | Philco | KG7TE-100D-E35C1 | Federally-Regulated Consumer Product | Non-Weatherized, Condensing Ga | 1783 | 273 |  | 08/05/2020 | 64758 | 204036928 | 10/06/2021
Nordyne, LLC | Philco | FG7TC-100D-V35C1 | Federally-Regulated Consumer Product | Non-Weatherized, Condensing Ga | 1826 | 275 |  | 08/05/2020 | 64473 | 204036850 | 10/06/2021
Nordyne, LLC | Philco | KG7TK-080C-V24B1 | Federally-Regulated Consumer Product | Non-Weatherized, Non-Condensin | 1621 | 253 | 253.324 | 10/04/2019 |  |  | 10/06/2021
Nordyne, LLC | Philco | KG7TA-100C-E35C1 | Federally-Regulated Consumer Product | Non-Weatherized, Non-Condensin | 1668 | 255 | 255.392 | 10/04/2019 |  |  | 10/06/2021
Nordyne, LLC | Philco | FG7TE-080D-V35C1 | Federally-Regulated Consumer Product | Non-Weatherized, Condensing Ga | 1829 | 275 |  | 08/05/2020 | 52182 | 204036973 | 10/06/2021
Nordyne, LLC | Philco | FG7TC-080D-V35C1 | Federally-Regulated Consumer Product | Non-Weatherized, Condensing Ga | 1873 | 277 |  | 08/05/2020 | 50261 | 204036835 | 10/06/2021
Nordyne, LLC | Kelvinator | KG7TC-080D-E35C1 | Federally-Regulated Consumer Product | Non-Weatherized, Condensing Ga | 1686 | 269 |  | 08/05/2020 | 51925 | 204036827 | 10/06/2021
Nordyne, LLC | Kelvinator | KG7TK-100C-V35C1 | Federally-Regulated Consumer Product | Non-Weatherized, Non-Condensin | 1844 | 263 | 263.136 | 10/04/2019 |  |  | 10/06/2021
Nordyne, LLC | Kelvinator | KG7TE-060D-E24B1 | Federally-Regulated Consumer Product | Non-Weatherized, Condensing Ga | 1315 | 252 |  | 08/05/2020 | 38212 | 204037061 | 10/06/2021
Nordyne, LLC | Kelvinator | KG7TK-080C-V24B1 | Federally-Regulated Consumer Product | Non-Weatherized, Non-Condensin | 1621 | 253 | 253.324 | 10/04/2019 |  |  | 10/06/2021
Nordyne, LLC | Kelvinator | KG7TC-120D-E45D1 | Federally-Regulated Consumer Product | Non-Weatherized, Condensing Ga | 2160 | 290 |  | 08/05/2020 | 77603 | 204036856 | 10/06/2021
Nordyne, LLC | Kelvinator | KG7TE-100D-E35C1 | Federally-Regulated Consumer Product | Non-Weatherized, Condensing Ga | 1783 | 273 |  | 08/05/2020 | 64758 | 204036926 | 10/06/2021
Nordyne, LLC | Kelvinator | KG7TC-120*-E45D1 | Federally-Regulated Consumer Product | Non-Weatherized, Condensing Ga | 2160 | 290 |  | 08/05/2020 | 77603 | 204037029 | 10/06/2021
Nordyne, LLC | Kelvinator | KG7TN-060D-E24B1 | Federally-Regulated Consumer Product | Non-Weatherized, Condensing Ga | 1304 | 252 |  | 08/05/2020 | 39517 | 204036987 | 10/06/2021
Nordyne, LLC | Kelvinator | KG7TA-100C-E35C1 | Federally-Regulated Consumer Product | Non-Weatherized, Non-Condensin | 1668 | 255 | 255.392 | 10/04/2019 |  |  | 10/06/2021
Nordyne, LLC | Kelvinator | KG7TC-080*-E35C1 | Federally-Regulated Consumer Product | Non-Weatherized, Condensing Ga | 1686 | 269 |  | 08/05/2020 | 51925 | 204037012 | 10/06/2021
Nordyne, LLC | Kelvinator | KG7TK-060C-V23A1 | Federally-Regulated Consumer Product | Non-Weatherized, Non-Condensin | 1302 | 239 | 239.288 | 10/04/2019 |  |  | 10/06/2021
Nordyne, LLC | Kelvinator | KG7TA-080C-E24B1 | Federally-Regulated Consumer Product | Non-Weatherized, Non-Condensin | 1277 | 238 | 238.188 | 10/04/2019 |  |  | 10/06/2021
Nordyne, LLC | Kelvinator | KG7TN-100D-E35C1 | Federally-Regulated Consumer Product | Non-Weatherized, Condensing Ga | 1711 | 270 |  | 08/05/2020 | 65214 | 204036947 | 10/06/2021
Nordyne, LLC | Garrison | KG7TA-080C-E24B1 | Federally-Regulated Consumer Product | Non-Weatherized, Non-Condensin | 1277 | 238 |  | 02/17/2021 | 52213 | 204036793 | 10/06/2021
Nordyne, LLC | Garrison | KG7TA-100C-E35C1 | Federally-Regulated Consumer Product | Non-Weatherized, Non-Condensin | 1668 | 255 |  | 02/17/2021 | 63969 | 204036801 | 10/06/2021
Nordyne, LLC | Garrison | KG7TC-080*-E35C1 | Federally-Regulated Consumer Product | Non-Weatherized, Condensing Ga | 1686 | 269 |  | 02/17/2021 | 51925 | 204037010 | 10/06/2021
Nordyne, LLC | Garrison | KG7TK-080C-V24B1 | Federally-Regulated Consumer Product | Non-Weatherized, Non-Condensin | 1621 | 253 |  | 02/17/2021 | 52810 | 204036878 | 10/06/2021
Nordyne, LLC | Garrison | KG7TC-120*-E45D1 | Federally-Regulated Consumer Product | Non-Weatherized, Condensing Ga | 2160 | 290 |  | 02/17/2021 | 77603 | 204037027 | 10/06/2021
Nordyne, LLC | Garrison | KG7TC-080D-E35C1 | Federally-Regulated Consumer Product | Non-Weatherized, Condensing Ga | 1686 | 269 |  | 02/17/2021 | 51925 | 204036825 | 10/06/2021
Nordyne, LLC | Garrison | KG7TK-100C-V35C1 | Federally-Regulated Consumer Product | Non-Weatherized, Non-Condensin | 1844 | 263 |  | 02/17/2021 | 66239 | 204036893 | 10/06/2021
Nordyne, LLC | Garrison | KG7TK-060C-V23A1 | Federally-Regulated Consumer Product | Non-Weatherized, Non-Condensin | 1302 | 239 |  | 02/17/2021 | 39338 | 204036863 | 10/06/2021
Nordyne, LLC | Garrison | KG7TC-120D-E45D1 | Federally-Regulated Consumer Product | Non-Weatherized, Condensing Ga | 2160 | 290 |  | 02/17/2021 | 77603 | 204036854 | 10/06/2021
Nordyne, LLC | Intertherm | FG7TK-100C-V35C1 | Federally-Regulated Consumer Product | Non-Weatherized, Non-Condensin | 1844 | 263 |  | 02/17/2021 | 66239 | 204036900 | 10/06/2021
Nordyne, LLC | Intertherm | FG7TK-060C-V23A1 | Federally-Regulated Consumer Product | Non-Weatherized, Non-Condensin | 1302 | 239 |  | 02/17/2021 | 39338 | 204036870 | 10/06/2021
Nordyne, LLC | Intertherm | MG2S-045F2*BM* | Federally-Regulated Consumer Product | Non-Weatherized, Condensing Ga | 1437 | 257 |  | 12/16/2020 | 29490 | 204014425 | 10/06/2021
Nordyne, LLC | Intertherm | MG1E-077F1**M1 | Federally-Regulated Consumer Product | Non-Weatherized, Non-Condensin | 1234 | 236 |  | 02/17/2021 | 77040 | 204114218 | 10/06/2021
Nordyne, LLC | Intertherm | MG2S-060F2*BM* | Federally-Regulated Consumer Product | Non-Weatherized, Condensing Ga | 1292 | 250 |  | 12/16/2020 | 39969 | 204014427 | 10/06/2021
Nordyne, LLC | Intertherm | MG2R-045F1**M* | Federally-Regulated Consumer Product | Non-Weatherized, Condensing Ga | 1416 | 257 |  | 12/16/2020 | 45149 | 204600229 | 10/06/2021
Nordyne, LLC | Intertherm | MG2S-072F2*BM* | Federally-Regulated Consumer Product | Non-Weatherized, Condensing Ga | 1551 | 262 |  | 12/16/2020 | 46947 | 204014429 | 10/06/2021
Nordyne, LLC | Intertherm | FG7TK-080C-V24B1 | Federally-Regulated Consumer Product | Non-Weatherized, Non-Condensin | 1621 | 253 |  | 02/17/2021 | 52810 | 204036885 | 10/06/2021
Nordyne, LLC | Intertherm | MG2R-060F1**M* | Federally-Regulated Consumer Product | Non-Weatherized, Condensing Ga | 1578 | 264 |  | 12/16/2020 | 58910 | 204600234 | 10/06/2021
Nordyne, LLC | Miller | MG2S-060F2*BM* | Federally-Regulated Consumer Product | Non-Weatherized, Condensing Ga | 1292 | 250 |  | 12/16/2020 | 39969 | 204014413 | 10/06/2021
Nordyne, LLC | Miller | FG7TK-080C-V24B1 | Federally-Regulated Consumer Product | Non-Weatherized, Non-Condensin | 1621 | 253 |  | 02/17/2021 | 52810 | 204036886 | 10/06/2021
Nordyne, LLC | Miller | MG2S-072F2*BM* | Federally-Regulated Consumer Product | Non-Weatherized, Condensing Ga | 1551 | 262 |  | 12/16/2020 | 46947 | 204014420 | 10/06/2021
Nordyne, LLC | Miller | FG7TK-060C-V23A1 | Federally-Regulated Consumer Product | Non-Weatherized, Non-Condensin | 1302 | 239 |  | 02/17/2021 | 39338 | 204036871 | 10/06/2021
Nordyne, LLC | Miller | MG1E-077F1**M1 | Federally-Regulated Consumer Product | Non-Weatherized, Non-Condensin | 1234 | 236 |  | 02/17/2021 | 77040 | 204114221 | 10/06/2021
Nordyne, LLC | Miller | MG2S-045F2*BM* | Federally-Regulated Consumer Product | Non-Weatherized, Condensing Ga | 1437 | 257 |  | 12/16/2020 | 29490 | 204014407 | 10/06/2021
Nordyne, LLC | Miller | FG7TK-100C-V35C1 | Federally-Regulated Consumer Product | Non-Weatherized, Non-Condensin | 1844 | 263 |  | 02/17/2021 | 66239 | 204036901 | 10/06/2021
Nordyne, LLC | Maytag | PGC2TK080CV24B1 | Federally-Regulated Consumer Product | Non-Weatherized, Non-Condensin | 1621 | 253 |  | 02/17/2021 | 52810 | 204036874 | 10/06/2021
Nordyne, LLC | Maytag | MG2S-072F2*BM* | Federally-Regulated Consumer Product | Non-Weatherized, Condensing Ga | 1551 | 262 |  | 12/16/2020 | 46947 | 204014421 | 10/06/2021
Nordyne, LLC | Maytag | MGC2SM054DT24B* | Federally-Regulated Consumer Product | Non-Weatherized, Condensing Ga | 1816 | 27 |  | 02/17/2021 | 53067 | 205464009 | 10/06/2021
Nordyne, LLC | Maytag | PGC2TK100CV35C1 | Federally-Regulated Consumer Product | Non-Weatherized, Non-Condensin | 1844 | 263 |  | 02/17/2021 | 66239 | 204036889 | 10/06/2021
Nordyne, LLC | Maytag | MG2R-060F1**M* | Federally-Regulated Consumer Product | Non-Weatherized, Condensing Ga | 1578 | 264 |  | 12/16/2020 | 58910 | 204600236 | 10/06/2021
Nordyne, LLC | Maytag | PGC2TK060CV23A1 | Federally-Regulated Consumer Product | Non-Weatherized, Non-Condensin | 1302 | 239 |  | 02/17/2021 | 39338 | 204036859 | 10/06/2021
Nordyne, LLC | Maytag | MG2S-060F2*BM* | Federally-Regulated Consumer Product | Non-Weatherized, Condensing Ga | 1292 | 250 |  | 12/16/2020 | 39969 | 204014414 | 10/06/2021
Nordyne, LLC | Maytag | MG2S-045F2*BM* | Federally-Regulated Consumer Product | Non-Weatherized, Condensing Ga | 1437 | 257 |  | 12/16/2020 | 29490 | 204014408 | 10/06/2021
Nordyne, LLC | Maytag | MG1E-077F1**M1 | Federally-Regulated Consumer Product | Non-Weatherized, Non-Condensin | 1234 | 236 |  | 02/17/2021 | 77040 | 204114220 | 10/06/2021
Nordyne, LLC | Maytag | MG2R-045F1**M* | Federally-Regulated Consumer Product | Non-Weatherized, Condensing Ga | 1416 | 257 |  | 12/16/2020 | 45149 | 204600231 | 10/06/2021
Nordyne, LLC | Broan | FG7TK-080C-V24B1 | Federally-Regulated Consumer Product | Non-Weatherized, Non-Condensin | 1621 | 253 |  | 02/17/2021 | 52810 | 204036883 | 10/06/2021
Nordyne, LLC | Broan | MG1E-070F1**M1 | Federally-Regulated Consumer Product | Non-Weatherized, Non-Condensin | 1424 | 245 |  | 02/17/2021 | 68978 | 204235552 | 10/06/2021
Nordyne, LLC | Broan | MG2R-045F1**M* | Federally-Regulated Consumer Product | Non-Weatherized, Condensing Ga | 1416 | 257 |  | 12/16/2020 | 45149 | 204600228 | 10/06/2021
Nordyne, LLC | Broan | FG7TK-100C-V35C1 | Federally-Regulated Consumer Product | Non-Weatherized, Non-Condensin | 1844 | 263 |  | 02/17/2021 | 66239 | 204036898 | 10/06/2021
Nordyne, LLC | Broan | FG7TK-060C-V23A1 | Federally-Regulated Consumer Product | Non-Weatherized, Non-Condensin | 1302 | 239 |  | 02/17/2021 | 39338 | 204036868 | 10/06/2021
Nordyne, LLC | Broan | MG2S-072F2*BM* | Federally-Regulated Consumer Product | Non-Weatherized, Condensing Ga | 1551 | 262 |  | 12/16/2020 | 46947 | 204014418 | 10/06/2021
Nordyne, LLC | Broan | MG2S-045F2*BM* | Federally-Regulated Consumer Product | Non-Weatherized, Condensing Ga | 1437 | 257 |  | 12/16/2020 | 29490 | 204014406 | 10/06/2021
Nordyne, LLC | Broan | KG7TK-080C-V24B1 | Federally-Regulated Consumer Product | Non-Weatherized, Non-Condensin | 1621 | 253 |  | 02/17/2021 | 52810 | 204036875 | 10/06/2021
Nordyne, LLC | Broan | MG2S-060F2*BM* | Federally-Regulated Consumer Product | Non-Weatherized, Condensing Ga | 1292 | 250 |  | 12/16/2020 | 39969 | 204014412 | 10/06/2021
Nordyne, LLC | Broan | MG2R-060F1**M* | Federally-Regulated Consumer Product | Non-Weatherized, Condensing Ga | 1578 | 264 |  | 12/16/2020 | 58910 | 204600233 | 10/06/2021
Nordyne, LLC | Broan | KG7TK-100C-V35C1 | Federally-Regulated Consumer Product | Non-Weatherized, Non-Condensin | 1844 | 263 |  | 02/17/2021 | 66239 | 204036890 | 10/06/2021
Nordyne, LLC | Broan | MG1E-056F1**M1 | Federally-Regulated Consumer Product | Non-Weatherized, Non-Condensin | 1445 | 246 |  | 02/17/2021 | 54993 | 204235537 | 10/06/2021
Nordyne, LLC | Broan | KG7TE-100D-V35C1 | Federally-Regulated Consumer Product | Non-Weatherized, Condensing Ga | 1819 | 275 |  | 02/17/2021 | 65338 | 205411499 | 10/06/2021
Nordyne, LLC | Broan | KG7TK-060C-V23A1 | Federally-Regulated Consumer Product | Non-Weatherized, Non-Condensin | 1302 | 239 |  | 02/17/2021 | 39338 | 204036860 | 10/06/2021
Nordyne, LLC | Broan | MG1E-077F1**M1 | Federally-Regulated Consumer Product | Non-Weatherized, Non-Condensin | 1234 | 236 |  | 02/17/2021 | 77040 | 204114217 | 10/06/2021
Nordyne, LLC | Gibson | KG7TK-100C-V35C1 | Federally-Regulated Consumer Product | Non-Weatherized, Non-Condensin | 1844 | 263 |  | 02/17/2021 | 66239 | 204036894 | 10/06/2021
Nordyne, LLC | Gibson | KG7TE-100D-V35C1 | Federally-Regulated Consumer Product | Non-Weatherized, Condensing Ga | 1819 | 275 |  | 02/17/2021 | 65338 | 205411500 | 10/06/2021
Nordyne, LLC | Gibson | KG7TK-060C-V23A1 | Federally-Regulated Consumer Product | Non-Weatherized, Non-Condensin | 1302 | 239 |  | 02/17/2021 | 39338 | 204036864 | 10/06/2021
Nordyne, LLC | Gibson | KG8SD-100U-T35C* | Federally-Regulated Consumer Product | Non-Weatherized, Condensing Ga | 2088 | 287 |  | 02/17/2021 | 100330 | 206229721 | 10/06/2021
Nordyne, LLC | Gibson | KG7SM-054D-T24B* | Federally-Regulated Consumer Product | Non-Weatherized, Condensing Ga | 1816 | 27 |  | 01/13/2021 | 53067 | 205464014 | 10/06/2021
Nordyne, LLC | Gibson | KG8SD-050U-T23A* | Federally-Regulated Consumer Product | Non-Weatherized, Condensing Ga | 1446 | 259 |  | 02/17/2021 | 50148 | 206229715 | 10/06/2021
Nordyne, LLC | Gibson | KG7TK-080C-V24B1 | Federally-Regulated Consumer Product | Non-Weatherized, Non-Condensin | 1621 | 253 |  | 02/17/2021 | 52810 | 204036879 | 10/06/2021
Nordyne, LLC | Nutone | FG7TK-080C-V24B1 | Federally-Regulated Consumer Product | Non-Weatherized, Non-Condensin | 1621 | 253 |  | 02/17/2021 | 52810 | 204036887 | 10/06/2021
Nordyne, LLC | Nutone | KG7TK-100C-V35C1 | Federally-Regulated Consumer Product | Non-Weatherized, Non-Condensin | 1844 | 263 |  | 02/17/2021 | 66239 | 204036896 | 10/06/2021
Nordyne, LLC | Nutone | FG7TK-100C-V35C1 | Federally-Regulated Consumer Product | Non-Weatherized, Non-Condensin | 1844 | 263 |  | 02/17/2021 | 66239 | 204036902 | 10/06/2021
Nordyne, LLC | Nutone | KG7TE-100D-V35C1 | Federally-Regulated Consumer Product | Non-Weatherized, Condensing Ga | 1819 | 275 |  | 02/17/2021 | 65338 | 205411501 | 10/06/2021
Nordyne, LLC | Nutone | KG7TK-060C-V23A1 | Federally-Regulated Consumer Product | Non-Weatherized, Non-Condensin | 1302 | 239 |  | 02/17/2021 | 39338 | 204036866 | 10/06/2021
Nordyne, LLC | Nutone | FG7TK-060C-V23A1 | Federally-Regulated Consumer Product | Non-Weatherized, Non-Condensin | 1302 | 239 |  | 02/17/2021 | 39338 | 204036872 | 10/06/2021
Nordyne, LLC | Nutone | KG8SD-100U-T35C* | Federally-Regulated Consumer Product | Non-Weatherized, Condensing Ga | 2088 | 287 |  | 02/17/2021 | 100330 | 206229722 | 10/06/2021
Nordyne, LLC | Nutone | KG7SM-054D-T24B* | Federally-Regulated Consumer Product | Non-Weatherized, Condensing Ga | 1816 | 27 |  | 01/13/2021 | 53067 | 205464015 | 10/06/2021
Nordyne, LLC | Nutone | KG7TK-080C-V24B1 | Federally-Regulated Consumer Product | Non-Weatherized, Non-Condensin | 1621 | 253 |  | 02/17/2021 | 52810 | 204036881 | 10/06/2021
Nordyne, LLC | Nutone | FG8SD-100U-T35C* | Federally-Regulated Consumer Product | Non-Weatherized, Condensing Ga | 2088 | 287 |  | 02/17/2021 | 100330 | 206229720 | 10/06/2021
Nordyne, LLC | Nutone | FG7SM-054D-T24B* | Federally-Regulated Consumer Product | Non-Weatherized, Condensing Ga | 1816 | 27 |  | 01/13/2021 | 53067 | 205464012 | 10/06/2021
Nordyne, LLC | Nutone | FG8SD-050U-T23A* | Federally-Regulated Consumer Product | Non-Weatherized, Condensing Ga | 1446 | 259 |  | 02/17/2021 | 50148 | 206229714 | 10/06/2021
Nordyne, LLC | Nutone | KG8SD-050U-T23A* | Federally-Regulated Consumer Product | Non-Weatherized, Condensing Ga | 1446 | 259 |  | 02/17/2021 | 50148 | 206229716 | 10/06/2021
Nordyne, LLC | Elect-Aire | KG7TA-100C-E35C1 | Federally-Regulated Consumer Product | Non-Weatherized, Non-Condensin | 1668 | 255 |  | 02/17/2021 | 63969 | 204036799 | 10/06/2021
Nordyne, LLC | Elect-Aire | KG7TC-120*-E45D1 | Federally-Regulated Consumer Product | Non-Weatherized, Condensing Ga | 2160 | 290 |  | 02/17/2021 | 77603 | 204037025 | 10/06/2021
Nordyne, LLC | Elect-Aire | KG7TK-080C-V24B1 | Federally-Regulated Consumer Product | Non-Weatherized, Non-Condensin | 1621 | 253 |  | 02/17/2021 | 52810 | 204036876 | 10/06/2021
Nordyne, LLC | Elect-Aire | KG7TK-100C-V35C1 | Federally-Regulated Consumer Product | Non-Weatherized, Non-Condensin | 1844 | 263 |  | 02/17/2021 | 66239 | 204036891 | 10/06/2021
Nordyne, LLC | Elect-Aire | KG7TA-080C-E24B1 | Federally-Regulated Consumer Product | Non-Weatherized, Non-Condensin | 1277 | 238 |  | 02/17/2021 | 52213 | 204036791 | 10/06/2021
Nordyne, LLC | Elect-Aire | KG7TK-060C-V23A1 | Federally-Regulated Consumer Product | Non-Weatherized, Non-Condensin | 1302 | 239 |  | 02/17/2021 | 39338 | 204036861 | 10/06/2021
Nordyne, LLC | Elect-Aire | KG7TC-080*-E35C1 | Federally-Regulated Consumer Product | Non-Weatherized, Condensing Ga | 1686 | 269 |  | 02/17/2021 | 51925 | 204037008 | 10/06/2021
Nordyne, LLC | Elect-Aire | KG7TC-080D-E35C1 | Federally-Regulated Consumer Product | Non-Weatherized, Condensing Ga | 1686 | 269 |  | 02/17/2021 | 51925 | 204036823 | 10/06/2021
Nordyne, LLC | Elect-Aire | KG7TC-120D-E45D1 | Federally-Regulated Consumer Product | Non-Weatherized, Condensing Ga | 2160 | 290 |  | 02/17/2021 | 77603 | 204036852 | 10/06/2021
Nordyne, LLC | REVOLV | MG1E-077F1**M1 | Federally-Regulated Consumer Product | Non-Weatherized, Non-Condensin | 1234 | 236 |  | 02/17/2021 | 77040 | 204235990 | 10/06/2021
Nordyne, LLC | REVOLV | MG2S-072F2*BM* | Federally-Regulated Consumer Product | Non-Weatherized, Condensing Ga | 1551 | 262 |  | 12/16/2020 | 46947 | 204038603 | 10/06/2021
Nordyne, LLC | REVOLV | MG2S-045F2*BM* | Federally-Regulated Consumer Product | Non-Weatherized, Condensing Ga | 1437 | 257 |  | 12/16/2020 | 29490 | 204038599 | 10/06/2021
Nordyne, LLC | REVOLV | MG2S-060F2*BM* | Federally-Regulated Consumer Product | Non-Weatherized, Condensing Ga | 1292 | 250 |  | 12/16/2020 | 39969 | 204038601 | 10/06/2021
Nordyne, LLC | NORTEK GLOBAL HVAC LLC | G7TK-060C-V23A1 | Federally-Regulated Consumer Product | Non-Weatherized, Non-Condensin | 1302 | 239 |  | 02/17/2021 | 39338 | 204036778 | 10/06/2021
Nordyne, LLC | NORTEK GLOBAL HVAC LLC | MG2S-045F2*BM* | Federally-Regulated Consumer Product | Non-Weatherized, Condensing Ga | 1437 | 257 |  | 12/16/2020 | 29490 | 204014399 | 10/06/2021
Nordyne, LLC | NORTEK GLOBAL HVAC LLC | MG2S-072F2*BM* | Federally-Regulated Consumer Product | Non-Weatherized, Condensing Ga | 1551 | 262 |  | 12/16/2020 | 46947 | 204014403 | 10/06/2021
Nordyne, LLC | NORTEK GLOBAL HVAC LLC | G7SM-054D-T24B* | Federally-Regulated Consumer Product | Non-Weatherized, Condensing Ga | 1816 | 27 |  | 01/13/2021 | 53067 | 205464008 | 10/06/2021
Nordyne, LLC | NORTEK GLOBAL HVAC LLC | MG2R-045F1**M* | Federally-Regulated Consumer Product | Non-Weatherized, Condensing Ga | 1416 | 257 |  | 12/16/2020 | 45149 | 204600150 | 10/06/2021
Nordyne, LLC | NORTEK GLOBAL HVAC LLC | MG2R-060F1**M* | Federally-Regulated Consumer Product | Non-Weatherized, Condensing Ga | 1578 | 264 |  | 12/16/2020 | 58910 | 204600152 | 10/06/2021
Nordyne, LLC | NORTEK GLOBAL HVAC LLC | G7TK-100C-V35C1 | Federally-Regulated Consumer Product | Non-Weatherized, Non-Condensin | 1844 | 263 |  | 02/17/2021 | 66239 | 204036780 | 10/06/2021
Nordyne, LLC | NORTEK GLOBAL HVAC LLC | MG2S-060F2*BM* | Federally-Regulated Consumer Product | Non-Weatherized, Condensing Ga | 1292 | 250 |  | 12/16/2020 | 39969 | 204014401 | 10/06/2021
Nordyne, LLC | NORTEK GLOBAL HVAC LLC | G7TK-080C-V24B1 | Federally-Regulated Consumer Product | Non-Weatherized, Non-Condensin | 1621 | 253 |  | 02/17/2021 | 52810 | 204036779 | 10/06/2021
Nordyne, LLC | NORTEK GLOBAL HVAC LLC | MG1E-077F1**M1 | Federally-Regulated Consumer Product | Non-Weatherized, Non-Condensin | 1234 | 236 |  | 02/17/2021 | 77040 | 204112426 | 10/06/2021
Nordyne, LLC | AireForce | FG7TK-100C-V35C1 | Federally-Regulated Consumer Product | Non-Weatherized, Non-Condensin | 1844 | 263 |  | 02/17/2021 | 66239 | 204038552 | 10/06/2021
Nordyne, LLC | AireForce | FG7TK-080C-V24B1 | Federally-Regulated Consumer Product | Non-Weatherized, Non-Condensin | 1621 | 253 |  | 02/17/2021 | 52810 | 204038551 | 10/06/2021
Nordyne, LLC | AireForce | FG7TK-060C-V23A1 | Federally-Regulated Consumer Product | Non-Weatherized, Non-Condensin | 1302 | 239 |  | 02/17/2021 | 39338 | 204038550 | 10/06/2021
Nordyne, LLC | ONYX | FG7TK-080C-V24B1 | Federally-Regulated Consumer Product | Non-Weatherized, Non-Condensin | 1621 | 253 |  | 02/17/2021 | 52810 | 204038569 | 10/06/2021
Nordyne, LLC | ONYX | FG7TK-100C-V35C1 | Federally-Regulated Consumer Product | Non-Weatherized, Non-Condensin | 1844 | 263 |  | 02/17/2021 | 66239 | 204038570 | 10/06/2021
Nordyne, LLC | ONYX | FG7TK-060C-V23A1 | Federally-Regulated Consumer Product | Non-Weatherized, Non-Condensin | 1302 | 239 |  | 02/17/2021 | 39338 | 204038568 | 10/06/2021
WM Technologies | Williamson-Thermoflo | CLB-105-VS-F-S2-AF085 | Federally-Regulated Consumer Product | Non-Weatherized, Non-Condensin | 1508 | 489 |  | 10/03/2019 |  |  | 10/06/2021
WM Technologies | Williamson-Thermoflo | CLB-105-VS-F-S2-AF075 | Federally-Regulated Consumer Product | Non-Weatherized, Non-Condensin | 1508 | 489 |  | 10/03/2019 |  |  | 10/06/2021
WM Technologies | Williamson-Thermoflo | CHB-140-VS-S2-RB100 | Federally-Regulated Consumer Product | Non-Weatherized, Non-Condensin | 1816 | 510 |  | 10/03/2019 |  |  | 10/06/2021
WM Technologies | Williamson-Thermoflo | CLB-105-VS-F-S2-NX085 | Federally-Regulated Consumer Product | Non-Weatherized, Non-Condensin | 1508 | 489 |  | 10/03/2019 |  |  | 10/06/2021
WM Technologies | Williamson-Thermoflo | CLB-105-VS-F-S2-RB065 | Federally-Regulated Consumer Product | Non-Weatherized, Non-Condensin | 1508 | 489 |  | 10/03/2019 |  |  | 10/06/2021
WM Technologies | Williamson-Thermoflo | CLB-105-VS-F-S2-RB085 | Federally-Regulated Consumer Product | Non-Weatherized, Non-Condensin | 1508 | 489 |  | 10/03/2019 |  |  | 10/06/2021
WM Technologies | Williamson-Thermoflo | CLB-140-VS-F-S2-RB120 | Federally-Regulated Consumer Product | Non-Weatherized, Non-Condensin | 1798 | 509 |  | 10/03/2019 |  |  | 10/06/2021
WM Technologies | Williamson-Thermoflo | CHB-105-VS-S2-RB085 | Federally-Regulated Consumer Product | Non-Weatherized, Non-Condensin | 1504 | 488 |  | 10/03/2019 |  |  | 10/06/2021
WM Technologies | Williamson-Thermoflo | CLB-140-VS-F-S2-AF120 | Federally-Regulated Consumer Product | Non-Weatherized, Non-Condensin | 1798 | 509 |  | 10/03/2019 |  |  | 10/06/2021
WM Technologies | Williamson-Thermoflo | CHB-105-VS-S2-NX085 | Federally-Regulated Consumer Product | Non-Weatherized, Non-Condensin | 1504 | 488 |  | 10/03/2019 |  |  | 10/06/2021
WM Technologies | Williamson-Thermoflo | CLB-105-VS-F-S2-NX075 | Federally-Regulated Consumer Product | Non-Weatherized, Non-Condensin | 1508 | 489 |  | 10/03/2019 |  |  | 10/06/2021
WM Technologies | Williamson-Thermoflo | CHB-140-VS-S2-NX100 | Federally-Regulated Consumer Product | Non-Weatherized, Non-Condensin | 1816 | 510 |  | 10/03/2019 |  |  | 10/06/2021
WM Technologies | Williamson-Thermoflo | CLB-140-VS-F-S2-NX120 | Federally-Regulated Consumer Product | Non-Weatherized, Non-Condensin | 1798 | 509 |  | 10/03/2019 |  |  | 10/06/2021
WM Technologies | Williamson-Thermoflo | CLB-105-VS-F-S2-CB075 | Federally-Regulated Consumer Product | Non-Weatherized, Non-Condensin | 1508 | 489 |  | 10/03/2019 |  |  | 10/06/2021
WM Technologies | Williamson-Thermoflo | CLB-105-VS-F-S2-NX065 | Federally-Regulated Consumer Product | Non-Weatherized, Non-Condensin | 1508 | 489 |  | 10/03/2019 |  |  | 10/06/2021
WM Technologies | Williamson-Thermoflo | CHB-140-VS-S2-CB100 | Federally-Regulated Consumer Product | Non-Weatherized, Non-Condensin | 1816 | 510 |  | 10/03/2019 |  |  | 10/06/2021
WM Technologies | Williamson-Thermoflo | CLB-140-VS-F-S2-CB100 | Federally-Regulated Consumer Product | Non-Weatherized, Non-Condensin | 1798 | 509 |  | 10/03/2019 |  |  | 10/06/2021
WM Technologies | Williamson-Thermoflo | chb-105-vs-s2-af065 | Federally-Regulated Consumer Product | Non-Weatherized, Non-Condensin | 1516 | 415 |  | 07/29/2020 | 119937 | 4890793 | 10/06/2021
WM Technologies | Williamson-Thermoflo | CHB-105-VS-S2-CB065 | Federally-Regulated Consumer Product | Non-Weatherized, Non-Condensin | 1504 | 488 |  | 10/03/2019 |  |  | 10/06/2021
WM Technologies | Williamson-Thermoflo | CHB-105-VS-S2-RB065 | Federally-Regulated Consumer Product | Non-Weatherized, Non-Condensin | 1504 | 488 |  | 10/03/2019 |  |  | 10/06/2021
WM Technologies | Williamson-Thermoflo | CHB-105-VS-S2-CB085 | Federally-Regulated Consumer Product | Non-Weatherized, Non-Condensin | 1504 | 488 |  | 10/03/2019 |  |  | 10/06/2021
WM Technologies | Williamson-Thermoflo | CHB-105-VS-S2-RB075 | Federally-Regulated Consumer Product | Non-Weatherized, Non-Condensin | 1504 | 488 |  | 10/03/2019 |  |  | 10/06/2021
WM Technologies | Williamson-Thermoflo | CHB-105-VS-S2-NX065 | Federally-Regulated Consumer Product | Non-Weatherized, Non-Condensin | 1504 | 488 |  | 10/03/2019 |  |  | 10/06/2021
WM Technologies | Williamson-Thermoflo | CHB-105-VS-S2-AF085 | Federally-Regulated Consumer Product | Non-Weatherized, Non-Condensin | 1504 | 488 |  | 10/03/2019 |  |  | 10/06/2021
WM Technologies | Williamson-Thermoflo | CLB-140-VS-F-S2-RB100 | Federally-Regulated Consumer Product | Non-Weatherized, Non-Condensin | 1798 | 509 |  | 10/03/2019 |  |  | 10/06/2021
WM Technologies | Williamson-Thermoflo | CHB-105-VS-S2-NX075 | Federally-Regulated Consumer Product | Non-Weatherized, Non-Condensin | 1504 | 488 |  | 10/03/2019 |  |  | 10/06/2021
WM Technologies | Williamson-Thermoflo | CLB-140-VS-F-S2-AF100 | Federally-Regulated Consumer Product | Non-Weatherized, Non-Condensin | 1798 | 509 |  | 10/03/2019 |  |  | 10/06/2021
WM Technologies | Williamson-Thermoflo | CHB-105-VS-S2-CB075 | Federally-Regulated Consumer Product | Non-Weatherized, Non-Condensin | 1504 | 488 |  | 10/03/2019 |  |  | 10/06/2021
WM Technologies | Williamson-Thermoflo | CHB-140-VS-S2-AF100 | Federally-Regulated Consumer Product | Non-Weatherized, Non-Condensin | 1816 | 510 |  | 10/03/2019 |  |  | 10/06/2021
WM Technologies | Williamson-Thermoflo | CLB-140-VS-F-S2-NX100 | Federally-Regulated Consumer Product | Non-Weatherized, Non-Condensin | 1798 | 509 |  | 10/03/2019 |  |  | 10/06/2021
WM Technologies | Williamson-Thermoflo | CHB-105-VS-S2-AF075 | Federally-Regulated Consumer Product | Non-Weatherized, Non-Condensin | 1504 | 488 |  | 10/03/2019 |  |  | 10/06/2021
WM Technologies | Williamson-Thermoflo | CLB-105-VS-F-S2-AF065 | Federally-Regulated Consumer Product | Non-Weatherized, Non-Condensin | 1508 | 489 |  | 10/03/2019 |  |  | 10/06/2021
WM Technologies | Williamson-Thermoflo | CLB-105-VS-F-S2-RB075 | Federally-Regulated Consumer Product | Non-Weatherized, Non-Condensin | 1508 | 489 |  | 10/03/2019 |  |  | 10/06/2021
WM Technologies | Williamson-Thermoflo | CLB-105-VS-F-S2-CB065 | Federally-Regulated Consumer Product | Non-Weatherized, Non-Condensin | 1508 | 489 |  | 10/03/2019 |  |  | 10/06/2021
WM Technologies | Williamson-Thermoflo | CLB-105-VS-F-S2-CB085 | Federally-Regulated Consumer Product | Non-Weatherized, Non-Condensin | 1508 | 489 |  | 10/03/2019 |  |  | 10/06/2021
Nordyne, LLC | Frigidaire | FG7TK-080C-V24B1 | Federally-Regulated Consumer Product | Non-Weatherized, Non-Condensin | 1621 | 253 | 253.324 | 10/04/2019 |  |  | 10/06/2021
Nordyne, LLC | Frigidaire | FG7SM-054D-T24B* | Federally-Regulated Consumer Product | Non-Weatherized, Condensing Ga | 1816 | 27 |  | 01/13/2021 | 53067 | 205464011 | 10/06/2021
Nordyne, LLC | Frigidaire | FG7TK-100C-V35C1 | Federally-Regulated Consumer Product | Non-Weatherized, Non-Condensin | 1844 | 263 | 263.136 | 10/04/2019 |  |  | 10/06/2021
Nordyne, LLC | Frigidaire | KG7TK-100C-V35C1 | Federally-Regulated Consumer Product | Non-Weatherized, Non-Condensin | 1844 | 263 | 263.136 | 10/04/2019 |  |  | 10/06/2021
Nordyne, LLC | Frigidaire | KG7TK-080C-V24B1 | Federally-Regulated Consumer Product | Non-Weatherized, Non-Condensin | 1621 | 253 | 253.324 | 10/04/2019 |  |  | 10/06/2021
Nordyne, LLC | Frigidaire | KG7TK-060C-V23A1 | Federally-Regulated Consumer Product | Non-Weatherized, Non-Condensin | 1302 | 239 | 239.288 | 10/04/2019 |  |  | 10/06/2021
Nordyne, LLC | Frigidaire | FG7TK-060C-V23A1 | Federally-Regulated Consumer Product | Non-Weatherized, Non-Condensin | 1302 | 239 | 239.288 | 10/04/2019 |  |  | 10/06/2021
Dettson Industries, Inc. | Williamson-Thermoflo | PLB-095-VS-BNX | Federally-Regulated Consumer Product | Non-Weatherized, Non-Condensin | 1724 | 503 |  | 10/21/2020 | 113337 | 7043376 | 10/06/2021
Dettson Industries, Inc. | Williamson-Thermoflo | PMP-210-DD-S2-RB135 | Federally-Regulated Consumer Product | Non-Weatherized, Non-Condensin | 2279 | 543 |  | 12/16/2020 | 210456 | 204483192 | 10/06/2021
Dettson Industries, Inc. | Williamson-Thermoflo | PLB-098-DD-BF | Federally-Regulated Consumer Product | Non-Weatherized, Non-Condensin | 1239 | 345 | 469.969 | 10/04/2019 |  |  | 10/06/2021
Dettson Industries, Inc. | Williamson-Thermoflo | PMP-112-VS-RF | Federally-Regulated Consumer Product | Non-Weatherized, Non-Condensin | 1496 | 488 |  | 11/25/2020 | 110066 | 7043359 | 10/06/2021
Dettson Industries, Inc. | Williamson-Thermoflo | PLB-112-VS-CAR | Federally-Regulated Consumer Product | Non-Weatherized, Non-Condensin | 1724 | 503 |  | 10/21/2020 | 113337 | 7043397 | 10/06/2021
Dettson Industries, Inc. | Williamson-Thermoflo | PLB-077-VS-RF | Federally-Regulated Consumer Product | Non-Weatherized, Non-Condensin | 1445 | 484 |  | 10/21/2020 | 98832 | 7043369 | 10/06/2021
Dettson Industries, Inc. | Williamson-Thermoflo | PMP-095-VS-CAR | Federally-Regulated Consumer Product | Non-Weatherized, Non-Condensin | 1496 | 488 |  | 11/25/2020 | 110066 | 7043337 | 10/06/2021
Dettson Industries, Inc. | Williamson-Thermoflo | PLB-095-DD-CAR | Federally-Regulated Consumer Product | Non-Weatherized, Non-Condensin | 1704 | 492 | 502.984 | 10/04/2019 |  |  | 10/06/2021
Dettson Industries, Inc. | Williamson-Thermoflo | PLB-077-DD-BF | Federally-Regulated Consumer Product | Non-Weatherized, Non-Condensin | 1239 | 345 | 469.969 | 10/04/2019 |  |  | 10/06/2021
Dettson Industries, Inc. | Williamson-Thermoflo | PLB-098-VS-BNX | Federally-Regulated Consumer Product | Non-Weatherized, Non-Condensin | 1445 | 484 |  | 10/21/2020 | 98832 | 7043386 | 10/06/2021
Dettson Industries, Inc. | Williamson-Thermoflo | PMP-210-DD-S2-RB150 | Federally-Regulated Consumer Product | Non-Weatherized, Non-Condensin | 2279 | 543 |  | 12/16/2020 | 210456 | 204483193 | 10/06/2021
Dettson Industries, Inc. | Williamson-Thermoflo | PMP-112-DD-CAR | Federally-Regulated Consumer Product | Non-Weatherized, Non-Condensin | 1593 | 394 | 495.103 | 10/04/2019 |  |  | 10/06/2021
Dettson Industries, Inc. | Williamson-Thermoflo | PLB-112-VS-BF | Federally-Regulated Consumer Product | Non-Weatherized, Non-Condensin | 1724 | 503 |  | 10/21/2020 | 113337 | 7043395 | 10/06/2021
Dettson Industries, Inc. | Williamson-Thermoflo | PLB-095-VS-BF | Federally-Regulated Consumer Product | Non-Weatherized, Non-Condensin | 1724 | 503 |  | 10/21/2020 | 113337 | 7043375 | 10/06/2021
Dettson Industries, Inc. | Williamson-Thermoflo | PLB-077-VS-CAR | Federally-Regulated Consumer Product | Non-Weatherized, Non-Condensin | 1445 | 484 |  | 10/21/2020 | 98832 | 7043367 | 10/06/2021
Dettson Industries, Inc. | Williamson-Thermoflo | PLB-098-VS-RF | Federally-Regulated Consumer Product | Non-Weatherized, Non-Condensin | 1445 | 484 |  | 10/21/2020 | 98832 | 7043389 | 10/06/2021
Dettson Industries, Inc. | Williamson-Thermoflo | PMP-112-DD-BF | Federally-Regulated Consumer Product | Non-Weatherized, Non-Condensin | 1593 | 394 | 495.103 | 10/04/2019 |  |  | 10/06/2021
Dettson Industries, Inc. | Williamson-Thermoflo | PLB-112-DD-BF | Federally-Regulated Consumer Product | Non-Weatherized, Non-Condensin | 1704 | 492 | 502.984 | 10/04/2019 |  |  | 10/06/2021
Dettson Industries, Inc. | Williamson-Thermoflo | PLB-210-RF | Federally-Regulated Consumer Product | Non-Weatherized, Non-Condensin | 2231 | 396 | 540.401 | 10/04/2019 |  |  | 10/06/2021
Dettson Industries, Inc. | Williamson-Thermoflo | PMP-112-DD-RF | Federally-Regulated Consumer Product | Non-Weatherized, Non-Condensin | 1593 | 394 | 495.103 | 10/04/2019 |  |  | 10/06/2021
Dettson Industries, Inc. | Williamson-Thermoflo | PLB-077-DD-BNX | Federally-Regulated Consumer Product | Non-Weatherized, Non-Condensin | 1239 | 345 | 469.969 | 10/04/2019 |  |  | 10/06/2021
Dettson Industries, Inc. | Williamson-Thermoflo | PLB-168-RF | Federally-Regulated Consumer Product | Non-Weatherized, Non-Condensin | 2231 | 396 | 540.401 | 10/04/2019 |  |  | 10/06/2021
Dettson Industries, Inc. | Williamson-Thermoflo | PLB-095-VS-CAR | Federally-Regulated Consumer Product | Non-Weatherized, Non-Condensin | 1724 | 503 |  | 10/21/2020 | 113337 | 7043377 | 10/06/2021
Dettson Industries, Inc. | Williamson-Thermoflo | PLB-077-VS-BF | Federally-Regulated Consumer Product | Non-Weatherized, Non-Condensin | 1437 | 259 | 484.027 | 10/04/2019 |  |  | 10/06/2021
Dettson Industries, Inc. | Williamson-Thermoflo | PLB-112-DD-RF | Federally-Regulated Consumer Product | Non-Weatherized, Non-Condensin | 1704 | 492 | 502.984 | 10/04/2019 |  |  | 10/06/2021
Dettson Industries, Inc. | Williamson-Thermoflo | PMP-095-DD-CAR | Federally-Regulated Consumer Product | Non-Weatherized, Non-Condensin | 1593 | 394 | 495.103 | 10/04/2019 |  |  | 10/06/2021
Dettson Industries, Inc. | Williamson-Thermoflo | PMP-112-VS-BF | Federally-Regulated Consumer Product | Non-Weatherized, Non-Condensin | 1496 | 488 |  | 11/25/2020 | 110066 | 7043355 | 10/06/2021
Dettson Industries, Inc. | Williamson-Thermoflo | PMP-210-DD-S2-RB120 | Federally-Regulated Consumer Product | Non-Weatherized, Non-Condensin | 2279 | 543 |  | 12/16/2020 | 210456 | 204483190 | 10/06/2021
Dettson Industries, Inc. | Williamson-Thermoflo | PMP-095-VS-BF | Federally-Regulated Consumer Product | Non-Weatherized, Non-Condensin | 1496 | 488 |  | 11/25/2020 | 110066 | 7043335 | 10/06/2021
Dettson Industries, Inc. | Williamson-Thermoflo | PLB-098-VS-CAR | Federally-Regulated Consumer Product | Non-Weatherized, Non-Condensin | 1445 | 484 |  | 10/21/2020 | 98832 | 7043387 | 10/06/2021
Dettson Industries, Inc. | Williamson-Thermoflo | PMP-112-VS-CAR | Federally-Regulated Consumer Product | Non-Weatherized, Non-Condensin | 1496 | 488 |  | 11/25/2020 | 110066 | 7043357 | 10/06/2021
Dettson Industries, Inc. | Williamson-Thermoflo | PMP-095-DD-RF | Federally-Regulated Consumer Product | Non-Weatherized, Non-Condensin | 1593 | 394 | 495.103 | 10/04/2019 |  |  | 10/06/2021
Dettson Industries, Inc. | Williamson-Thermoflo | PMP-095-VS-RF | Federally-Regulated Consumer Product | Non-Weatherized, Non-Condensin | 1496 | 488 |  | 11/25/2020 | 110066 | 7043339 | 10/06/2021
Dettson Industries, Inc. | Williamson-Thermoflo | PLB-168-BF | Federally-Regulated Consumer Product | Non-Weatherized, Non-Condensin | 2231 | 396 | 540.401 | 10/04/2019 |  |  | 10/06/2021
Dettson Industries, Inc. | Williamson-Thermoflo | PMP-210-DD-S2-AF135 | Federally-Regulated Consumer Product | Non-Weatherized, Non-Condensin | 2279 | 543 |  | 12/16/2020 | 210456 | 204483191 | 10/06/2021
Dettson Industries, Inc. | Williamson-Thermoflo | PLB-189-BF | Federally-Regulated Consumer Product | Non-Weatherized, Non-Condensin | 2231 | 396 | 540.401 | 10/04/2019 |  |  | 10/06/2021
Dettson Industries, Inc. | Williamson-Thermoflo | PMP-095-VS-BNX | Federally-Regulated Consumer Product | Non-Weatherized, Non-Condensin | 1496 | 488 |  | 11/25/2020 | 110066 | 7043336 | 10/06/2021
Dettson Industries, Inc. | Williamson-Thermoflo | PMP-112-VS-BNX | Federally-Regulated Consumer Product | Non-Weatherized, Non-Condensin | 1496 | 488 |  | 11/25/2020 | 110066 | 7043356 | 10/06/2021
Dettson Industries, Inc. | Williamson-Thermoflo | PLB-098-DD-BNX | Federally-Regulated Consumer Product | Non-Weatherized, Non-Condensin | 1239 | 345 | 469.969 | 10/04/2019 |  |  | 10/06/2021
Dettson Industries, Inc. | Williamson-Thermoflo | PLB-112-DD-BNX | Federally-Regulated Consumer Product | Non-Weatherized, Non-Condensin | 1704 | 492 | 502.984 | 10/04/2019 |  |  | 10/06/2021
Dettson Industries, Inc. | Williamson-Thermoflo | PLB-077-DD-CAR | Federally-Regulated Consumer Product | Non-Weatherized, Non-Condensin | 1239 | 345 | 469.969 | 10/04/2019 |  |  | 10/06/2021
Dettson Industries, Inc. | Williamson-Thermoflo | PLB-098-DD-RF | Federally-Regulated Consumer Product | Non-Weatherized, Non-Condensin | 1239 | 345 | 469.969 | 10/04/2019 |  |  | 10/06/2021
Dettson Industries, Inc. | Williamson-Thermoflo | PLB-098-VS-BF | Federally-Regulated Consumer Product | Non-Weatherized, Non-Condensin | 1445 | 484 |  | 10/21/2020 | 98832 | 7043385 | 10/06/2021
Dettson Industries, Inc. | Williamson-Thermoflo | PLB-095-DD-BF | Federally-Regulated Consumer Product | Non-Weatherized, Non-Condensin | 1704 | 492 | 502.984 | 10/04/2019 |  |  | 10/06/2021
Dettson Industries, Inc. | Williamson-Thermoflo | PMP-210-DD-S2-AF120 | Federally-Regulated Consumer Product | Non-Weatherized, Non-Condensin | 2279 | 543 |  | 12/16/2020 | 210456 | 204483188 | 10/06/2021
Dettson Industries, Inc. | Williamson-Thermoflo | PLB-112-DD-CAR | Federally-Regulated Consumer Product | Non-Weatherized, Non-Condensin | 1704 | 492 | 502.984 | 10/04/2019 |  |  | 10/06/2021
Dettson Industries, Inc. | Williamson-Thermoflo | PLB-112-VS-BNX | Federally-Regulated Consumer Product | Non-Weatherized, Non-Condensin | 1724 | 503 |  | 10/21/2020 | 113337 | 7043396 | 10/06/2021
Dettson Industries, Inc. | Williamson-Thermoflo | PLB-210-BF | Federally-Regulated Consumer Product | Non-Weatherized, Non-Condensin | 2231 | 396 | 540.401 | 10/04/2019 |  |  | 10/06/2021
Dettson Industries, Inc. | Williamson-Thermoflo | PMP-095-DD-BNX | Federally-Regulated Consumer Product | Non-Weatherized, Non-Condensin | 1593 | 394 | 495.103 | 10/04/2019 |  |  | 10/06/2021
Dettson Industries, Inc. | Williamson-Thermoflo | PLB-095-DD-BNX | Federally-Regulated Consumer Product | Non-Weatherized, Non-Condensin | 1704 | 492 | 502.984 | 10/04/2019 |  |  | 10/06/2021
Dettson Industries, Inc. | Williamson-Thermoflo | PLB-098-DD-CAR | Federally-Regulated Consumer Product | Non-Weatherized, Non-Condensin | 1239 | 345 | 469.969 | 10/04/2019 |  |  | 10/06/2021
Dettson Industries, Inc. | Williamson-Thermoflo | PLB-077-DD-RF | Federally-Regulated Consumer Product | Non-Weatherized, Non-Condensin | 1239 | 345 | 469.969 | 10/04/2019 |  |  | 10/06/2021
Dettson Industries, Inc. | Williamson-Thermoflo | PMP-112-DD-BNX | Federally-Regulated Consumer Product | Non-Weatherized, Non-Condensin | 1593 | 394 | 495.103 | 10/04/2019 |  |  | 10/06/2021
Dettson Industries, Inc. | Williamson-Thermoflo | PMP-095-DD-BF | Federally-Regulated Consumer Product | Non-Weatherized, Non-Condensin | 1593 | 394 | 495.103 | 10/04/2019 |  |  | 10/06/2021
Dettson Industries, Inc. | Williamson-Thermoflo | PLB-095-VS-RF | Federally-Regulated Consumer Product | Non-Weatherized, Non-Condensin | 1724 | 503 |  | 10/21/2020 | 113337 | 7043379 | 10/06/2021
Dettson Industries, Inc. | Williamson-Thermoflo | PMP-210-DD-S2-AF150 | Federally-Regulated Consumer Product | Non-Weatherized, Non-Condensin | 2279 | 543 |  | 12/16/2020 | 210456 | 204483905 | 10/06/2021
Dettson Industries, Inc. | Williamson-Thermoflo | PLB-077-VS-BNX | Federally-Regulated Consumer Product | Non-Weatherized, Non-Condensin | 1445 | 484 |  | 10/21/2020 | 98832 | 7043366 | 10/06/2021
Dettson Industries, Inc. | Williamson-Thermoflo | PLB-095-DD-RF | Federally-Regulated Consumer Product | Non-Weatherized, Non-Condensin | 1704 | 492 | 502.984 | 10/04/2019 |  |  | 10/06/2021
Dettson Industries, Inc. | Williamson-Thermoflo | PLB-112-VS-RF | Federally-Regulated Consumer Product | Non-Weatherized, Non-Condensin | 1724 | 503 |  | 10/21/2020 | 113337 | 7043399 | 10/06/2021
Dettson Industries, Inc. | Williamson-Thermoflo | PLB-189-RF | Federally-Regulated Consumer Product | Non-Weatherized, Non-Condensin | 2231 | 396 | 540.401 | 10/04/2019 |  |  | 10/06/2021
Dettson Industries, Inc. | Williamson-Thermoflo | PLB-095-VS-BNX | Federally-Regulated Consumer Product | Non-Weatherized, Non-Condensin | 1724 | 503 |  | 10/06/2021 | 113337 | 7043376 | 10/06/2021
Dettson Industries, Inc. | Williamson-Thermoflo | PMP-210-DD-S2-RB135 | Federally-Regulated Consumer Product | Non-Weatherized, Non-Condensin | 2279 | 543 |  | 10/06/2021 | 210456 | 204483192 | 10/06/2021
Dettson Industries, Inc. | Williamson-Thermoflo | PLB-098-DD-BF | Federally-Regulated Consumer Product | Non-Weatherized, Non-Condensin | 1153 | 464 |  | 10/06/2021 | 98833 | 7043380 | 10/06/2021
Dettson Industries, Inc. | Williamson-Thermoflo | PMP-112-VS-RF | Federally-Regulated Consumer Product | Non-Weatherized, Non-Condensin | 1496 | 488 |  | 10/06/2021 | 110066 | 7043359 | 10/06/2021
Dettson Industries, Inc. | Williamson-Thermoflo | PLB-112-VS-CAR | Federally-Regulated Consumer Product | Non-Weatherized, Non-Condensin | 1724 | 503 |  | 10/06/2021 | 113337 | 7043397 | 10/06/2021
Dettson Industries, Inc. | Williamson-Thermoflo | PLB-077-VS-RF | Federally-Regulated Consumer Product | Non-Weatherized, Non-Condensin | 1445 | 484 |  | 10/06/2021 | 98832 | 7043369 | 10/06/2021
Dettson Industries, Inc. | Williamson-Thermoflo | PMP-095-VS-CAR | Federally-Regulated Consumer Product | Non-Weatherized, Non-Condensin | 1496 | 488 |  | 10/06/2021 | 110066 | 7043337 | 10/06/2021
Dettson Industries, Inc. | Williamson-Thermoflo | PLB-095-DD-CAR | Federally-Regulated Consumer Product | Non-Weatherized, Non-Condensin | 1598 | 494 |  | 10/06/2021 | 113138 | 7043372 | 10/06/2021
Dettson Industries, Inc. | Williamson-Thermoflo | PLB-077-DD-BF | Federally-Regulated Consumer Product | Non-Weatherized, Non-Condensin | 1153 | 464 |  | 10/06/2021 | 98833 | 7043360 | 10/06/2021
Dettson Industries, Inc. | Williamson-Thermoflo | PLB-098-VS-BNX | Federally-Regulated Consumer Product | Non-Weatherized, Non-Condensin | 1445 | 484 |  | 10/06/2021 | 98832 | 7043386 | 10/06/2021
Dettson Industries, Inc. | Williamson-Thermoflo | PMP-210-DD-S2-RB150 | Federally-Regulated Consumer Product | Non-Weatherized, Non-Condensin | 2279 | 543 |  | 10/06/2021 | 210456 | 204483193 | 10/06/2021
Dettson Industries, Inc. | Williamson-Thermoflo | PMP-112-DD-CAR | Federally-Regulated Consumer Product | Non-Weatherized, Non-Condensin | 1602 | 496 |  | 10/06/2021 | 109509 | 7043352 | 10/06/2021
Dettson Industries, Inc. | Williamson-Thermoflo | PLB-112-VS-BF | Federally-Regulated Consumer Product | Non-Weatherized, Non-Condensin | 1724 | 503 |  | 10/06/2021 | 113337 | 7043395 | 10/06/2021
Dettson Industries, Inc. | Williamson-Thermoflo | PLB-095-VS-BF | Federally-Regulated Consumer Product | Non-Weatherized, Non-Condensin | 1724 | 503 |  | 10/06/2021 | 113337 | 7043375 | 10/06/2021
Dettson Industries, Inc. | Williamson-Thermoflo | PLB-077-VS-CAR | Federally-Regulated Consumer Product | Non-Weatherized, Non-Condensin | 1445 | 484 |  | 10/06/2021 | 98832 | 7043367 | 10/06/2021
Dettson Industries, Inc. | Williamson-Thermoflo | PLB-098-VS-RF | Federally-Regulated Consumer Product | Non-Weatherized, Non-Condensin | 1445 | 484 |  | 10/06/2021 | 98832 | 7043389 | 10/06/2021
Dettson Industries, Inc. | Williamson-Thermoflo | PMP-112-DD-BF | Federally-Regulated Consumer Product | Non-Weatherized, Non-Condensin | 1602 | 496 |  | 10/06/2021 | 109509 | 7043350 | 10/06/2021
Dettson Industries, Inc. | Williamson-Thermoflo | PLB-112-DD-BF | Federally-Regulated Consumer Product | Non-Weatherized, Non-Condensin | 1598 | 494 |  | 10/06/2021 | 113138 | 7043390 | 10/06/2021
Dettson Industries, Inc. | Williamson-Thermoflo | PLB-210-RF | Federally-Regulated Consumer Product | Non-Weatherized, Non-Condensin | 2231 | 540 |  | 10/06/2021 | 209205 | 8581458 | 10/06/2021
Dettson Industries, Inc. | Williamson-Thermoflo | PMP-112-DD-RF | Federally-Regulated Consumer Product | Non-Weatherized, Non-Condensin | 1602 | 496 |  | 10/06/2021 | 109509 | 7043354 | 10/06/2021
Dettson Industries, Inc. | Williamson-Thermoflo | PLB-077-DD-BNX | Federally-Regulated Consumer Product | Non-Weatherized, Non-Condensin | 1153 | 464 |  | 10/06/2021 | 98833 | 7043361 | 10/06/2021
Dettson Industries, Inc. | Williamson-Thermoflo | PLB-168-RF | Federally-Regulated Consumer Product | Non-Weatherized, Non-Condensin | 2231 | 540 |  | 10/06/2021 | 209205 | 8581454 | 10/06/2021
Dettson Industries, Inc. | Williamson-Thermoflo | PLB-095-VS-CAR | Federally-Regulated Consumer Product | Non-Weatherized, Non-Condensin | 1724 | 503 |  | 10/06/2021 | 113337 | 7043377 | 10/06/2021
Dettson Industries, Inc. | Williamson-Thermoflo | PLB-077-VS-BF | Federally-Regulated Consumer Product | Non-Weatherized, Non-Condensin | 1445 | 484 |  | 10/06/2021 | 98832 | 7043365 | 10/06/2021
Dettson Industries, Inc. | Williamson-Thermoflo | PLB-112-DD-RF | Federally-Regulated Consumer Product | Non-Weatherized, Non-Condensin | 1598 | 494 |  | 10/06/2021 | 113138 | 7043394 | 10/06/2021
Dettson Industries, Inc. | Williamson-Thermoflo | PMP-095-DD-CAR | Federally-Regulated Consumer Product | Non-Weatherized, Non-Condensin | 1602 | 496 |  | 10/06/2021 | 109509 | 7043332 | 10/06/2021
Dettson Industries, Inc. | Williamson-Thermoflo | PMP-112-VS-BF | Federally-Regulated Consumer Product | Non-Weatherized, Non-Condensin | 1496 | 488 |  | 10/06/2021 | 110066 | 7043355 | 10/06/2021
Dettson Industries, Inc. | Williamson-Thermoflo | PMP-210-DD-S2-RB120 | Federally-Regulated Consumer Product | Non-Weatherized, Non-Condensin | 2279 | 543 |  | 10/06/2021 | 210456 | 204483190 | 10/06/2021
Dettson Industries, Inc. | Williamson-Thermoflo | PMP-095-VS-BF | Federally-Regulated Consumer Product | Non-Weatherized, Non-Condensin | 1496 | 488 |  | 10/06/2021 | 110066 | 7043335 | 10/06/2021
Dettson Industries, Inc. | Williamson-Thermoflo | PLB-098-VS-CAR | Federally-Regulated Consumer Product | Non-Weatherized, Non-Condensin | 1445 | 484 |  | 10/06/2021 | 98832 | 7043387 | 10/06/2021
Dettson Industries, Inc. | Williamson-Thermoflo | PMP-112-VS-CAR | Federally-Regulated Consumer Product | Non-Weatherized, Non-Condensin | 1496 | 488 |  | 10/06/2021 | 110066 | 7043357 | 10/06/2021
Dettson Industries, Inc. | Williamson-Thermoflo | PMP-095-DD-RF | Federally-Regulated Consumer Product | Non-Weatherized, Non-Condensin | 1602 | 496 |  | 10/06/2021 | 109509 | 7043334 | 10/06/2021
Dettson Industries, Inc. | Williamson-Thermoflo | PMP-095-VS-RF | Federally-Regulated Consumer Product | Non-Weatherized, Non-Condensin | 1496 | 488 |  | 10/06/2021 | 110066 | 7043339 | 10/06/2021
Dettson Industries, Inc. | Williamson-Thermoflo | PLB-168-BF | Federally-Regulated Consumer Product | Non-Weatherized, Non-Condensin | 2231 | 540 |  | 10/06/2021 | 209205 | 8581453 | 10/06/2021
Dettson Industries, Inc. | Williamson-Thermoflo | PMP-210-DD-S2-AF135 | Federally-Regulated Consumer Product | Non-Weatherized, Non-Condensin | 2279 | 543 |  | 10/06/2021 | 210456 | 204483191 | 10/06/2021
Dettson Industries, Inc. | Williamson-Thermoflo | PLB-189-BF | Federally-Regulated Consumer Product | Non-Weatherized, Non-Condensin | 2231 | 540 |  | 10/06/2021 | 209205 | 8581455 | 10/06/2021
Dettson Industries, Inc. | Williamson-Thermoflo | PMP-095-VS-BNX | Federally-Regulated Consumer Product | Non-Weatherized, Non-Condensin | 1496 | 488 |  | 10/06/2021 | 110066 | 7043336 | 10/06/2021
Dettson Industries, Inc. | Williamson-Thermoflo | PMP-112-VS-BNX | Federally-Regulated Consumer Product | Non-Weatherized, Non-Condensin | 1496 | 488 |  | 10/06/2021 | 110066 | 7043356 | 10/06/2021
Dettson Industries, Inc. | Williamson-Thermoflo | PLB-098-DD-BNX | Federally-Regulated Consumer Product | Non-Weatherized, Non-Condensin | 1153 | 464 |  | 10/06/2021 | 98833 | 7043381 | 10/06/2021
Dettson Industries, Inc. | Williamson-Thermoflo | PLB-112-DD-BNX | Federally-Regulated Consumer Product | Non-Weatherized, Non-Condensin | 1598 | 494 |  | 10/06/2021 | 113138 | 7043391 | 10/06/2021
Dettson Industries, Inc. | Williamson-Thermoflo | PLB-077-DD-CAR | Federally-Regulated Consumer Product | Non-Weatherized, Non-Condensin | 1153 | 464 |  | 10/06/2021 | 98833 | 7043362 | 10/06/2021
Dettson Industries, Inc. | Williamson-Thermoflo | PLB-098-DD-RF | Federally-Regulated Consumer Product | Non-Weatherized, Non-Condensin | 1153 | 464 |  | 10/06/2021 | 98833 | 7043384 | 10/06/2021
Dettson Industries, Inc. | Williamson-Thermoflo | PLB-098-VS-BF | Federally-Regulated Consumer Product | Non-Weatherized, Non-Condensin | 1445 | 484 |  | 10/06/2021 | 98832 | 7043385 | 10/06/2021
Dettson Industries, Inc. | Williamson-Thermoflo | PLB-095-DD-BF | Federally-Regulated Consumer Product | Non-Weatherized, Non-Condensin | 1598 | 494 |  | 10/06/2021 | 113138 | 7043370 | 10/06/2021
Dettson Industries, Inc. | Williamson-Thermoflo | PMP-210-DD-S2-AF120 | Federally-Regulated Consumer Product | Non-Weatherized, Non-Condensin | 2279 | 543 |  | 10/06/2021 | 210456 | 204483188 | 10/06/2021
Dettson Industries, Inc. | Williamson-Thermoflo | PLB-112-DD-CAR | Federally-Regulated Consumer Product | Non-Weatherized, Non-Condensin | 1598 | 494 |  | 10/06/2021 | 113138 | 7043392 | 10/06/2021
Dettson Industries, Inc. | Williamson-Thermoflo | PLB-112-VS-BNX | Federally-Regulated Consumer Product | Non-Weatherized, Non-Condensin | 1724 | 503 |  | 10/06/2021 | 113337 | 7043396 | 10/06/2021
Dettson Industries, Inc. | Williamson-Thermoflo | PLB-210-BF | Federally-Regulated Consumer Product | Non-Weatherized, Non-Condensin | 2231 | 540 |  | 10/06/2021 | 209205 | 8581457 | 10/06/2021
Dettson Industries, Inc. | Williamson-Thermoflo | PMP-095-DD-BNX | Federally-Regulated Consumer Product | Non-Weatherized, Non-Condensin | 1602 | 496 |  | 10/06/2021 | 109509 | 7043331 | 10/06/2021
Dettson Industries, Inc. | Williamson-Thermoflo | PLB-095-DD-BNX | Federally-Regulated Consumer Product | Non-Weatherized, Non-Condensin | 1598 | 494 |  | 10/06/2021 | 113138 | 7043371 | 10/06/2021
Dettson Industries, Inc. | Williamson-Thermoflo | PLB-098-DD-CAR | Federally-Regulated Consumer Product | Non-Weatherized, Non-Condensin | 1153 | 464 |  | 10/06/2021 | 98833 | 7043382 | 10/06/2021
Dettson Industries, Inc. | Williamson-Thermoflo | PLB-077-DD-RF | Federally-Regulated Consumer Product | Non-Weatherized, Non-Condensin | 1153 | 464 |  | 10/06/2021 | 98833 | 7043364 | 10/06/2021
Dettson Industries, Inc. | Williamson-Thermoflo | PMP-112-DD-BNX | Federally-Regulated Consumer Product | Non-Weatherized, Non-Condensin | 1602 | 496 |  | 10/06/2021 | 109509 | 7043351 | 10/06/2021
Dettson Industries, Inc. | Williamson-Thermoflo | PMP-095-DD-BF | Federally-Regulated Consumer Product | Non-Weatherized, Non-Condensin | 1602 | 496 |  | 10/06/2021 | 109509 | 7043330 | 10/06/2021
Dettson Industries, Inc. | Williamson-Thermoflo | PLB-095-VS-RF | Federally-Regulated Consumer Product | Non-Weatherized, Non-Condensin | 1724 | 503 |  | 10/06/2021 | 113337 | 7043379 | 10/06/2021
Dettson Industries, Inc. | Williamson-Thermoflo | PMP-210-DD-S2-AF150 | Federally-Regulated Consumer Product | Non-Weatherized, Non-Condensin | 2279 | 543 |  | 10/06/2021 | 210456 | 204483905 | 10/06/2021
Dettson Industries, Inc. | Williamson-Thermoflo | PLB-077-VS-BNX | Federally-Regulated Consumer Product | Non-Weatherized, Non-Condensin | 1445 | 484 |  | 10/06/2021 | 98832 | 7043366 | 10/06/2021
Dettson Industries, Inc. | Williamson-Thermoflo | PLB-095-DD-RF | Federally-Regulated Consumer Product | Non-Weatherized, Non-Condensin | 1598 | 494 |  | 10/06/2021 | 113138 | 7043374 | 10/06/2021
Dettson Industries, Inc. | Williamson-Thermoflo | PLB-112-VS-RF | Federally-Regulated Consumer Product | Non-Weatherized, Non-Condensin | 1724 | 503 |  | 10/06/2021 | 113337 | 7043399 | 10/06/2021
Dettson Industries, Inc. | Williamson-Thermoflo | PLB-189-RF | Federally-Regulated Consumer Product | Non-Weatherized, Non-Condensin | 2231 | 540 |  | 10/06/2021 | 209205 | 8581456 | 10/06/2021
Nordyne, LLC | REVOLV | MG2S-060T2*BM* | Federally-Regulated Consumer Product | Non-Weatherized, Condensing Ga | 1658 | 266 | 267.952 | 10/04/2019 |  |  | 10/13/2021
Nordyne, LLC | REVOLV | MG2S-072T2*BM* | Federally-Regulated Consumer Product | Non-Weatherized, Condensing Ga | 1695 | 268 | 269.58 | 10/04/2019 |  |  | 10/13/2021
Nordyne, LLC | REVOLV | MG2S-045T2*BM* | Federally-Regulated Consumer Product | Non-Weatherized, Condensing Ga | 1686 | 268 | 269.184 | 10/04/2019 |  |  | 10/13/2021
Nordyne, LLC | Miller | MG2S-060T2*BM* | Federally-Regulated Consumer Product | Non-Weatherized, Condensing Ga | 1658 | 266 | 267.952 | 10/04/2019 |  |  | 10/13/2021
Nordyne, LLC | Miller | MG2S-045T2*BM* | Federally-Regulated Consumer Product | Non-Weatherized, Condensing Ga | 1686 | 268 | 269.184 | 10/04/2019 |  |  | 10/13/2021
Nordyne, LLC | Miller | MG2S-072T2*BM* | Federally-Regulated Consumer Product | Non-Weatherized, Condensing Ga | 1695 | 268 | 269.58 | 10/04/2019 |  |  | 10/13/2021
Nordyne, LLC | Maytag | MG2S-060T2*BM* | Federally-Regulated Consumer Product | Non-Weatherized, Condensing Ga | 1658 | 266 | 267.952 | 10/04/2019 |  |  | 10/13/2021
Nordyne, LLC | Maytag | MG2S-072T2*BM* | Federally-Regulated Consumer Product | Non-Weatherized, Condensing Ga | 1695 | 268 | 269.58 | 10/04/2019 |  |  | 10/13/2021
Nordyne, LLC | Maytag | MG2R-072T1**M* | Federally-Regulated Consumer Product | Non-Weatherized, Condensing Ga | 1712 | 270 | 270.328 | 07/22/2020 | 72057 | 204600257 | 10/13/2021
Nordyne, LLC | Maytag | MG2S-045T2*BM* | Federally-Regulated Consumer Product | Non-Weatherized, Condensing Ga | 1686 | 268 | 269.184 | 10/04/2019 |  |  | 10/13/2021
Nordyne, LLC | Broan | MG2S-072T2*BM* | Federally-Regulated Consumer Product | Non-Weatherized, Condensing Ga | 1695 | 268 | 269.58 | 10/04/2019 |  |  | 10/13/2021
Nordyne, LLC | Broan | MG2S-060T2*BM* | Federally-Regulated Consumer Product | Non-Weatherized, Condensing Ga | 1658 | 266 | 267.952 | 10/04/2019 |  |  | 10/13/2021
Nordyne, LLC | Broan | MG2R-072T1**M* | Federally-Regulated Consumer Product | Non-Weatherized, Condensing Ga | 1712 | 270 | 270.328 | 07/22/2020 | 72057 | 204600254 | 10/13/2021
Nordyne, LLC | Broan | MG2S-045T2*BM* | Federally-Regulated Consumer Product | Non-Weatherized, Condensing Ga | 1686 | 268 | 269.184 | 10/04/2019 |  |  | 10/13/2021
Nordyne, LLC | NORTEK GLOBAL HVAC LLC | MG2R-072T1**M* | Federally-Regulated Consumer Product | Non-Weatherized, Condensing Ga | 1712 | 270 | 270.328 | 07/22/2020 | 72057 | 204600156 | 10/13/2021
Nordyne, LLC | NORTEK GLOBAL HVAC LLC | MG2S-072T2*BM* | Federally-Regulated Consumer Product | Non-Weatherized, Condensing Ga | 1695 | 268 | 269.58 | 10/04/2019 |  |  | 10/13/2021
Nordyne, LLC | NORTEK GLOBAL HVAC LLC | MG2S-045T2*BM* | Federally-Regulated Consumer Product | Non-Weatherized, Condensing Ga | 1686 | 268 | 269.184 | 10/04/2019 |  |  | 10/13/2021
Nordyne, LLC | NORTEK GLOBAL HVAC LLC | MG2S-060T2*BM* | Federally-Regulated Consumer Product | Non-Weatherized, Condensing Ga | 1658 | 266 | 267.952 | 10/04/2019 |  |  | 10/13/2021
Nordyne, LLC | Intertherm | MG2S-072T2*BM* | Federally-Regulated Consumer Product | Non-Weatherized, Condensing Ga | 1695 | 268 | 269.58 | 10/04/2019 |  |  | 10/13/2021
Nordyne, LLC | Intertherm | MG2S-060T2*BM* | Federally-Regulated Consumer Product | Non-Weatherized, Condensing Ga | 1658 | 266 | 267.952 | 10/04/2019 |  |  | 10/13/2021
Nordyne, LLC | Intertherm | MG2S-045T2*BM* | Federally-Regulated Consumer Product | Non-Weatherized, Condensing Ga | 1686 | 268 | 269.184 | 10/04/2019 |  |  | 10/13/2021
Nordyne, LLC | Intertherm | MG2R-072T1**M* | Federally-Regulated Consumer Product | Non-Weatherized, Condensing Ga | 1712 | 270 | 270.328 | 07/22/2020 | 72057 | 204600255 | 10/13/2021
Johnson Controls, Inc. | COLEMAN BY JOHNSON CONTROLS | PCG4A240752X4 | Federally-Regulated Consumer Product | Weatherized Non-Condensing Gas | 1221 | 251 |  | 09/30/2020 | 75481 | 206077370 | 11/03/2021
Johnson Controls, Inc. | COLEMAN BY JOHNSON CONTROLS | PCG4A300752X4 | Federally-Regulated Consumer Product | Weatherized Non-Condensing Gas | 1191 | 250 |  | 09/30/2020 | 75681 | 206077392 | 11/03/2021
Johnson Controls, Inc. | EVCON BY JOHNSON CONTROLS | PCG4A300752X4 | Federally-Regulated Consumer Product | Weatherized Non-Condensing Gas | 1191 | 250 |  | 09/30/2020 | 75681 | 206077397 | 11/03/2021
Johnson Controls, Inc. | EVCON BY JOHNSON CONTROLS | PCG4A240752X4 | Federally-Regulated Consumer Product | Weatherized Non-Condensing Gas | 1221 | 251 |  | 09/30/2020 | 75481 | 206077376 | 11/03/2021
Johnson Controls, Inc. | CHAMPION HEATING AND COOLING | PCG4A300752X4 | Federally-Regulated Consumer Product | Weatherized Non-Condensing Gas | 1191 | 250 |  | 09/30/2020 | 75681 | 206077398 | 11/03/2021
Johnson Controls, Inc. | CHAMPION HEATING AND COOLING | PCG4A240752X4 | Federally-Regulated Consumer Product | Weatherized Non-Condensing Gas | 1221 | 251 |  | 09/30/2020 | 75481 | 206077378 | 11/03/2021
Johnson Controls, Inc. | EVCON BY JOHNSON CONTROLS | PCG4A240502X2 | Federally-Regulated Consumer Product | Weatherized Non-Condensing Gas | 1118 | 243 |  | 11/18/2020 | 50782 | 202346003 | 11/03/2021
Johnson Controls, Inc. | FRASER-JOHNSTON BY JOHNSON CONTROLS | PCG4A240502X2 | Federally-Regulated Consumer Product | Weatherized Non-Condensing Gas | 1118 | 243 |  | 11/18/2020 | 50782 | 202346010 | 11/03/2021
Johnson Controls, Inc. | COLEMAN BY JOHNSON CONTROLS | PCG4A240502X2 | Federally-Regulated Consumer Product | Weatherized Non-Condensing Gas | 1118 | 243 |  | 11/18/2020 | 50782 | 202345989 | 11/03/2021
Johnson Controls, Inc. | GUARDIAN BY JOHNSON CONTROLS | PCG4A240752X4 | Federally-Regulated Consumer Product | Weatherized Non-Condensing Gas | 1221 | 251 |  | 09/30/2020 | 75481 | 206077374 | 11/03/2021
Johnson Controls, Inc. | GUARDIAN BY JOHNSON CONTROLS | PCG4A300752X4 | Federally-Regulated Consumer Product | Weatherized Non-Condensing Gas | 1191 | 250 |  | 09/30/2020 | 75681 | 206077395 | 11/03/2021
Johnson Controls, Inc. | GUARDIAN BY JOHNSON CONTROLS | PCG4A240502X2 | Federally-Regulated Consumer Product | Weatherized Non-Condensing Gas | 1118 | 243 |  | 11/18/2020 | 50782 | 202346017 | 11/03/2021
Johnson Controls, Inc. | YORK BY JOHNSON CONTROLS | PCG4A240752X4 | Federally-Regulated Consumer Product | Weatherized Non-Condensing Gas | 1221 | 251 |  | 09/30/2020 | 75481 | 206077368 | 11/03/2021
Johnson Controls, Inc. | YORK BY JOHNSON CONTROLS | PCG4A300752X4 | Federally-Regulated Consumer Product | Weatherized Non-Condensing Gas | 1191 | 250 |  | 09/30/2020 | 75681 | 206077390 | 11/03/2021
Johnson Controls, Inc. | LUXAIRE BY JOHNSON CONTROLS | PCG4A300752X4 | Federally-Regulated Consumer Product | Weatherized Non-Condensing Gas | 1191 | 250 |  | 09/30/2020 | 75681 | 206077393 | 11/03/2021
Johnson Controls, Inc. | LUXAIRE BY JOHNSON CONTROLS | PCG4A240752X4 | Federally-Regulated Consumer Product | Weatherized Non-Condensing Gas | 1221 | 251 |  | 09/30/2020 | 75481 | 206077371 | 11/03/2021
Johnson Controls, Inc. | FRASER-JOHNSTON BY JOHNSON CONTROLS | PCG4A240752X4 | Federally-Regulated Consumer Product | Weatherized Non-Condensing Gas | 1221 | 251 |  | 09/30/2020 | 75481 | 206077373 | 11/03/2021
Johnson Controls, Inc. | FRASER-JOHNSTON BY JOHNSON CONTROLS | PCG4A300752X4 | Federally-Regulated Consumer Product | Weatherized Non-Condensing Gas | 1191 | 250 |  | 09/30/2020 | 75681 | 206077394 | 11/03/2021
Johnson Controls, Inc. | LUXAIRE BY JOHNSON CONTROLS | PCG4A240502X2 | Federally-Regulated Consumer Product | Weatherized Non-Condensing Gas | 1118 | 243 |  | 11/18/2020 | 50782 | 202345996 | 11/03/2021
Daikin Comfort Technologies Manufacturing, L.P. | Daikin | DRG0601D070***********A* | Federally-Regulated Consumer Product | Weatherized Non-Condensing Gas | 2004 | 287 |  | 11/04/2020 | 53522 | 204110446 | 11/10/2021
Daikin Comfort Technologies Manufacturing, L.P. | Daikin | DRG0481D070***********A* | Federally-Regulated Consumer Product | Weatherized Non-Condensing Gas | 2349 | 302 |  | 11/04/2020 | 52378 | 204110386 | 11/10/2021
Daikin Comfort Technologies Manufacturing, L.P. | Daikin | DRG0361D070***********A* | Federally-Regulated Consumer Product | Weatherized Non-Condensing Gas | 1280 | 255 |  | 11/04/2020 | 52675 | 204110383 | 11/10/2021
Daikin Comfort Technologies Manufacturing, L.P. | Daikin | DRG0361D115***********A* | Federally-Regulated Consumer Product | Weatherized Non-Condensing Gas | 2050 | 289 |  | 11/04/2020 | 86879 | 204110384 | 11/10/2021
Daikin Comfort Technologies Manufacturing, L.P. | Daikin | DRG0481D140***********A* | Federally-Regulated Consumer Product | Weatherized Non-Condensing Gas | 1729 | 275 |  | 11/04/2020 | 104896 | 204110388 | 11/10/2021
Daikin Comfort Technologies Manufacturing, L.P. | Daikin | DRG0481D115***********A* | Federally-Regulated Consumer Product | Weatherized Non-Condensing Gas | 1727 | 274 |  | 11/04/2020 | 85119 | 204110387 | 11/10/2021
Daikin Comfort Technologies Manufacturing, L.P. | Daikin | DRG0361D045***********A* | Federally-Regulated Consumer Product | Weatherized Non-Condensing Gas | 1234 | 253 |  | 11/04/2020 | 34313 | 204110382 | 11/10/2021
Rheem Sales Company, Inc. | Weatherking | RGEA15048BJV08XAA | Federally-Regulated Consumer Product | Weatherized Non-Condensing Gas | 1720 | 275 |  | 07/31/2021 | 99897 | 207226301 | 11/24/2021
Rheem Sales Company, Inc. | Weatherking | RGEA15048BJV081AA | Federally-Regulated Consumer Product | Weatherized Non-Condensing Gas | 1720 | 275 |  | 07/31/2021 | 99897 | 207226295 | 11/24/2021
Rheem Sales Company, Inc. | Weatherking | RGEA15048BJV10XAA | Federally-Regulated Consumer Product | Weatherized Non-Condensing Gas | 1720 | 275 |  | 07/31/2021 | 99897 | 207226312 | 11/24/2021
Rheem Sales Company, Inc. | Weatherking | RGEA15048BJV101AA | Federally-Regulated Consumer Product | Weatherized Non-Condensing Gas | 1720 | 275 |  | 07/31/2021 | 99897 | 207226306 | 11/24/2021
Rheem Sales Company, Inc. | Ruud | RGEA15048BJV101AA | Federally-Regulated Consumer Product | Weatherized Non-Condensing Gas | 1720 | 275 |  | 07/31/2021 | 99897 | 207226303 | 11/24/2021
Rheem Sales Company, Inc. | Ruud | RGEA15048BJV10XAA | Federally-Regulated Consumer Product | Weatherized Non-Condensing Gas | 1720 | 275 |  | 07/31/2021 | 99897 | 207226309 | 11/24/2021
Rheem Sales Company, Inc. | Ruud | RGEA15048BJV081AA | Federally-Regulated Consumer Product | Weatherized Non-Condensing Gas | 1720 | 275 |  | 07/31/2021 | 99897 | 207226293 | 11/24/2021
Rheem Sales Company, Inc. | Ruud | RGEA15048BJV08XAA | Federally-Regulated Consumer Product | Weatherized Non-Condensing Gas | 1720 | 275 |  | 07/31/2021 | 99897 | 207226299 | 11/24/2021
Rheem Sales Company, Inc. | Rheem | RGEA15048BJV101AA | Federally-Regulated Consumer Product | Weatherized Non-Condensing Gas | 1720 | 275 |  | 07/31/2021 | 99897 | 207226140 | 11/24/2021
Rheem Sales Company, Inc. | Rheem | RGEA15048BJV10XAA | Federally-Regulated Consumer Product | Weatherized Non-Condensing Gas | 1720 | 275 |  | 07/31/2021 | 99897 | 207226307 | 11/24/2021
Rheem Sales Company, Inc. | Rheem | RGEA15048BJV081AA | Federally-Regulated Consumer Product | Weatherized Non-Condensing Gas | 1720 | 275 |  | 07/31/2021 | 99897 | 207226139 | 11/24/2021
Rheem Sales Company, Inc. | Rheem | RGEA15048BJV08XAA | Federally-Regulated Consumer Product | Weatherized Non-Condensing Gas | 1720 | 275 |  | 07/31/2021 | 99897 | 207226296 | 11/24/2021
Rheem Sales Company, Inc. | Fujitsu | RGEA15048BJV08XAA | Federally-Regulated Consumer Product | Weatherized Non-Condensing Gas | 1720 | 275 |  | 07/31/2021 | 99897 | 207227353 | 11/24/2021
Rheem Sales Company, Inc. | Fujitsu | RGEA15048BJV10XAA | Federally-Regulated Consumer Product | Weatherized Non-Condensing Gas | 1720 | 275 |  | 07/31/2021 | 99897 | 207227355 | 11/24/2021
Rheem Sales Company, Inc. | Fujitsu | RGEA15048BJV101AA | Federally-Regulated Consumer Product | Weatherized Non-Condensing Gas | 1720 | 275 |  | 07/31/2021 | 99897 | 207227354 | 11/24/2021
Rheem Sales Company, Inc. | Fujitsu | RGEA15048BJV081AA | Federally-Regulated Consumer Product | Weatherized Non-Condensing Gas | 1720 | 275 |  | 07/31/2021 | 99897 | 207227352 | 11/24/2021
Rheem Sales Company, Inc. | Mainline | RGEA15048BJV101AA | Federally-Regulated Consumer Product | Weatherized Non-Condensing Gas | 1720 | 275 |  | 07/31/2021 | 99897 | 207227007 | 11/24/2021
Rheem Sales Company, Inc. | Mainline | RGEA15048BJV08XAA | Federally-Regulated Consumer Product | Weatherized Non-Condensing Gas | 1720 | 275 |  | 07/31/2021 | 99897 | 207227006 | 11/24/2021
Rheem Sales Company, Inc. | Mainline | RGEA15048BJV081AA | Federally-Regulated Consumer Product | Weatherized Non-Condensing Gas | 1720 | 275 |  | 07/31/2021 | 99897 | 207227005 | 11/24/2021
Rheem Sales Company, Inc. | Mainline | RGEA15048BJV10XAA | Federally-Regulated Consumer Product | Weatherized Non-Condensing Gas | 1720 | 275 |  | 07/31/2021 | 99897 | 207227008 | 11/24/2021
Carrier Corp. - Syracuse | Arcoaire | RGV060KD* | Federally-Regulated Consumer Product | Weatherized Non-Condensing Gas | 2694 | 302 |  | 03/17/2021 | 53 | 202535112 | 12/01/2021
Carrier Corp. - Syracuse | Arcoaire | RGV048KF* | Federally-Regulated Consumer Product | Weatherized Non-Condensing Gas | 2640 | 312 |  | 03/17/2021 | 106 | 202535116 | 12/01/2021
Carrier Corp. - Syracuse | Arcoaire | RGW048KE* | Federally-Regulated Consumer Product | Weatherized Non-Condensing Gas | 2640 | 312 |  | 03/17/2021 | 73 | 202535130 | 12/01/2021
Carrier Corp. - Syracuse | Arcoaire | RGW048KR* | Federally-Regulated Consumer Product | Weatherized Non-Condensing Gas | 2640 | 312 |  | 03/17/2021 | 73 | 202535138 | 12/01/2021
Carrier Corp. - Syracuse | Arcoaire | RGV048KS* | Federally-Regulated Consumer Product | Weatherized Non-Condensing Gas | 2640 | 312 |  | 03/17/2021 | 53 | 202535119 | 12/01/2021
Carrier Corp. - Syracuse | Arcoaire | RGV060KR* | Federally-Regulated Consumer Product | Weatherized Non-Condensing Gas | 2694 | 302 |  | 03/17/2021 | 73 | 202535123 | 12/01/2021
Carrier Corp. - Syracuse | Arcoaire | RGV048KD* | Federally-Regulated Consumer Product | Weatherized Non-Condensing Gas | 2640 | 312 |  | 03/17/2021 | 53 | 202535111 | 12/01/2021
Carrier Corp. - Syracuse | Arcoaire | RGW048KD* | Federally-Regulated Consumer Product | Weatherized Non-Condensing Gas | 2640 | 312 |  | 03/17/2021 | 53 | 202535127 | 12/01/2021
Carrier Corp. - Syracuse | Arcoaire | RGW048KT* | Federally-Regulated Consumer Product | Weatherized Non-Condensing Gas | 2640 | 312 |  | 03/17/2021 | 106 | 202535140 | 12/01/2021
Carrier Corp. - Syracuse | Arcoaire | RGV060KS* | Federally-Regulated Consumer Product | Weatherized Non-Condensing Gas | 2694 | 302 |  | 03/17/2021 | 53 | 202535120 | 12/01/2021
Carrier Corp. - Syracuse | Arcoaire | RGW060KR* | Federally-Regulated Consumer Product | Weatherized Non-Condensing Gas | 2694 | 302 |  | 03/17/2021 | 73 | 202535139 | 12/01/2021
Carrier Corp. - Syracuse | Arcoaire | RGV048KT* | Federally-Regulated Consumer Product | Weatherized Non-Condensing Gas | 2640 | 312 |  | 03/17/2021 | 106 | 202535124 | 12/01/2021
Carrier Corp. - Syracuse | Arcoaire | RGW060KE* | Federally-Regulated Consumer Product | Weatherized Non-Condensing Gas | 2694 | 302 |  | 03/17/2021 | 73 | 202535131 | 12/01/2021
Carrier Corp. - Syracuse | Arcoaire | RGW048KS* | Federally-Regulated Consumer Product | Weatherized Non-Condensing Gas | 2640 | 312 |  | 03/17/2021 | 53 | 202535135 | 12/01/2021
Carrier Corp. - Syracuse | Arcoaire | RGV048KE* | Federally-Regulated Consumer Product | Weatherized Non-Condensing Gas | 2640 | 312 |  | 03/17/2021 | 73 | 202535114 | 12/01/2021
Carrier Corp. - Syracuse | Arcoaire | RGW048KF* | Federally-Regulated Consumer Product | Weatherized Non-Condensing Gas | 2640 | 312 |  | 03/17/2021 | 106 | 202535132 | 12/01/2021
Carrier Corp. - Syracuse | Arcoaire | RGW060KD* | Federally-Regulated Consumer Product | Weatherized Non-Condensing Gas | 2694 | 302 |  | 03/17/2021 | 53 | 202535128 | 12/01/2021
Carrier Corp. - Syracuse | Arcoaire | RGV060KE* | Federally-Regulated Consumer Product | Weatherized Non-Condensing Gas | 2694 | 302 |  | 03/17/2021 | 73 | 202535115 | 12/01/2021
Carrier Corp. - Syracuse | Arcoaire | RGV048KR* | Federally-Regulated Consumer Product | Weatherized Non-Condensing Gas | 2640 | 312 |  | 03/17/2021 | 73 | 202535122 | 12/01/2021
Carrier Corp. - Syracuse | Arcoaire | RGW060KS* | Federally-Regulated Consumer Product | Weatherized Non-Condensing Gas | 2694 | 302 |  | 03/17/2021 | 53 | 202535136 | 12/01/2021
Carrier Corp. - Indianapolis | EcoTemp | WFSX040B036A**D | Federally-Regulated Consumer Product | Mobile Home Non-Weatherized, C | 998 | 239 |  | 08/05/2020 | 40139 | 203360738 | 12/01/2021
Carrier Corp. - Indianapolis | EcoTemp | WFSX080C060A**D | Federally-Regulated Consumer Product | Mobile Home Non-Weatherized, C | 1837 | 276 | 370.427 | 10/04/2019 |  |  | 12/01/2021
Carrier Corp. - Indianapolis | EcoTemp | WFSX080C060A* | Federally-Regulated Consumer Product | Mobile Home Non-Weatherized, C | 1837 | 276 | 370.427 | 10/04/2019 |  |  | 12/01/2021
Carrier Corp. - Indianapolis | EcoTemp | WFSX060B042A**D | Federally-Regulated Consumer Product | Mobile Home Non-Weatherized, C | 1346 | 254 |  | 08/05/2020 | 60102 | 203360739 | 12/01/2021
Carrier Corp. - Syracuse | Bryant Heating & Cooling Systems | 581KJ05*065* | Federally-Regulated Consumer Product | Weatherized Non-Condensing Gas | 2640 | 312 |  | 03/17/2021 | 53 | 202535039 | 12/01/2021
Carrier Corp. - Syracuse | Bryant Heating & Cooling Systems | 582KJ05*065* | Federally-Regulated Consumer Product | Weatherized Non-Condensing Gas | 2640 | 312 |  | 03/17/2021 | 53 | 202535031 | 12/01/2021
Carrier Corp. - Syracuse | Bryant Heating & Cooling Systems | 581KJ05*090* | Federally-Regulated Consumer Product | Weatherized Non-Condensing Gas | 2640 | 312 |  | 03/17/2021 | 73 | 202535042 | 12/01/2021
Carrier Corp. - Syracuse | Bryant Heating & Cooling Systems | 581KJ05*130* | Federally-Regulated Consumer Product | Weatherized Non-Condensing Gas | 2640 | 312 |  | 03/17/2021 | 106 | 202535044 | 12/01/2021
Carrier Corp. - Syracuse | Bryant Heating & Cooling Systems | 581KJ06*090* | Federally-Regulated Consumer Product | Weatherized Non-Condensing Gas | 2694 | 302 |  | 03/17/2021 | 73 | 202535043 | 12/01/2021
Carrier Corp. - Syracuse | Bryant Heating & Cooling Systems | 581KJ06*065* | Federally-Regulated Consumer Product | Weatherized Non-Condensing Gas | 2694 | 302 |  | 03/17/2021 | 53 | 202535040 | 12/01/2021
Carrier Corp. - Syracuse | Bryant Heating & Cooling Systems | 582KJ05*130* | Federally-Regulated Consumer Product | Weatherized Non-Condensing Gas | 2640 | 312 |  | 03/17/2021 | 106 | 202535036 | 12/01/2021
Carrier Corp. - Syracuse | Bryant Heating & Cooling Systems | 582KJ06*090* | Federally-Regulated Consumer Product | Weatherized Non-Condensing Gas | 2694 | 302 |  | 03/17/2021 | 73 | 202535035 | 12/01/2021
Carrier Corp. - Syracuse | Bryant Heating & Cooling Systems | 582KJ05*090* | Federally-Regulated Consumer Product | Weatherized Non-Condensing Gas | 2640 | 312 |  | 03/17/2021 | 73 | 202535034 | 12/01/2021
Carrier Corp. - Syracuse | Bryant Heating & Cooling Systems | 582KJ06*065* | Federally-Regulated Consumer Product | Weatherized Non-Condensing Gas | 2694 | 302 |  | 03/17/2021 | 53 | 202535032 | 12/01/2021
Carrier Corp. - Indianapolis | Payne | PG95ESAA36040B**D | Federally-Regulated Consumer Product | Mobile Home Non-Weatherized, C | 998 | 239 |  | 08/05/2020 | 40139 | 203360618 | 12/01/2021
Carrier Corp. - Indianapolis | Payne | PG95ESAA42060B**D | Federally-Regulated Consumer Product | Mobile Home Non-Weatherized, C | 1346 | 254 |  | 08/05/2020 | 60102 | 203360619 | 12/01/2021
Carrier Corp. - Indianapolis | Payne | PG95ESAA60080C**D | Federally-Regulated Consumer Product | Mobile Home Non-Weatherized, C | 1837 | 276 | 370.427 | 07/22/2020 | 79777 | 203360621 | 12/01/2021
Carrier Corp. - Indianapolis | Payne | PG95ESAA60080C* | Federally-Regulated Consumer Product | Mobile Home Non-Weatherized, C | 1837 | 276 | 370.427 | 07/22/2020 | 79777 | 203360615 | 12/01/2021
Allied Air | MAGIC-PAK | 36MGE4-14-361**-** | Federally-Regulated Consumer Product | Non-Weatherized, Non-Condensin | 1001 | 226 |  | 09/01/2021 | 36485 | 207335119 | 12/01/2021
Allied Air | MAGIC-PAK | 48MGE4-14-361**-** | Federally-Regulated Consumer Product | Non-Weatherized, Non-Condensin | 1002 | 226 |  | 09/01/2021 | 47147 | 207335120 | 12/01/2021
Allied Air | MAGIC-PAK | 24MGE4-14-361**-** | Federally-Regulated Consumer Product | Non-Weatherized, Non-Condensin | 1078 | 229 |  | 09/01/2021 | 23802 | 207335118 | 12/01/2021
Allied Air | MAGIC-PAK | 60MGE4-14-361**-** | Federally-Regulated Consumer Product | Non-Weatherized, Non-Condensin | 1095 | 230 |  | 09/01/2021 | 60074 | 207335121 | 12/01/2021
Carrier Corp. - Indianapolis | SMARTCOMFORT | N95ESM0601714A*D | Federally-Regulated Consumer Product | Mobile Home Non-Weatherized, C | 1346 | 254 |  | 08/05/2020 | 60102 | 204743374 | 12/01/2021
Carrier Corp. - Indianapolis | SMARTCOMFORT | R95ESN0802120A**D | Federally-Regulated Consumer Product | Mobile Home Non-Weatherized, C | 1837 | 276 |  | 08/05/2020 | 79777 | 203360777 | 12/01/2021
Carrier Corp. - Indianapolis | SMARTCOMFORT | N95ESM0802120A*D | Federally-Regulated Consumer Product | Mobile Home Non-Weatherized, C | 1837 | 276 | 370.427 | 07/22/2020 | 79777 | 204743375 | 12/01/2021
Carrier Corp. - Indianapolis | SMARTCOMFORT | R95ESN0401712A**D | Federally-Regulated Consumer Product | Mobile Home Non-Weatherized, C | 998 | 239 |  | 08/05/2020 | 40139 | 203360774 | 12/01/2021
Carrier Corp. - Indianapolis | SMARTCOMFORT | N95ESM0401712A*D | Federally-Regulated Consumer Product | Mobile Home Non-Weatherized, C | 998 | 239 |  | 08/05/2020 | 40139 | 204743373 | 12/01/2021
Carrier Corp. - Indianapolis | SMARTCOMFORT | N95ESM0802120A | Federally-Regulated Consumer Product | Mobile Home Non-Weatherized, C | 1837 | 276 | 370.427 | 07/22/2020 | 79777 | 204743372 | 12/01/2021
Carrier Corp. - Indianapolis | SMARTCOMFORT | R95ESN0601714A**D | Federally-Regulated Consumer Product | Mobile Home Non-Weatherized, C | 1346 | 254 |  | 08/05/2020 | 60102 | 203360775 | 12/01/2021
Carrier Corp. - Indianapolis | SMARTCOMFORT | R95ESN0802120A* | Federally-Regulated Consumer Product | Mobile Home Non-Weatherized, C | 1837 | 276 | 370.427 | 07/22/2020 | 79777 | 203360771 | 12/01/2021
Carrier Corp. - Indianapolis | Maratherm | R95ESN0802120A* | Federally-Regulated Consumer Product | Mobile Home Non-Weatherized, C | 1837 | 276 | 370.427 | 07/22/2020 | 79777 | 203360759 | 12/01/2021
Carrier Corp. - Indianapolis | Maratherm | R95ESN0401712A**D | Federally-Regulated Consumer Product | Mobile Home Non-Weatherized, C | 998 | 239 |  | 08/05/2020 | 40139 | 203360762 | 12/01/2021
Carrier Corp. - Indianapolis | Maratherm | R95ESN0601714A**D | Federally-Regulated Consumer Product | Mobile Home Non-Weatherized, C | 1346 | 254 |  | 08/05/2020 | 60102 | 203360763 | 12/01/2021
Carrier Corp. - Indianapolis | Maratherm | R95ESN0802120A**D | Federally-Regulated Consumer Product | Mobile Home Non-Weatherized, C | 1837 | 276 | 370.427 | 07/22/2020 | 79777 | 203360765 | 12/01/2021
Allied Air | ROYALTON | 95G2DF045BE12* | Federally-Regulated Consumer Product | Non-Weatherized, Condensing Ga | 1325 | 204 |  | 03/17/2021 | 28499 | 202361271 | 12/01/2021
Allied Air | ROYALTON | 95G2UH110CE20* | Federally-Regulated Consumer Product | Non-Weatherized, Condensing Ga | 2083 | 250 |  | 03/17/2021 | 71341 | 202361269 | 12/01/2021
Allied Air | ROYALTON | 95G2UH045BE12* | Federally-Regulated Consumer Product | Non-Weatherized, Condensing Ga | 1310 | 201 |  | 03/17/2021 | 28806 | 202361266 | 12/01/2021
Allied Air | ROYALTON | 95G2UH090CE16* | Federally-Regulated Consumer Product | Non-Weatherized, Condensing Ga | 1820 | 239 |  | 03/17/2021 | 57582 | 202361268 | 12/01/2021
Allied Air | ROYALTON | 95G2DF070BE16* | Federally-Regulated Consumer Product | Non-Weatherized, Condensing Ga | 1882 | 255 |  | 03/17/2021 | 43013 | 202361272 | 12/01/2021
Allied Air | ROYALTON | 95G2UH135DE20* | Federally-Regulated Consumer Product | Non-Weatherized, Condensing Ga | 2135 | 268 |  | 03/17/2021 | 86786 | 202361270 | 12/01/2021
Allied Air | ROYALTON | 95G2DF090CE16* | Federally-Regulated Consumer Product | Non-Weatherized, Condensing Ga | 2123 | 248 |  | 03/17/2021 | 56779 | 202361273 | 12/01/2021
Allied Air | ROYALTON | 95G2UH070BE12* | Federally-Regulated Consumer Product | Non-Weatherized, Condensing Ga | 1413 | 229 |  | 03/17/2021 | 43058 | 202361267 | 12/01/2021
Allied Air | ROYALTON | 95G2DF110CE20* | Federally-Regulated Consumer Product | Non-Weatherized, Condensing Ga | 2134 | 229 |  | 03/17/2021 | 71922 | 202361274 | 12/01/2021
Allied Air | Lennox | LRP14GE42-072EP-* | Federally-Regulated Consumer Product | Weatherized Non-Condensing Gas | 1299 | 256 | 256 | 12/09/2020 | 71694 | 204027531 | 12/01/2021
Allied Air | Lennox | LRP16GX24-072VP-* | Federally-Regulated Consumer Product | Weatherized Non-Condensing Gas | 1330 | 254 | 258 | 12/09/2020 | 53940 | 204008118 | 12/01/2021
Allied Air | Lennox | LRP14GE48-126EP-* | Federally-Regulated Consumer Product | Weatherized Non-Condensing Gas | 1898 | 280 | 283 | 12/09/2020 | 126349 | 204027536 | 12/01/2021
Allied Air | Lennox | LRP14G*42-072EP-** | Federally-Regulated Consumer Product | Weatherized Non-Condensing Gas | 1299 | 256 | 256 | 04/14/2021 | 71694 | 206901334 | 12/01/2021
Allied Air | Lennox | LRP16GE24-072VP-* | Federally-Regulated Consumer Product | Weatherized Non-Condensing Gas | 1330 | 254 | 258 | 12/09/2020 | 53940 | 204008117 | 12/01/2021
Allied Air | Lennox | LRP14G*60-126EP-** | Federally-Regulated Consumer Product | Weatherized Non-Condensing Gas | 1881 | 282 | 282 | 04/14/2021 | 125813 | 206901339 | 12/01/2021
Allied Air | Lennox | LRP14GX42-072EP-* | Federally-Regulated Consumer Product | Weatherized Non-Condensing Gas | 1299 | 256 | 256 | 12/09/2020 | 71694 | 204027532 | 12/01/2021
Allied Air | Lennox | LRP14G*48-126EP-** | Federally-Regulated Consumer Product | Weatherized Non-Condensing Gas | 1898 | 280 | 283 | 04/14/2021 | 126349 | 206901337 | 12/01/2021
Allied Air | Lennox | LRP14GE60-126EP-* | Federally-Regulated Consumer Product | Weatherized Non-Condensing Gas | 1881 | 282 | 282 | 12/09/2020 | 125813 | 204027539 | 12/01/2021
Allied Air | Lennox | LRP16G*24-072VP-** | Federally-Regulated Consumer Product | Weatherized Non-Condensing Gas | 1330 | 254 |  | 04/21/2021 | 53940 | 206901417 | 12/01/2021
Allied Air | Ducane | PRGE1442-072EP-* | Federally-Regulated Consumer Product | Weatherized Non-Condensing Gas | 1299 | 256 | 256 | 12/09/2020 | 71694 | 204026362 | 12/01/2021
Allied Air | Ducane | PRPG*1460-126EP-** | Federally-Regulated Consumer Product | Weatherized Non-Condensing Gas | 1881 | 282 | 282 | 04/14/2021 | 125813 | 206900632 | 12/01/2021
Allied Air | Ducane | PRGE1460-126EP-* | Federally-Regulated Consumer Product | Weatherized Non-Condensing Gas | 1881 | 282 | 282 | 12/09/2020 | 125813 | 204026378 | 12/01/2021
Allied Air | Ducane | PRGE1448-126EP-* | Federally-Regulated Consumer Product | Weatherized Non-Condensing Gas | 1898 | 280 | 283 | 12/09/2020 | 126349 | 204026372 | 12/01/2021
Allied Air | Ducane | PRPG*1442-072EP-** | Federally-Regulated Consumer Product | Weatherized Non-Condensing Gas | 1299 | 256 | 256 | 04/14/2021 | 71694 | 206900621 | 12/01/2021
Allied Air | Ducane | PRGX1442-072EP-* | Federally-Regulated Consumer Product | Weatherized Non-Condensing Gas | 1299 | 256 | 256 | 12/09/2020 | 71694 | 204026364 | 12/01/2021
Allied Air | Concord | PRGE1460-126EP-* | Federally-Regulated Consumer Product | Weatherized Non-Condensing Gas | 1881 | 282 | 282 | 12/09/2020 | 125813 | 204026379 | 12/01/2021
Allied Air | Concord | PRPG*1442-072EP-** | Federally-Regulated Consumer Product | Weatherized Non-Condensing Gas | 1299 | 256 | 256 | 04/14/2021 | 71694 | 206900622 | 12/01/2021
Allied Air | Concord | PRGE1448-126EP-* | Federally-Regulated Consumer Product | Weatherized Non-Condensing Gas | 1898 | 280 | 283 | 12/09/2020 | 126349 | 204026373 | 12/01/2021
Allied Air | Concord | PRPG*1460-126EP-** | Federally-Regulated Consumer Product | Weatherized Non-Condensing Gas | 1881 | 282 | 282 | 04/14/2021 | 125813 | 206900633 | 12/01/2021
Allied Air | Concord | PRGX1442-072EP-* | Federally-Regulated Consumer Product | Weatherized Non-Condensing Gas | 1299 | 256 | 256 | 12/09/2020 | 71694 | 204026365 | 12/01/2021
Allied Air | Concord | PRGE1442-072EP-* | Federally-Regulated Consumer Product | Weatherized Non-Condensing Gas | 1299 | 256 | 256 | 12/09/2020 | 71694 | 204026363 | 12/01/2021
Allied Air | ROYALTON | 95G2DF045BE12* | Federally-Regulated Consumer Product | Non-Weatherized, Condensing Ga | 1325 | 204 |  | 12/01/2021 | 28499 | 202361271 | 12/01/2021
Allied Air | ROYALTON | 95G2UH110CE20* | Federally-Regulated Consumer Product | Non-Weatherized, Condensing Ga | 2083 | 250 |  | 12/01/2021 | 71341 | 202361269 | 12/01/2021
Allied Air | ROYALTON | 95G2UH045BE12* | Federally-Regulated Consumer Product | Non-Weatherized, Condensing Ga | 1310 | 201 |  | 12/01/2021 | 28806 | 202361266 | 12/01/2021
Allied Air | ROYALTON | 95G2UH090CE16* | Federally-Regulated Consumer Product | Non-Weatherized, Condensing Ga | 1820 | 239 |  | 12/01/2021 | 57582 | 202361268 | 12/01/2021
Allied Air | ROYALTON | 95G2DF070BE16* | Federally-Regulated Consumer Product | Non-Weatherized, Condensing Ga | 1882 | 255 |  | 12/01/2021 | 43013 | 202361272 | 12/01/2021
Allied Air | ROYALTON | 95G2UH135DE20* | Federally-Regulated Consumer Product | Non-Weatherized, Condensing Ga | 2135 | 268 |  | 12/01/2021 | 86786 | 202361270 | 12/01/2021
Allied Air | ROYALTON | 95G2DF090CE16* | Federally-Regulated Consumer Product | Non-Weatherized, Condensing Ga | 2123 | 248 |  | 12/01/2021 | 56779 | 202361273 | 12/01/2021
Allied Air | ROYALTON | 95G2UH070BE12* | Federally-Regulated Consumer Product | Non-Weatherized, Condensing Ga | 1413 | 229 |  | 12/01/2021 | 43058 | 202361267 | 12/01/2021
Allied Air | ROYALTON | 95G2DF110CE20* | Federally-Regulated Consumer Product | Non-Weatherized, Condensing Ga | 2134 | 229 |  | 12/01/2021 | 71922 | 202361274 | 12/01/2021
Allied Air | Century | TGRG601261P-2 | Federally-Regulated Consumer Product | Weatherized Non-Condensing Gas | 1881 | 282 | 282 | 04/14/2021 | 125813 | 206901358 | 12/01/2021
Allied Air | Century | TGRG48126M-* | Federally-Regulated Consumer Product | Weatherized Non-Condensing Gas | 1898 | 280 | 283 | 12/09/2020 | 126349 | 204029803 | 12/01/2021
Allied Air | Century | TGRG42721M-* | Federally-Regulated Consumer Product | Weatherized Non-Condensing Gas | 1299 | 256 | 256 | 12/09/2020 | 71694 | 204029800 | 12/01/2021
Allied Air | Century | TGRG60126M-* | Federally-Regulated Consumer Product | Weatherized Non-Condensing Gas | 1881 | 282 | 282 | 12/09/2020 | 125813 | 204029805 | 12/01/2021
Allied Air | XAAE | PRPG*1448-126EP-** | Federally-Regulated Consumer Product | Weatherized Non-Condensing Gas | 1898 | 280 |  | 04/14/2021 | 126349 | 206900607 | 12/01/2021
Allied Air | Lennox | LRP14GE42-072EP-* | Federally-Regulated Consumer Product | Weatherized Non-Condensing Gas | 1299 | 256 |  | 12/01/2021 | 71694 | 204027531 | 12/01/2021
Allied Air | Lennox | LRP16GX24-072VP-* | Federally-Regulated Consumer Product | Weatherized Non-Condensing Gas | 1330 | 254 |  | 12/01/2021 | 53940 | 204008118 | 12/01/2021
Allied Air | Lennox | LRP14GE48-126EP-* | Federally-Regulated Consumer Product | Weatherized Non-Condensing Gas | 1898 | 280 |  | 12/01/2021 | 126349 | 204027536 | 12/01/2021
Allied Air | Lennox | LRP14G*42-072EP-** | Federally-Regulated Consumer Product | Weatherized Non-Condensing Gas | 1299 | 256 |  | 12/01/2021 | 71694 | 206901334 | 12/01/2021
Allied Air | Lennox | LRP16GE24-072VP-* | Federally-Regulated Consumer Product | Weatherized Non-Condensing Gas | 1330 | 254 |  | 12/01/2021 | 53940 | 204008117 | 12/01/2021
Allied Air | Lennox | LRP14G*60-126EP-** | Federally-Regulated Consumer Product | Weatherized Non-Condensing Gas | 1881 | 282 |  | 12/01/2021 | 125813 | 206901339 | 12/01/2021
Allied Air | Lennox | LRP14GX42-072EP-* | Federally-Regulated Consumer Product | Weatherized Non-Condensing Gas | 1299 | 256 |  | 12/01/2021 | 71694 | 204027532 | 12/01/2021
Allied Air | Lennox | LRP14G*48-126EP-** | Federally-Regulated Consumer Product | Weatherized Non-Condensing Gas | 1898 | 280 |  | 12/01/2021 | 126349 | 206901337 | 12/01/2021
Allied Air | Lennox | LRP14GE60-126EP-* | Federally-Regulated Consumer Product | Weatherized Non-Condensing Gas | 1881 | 282 |  | 12/01/2021 | 125813 | 204027539 | 12/01/2021
Allied Air | Lennox | LRP16G*24-072VP-** | Federally-Regulated Consumer Product | Weatherized Non-Condensing Gas | 1330 | 254 |  | 12/01/2021 | 53940 | 206901417 | 12/01/2021
Carrier Corp. - Indianapolis | SMARTCOMFORT | N95ESM0601714A*D | Federally-Regulated Consumer Product | Mobile Home Non-Weatherized, C | 1346 | 254 |  | 12/01/2021 | 60102 | 204743374 | 12/01/2021
Carrier Corp. - Indianapolis | SMARTCOMFORT | R95ESN0802120A**D | Federally-Regulated Consumer Product | Mobile Home Non-Weatherized, C | 1837 | 276 |  | 12/01/2021 | 79777 | 203360777 | 12/01/2021
Carrier Corp. - Indianapolis | SMARTCOMFORT | N95ESM0802120A*D | Federally-Regulated Consumer Product | Mobile Home Non-Weatherized, C | 1837 | 276 |  | 12/01/2021 | 79777 | 204743375 | 12/01/2021
Carrier Corp. - Indianapolis | SMARTCOMFORT | R95ESN0401712A**D | Federally-Regulated Consumer Product | Mobile Home Non-Weatherized, C | 998 | 239 |  | 12/01/2021 | 40139 | 203360774 | 12/01/2021
Carrier Corp. - Indianapolis | SMARTCOMFORT | N95ESM0401712A*D | Federally-Regulated Consumer Product | Mobile Home Non-Weatherized, C | 998 | 239 |  | 12/01/2021 | 40139 | 204743373 | 12/01/2021
Carrier Corp. - Indianapolis | SMARTCOMFORT | N95ESM0802120A | Federally-Regulated Consumer Product | Mobile Home Non-Weatherized, C | 1837 | 276 |  | 12/01/2021 | 79777 | 204743372 | 12/01/2021
Carrier Corp. - Indianapolis | SMARTCOMFORT | R95ESN0601714A**D | Federally-Regulated Consumer Product | Mobile Home Non-Weatherized, C | 1346 | 254 |  | 12/01/2021 | 60102 | 203360775 | 12/01/2021
Carrier Corp. - Indianapolis | SMARTCOMFORT | R95ESN0802120A* | Federally-Regulated Consumer Product | Mobile Home Non-Weatherized, C | 1837 | 276 |  | 12/01/2021 | 79777 | 203360771 | 12/01/2021
Carrier Corp. - Indianapolis | Payne | PG95ESAA36040B**D | Federally-Regulated Consumer Product | Mobile Home Non-Weatherized, C | 998 | 239 |  | 12/01/2021 | 40139 | 203360618 | 12/01/2021
Carrier Corp. - Indianapolis | Payne | PG95ESAA42060B**D | Federally-Regulated Consumer Product | Mobile Home Non-Weatherized, C | 1346 | 254 |  | 12/01/2021 | 60102 | 203360619 | 12/01/2021
Carrier Corp. - Indianapolis | Payne | PG95ESAA60080C**D | Federally-Regulated Consumer Product | Mobile Home Non-Weatherized, C | 1837 | 276 |  | 12/01/2021 | 79777 | 203360621 | 12/01/2021
Carrier Corp. - Indianapolis | Payne | PG95ESAA60080C* | Federally-Regulated Consumer Product | Mobile Home Non-Weatherized, C | 1837 | 276 |  | 12/01/2021 | 79777 | 203360615 | 12/01/2021
Allied Air | MAGIC-PAK | 36MGE4-14-361**-** | Federally-Regulated Consumer Product | Non-Weatherized, Non-Condensin | 1001 | 226 |  | 12/01/2021 | 36485 | 207335119 | 12/01/2021
Allied Air | MAGIC-PAK | 48MGE4-14-361**-** | Federally-Regulated Consumer Product | Non-Weatherized, Non-Condensin | 1002 | 226 |  | 12/01/2021 | 47147 | 207335120 | 12/01/2021
Allied Air | MAGIC-PAK | 24MGE4-14-361**-** | Federally-Regulated Consumer Product | Non-Weatherized, Non-Condensin | 1078 | 229 |  | 12/01/2021 | 23802 | 207335118 | 12/01/2021
Allied Air | MAGIC-PAK | 60MGE4-14-361**-** | Federally-Regulated Consumer Product | Non-Weatherized, Non-Condensin | 1095 | 230 |  | 12/01/2021 | 60074 | 207335121 | 12/01/2021
Allied Air | Airease | A80US2V110C20-** | Federally-Regulated Consumer Product | Non-Weatherized, Non-Condensin | 2109 | 275 | 275 | 11/18/2020 | 71736 | 203999279 | 12/01/2021
Allied Air | Airease | PRPG*1624-072VP-** | Federally-Regulated Consumer Product | Weatherized Non-Condensing Gas | 1330 | 254 |  | 04/21/2021 | 53940 | 206901397 | 12/01/2021
Allied Air | Airease | PRPGE1460-126EP-* | Federally-Regulated Consumer Product | Weatherized Non-Condensing Gas | 1881 | 282 | 282 | 12/09/2020 | 125813 | 204026324 | 12/01/2021
Allied Air | Airease | PRPDF1424-072EP-* | Federally-Regulated Consumer Product | Weatherized Non-Condensing Gas | 1100 | 247 | 247 | 12/09/2020 | 71693 | 204026326 | 12/01/2021
Allied Air | Airease | PRPGE1442-072EP-* | Federally-Regulated Consumer Product | Weatherized Non-Condensing Gas | 1299 | 256 | 256 | 12/09/2020 | 71694 | 204026308 | 12/01/2021
Allied Air | Airease | PRPDF1430-072EP-* | Federally-Regulated Consumer Product | Weatherized Non-Condensing Gas | 1100 | 247 | 247 | 12/09/2020 | 71693 | 204026328 | 12/01/2021
Allied Air | Airease | PRPG*1442-072EP-** | Federally-Regulated Consumer Product | Weatherized Non-Condensing Gas | 1299 | 256 | 256 | 04/14/2021 | 71694 | 206900620 | 12/01/2021
Allied Air | Airease | PRPGE1448-126EP-* | Federally-Regulated Consumer Product | Weatherized Non-Condensing Gas | 1898 | 280 | 283 | 12/09/2020 | 126349 | 204026318 | 12/01/2021
Allied Air | Airease | PRPGE1624-072VP-* | Federally-Regulated Consumer Product | Weatherized Non-Condensing Gas | 1330 | 254 | 258 | 12/09/2020 | 53940 | 204008083 | 12/01/2021
Allied Air | Airease | PRPG*1460-126EP-** | Federally-Regulated Consumer Product | Weatherized Non-Condensing Gas | 1881 | 282 | 282 | 04/14/2021 | 125813 | 206900631 | 12/01/2021
Allied Air | Airease | PRPGX1442-072EP-* | Federally-Regulated Consumer Product | Weatherized Non-Condensing Gas | 1299 | 256 | 256 | 12/09/2020 | 71694 | 204026310 | 12/01/2021
Allied Air | Airease | PRPGX1624-072VP-* | Federally-Regulated Consumer Product | Weatherized Non-Condensing Gas | 1330 | 254 | 258 | 12/09/2020 | 53940 | 204008085 | 12/01/2021
Allied Air | Airease | PRPDF1448-126EP-* | Federally-Regulated Consumer Product | Weatherized Non-Condensing Gas | 1898 | 280 | 283 | 12/09/2020 | 126349 | 204026338 | 12/01/2021
Allied Air | Airease | PRPDF1460-126EP-* | Federally-Regulated Consumer Product | Weatherized Non-Condensing Gas | 1881 | 282 | 282 | 12/09/2020 | 125813 | 204026340 | 12/01/2021
Allied Air | Airease | PRPDF1442-072EP-* | Federally-Regulated Consumer Product | Weatherized Non-Condensing Gas | 1299 | 256 | 256 | 12/09/2020 | 71694 | 204026334 | 12/01/2021
Carrier Corp. - Indianapolis | Maratherm | R95ESN0802120A* | Federally-Regulated Consumer Product | Mobile Home Non-Weatherized, C | 1837 | 276 |  | 12/01/2021 | 79777 | 203360759 | 12/01/2021
Carrier Corp. - Indianapolis | Maratherm | R95ESN0401712A**D | Federally-Regulated Consumer Product | Mobile Home Non-Weatherized, C | 998 | 239 |  | 12/01/2021 | 40139 | 203360762 | 12/01/2021
Carrier Corp. - Indianapolis | Maratherm | R95ESN0601714A**D | Federally-Regulated Consumer Product | Mobile Home Non-Weatherized, C | 1346 | 254 |  | 12/01/2021 | 60102 | 203360763 | 12/01/2021
Carrier Corp. - Indianapolis | Maratherm | R95ESN0802120A**D | Federally-Regulated Consumer Product | Mobile Home Non-Weatherized, C | 1837 | 276 |  | 12/01/2021 | 79777 | 203360765 | 12/01/2021
Johnson Controls, Inc. | LUXAIRE BY JOHNSON CONTROLS | PCG4A240752X2 | Federally-Regulated Consumer Product | Weatherized Non-Condensing Gas | 1394 | 255 |  | 11/18/2020 | 75189 | 202345997 | 12/01/2021
Johnson Controls, Inc. | LUXAIRE BY JOHNSON CONTROLS | PCG4A300502X2 | Federally-Regulated Consumer Product | Weatherized Non-Condensing Gas | 1130 | 244 | 248.72 | 10/09/2019 |  |  | 12/01/2021
Johnson Controls, Inc. | LUXAIRE BY JOHNSON CONTROLS | PCG4A300752X2 | Federally-Regulated Consumer Product | Weatherized Non-Condensing Gas | 1414 | 256 | 261.216 | 10/09/2019 |  |  | 12/01/2021
Carrier Corp. - Indianapolis | Grandaire | WFSX080C060A* | Federally-Regulated Consumer Product | Mobile Home Non-Weatherized, C | 1837 | 276 | 370.427 | 10/04/2019 |  |  | 12/01/2021
Carrier Corp. - Indianapolis | Grandaire | WFSX060B042A**D | Federally-Regulated Consumer Product | Mobile Home Non-Weatherized, C | 1346 | 254 |  | 08/05/2020 | 60102 | 203360751 | 12/01/2021
Carrier Corp. - Indianapolis | Grandaire | WFSX080C060A**D | Federally-Regulated Consumer Product | Mobile Home Non-Weatherized, C | 1837 | 276 | 370.427 | 10/04/2019 |  |  | 12/01/2021
Carrier Corp. - Indianapolis | Grandaire | WFSX040B036A**D | Federally-Regulated Consumer Product | Mobile Home Non-Weatherized, C | 998 | 239 |  | 08/05/2020 | 40139 | 203360750 | 12/01/2021
Carrier Corp. - Indianapolis | EcoTemp | WFSX040B036A**D | Federally-Regulated Consumer Product | Mobile Home Non-Weatherized, C | 998 | 239 |  | 12/01/2021 | 40139 | 203360738 | 12/01/2021
Carrier Corp. - Indianapolis | EcoTemp | WFSX080C060A**D | Federally-Regulated Consumer Product | Mobile Home Non-Weatherized, C | 1837 | 276 |  | 12/01/2021 | 79777 | 203360741 | 12/01/2021
Carrier Corp. - Indianapolis | EcoTemp | WFSX080C060A* | Federally-Regulated Consumer Product | Mobile Home Non-Weatherized, C | 1837 | 276 |  | 12/01/2021 | 79777 | 203360735 | 12/01/2021
Carrier Corp. - Indianapolis | EcoTemp | WFSX060B042A**D | Federally-Regulated Consumer Product | Mobile Home Non-Weatherized, C | 1346 | 254 |  | 12/01/2021 | 60102 | 203360739 | 12/01/2021
Allied Air | Ducane | PRGE1442-072EP-* | Federally-Regulated Consumer Product | Weatherized Non-Condensing Gas | 1299 | 256 |  | 12/01/2021 | 71694 | 204026362 | 12/01/2021
Allied Air | Ducane | PRPG*1460-126EP-** | Federally-Regulated Consumer Product | Weatherized Non-Condensing Gas | 1881 | 282 |  | 12/01/2021 | 125813 | 206900632 | 12/01/2021
Allied Air | Ducane | PRGE1460-126EP-* | Federally-Regulated Consumer Product | Weatherized Non-Condensing Gas | 1881 | 282 |  | 12/01/2021 | 125813 | 204026378 | 12/01/2021
Allied Air | Ducane | PRGE1448-126EP-* | Federally-Regulated Consumer Product | Weatherized Non-Condensing Gas | 1898 | 280 |  | 12/01/2021 | 126349 | 204026372 | 12/01/2021
Allied Air | Ducane | PRPG*1442-072EP-** | Federally-Regulated Consumer Product | Weatherized Non-Condensing Gas | 1299 | 256 |  | 12/01/2021 | 71694 | 206900621 | 12/01/2021
Allied Air | Ducane | PRGX1442-072EP-* | Federally-Regulated Consumer Product | Weatherized Non-Condensing Gas | 1299 | 256 |  | 12/01/2021 | 71694 | 204026364 | 12/01/2021
Johnson Controls, Inc. | YORK BY JOHNSON CONTROLS | PCG6B601252X4 | Federally-Regulated Consumer Product | Weatherized Non-Condensing Gas | 2609 | 312 |  | 11/04/2020 | 82056 | 206136991 | 12/01/2021
Johnson Controls, Inc. | YORK BY JOHNSON CONTROLS | PCG4B481252X4 | Federally-Regulated Consumer Product | Weatherized Non-Condensing Gas | 1962 | 284 |  | 09/30/2020 | 126252 | 206077559 | 12/01/2021
Johnson Controls, Inc. | YORK BY JOHNSON CONTROLS | PCG4B600652X4 | Federally-Regulated Consumer Product | Weatherized Non-Condensing Gas | 2015 | 286 |  | 09/30/2020 | 64842 | 206077566 | 12/01/2021
Johnson Controls, Inc. | YORK BY JOHNSON CONTROLS | PCG4A300752X2 | Federally-Regulated Consumer Product | Weatherized Non-Condensing Gas | 1414 | 256 | 261.216 | 10/09/2019 |  |  | 12/01/2021
Johnson Controls, Inc. | YORK BY JOHNSON CONTROLS | PCG6B421002X1 | Federally-Regulated Consumer Product | Weatherized Non-Condensing Gas | 1352 | 253 |  | 09/23/2020 | 64465 | 9133232 | 12/01/2021
Johnson Controls, Inc. | YORK BY JOHNSON CONTROLS | PCG6B481002X1 | Federally-Regulated Consumer Product | Weatherized Non-Condensing Gas | 1569 | 263 |  | 11/18/2020 | 65481 | 9133234 | 12/01/2021
Johnson Controls, Inc. | YORK BY JOHNSON CONTROLS | TM9Y100C16MP11 | Federally-Regulated Consumer Product | Non-Weatherized, Condensing Ga | 1497 | 256 | 260.868 | 10/09/2019 |  |  | 12/01/2021
Johnson Controls, Inc. | YORK BY JOHNSON CONTROLS | TM8V080C16MP12 | Federally-Regulated Consumer Product | Non-Weatherized, Non-Condensin | 1715 | 252 | 257.46 | 10/09/2019 |  |  | 12/01/2021
Johnson Controls, Inc. | YORK BY JOHNSON CONTROLS | PCG6A300752X1 | Federally-Regulated Consumer Product | Weatherized Non-Condensing Gas | 1099 | 242 |  | 09/23/2020 | 49013 | 9133228 | 12/01/2021
Johnson Controls, Inc. | YORK BY JOHNSON CONTROLS | TM9Y100C20MP11 | Federally-Regulated Consumer Product | Non-Weatherized, Condensing Ga | 1827 | 270 | 275.388 | 10/09/2019 |  |  | 12/01/2021
Johnson Controls, Inc. | YORK BY JOHNSON CONTROLS | PHG6A300752X1 | Federally-Regulated Consumer Product | Weatherized Non-Condensing Gas | 1099 | 242 |  | 09/02/2020 | 49013 | 10277499 | 12/01/2021
Johnson Controls, Inc. | YORK BY JOHNSON CONTROLS | TM8Y080C16MP11 | Federally-Regulated Consumer Product | Non-Weatherized, Non-Condensin | 1628 | 249 | 253.632 | 10/09/2019 |  |  | 12/01/2021
Johnson Controls, Inc. | YORK BY JOHNSON CONTROLS | TM8Y060A12MP11 | Federally-Regulated Consumer Product | Non-Weatherized, Non-Condensin | 1332 | 236 | 240.608 | 10/09/2019 |  |  | 12/01/2021
Johnson Controls, Inc. | YORK BY JOHNSON CONTROLS | PCG6B600652X1 | Federally-Regulated Consumer Product | Weatherized Non-Condensing Gas | 1791 | 272 |  | 11/18/2020 | 43624 | 9133236 | 12/01/2021
Johnson Controls, Inc. | YORK BY JOHNSON CONTROLS | YP9C080B12MP13 | Federally-Regulated Consumer Product | Non-Weatherized, Condensing Ga | 1425 | 253 | 257.7 | 10/09/2019 |  |  | 12/01/2021
Johnson Controls, Inc. | YORK BY JOHNSON CONTROLS | PCG6B480652X4 | Federally-Regulated Consumer Product | Weatherized Non-Condensing Gas | 1708 | 273 |  | 09/30/2020 | 43352 | 206136956 | 12/01/2021
Johnson Controls, Inc. | YORK BY JOHNSON CONTROLS | PCG4A300502X4 | Federally-Regulated Consumer Product | Weatherized Non-Condensing Gas | 1205 | 251 |  | 11/03/2021 | 50202 | 206077379 | 12/01/2021
Johnson Controls, Inc. | YORK BY JOHNSON CONTROLS | TM9Y080C16MP11 | Federally-Regulated Consumer Product | Non-Weatherized, Condensing Ga | 1404 | 252 | 256.776 | 10/09/2019 |  |  | 12/01/2021
Johnson Controls, Inc. | YORK BY JOHNSON CONTROLS | PHG4B420652X1 | Federally-Regulated Consumer Product | Weatherized Non-Condensing Gas | 1817 | 273 |  | 05/26/2021 | 65567 | 8550658 | 12/01/2021
Johnson Controls, Inc. | YORK BY JOHNSON CONTROLS | PCG4A360752X4 | Federally-Regulated Consumer Product | Weatherized Non-Condensing Gas | 1384 | 259 |  | 09/30/2020 | 75187 | 206077410 | 12/01/2021
Johnson Controls, Inc. | YORK BY JOHNSON CONTROLS | TM8Y100C20MP11 | Federally-Regulated Consumer Product | Non-Weatherized, Non-Condensin | 2060 | 267 | 272.64 | 10/09/2019 |  |  | 12/01/2021
Johnson Controls, Inc. | YORK BY JOHNSON CONTROLS | PCG4A240752X2 | Federally-Regulated Consumer Product | Weatherized Non-Condensing Gas | 1394 | 255 |  | 11/18/2020 | 75189 | 202345983 | 12/01/2021
Johnson Controls, Inc. | YORK BY JOHNSON CONTROLS | YPLC100C20MP13 | Federally-Regulated Consumer Product | Non-Weatherized, Non-Condensin | 2229 | 274 | 280.076 | 10/09/2019 |  |  | 12/01/2021
Johnson Controls, Inc. | YORK BY JOHNSON CONTROLS | PCG6B601002X1 | Federally-Regulated Consumer Product | Weatherized Non-Condensing Gas | 1773 | 271 |  | 11/18/2020 | 65461 | 9133237 | 12/01/2021
Johnson Controls, Inc. | YORK BY JOHNSON CONTROLS | TMLV060A12MP12 | Federally-Regulated Consumer Product | Non-Weatherized, Non-Condensin | 1387 | 238 | 243.028 | 10/09/2019 |  |  | 12/01/2021
Johnson Controls, Inc. | YORK BY JOHNSON CONTROLS | TM8Y120C20MP11 | Federally-Regulated Consumer Product | Non-Weatherized, Non-Condensin | 1967 | 263 | 268.548 | 10/09/2019 |  |  | 12/01/2021
Johnson Controls, Inc. | YORK BY JOHNSON CONTROLS | PCG4A300752X4 | Federally-Regulated Consumer Product | Weatherized Non-Condensing Gas | 1191 | 250 |  | 11/03/2021 | 75681 | 206077390 | 12/01/2021
Johnson Controls, Inc. | YORK BY JOHNSON CONTROLS | PCG6A240502X4 | Federally-Regulated Consumer Product | Weatherized Non-Condensing Gas | 1023 | 243 |  | 11/04/2020 | 33330 | 206136935 | 12/01/2021
Johnson Controls, Inc. | YORK BY JOHNSON CONTROLS | PCG6A300502X1 | Federally-Regulated Consumer Product | Weatherized Non-Condensing Gas | 1019 | 239 |  | 11/18/2020 | 33056 | 9133227 | 12/01/2021
Johnson Controls, Inc. | YORK BY JOHNSON CONTROLS | TM8V100C20MP12 | Federally-Regulated Consumer Product | Non-Weatherized, Non-Condensin | 2291 | 277 | 282.804 | 10/09/2019 |  |  | 12/01/2021
Johnson Controls, Inc. | YORK BY JOHNSON CONTROLS | PCG4B481002X4 | Federally-Regulated Consumer Product | Weatherized Non-Condensing Gas | 1684 | 272 |  | 09/30/2020 | 101771 | 206077552 | 12/01/2021
Johnson Controls, Inc. | YORK BY JOHNSON CONTROLS | ZE060*10A1******** | Federally-Regulated Consumer Product | Weatherized Non-Condensing Gas | 2253 | 298 | 298.132 | 10/09/2019 |  |  | 12/01/2021
Johnson Controls, Inc. | YORK BY JOHNSON CONTROLS | PCG4A300752X3 | Federally-Regulated Consumer Product | Weatherized Non-Condensing Gas | 1414 | 256 |  | 11/18/2020 | 75125 | 205281281 | 12/01/2021
Johnson Controls, Inc. | YORK BY JOHNSON CONTROLS | PCG6B420652X1 | Federally-Regulated Consumer Product | Weatherized Non-Condensing Gas | 1313 | 252 |  | 09/02/2020 | 42709 | 9133231 | 12/01/2021
Johnson Controls, Inc. | YORK BY JOHNSON CONTROLS | PCG4B481002X2 | Federally-Regulated Consumer Product | Weatherized Non-Condensing Gas | 2010 | 282 |  | 11/18/2020 | 100104 | 203041713 | 12/01/2021
Johnson Controls, Inc. | YORK BY JOHNSON CONTROLS | PCG6B481252X1 | Federally-Regulated Consumer Product | Weatherized Non-Condensing Gas | 1747 | 270 |  | 09/02/2020 | 82081 | 9133235 | 12/01/2021
Johnson Controls, Inc. | YORK BY JOHNSON CONTROLS | TM8Y100C16MP11 | Federally-Regulated Consumer Product | Non-Weatherized, Non-Condensin | 1600 | 247 | 252.4 | 10/09/2019 |  |  | 12/01/2021
Johnson Controls, Inc. | YORK BY JOHNSON CONTROLS | PCG4A360502X4 | Federally-Regulated Consumer Product | Weatherized Non-Condensing Gas | 1346 | 257 |  | 09/30/2020 | 50288 | 206077399 | 12/01/2021
Johnson Controls, Inc. | YORK BY JOHNSON CONTROLS | PHG4B420652X4 | Federally-Regulated Consumer Product | Weatherized Non-Condensing Gas | 1722 | 273 |  | 11/18/2020 | 65857 | 206338250 | 12/01/2021
Johnson Controls, Inc. | YORK BY JOHNSON CONTROLS | TM8V080B12MP12 | Federally-Regulated Consumer Product | Non-Weatherized, Non-Condensin | 1479 | 242 | 247.076 | 10/09/2019 |  |  | 12/01/2021
Johnson Controls, Inc. | YORK BY JOHNSON CONTROLS | PCG4A240502X4 | Federally-Regulated Consumer Product | Weatherized Non-Condensing Gas | 968 | 240 |  | 11/03/2021 | 50146 | 206077358 | 12/01/2021
Johnson Controls, Inc. | YORK BY JOHNSON CONTROLS | PCG6A360752X4 | Federally-Regulated Consumer Product | Weatherized Non-Condensing Gas | 1444 | 261 |  | 11/18/2020 | 49644 | 206168411 | 12/01/2021
Johnson Controls, Inc. | YORK BY JOHNSON CONTROLS | YPLC060A12MP13 | Federally-Regulated Consumer Product | Non-Weatherized, Non-Condensin | 1330 | 236 | 240.52 | 10/09/2019 |  |  | 12/01/2021
Johnson Controls, Inc. | YORK BY JOHNSON CONTROLS | TM9Y120D20MP11 | Federally-Regulated Consumer Product | Non-Weatherized, Condensing Ga | 1931 | 274 | 279.964 | 10/09/2019 |  |  | 12/01/2021
Johnson Controls, Inc. | YORK BY JOHNSON CONTROLS | PCG6A240502X1 | Federally-Regulated Consumer Product | Weatherized Non-Condensing Gas | 705 | 225 |  | 11/18/2020 | 33081 | 9133225 | 12/01/2021
Johnson Controls, Inc. | YORK BY JOHNSON CONTROLS | TMLE100C20MP11 | Federally-Regulated Consumer Product | Non-Weatherized, Non-Condensin | 2201 | 273 | 278.844 | 10/09/2019 |  |  | 12/01/2021
Johnson Controls, Inc. | YORK BY JOHNSON CONTROLS | PCG4A361002X4 | Federally-Regulated Consumer Product | Weatherized Non-Condensing Gas | 1538 | 265 |  | 09/30/2020 | 100492 | 206077420 | 12/01/2021
Johnson Controls, Inc. | YORK BY JOHNSON CONTROLS | PCG6B360652X1 | Federally-Regulated Consumer Product | Weatherized Non-Condensing Gas | 1170 | 245 |  | 11/18/2020 | 43310 | 9133229 | 12/01/2021
Johnson Controls, Inc. | YORK BY JOHNSON CONTROLS | TM8Y080B12MP11 | Federally-Regulated Consumer Product | Non-Weatherized, Non-Condensin | 1373 | 238 | 242.412 | 10/09/2019 |  |  | 12/01/2021
Johnson Controls, Inc. | YORK BY JOHNSON CONTROLS | PCG6A361002X4 | Federally-Regulated Consumer Product | Weatherized Non-Condensing Gas | 1937 | 283 |  | 12/02/2020 | 64302 | 206168425 | 12/01/2021
Johnson Controls, Inc. | YORK BY JOHNSON CONTROLS | TM9Y080B12MP11 | Federally-Regulated Consumer Product | Non-Weatherized, Condensing Ga | 1336 | 249 | 253.784 | 10/09/2019 |  |  | 12/01/2021
Johnson Controls, Inc. | YORK BY JOHNSON CONTROLS | PCG4B601002X4 | Federally-Regulated Consumer Product | Weatherized Non-Condensing Gas | 2113 | 291 |  | 09/30/2020 | 100990 | 206077573 | 12/01/2021
Johnson Controls, Inc. | YORK BY JOHNSON CONTROLS | TM9V060B12MP12 | Federally-Regulated Consumer Product | Non-Weatherized, Condensing Ga | 1344 | 249 | 254.136 | 10/09/2019 |  |  | 12/01/2021
Johnson Controls, Inc. | YORK BY JOHNSON CONTROLS | PCG6B481002X4 | Federally-Regulated Consumer Product | Weatherized Non-Condensing Gas | 1641 | 270 |  | 09/30/2020 | 64812 | 206136963 | 12/01/2021
Johnson Controls, Inc. | YORK BY JOHNSON CONTROLS | TM8V060A12MP12 | Federally-Regulated Consumer Product | Non-Weatherized, Non-Condensin | 1387 | 238 | 243.028 | 10/09/2019 |  |  | 12/01/2021
Johnson Controls, Inc. | YORK BY JOHNSON CONTROLS | PCG6A240752X4 | Federally-Regulated Consumer Product | Weatherized Non-Condensing Gas | 1526 | 265 |  | 11/18/2020 | 49150 | 206136942 | 12/01/2021
Johnson Controls, Inc. | YORK BY JOHNSON CONTROLS | PCG6B601002X4 | Federally-Regulated Consumer Product | Weatherized Non-Condensing Gas | 1803 | 277 |  | 09/30/2020 | 65888 | 206136984 | 12/01/2021
Johnson Controls, Inc. | YORK BY JOHNSON CONTROLS | PCG6B481252X4 | Federally-Regulated Consumer Product | Weatherized Non-Condensing Gas | 2461 | 306 |  | 11/04/2020 | 82013 | 206136970 | 12/01/2021
Johnson Controls, Inc. | YORK BY JOHNSON CONTROLS | J05ZE*10A1******** | Federally-Regulated Consumer Product | Weatherized Non-Condensing Gas | 2253 | 298 |  | 06/02/2021 | 100000 | 203975795 | 12/01/2021
Johnson Controls, Inc. | YORK BY JOHNSON CONTROLS | PHG6B481002X1 | Federally-Regulated Consumer Product | Weatherized Non-Condensing Gas | 1569 | 263 | 268.036 | 10/09/2019 |  |  | 12/01/2021
Johnson Controls, Inc. | YORK BY JOHNSON CONTROLS | PCG4A421002X4 | Federally-Regulated Consumer Product | Weatherized Non-Condensing Gas | 1571 | 267 |  | 11/03/2021 | 100288 | 206077439 | 12/01/2021
Johnson Controls, Inc. | YORK BY JOHNSON CONTROLS | PCG4B601252X4 | Federally-Regulated Consumer Product | Weatherized Non-Condensing Gas | 2166 | 293 |  | 09/30/2020 | 125911 | 206077580 | 12/01/2021
Johnson Controls, Inc. | YORK BY JOHNSON CONTROLS | PCG4B480652X4 | Federally-Regulated Consumer Product | Weatherized Non-Condensing Gas | 1823 | 278 |  | 09/30/2020 | 65339 | 206077545 | 12/01/2021
Johnson Controls, Inc. | YORK BY JOHNSON CONTROLS | PCG4A240752X4 | Federally-Regulated Consumer Product | Weatherized Non-Condensing Gas | 1221 | 251 |  | 11/03/2021 | 75481 | 206077368 | 12/01/2021
Johnson Controls, Inc. | YORK BY JOHNSON CONTROLS | PCG4A420752X4 | Federally-Regulated Consumer Product | Weatherized Non-Condensing Gas | 1566 | 267 |  | 11/03/2021 | 74995 | 206077429 | 12/01/2021
Johnson Controls, Inc. | YORK BY JOHNSON CONTROLS | TMLE080B12MP11 | Federally-Regulated Consumer Product | Non-Weatherized, Non-Condensin | 1311 | 235 | 239.684 | 10/09/2019 |  |  | 12/01/2021
Johnson Controls, Inc. | YORK BY JOHNSON CONTROLS | PHG6B421002X1 | Federally-Regulated Consumer Product | Weatherized Non-Condensing Gas | 1352 | 253 |  | 09/02/2020 | 64465 | 10277503 | 12/01/2021
Carrier Corp. - Syracuse | Bryant Heating & Cooling Systems | 581KJ05*065* | Federally-Regulated Consumer Product | Weatherized Non-Condensing Gas | 2640 | 312 |  | 12/01/2021 | 53 | 202535039 | 12/01/2021
Carrier Corp. - Syracuse | Bryant Heating & Cooling Systems | 582KJ05*065* | Federally-Regulated Consumer Product | Weatherized Non-Condensing Gas | 2640 | 312 |  | 12/01/2021 | 53 | 202535031 | 12/01/2021
Carrier Corp. - Syracuse | Bryant Heating & Cooling Systems | 581KJ05*090* | Federally-Regulated Consumer Product | Weatherized Non-Condensing Gas | 2640 | 312 |  | 12/01/2021 | 73 | 202535042 | 12/01/2021
Carrier Corp. - Syracuse | Bryant Heating & Cooling Systems | 581KJ05*130* | Federally-Regulated Consumer Product | Weatherized Non-Condensing Gas | 2640 | 312 |  | 12/01/2021 | 106 | 202535044 | 12/01/2021
Carrier Corp. - Syracuse | Bryant Heating & Cooling Systems | 581KJ06*090* | Federally-Regulated Consumer Product | Weatherized Non-Condensing Gas | 2694 | 302 |  | 12/01/2021 | 73 | 202535043 | 12/01/2021
Carrier Corp. - Syracuse | Bryant Heating & Cooling Systems | 581KJ06*065* | Federally-Regulated Consumer Product | Weatherized Non-Condensing Gas | 2694 | 302 |  | 12/01/2021 | 53 | 202535040 | 12/01/2021
Carrier Corp. - Syracuse | Bryant Heating & Cooling Systems | 582KJ05*130* | Federally-Regulated Consumer Product | Weatherized Non-Condensing Gas | 2640 | 312 |  | 12/01/2021 | 106 | 202535036 | 12/01/2021
Carrier Corp. - Syracuse | Bryant Heating & Cooling Systems | 582KJ06*090* | Federally-Regulated Consumer Product | Weatherized Non-Condensing Gas | 2694 | 302 |  | 12/01/2021 | 73 | 202535035 | 12/01/2021
Carrier Corp. - Syracuse | Bryant Heating & Cooling Systems | 582KJ05*090* | Federally-Regulated Consumer Product | Weatherized Non-Condensing Gas | 2640 | 312 |  | 12/01/2021 | 73 | 202535034 | 12/01/2021
Carrier Corp. - Syracuse | Bryant Heating & Cooling Systems | 582KJ06*065* | Federally-Regulated Consumer Product | Weatherized Non-Condensing Gas | 2694 | 302 |  | 12/01/2021 | 53 | 202535032 | 12/01/2021
Johnson Controls, Inc. | LUXAIRE BY JOHNSON CONTROLS | TMLE100C20MP11 | Federally-Regulated Consumer Product | Non-Weatherized, Non-Condensin | 2201 | 273 | 278.844 | 10/09/2019 |  |  | 12/01/2021
Johnson Controls, Inc. | LUXAIRE BY JOHNSON CONTROLS | PCG4B601002X4 | Federally-Regulated Consumer Product | Weatherized Non-Condensing Gas | 2113 | 291 |  | 09/30/2020 | 100990 | 206077575 | 12/01/2021
Johnson Controls, Inc. | LUXAIRE BY JOHNSON CONTROLS | PHG4B420652X4 | Federally-Regulated Consumer Product | Weatherized Non-Condensing Gas | 1722 | 273 |  | 11/18/2020 | 65857 | 206338252 | 12/01/2021
Johnson Controls, Inc. | LUXAIRE BY JOHNSON CONTROLS | TM9Y080C16MP11 | Federally-Regulated Consumer Product | Non-Weatherized, Condensing Ga | 1404 | 252 | 256.776 | 10/09/2019 |  |  | 12/01/2021
Johnson Controls, Inc. | LUXAIRE BY JOHNSON CONTROLS | PCG4A361002X4 | Federally-Regulated Consumer Product | Weatherized Non-Condensing Gas | 1538 | 265 |  | 09/30/2020 | 100492 | 206077422 | 12/01/2021
Johnson Controls, Inc. | LUXAIRE BY JOHNSON CONTROLS | TM8Y060A12MP11 | Federally-Regulated Consumer Product | Non-Weatherized, Non-Condensin | 1332 | 236 | 240.608 | 10/09/2019 |  |  | 12/01/2021
Johnson Controls, Inc. | LUXAIRE BY JOHNSON CONTROLS | PCG4A300502X4 | Federally-Regulated Consumer Product | Weatherized Non-Condensing Gas | 1205 | 251 |  | 11/03/2021 | 50202 | 206077383 | 12/01/2021
Johnson Controls, Inc. | LUXAIRE BY JOHNSON CONTROLS | PCG4B480652X4 | Federally-Regulated Consumer Product | Weatherized Non-Condensing Gas | 1823 | 278 |  | 09/30/2020 | 65339 | 206077547 | 12/01/2021
Johnson Controls, Inc. | LUXAIRE BY JOHNSON CONTROLS | TM9Y100C16MP11 | Federally-Regulated Consumer Product | Non-Weatherized, Condensing Ga | 1497 | 256 | 260.868 | 10/09/2019 |  |  | 12/01/2021
Johnson Controls, Inc. | LUXAIRE BY JOHNSON CONTROLS | PCG4A300752X4 | Federally-Regulated Consumer Product | Weatherized Non-Condensing Gas | 1191 | 250 |  | 11/03/2021 | 75681 | 206077393 | 12/01/2021
Johnson Controls, Inc. | LUXAIRE BY JOHNSON CONTROLS | PCG6B600652X1 | Federally-Regulated Consumer Product | Weatherized Non-Condensing Gas | 1791 | 272 |  | 11/18/2020 | 43624 | 9133264 | 12/01/2021
Johnson Controls, Inc. | LUXAIRE BY JOHNSON CONTROLS | PCG6A240502X4 | Federally-Regulated Consumer Product | Weatherized Non-Condensing Gas | 1023 | 243 |  | 11/04/2020 | 33330 | 206136937 | 12/01/2021
Johnson Controls, Inc. | LUXAIRE BY JOHNSON CONTROLS | TM9Y080B12MP11 | Federally-Regulated Consumer Product | Non-Weatherized, Condensing Ga | 1336 | 249 | 253.784 | 10/09/2019 |  |  | 12/01/2021
Johnson Controls, Inc. | LUXAIRE BY JOHNSON CONTROLS | PCG6A300502X1 | Federally-Regulated Consumer Product | Weatherized Non-Condensing Gas | 1019 | 239 |  | 11/18/2020 | 33056 | 9133255 | 12/01/2021
Johnson Controls, Inc. | LUXAIRE BY JOHNSON CONTROLS | PCG4A240502X4 | Federally-Regulated Consumer Product | Weatherized Non-Condensing Gas | 968 | 240 |  | 11/03/2021 | 50146 | 206077362 | 12/01/2021
Johnson Controls, Inc. | LUXAIRE BY JOHNSON CONTROLS | TM8Y100C16MP11 | Federally-Regulated Consumer Product | Non-Weatherized, Non-Condensin | 1600 | 247 | 252.4 | 10/09/2019 |  |  | 12/01/2021
Johnson Controls, Inc. | LUXAIRE BY JOHNSON CONTROLS | PCG4B601252X4 | Federally-Regulated Consumer Product | Weatherized Non-Condensing Gas | 2166 | 293 |  | 09/30/2020 | 125911 | 206077582 | 12/01/2021
Johnson Controls, Inc. | LUXAIRE BY JOHNSON CONTROLS | PCG6B481252X4 | Federally-Regulated Consumer Product | Weatherized Non-Condensing Gas | 2461 | 306 |  | 11/04/2020 | 82013 | 206136972 | 12/01/2021
Johnson Controls, Inc. | LUXAIRE BY JOHNSON CONTROLS | PCG4A420752X4 | Federally-Regulated Consumer Product | Weatherized Non-Condensing Gas | 1566 | 267 |  | 11/03/2021 | 74995 | 206077431 | 12/01/2021
Johnson Controls, Inc. | LUXAIRE BY JOHNSON CONTROLS | PCG4A240752X4 | Federally-Regulated Consumer Product | Weatherized Non-Condensing Gas | 1221 | 251 |  | 11/03/2021 | 75481 | 206077371 | 12/01/2021
Johnson Controls, Inc. | LUXAIRE BY JOHNSON CONTROLS | TM8Y080B12MP11 | Federally-Regulated Consumer Product | Non-Weatherized, Non-Condensin | 1373 | 238 | 242.412 | 10/09/2019 |  |  | 12/01/2021
Johnson Controls, Inc. | LUXAIRE BY JOHNSON CONTROLS | PCG6A361002X4 | Federally-Regulated Consumer Product | Weatherized Non-Condensing Gas | 1937 | 283 |  | 12/02/2020 | 64302 | 206168430 | 12/01/2021
Johnson Controls, Inc. | LUXAIRE BY JOHNSON CONTROLS | PCG6B481002X4 | Federally-Regulated Consumer Product | Weatherized Non-Condensing Gas | 1641 | 270 |  | 09/30/2020 | 64812 | 206136965 | 12/01/2021
Johnson Controls, Inc. | LUXAIRE BY JOHNSON CONTROLS | TM9Y100C20MP11 | Federally-Regulated Consumer Product | Non-Weatherized, Condensing Ga | 1827 | 270 | 275.388 | 10/09/2019 |  |  | 12/01/2021
Johnson Controls, Inc. | LUXAIRE BY JOHNSON CONTROLS | TM8Y100C20MP11 | Federally-Regulated Consumer Product | Non-Weatherized, Non-Condensin | 2060 | 267 | 272.64 | 10/09/2019 |  |  | 12/01/2021
Johnson Controls, Inc. | LUXAIRE BY JOHNSON CONTROLS | PCG6B480652X4 | Federally-Regulated Consumer Product | Weatherized Non-Condensing Gas | 1708 | 273 |  | 09/30/2020 | 43352 | 206136958 | 12/01/2021
Johnson Controls, Inc. | LUXAIRE BY JOHNSON CONTROLS | PCG4A360502X4 | Federally-Regulated Consumer Product | Weatherized Non-Condensing Gas | 1346 | 257 |  | 09/30/2020 | 50288 | 206077402 | 12/01/2021
Johnson Controls, Inc. | LUXAIRE BY JOHNSON CONTROLS | PCG6B481002X1 | Federally-Regulated Consumer Product | Weatherized Non-Condensing Gas | 1569 | 263 |  | 11/18/2020 | 65481 | 9133262 | 12/01/2021
Johnson Controls, Inc. | LUXAIRE BY JOHNSON CONTROLS | PCG4B600652X4 | Federally-Regulated Consumer Product | Weatherized Non-Condensing Gas | 2015 | 286 |  | 09/30/2020 | 64842 | 206077568 | 12/01/2021
Johnson Controls, Inc. | LUXAIRE BY JOHNSON CONTROLS | PCG6B481252X1 | Federally-Regulated Consumer Product | Weatherized Non-Condensing Gas | 1747 | 270 |  | 09/02/2020 | 82081 | 9133263 | 12/01/2021
Johnson Controls, Inc. | LUXAIRE BY JOHNSON CONTROLS | PCG4B481002X2 | Federally-Regulated Consumer Product | Weatherized Non-Condensing Gas | 2010 | 282 |  | 11/18/2020 | 100104 | 203041732 | 12/01/2021
Johnson Controls, Inc. | LUXAIRE BY JOHNSON CONTROLS | PCG6B421002X1 | Federally-Regulated Consumer Product | Weatherized Non-Condensing Gas | 1352 | 253 |  | 09/23/2020 | 64465 | 9133260 | 12/01/2021
Johnson Controls, Inc. | LUXAIRE BY JOHNSON CONTROLS | PCG6B420652X1 | Federally-Regulated Consumer Product | Weatherized Non-Condensing Gas | 1313 | 252 |  | 09/02/2020 | 42709 | 9133259 | 12/01/2021
Johnson Controls, Inc. | LUXAIRE BY JOHNSON CONTROLS | PCG6A240752X4 | Federally-Regulated Consumer Product | Weatherized Non-Condensing Gas | 1526 | 265 |  | 11/18/2020 | 49150 | 206136944 | 12/01/2021
Johnson Controls, Inc. | LUXAIRE BY JOHNSON CONTROLS | PHG4B420652X1 | Federally-Regulated Consumer Product | Weatherized Non-Condensing Gas | 1817 | 273 |  | 05/26/2021 | 65567 | 8550686 | 12/01/2021
Johnson Controls, Inc. | LUXAIRE BY JOHNSON CONTROLS | TM8Y080C16MP11 | Federally-Regulated Consumer Product | Non-Weatherized, Non-Condensin | 1628 | 249 | 253.632 | 10/09/2019 |  |  | 12/01/2021
Johnson Controls, Inc. | LUXAIRE BY JOHNSON CONTROLS | TMLE080B12MP11 | Federally-Regulated Consumer Product | Non-Weatherized, Non-Condensin | 1311 | 235 | 239.684 | 10/09/2019 |  |  | 12/01/2021
Johnson Controls, Inc. | LUXAIRE BY JOHNSON CONTROLS | PCG4B481252X4 | Federally-Regulated Consumer Product | Weatherized Non-Condensing Gas | 1962 | 284 |  | 09/30/2020 | 126252 | 206077561 | 12/01/2021
Johnson Controls, Inc. | LUXAIRE BY JOHNSON CONTROLS | PCG6B601002X1 | Federally-Regulated Consumer Product | Weatherized Non-Condensing Gas | 1773 | 271 |  | 11/18/2020 | 65461 | 9133265 | 12/01/2021
Johnson Controls, Inc. | LUXAIRE BY JOHNSON CONTROLS | PCG6B360652X1 | Federally-Regulated Consumer Product | Weatherized Non-Condensing Gas | 1170 | 245 |  | 11/18/2020 | 43310 | 9133257 | 12/01/2021
Johnson Controls, Inc. | LUXAIRE BY JOHNSON CONTROLS | PCG6B601252X4 | Federally-Regulated Consumer Product | Weatherized Non-Condensing Gas | 2609 | 312 |  | 11/04/2020 | 82056 | 206136993 | 12/01/2021
Johnson Controls, Inc. | LUXAIRE BY JOHNSON CONTROLS | PCG6A300752X1 | Federally-Regulated Consumer Product | Weatherized Non-Condensing Gas | 1099 | 242 |  | 09/23/2020 | 49013 | 9133256 | 12/01/2021
Johnson Controls, Inc. | LUXAIRE BY JOHNSON CONTROLS | PCG4A360752X4 | Federally-Regulated Consumer Product | Weatherized Non-Condensing Gas | 1384 | 259 |  | 09/30/2020 | 75187 | 206077412 | 12/01/2021
Johnson Controls, Inc. | LUXAIRE BY JOHNSON CONTROLS | PCG4B481002X4 | Federally-Regulated Consumer Product | Weatherized Non-Condensing Gas | 1684 | 272 |  | 09/30/2020 | 101771 | 206077554 | 12/01/2021
Johnson Controls, Inc. | LUXAIRE BY JOHNSON CONTROLS | PCG6A240502X1 | Federally-Regulated Consumer Product | Weatherized Non-Condensing Gas | 705 | 225 |  | 11/18/2020 | 33081 | 9133253 | 12/01/2021
Johnson Controls, Inc. | LUXAIRE BY JOHNSON CONTROLS | TM8Y120C20MP11 | Federally-Regulated Consumer Product | Non-Weatherized, Non-Condensin | 1967 | 263 | 268.548 | 10/09/2019 |  |  | 12/01/2021
Johnson Controls, Inc. | LUXAIRE BY JOHNSON CONTROLS | PCG6B601002X4 | Federally-Regulated Consumer Product | Weatherized Non-Condensing Gas | 1803 | 277 |  | 09/30/2020 | 65888 | 206136986 | 12/01/2021
Johnson Controls, Inc. | LUXAIRE BY JOHNSON CONTROLS | PCG4A421002X4 | Federally-Regulated Consumer Product | Weatherized Non-Condensing Gas | 1571 | 267 |  | 11/03/2021 | 100288 | 206077441 | 12/01/2021
Johnson Controls, Inc. | LUXAIRE BY JOHNSON CONTROLS | TM9Y120D20MP11 | Federally-Regulated Consumer Product | Non-Weatherized, Condensing Ga | 1931 | 274 | 279.964 | 10/09/2019 |  |  | 12/01/2021
Johnson Controls, Inc. | LUXAIRE BY JOHNSON CONTROLS | PCG6A360752X4 | Federally-Regulated Consumer Product | Weatherized Non-Condensing Gas | 1444 | 261 |  | 11/18/2020 | 49644 | 206168416 | 12/01/2021
Johnson Controls, Inc. | GUARDIAN BY JOHNSON CONTROLS | PCG6B421002X1 | Federally-Regulated Consumer Product | Weatherized Non-Condensing Gas | 1352 | 253 |  | 09/23/2020 | 64465 | 9133302 | 12/01/2021
Johnson Controls, Inc. | GUARDIAN BY JOHNSON CONTROLS | MM9E060B12MP11 | Federally-Regulated Consumer Product | Mobile Home Non-Weatherized, C | 1333 | 310 | 334.643 | 10/09/2019 |  |  | 12/01/2021
Johnson Controls, Inc. | GUARDIAN BY JOHNSON CONTROLS | PCG4B481252X4 | Federally-Regulated Consumer Product | Weatherized Non-Condensing Gas | 1962 | 284 |  | 09/30/2020 | 126252 | 206077563 | 12/01/2021
Johnson Controls, Inc. | GUARDIAN BY JOHNSON CONTROLS | PCG4A360752X4 | Federally-Regulated Consumer Product | Weatherized Non-Condensing Gas | 1384 | 259 |  | 09/30/2020 | 75187 | 206077416 | 12/01/2021
Johnson Controls, Inc. | GUARDIAN BY JOHNSON CONTROLS | PCG6A300502X1 | Federally-Regulated Consumer Product | Weatherized Non-Condensing Gas | 1019 | 239 |  | 11/18/2020 | 33056 | 9133297 | 12/01/2021
Johnson Controls, Inc. | GUARDIAN BY JOHNSON CONTROLS | PCG6B480652X4 | Federally-Regulated Consumer Product | Weatherized Non-Condensing Gas | 1708 | 273 |  | 09/30/2020 | 43352 | 206136960 | 12/01/2021
Johnson Controls, Inc. | GUARDIAN BY JOHNSON CONTROLS | PCG6A360752X4 | Federally-Regulated Consumer Product | Weatherized Non-Condensing Gas | 1444 | 261 |  | 11/18/2020 | 49644 | 206168419 | 12/01/2021
Johnson Controls, Inc. | GUARDIAN BY JOHNSON CONTROLS | PCG4A360502X4 | Federally-Regulated Consumer Product | Weatherized Non-Condensing Gas | 1346 | 257 |  | 09/30/2020 | 50288 | 206077405 | 12/01/2021
Johnson Controls, Inc. | GUARDIAN BY JOHNSON CONTROLS | PCG4A421002X4 | Federally-Regulated Consumer Product | Weatherized Non-Condensing Gas | 1571 | 267 |  | 11/03/2021 | 100288 | 206077444 | 12/01/2021
Johnson Controls, Inc. | GUARDIAN BY JOHNSON CONTROLS | PCG6A361002X4 | Federally-Regulated Consumer Product | Weatherized Non-Condensing Gas | 1937 | 283 |  | 12/02/2020 | 64302 | 206168434 | 12/01/2021
Johnson Controls, Inc. | GUARDIAN BY JOHNSON CONTROLS | PCG6B600652X1 | Federally-Regulated Consumer Product | Weatherized Non-Condensing Gas | 1791 | 272 |  | 11/18/2020 | 43624 | 9133306 | 12/01/2021
Johnson Controls, Inc. | GUARDIAN BY JOHNSON CONTROLS | PCG4B600652X4 | Federally-Regulated Consumer Product | Weatherized Non-Condensing Gas | 2015 | 286 |  | 09/30/2020 | 64842 | 206077570 | 12/01/2021
Johnson Controls, Inc. | GUARDIAN BY JOHNSON CONTROLS | MM9E080C16MP11 | Federally-Regulated Consumer Product | Mobile Home Non-Weatherized, C | 1641 | 332 | 356.511 | 10/09/2019 |  |  | 12/01/2021
Johnson Controls, Inc. | GUARDIAN BY JOHNSON CONTROLS | PCG6B481002X1 | Federally-Regulated Consumer Product | Weatherized Non-Condensing Gas | 1569 | 263 |  | 11/18/2020 | 65481 | 9133304 | 12/01/2021
Johnson Controls, Inc. | GUARDIAN BY JOHNSON CONTROLS | PCG6B420652X1 | Federally-Regulated Consumer Product | Weatherized Non-Condensing Gas | 1313 | 252 |  | 09/02/2020 | 42709 | 9133301 | 12/01/2021
Johnson Controls, Inc. | GUARDIAN BY JOHNSON CONTROLS | PCG4B601252X4 | Federally-Regulated Consumer Product | Weatherized Non-Condensing Gas | 2166 | 293 |  | 09/30/2020 | 125911 | 206077584 | 12/01/2021
Johnson Controls, Inc. | GUARDIAN BY JOHNSON CONTROLS | PCG4A300502X4 | Federally-Regulated Consumer Product | Weatherized Non-Condensing Gas | 1205 | 251 |  | 11/03/2021 | 50202 | 206077386 | 12/01/2021
Johnson Controls, Inc. | GUARDIAN BY JOHNSON CONTROLS | PCG6B360652X1 | Federally-Regulated Consumer Product | Weatherized Non-Condensing Gas | 1170 | 245 |  | 11/18/2020 | 43310 | 9133299 | 12/01/2021
Johnson Controls, Inc. | GUARDIAN BY JOHNSON CONTROLS | MM9E080C20MP11 | Federally-Regulated Consumer Product | Mobile Home Non-Weatherized, C | 1871 | 348 | 372.841 | 10/09/2019 |  |  | 12/01/2021
Johnson Controls, Inc. | GUARDIAN BY JOHNSON CONTROLS | PCG6B481252X1 | Federally-Regulated Consumer Product | Weatherized Non-Condensing Gas | 1747 | 270 |  | 09/02/2020 | 82081 | 9133305 | 12/01/2021
Johnson Controls, Inc. | GUARDIAN BY JOHNSON CONTROLS | PCG6A300752X1 | Federally-Regulated Consumer Product | Weatherized Non-Condensing Gas | 1099 | 242 |  | 09/23/2020 | 49013 | 9133298 | 12/01/2021
Johnson Controls, Inc. | GUARDIAN BY JOHNSON CONTROLS | PCG4B480652X4 | Federally-Regulated Consumer Product | Weatherized Non-Condensing Gas | 1823 | 278 |  | 09/30/2020 | 65339 | 206077549 | 12/01/2021
Johnson Controls, Inc. | GUARDIAN BY JOHNSON CONTROLS | PCG6A240502X4 | Federally-Regulated Consumer Product | Weatherized Non-Condensing Gas | 1023 | 243 |  | 11/04/2020 | 33330 | 206136939 | 12/01/2021
Johnson Controls, Inc. | GUARDIAN BY JOHNSON CONTROLS | PCG4A240752X4 | Federally-Regulated Consumer Product | Weatherized Non-Condensing Gas | 1221 | 251 |  | 11/03/2021 | 75481 | 206077374 | 12/01/2021
Johnson Controls, Inc. | GUARDIAN BY JOHNSON CONTROLS | MM9E080B12MP11 | Federally-Regulated Consumer Product | Mobile Home Non-Weatherized, C | 1468 | 320 | 344.228 | 10/09/2019 |  |  | 12/01/2021
Johnson Controls, Inc. | GUARDIAN BY JOHNSON CONTROLS | PCG4B481002X4 | Federally-Regulated Consumer Product | Weatherized Non-Condensing Gas | 1684 | 272 |  | 09/30/2020 | 101771 | 206077556 | 12/01/2021
Johnson Controls, Inc. | GUARDIAN BY JOHNSON CONTROLS | PCG4A361002X4 | Federally-Regulated Consumer Product | Weatherized Non-Condensing Gas | 1538 | 265 |  | 09/30/2020 | 100492 | 206077425 | 12/01/2021
Johnson Controls, Inc. | GUARDIAN BY JOHNSON CONTROLS | PCG6B601252X4 | Federally-Regulated Consumer Product | Weatherized Non-Condensing Gas | 2609 | 312 |  | 11/04/2020 | 82056 | 206136995 | 12/01/2021
Johnson Controls, Inc. | GUARDIAN BY JOHNSON CONTROLS | MM9E100C16MP11 | Federally-Regulated Consumer Product | Mobile Home Non-Weatherized, C | 1672 | 334 | 358.712 | 10/09/2019 |  |  | 12/01/2021
Johnson Controls, Inc. | GUARDIAN BY JOHNSON CONTROLS | PCG4A420752X4 | Federally-Regulated Consumer Product | Weatherized Non-Condensing Gas | 1566 | 267 |  | 11/03/2021 | 74995 | 206077434 | 12/01/2021
Johnson Controls, Inc. | GUARDIAN BY JOHNSON CONTROLS | PCG4A240502X4 | Federally-Regulated Consumer Product | Weatherized Non-Condensing Gas | 968 | 240 |  | 11/03/2021 | 50146 | 206077364 | 12/01/2021
Johnson Controls, Inc. | GUARDIAN BY JOHNSON CONTROLS | PHG4B420652X1 | Federally-Regulated Consumer Product | Weatherized Non-Condensing Gas | 1817 | 273 |  | 05/26/2021 | 65567 | 8550728 | 12/01/2021
Johnson Controls, Inc. | GUARDIAN BY JOHNSON CONTROLS | PCG4B601002X4 | Federally-Regulated Consumer Product | Weatherized Non-Condensing Gas | 2113 | 291 |  | 09/30/2020 | 100990 | 206077577 | 12/01/2021
Johnson Controls, Inc. | GUARDIAN BY JOHNSON CONTROLS | PCG6B601002X1 | Federally-Regulated Consumer Product | Weatherized Non-Condensing Gas | 1773 | 271 |  | 11/18/2020 | 65461 | 9133307 | 12/01/2021
Johnson Controls, Inc. | GUARDIAN BY JOHNSON CONTROLS | PCG6B481002X4 | Federally-Regulated Consumer Product | Weatherized Non-Condensing Gas | 1641 | 270 |  | 09/30/2020 | 64812 | 206136967 | 12/01/2021
Johnson Controls, Inc. | GUARDIAN BY JOHNSON CONTROLS | PCG6B481252X4 | Federally-Regulated Consumer Product | Weatherized Non-Condensing Gas | 2461 | 306 |  | 11/04/2020 | 82013 | 206136974 | 12/01/2021
Johnson Controls, Inc. | GUARDIAN BY JOHNSON CONTROLS | PCG4A300752X4 | Federally-Regulated Consumer Product | Weatherized Non-Condensing Gas | 1191 | 250 |  | 11/03/2021 | 75681 | 206077395 | 12/01/2021
Johnson Controls, Inc. | GUARDIAN BY JOHNSON CONTROLS | PCG6A240752X4 | Federally-Regulated Consumer Product | Weatherized Non-Condensing Gas | 1526 | 265 |  | 11/18/2020 | 49150 | 206136946 | 12/01/2021
Johnson Controls, Inc. | GUARDIAN BY JOHNSON CONTROLS | PCG6A240502X1 | Federally-Regulated Consumer Product | Weatherized Non-Condensing Gas | 705 | 225 |  | 11/18/2020 | 33081 | 9133295 | 12/01/2021
Johnson Controls, Inc. | GUARDIAN BY JOHNSON CONTROLS | PCG4B481002X2 | Federally-Regulated Consumer Product | Weatherized Non-Condensing Gas | 2010 | 282 |  | 11/18/2020 | 100104 | 203041762 | 12/01/2021
Johnson Controls, Inc. | GUARDIAN BY JOHNSON CONTROLS | PHG4B420652X4 | Federally-Regulated Consumer Product | Weatherized Non-Condensing Gas | 1722 | 273 |  | 11/18/2020 | 65857 | 206338254 | 12/01/2021
Johnson Controls, Inc. | GUARDIAN BY JOHNSON CONTROLS | PCG6B601002X4 | Federally-Regulated Consumer Product | Weatherized Non-Condensing Gas | 1803 | 277 |  | 09/30/2020 | 65888 | 206136988 | 12/01/2021
Allied Air | Comfort-Aire | TGRG601261P-2 | Federally-Regulated Consumer Product | Weatherized Non-Condensing Gas | 1881 | 282 | 282 | 04/14/2021 | 125813 | 206901359 | 12/01/2021
Allied Air | Comfort-Aire | TGRG42721M-* | Federally-Regulated Consumer Product | Weatherized Non-Condensing Gas | 1299 | 256 | 256 | 12/09/2020 | 71694 | 204029813 | 12/01/2021
Allied Air | Comfort-Aire | TGRG60126M-* | Federally-Regulated Consumer Product | Weatherized Non-Condensing Gas | 1881 | 282 | 282 | 12/09/2020 | 125813 | 204029818 | 12/01/2021
Allied Air | Comfort-Aire | TGRG48126M-* | Federally-Regulated Consumer Product | Weatherized Non-Condensing Gas | 1898 | 280 | 283 | 12/09/2020 | 126349 | 204029816 | 12/01/2021
Allied Air | Armstrong | PRPG*1624-072VP-** | Federally-Regulated Consumer Product | Weatherized Non-Condensing Gas | 1330 | 254 |  | 04/21/2021 | 53940 | 206901396 | 12/01/2021
Johnson Controls, Inc. | EVCON BY JOHNSON CONTROLS | PCG4A300752X2 | Federally-Regulated Consumer Product | Weatherized Non-Condensing Gas | 1414 | 256 | 261.216 | 10/09/2019 |  |  | 12/01/2021
Johnson Controls, Inc. | EVCON BY JOHNSON CONTROLS | PCG4A240752X2 | Federally-Regulated Consumer Product | Weatherized Non-Condensing Gas | 1394 | 255 |  | 11/18/2020 | 75189 | 202346004 | 12/01/2021
Johnson Controls, Inc. | EVCON BY JOHNSON CONTROLS | PCG4A300502X2 | Federally-Regulated Consumer Product | Weatherized Non-Condensing Gas | 1130 | 244 | 248.72 | 10/09/2019 |  |  | 12/01/2021
Johnson Controls, Inc. | GUARDIAN BY JOHNSON CONTROLS | PCG4A240752X2 | Federally-Regulated Consumer Product | Weatherized Non-Condensing Gas | 1394 | 255 |  | 11/18/2020 | 75189 | 202346018 | 12/01/2021
Johnson Controls, Inc. | GUARDIAN BY JOHNSON CONTROLS | PCG4A300502X2 | Federally-Regulated Consumer Product | Weatherized Non-Condensing Gas | 1130 | 244 | 248.72 | 10/09/2019 |  |  | 12/01/2021
Johnson Controls, Inc. | GUARDIAN BY JOHNSON CONTROLS | PCG4A300752X2 | Federally-Regulated Consumer Product | Weatherized Non-Condensing Gas | 1414 | 256 | 261.216 | 10/09/2019 |  |  | 12/01/2021
Johnson Controls, Inc. | COLEMAN BY JOHNSON CONTROLS | PCG6A240502X1 | Federally-Regulated Consumer Product | Weatherized Non-Condensing Gas | 705 | 225 |  | 11/18/2020 | 33081 | 9133239 | 12/01/2021
Johnson Controls, Inc. | COLEMAN BY JOHNSON CONTROLS | PHG4B420652X1 | Federally-Regulated Consumer Product | Weatherized Non-Condensing Gas | 1817 | 273 |  | 05/26/2021 | 65567 | 8550672 | 12/01/2021
Johnson Controls, Inc. | COLEMAN BY JOHNSON CONTROLS | TM8V080B12MP12 | Federally-Regulated Consumer Product | Non-Weatherized, Non-Condensin | 1479 | 242 |  | 07/22/2020 | 51960 | 204829717 | 12/01/2021
Johnson Controls, Inc. | COLEMAN BY JOHNSON CONTROLS | PCG6B600652X1 | Federally-Regulated Consumer Product | Weatherized Non-Condensing Gas | 1791 | 272 |  | 11/18/2020 | 43624 | 9133250 | 12/01/2021
Johnson Controls, Inc. | COLEMAN BY JOHNSON CONTROLS | TMLE100C20MP11 | Federally-Regulated Consumer Product | Non-Weatherized, Non-Condensin | 2201 | 273 | 278.844 | 10/09/2019 |  |  | 12/01/2021
Johnson Controls, Inc. | COLEMAN BY JOHNSON CONTROLS | PHG6B421002X1 | Federally-Regulated Consumer Product | Weatherized Non-Condensing Gas | 1352 | 253 |  | 09/02/2020 | 64465 | 204829661 | 12/01/2021
Johnson Controls, Inc. | COLEMAN BY JOHNSON CONTROLS | TM8V060A12MP12 | Federally-Regulated Consumer Product | Non-Weatherized, Non-Condensin | 1387 | 238 |  | 07/22/2020 | 39193 | 204829713 | 12/01/2021
Johnson Controls, Inc. | COLEMAN BY JOHNSON CONTROLS | PCG6B481002X1 | Federally-Regulated Consumer Product | Weatherized Non-Condensing Gas | 1569 | 263 |  | 11/18/2020 | 65481 | 9133248 | 12/01/2021
Johnson Controls, Inc. | COLEMAN BY JOHNSON CONTROLS | PCG4B601252X4 | Federally-Regulated Consumer Product | Weatherized Non-Condensing Gas | 2166 | 293 |  | 09/30/2020 | 125911 | 206077581 | 12/01/2021
Johnson Controls, Inc. | COLEMAN BY JOHNSON CONTROLS | TM8Y060A12MP11 | Federally-Regulated Consumer Product | Non-Weatherized, Non-Condensin | 1332 | 236 | 240.608 | 10/09/2019 |  |  | 12/01/2021
Johnson Controls, Inc. | COLEMAN BY JOHNSON CONTROLS | PCG6A240752X4 | Federally-Regulated Consumer Product | Weatherized Non-Condensing Gas | 1526 | 265 |  | 11/18/2020 | 49150 | 206136943 | 12/01/2021
Johnson Controls, Inc. | COLEMAN BY JOHNSON CONTROLS | MM9E080B12MP11 | Federally-Regulated Consumer Product | Mobile Home Non-Weatherized, C | 1468 | 320 | 344.228 | 10/09/2019 |  |  | 12/01/2021
Johnson Controls, Inc. | COLEMAN BY JOHNSON CONTROLS | MM9E080C20MP11 | Federally-Regulated Consumer Product | Mobile Home Non-Weatherized, C | 1871 | 348 | 372.841 | 10/09/2019 |  |  | 12/01/2021
Johnson Controls, Inc. | COLEMAN BY JOHNSON CONTROLS | PHG6A300752X1 | Federally-Regulated Consumer Product | Weatherized Non-Condensing Gas | 1099 | 242 |  | 09/02/2020 | 49013 | 204829659 | 12/01/2021
Johnson Controls, Inc. | COLEMAN BY JOHNSON CONTROLS | PHG6B481002X1 | Federally-Regulated Consumer Product | Weatherized Non-Condensing Gas | 1569 | 263 |  | 07/22/2020 | 65481 | 204829663 | 12/01/2021
Johnson Controls, Inc. | COLEMAN BY JOHNSON CONTROLS | TM8V080C16MP12 | Federally-Regulated Consumer Product | Non-Weatherized, Non-Condensin | 1715 | 252 |  | 07/22/2020 | 52202 | 204829721 | 12/01/2021
Johnson Controls, Inc. | COLEMAN BY JOHNSON CONTROLS | TM9Y100C16MP11 | Federally-Regulated Consumer Product | Non-Weatherized, Condensing Ga | 1497 | 256 | 260.868 | 10/09/2019 |  |  | 12/01/2021
Johnson Controls, Inc. | COLEMAN BY JOHNSON CONTROLS | PCG4A361002X4 | Federally-Regulated Consumer Product | Weatherized Non-Condensing Gas | 1538 | 265 |  | 09/30/2020 | 100492 | 206077421 | 12/01/2021
Johnson Controls, Inc. | COLEMAN BY JOHNSON CONTROLS | PCG6B360652X1 | Federally-Regulated Consumer Product | Weatherized Non-Condensing Gas | 1170 | 245 |  | 11/18/2020 | 43310 | 9133243 | 12/01/2021
Johnson Controls, Inc. | COLEMAN BY JOHNSON CONTROLS | PCG6A300502X1 | Federally-Regulated Consumer Product | Weatherized Non-Condensing Gas | 1019 | 239 |  | 11/18/2020 | 33056 | 9133241 | 12/01/2021
Johnson Controls, Inc. | COLEMAN BY JOHNSON CONTROLS | PCG4B481002X2 | Federally-Regulated Consumer Product | Weatherized Non-Condensing Gas | 2010 | 282 |  | 11/18/2020 | 100104 | 203041721 | 12/01/2021
Johnson Controls, Inc. | COLEMAN BY JOHNSON CONTROLS | PCG4B600652X4 | Federally-Regulated Consumer Product | Weatherized Non-Condensing Gas | 2015 | 286 |  | 09/30/2020 | 64842 | 206077567 | 12/01/2021
Johnson Controls, Inc. | COLEMAN BY JOHNSON CONTROLS | PCG6A240502X4 | Federally-Regulated Consumer Product | Weatherized Non-Condensing Gas | 1023 | 243 |  | 11/04/2020 | 33330 | 206136936 | 12/01/2021
Johnson Controls, Inc. | COLEMAN BY JOHNSON CONTROLS | PCG6B601002X1 | Federally-Regulated Consumer Product | Weatherized Non-Condensing Gas | 1773 | 271 |  | 11/18/2020 | 65461 | 9133251 | 12/01/2021
Johnson Controls, Inc. | COLEMAN BY JOHNSON CONTROLS | TM8Y120C20MP11 | Federally-Regulated Consumer Product | Non-Weatherized, Non-Condensin | 1967 | 263 | 268.548 | 10/09/2019 |  |  | 12/01/2021
Johnson Controls, Inc. | COLEMAN BY JOHNSON CONTROLS | PCG4A421002X4 | Federally-Regulated Consumer Product | Weatherized Non-Condensing Gas | 1571 | 267 |  | 11/03/2021 | 100288 | 206077440 | 12/01/2021
Johnson Controls, Inc. | COLEMAN BY JOHNSON CONTROLS | PCG4B480652X4 | Federally-Regulated Consumer Product | Weatherized Non-Condensing Gas | 1823 | 278 |  | 09/30/2020 | 65339 | 206077546 | 12/01/2021
Johnson Controls, Inc. | COLEMAN BY JOHNSON CONTROLS | PCG4B601002X4 | Federally-Regulated Consumer Product | Weatherized Non-Condensing Gas | 2113 | 291 |  | 09/30/2020 | 100990 | 206077574 | 12/01/2021
Johnson Controls, Inc. | COLEMAN BY JOHNSON CONTROLS | PCG6B481252X1 | Federally-Regulated Consumer Product | Weatherized Non-Condensing Gas | 1747 | 270 |  | 09/02/2020 | 82081 | 9133249 | 12/01/2021
Johnson Controls, Inc. | COLEMAN BY JOHNSON CONTROLS | TM9Y080B12MP11 | Federally-Regulated Consumer Product | Non-Weatherized, Condensing Ga | 1336 | 249 | 253.784 | 10/09/2019 |  |  | 12/01/2021
Johnson Controls, Inc. | COLEMAN BY JOHNSON CONTROLS | TM9Y120D20MP11 | Federally-Regulated Consumer Product | Non-Weatherized, Condensing Ga | 1931 | 274 | 279.964 | 10/09/2019 |  |  | 12/01/2021
Johnson Controls, Inc. | COLEMAN BY JOHNSON CONTROLS | PCG6B601252X4 | Federally-Regulated Consumer Product | Weatherized Non-Condensing Gas | 2609 | 312 |  | 11/04/2020 | 82056 | 206136992 | 12/01/2021
Johnson Controls, Inc. | COLEMAN BY JOHNSON CONTROLS | MM9E060B12MP11 | Federally-Regulated Consumer Product | Mobile Home Non-Weatherized, C | 1333 | 310 | 334.643 | 10/09/2019 |  |  | 12/01/2021
Johnson Controls, Inc. | COLEMAN BY JOHNSON CONTROLS | TMLE080B12MP11 | Federally-Regulated Consumer Product | Non-Weatherized, Non-Condensin | 1311 | 235 | 239.684 | 10/09/2019 |  |  | 12/01/2021
Johnson Controls, Inc. | COLEMAN BY JOHNSON CONTROLS | TM8Y100C16MP11 | Federally-Regulated Consumer Product | Non-Weatherized, Non-Condensin | 1600 | 247 | 252.4 | 10/09/2019 |  |  | 12/01/2021
Johnson Controls, Inc. | COLEMAN BY JOHNSON CONTROLS | TM8Y080C16MP11 | Federally-Regulated Consumer Product | Non-Weatherized, Non-Condensin | 1628 | 249 | 253.632 | 10/09/2019 |  |  | 12/01/2021
Johnson Controls, Inc. | COLEMAN BY JOHNSON CONTROLS | PCG6B601002X4 | Federally-Regulated Consumer Product | Weatherized Non-Condensing Gas | 1803 | 277 |  | 09/30/2020 | 65888 | 206136985 | 12/01/2021
Johnson Controls, Inc. | COLEMAN BY JOHNSON CONTROLS | PCG6B421002X1 | Federally-Regulated Consumer Product | Weatherized Non-Condensing Gas | 1352 | 253 | 258 | 09/23/2020 | 64465 | 9133246 | 12/01/2021
Johnson Controls, Inc. | COLEMAN BY JOHNSON CONTROLS | PCG6A361002X4 | Federally-Regulated Consumer Product | Weatherized Non-Condensing Gas | 1937 | 283 |  | 12/02/2020 | 64302 | 206168427 | 12/01/2021
Johnson Controls, Inc. | COLEMAN BY JOHNSON CONTROLS | PCG4A240752X4 | Federally-Regulated Consumer Product | Weatherized Non-Condensing Gas | 1221 | 251 |  | 11/03/2021 | 75481 | 206077370 | 12/01/2021
Johnson Controls, Inc. | COLEMAN BY JOHNSON CONTROLS | PCG6B420652X1 | Federally-Regulated Consumer Product | Weatherized Non-Condensing Gas | 1313 | 252 |  | 09/02/2020 | 42709 | 9133245 | 12/01/2021
Johnson Controls, Inc. | COLEMAN BY JOHNSON CONTROLS | TM8Y080B12MP11 | Federally-Regulated Consumer Product | Non-Weatherized, Non-Condensin | 1373 | 238 | 242.412 | 10/09/2019 |  |  | 12/01/2021
Johnson Controls, Inc. | COLEMAN BY JOHNSON CONTROLS | PCG6A360752X4 | Federally-Regulated Consumer Product | Weatherized Non-Condensing Gas | 1444 | 261 |  | 11/18/2020 | 49644 | 206168415 | 12/01/2021
Johnson Controls, Inc. | COLEMAN BY JOHNSON CONTROLS | TMLV060A12MP12 | Federally-Regulated Consumer Product | Non-Weatherized, Non-Condensin | 1387 | 238 |  | 07/22/2020 | 39193 | 204829693 | 12/01/2021
Johnson Controls, Inc. | COLEMAN BY JOHNSON CONTROLS | MM9E100C16MP11 | Federally-Regulated Consumer Product | Mobile Home Non-Weatherized, C | 1672 | 334 | 358.712 | 10/09/2019 |  |  | 12/01/2021
Johnson Controls, Inc. | COLEMAN BY JOHNSON CONTROLS | PCG4B481002X4 | Federally-Regulated Consumer Product | Weatherized Non-Condensing Gas | 1684 | 272 |  | 09/30/2020 | 101771 | 206077553 | 12/01/2021
Johnson Controls, Inc. | COLEMAN BY JOHNSON CONTROLS | PCG4A360502X4 | Federally-Regulated Consumer Product | Weatherized Non-Condensing Gas | 1346 | 257 |  | 09/30/2020 | 50288 | 206077401 | 12/01/2021
Johnson Controls, Inc. | COLEMAN BY JOHNSON CONTROLS | MM9E080C16MP11 | Federally-Regulated Consumer Product | Mobile Home Non-Weatherized, C | 1641 | 332 | 356.511 | 10/09/2019 |  |  | 12/01/2021
Johnson Controls, Inc. | COLEMAN BY JOHNSON CONTROLS | PCG4A360752X4 | Federally-Regulated Consumer Product | Weatherized Non-Condensing Gas | 1384 | 259 |  | 09/30/2020 | 75187 | 206077411 | 12/01/2021
Johnson Controls, Inc. | COLEMAN BY JOHNSON CONTROLS | TM8Y100C20MP11 | Federally-Regulated Consumer Product | Non-Weatherized, Non-Condensin | 2060 | 267 | 272.64 | 10/09/2019 |  |  | 12/01/2021
Johnson Controls, Inc. | COLEMAN BY JOHNSON CONTROLS | PCG4A240502X4 | Federally-Regulated Consumer Product | Weatherized Non-Condensing Gas | 968 | 240 |  | 11/03/2021 | 50146 | 206077360 | 12/01/2021
Johnson Controls, Inc. | COLEMAN BY JOHNSON CONTROLS | PCG4A420752X4 | Federally-Regulated Consumer Product | Weatherized Non-Condensing Gas | 1566 | 267 |  | 11/03/2021 | 74995 | 206077430 | 12/01/2021
Johnson Controls, Inc. | COLEMAN BY JOHNSON CONTROLS | PCG4B481252X4 | Federally-Regulated Consumer Product | Weatherized Non-Condensing Gas | 1962 | 284 |  | 09/30/2020 | 126252 | 206077560 | 12/01/2021
Johnson Controls, Inc. | COLEMAN BY JOHNSON CONTROLS | PCG4A300752X4 | Federally-Regulated Consumer Product | Weatherized Non-Condensing Gas | 1191 | 250 |  | 11/03/2021 | 75681 | 206077392 | 12/01/2021
Johnson Controls, Inc. | COLEMAN BY JOHNSON CONTROLS | PCG4A300502X4 | Federally-Regulated Consumer Product | Weatherized Non-Condensing Gas | 1205 | 251 |  | 11/03/2021 | 50202 | 206077381 | 12/01/2021
Johnson Controls, Inc. | COLEMAN BY JOHNSON CONTROLS | PCG6B481252X4 | Federally-Regulated Consumer Product | Weatherized Non-Condensing Gas | 2461 | 306 |  | 11/04/2020 | 82013 | 206136971 | 12/01/2021
Johnson Controls, Inc. | COLEMAN BY JOHNSON CONTROLS | PCG6A300752X1 | Federally-Regulated Consumer Product | Weatherized Non-Condensing Gas | 1099 | 242 | 247 | 09/23/2020 | 49013 | 9133242 | 12/01/2021
Johnson Controls, Inc. | COLEMAN BY JOHNSON CONTROLS | PCG6B481002X4 | Federally-Regulated Consumer Product | Weatherized Non-Condensing Gas | 1641 | 270 |  | 09/30/2020 | 64812 | 206136964 | 12/01/2021
Johnson Controls, Inc. | COLEMAN BY JOHNSON CONTROLS | TM9Y100C20MP11 | Federally-Regulated Consumer Product | Non-Weatherized, Condensing Ga | 1827 | 270 | 275.388 | 10/09/2019 |  |  | 12/01/2021
Johnson Controls, Inc. | COLEMAN BY JOHNSON CONTROLS | TM9Y080C16MP11 | Federally-Regulated Consumer Product | Non-Weatherized, Condensing Ga | 1404 | 252 | 256.776 | 10/09/2019 |  |  | 12/01/2021
Johnson Controls, Inc. | COLEMAN BY JOHNSON CONTROLS | PHG4B420652X4 | Federally-Regulated Consumer Product | Weatherized Non-Condensing Gas | 1722 | 273 |  | 11/18/2020 | 65857 | 206338251 | 12/01/2021
Johnson Controls, Inc. | COLEMAN BY JOHNSON CONTROLS | PCG4A300752X2 | Federally-Regulated Consumer Product | Weatherized Non-Condensing Gas | 1414 | 256 | 261.216 | 10/09/2019 |  |  | 12/01/2021
Johnson Controls, Inc. | COLEMAN BY JOHNSON CONTROLS | PCG4A300502X2 | Federally-Regulated Consumer Product | Weatherized Non-Condensing Gas | 1130 | 244 | 248.72 | 10/09/2019 |  |  | 12/01/2021
Johnson Controls, Inc. | COLEMAN BY JOHNSON CONTROLS | PCG4A240752X2 | Federally-Regulated Consumer Product | Weatherized Non-Condensing Gas | 1394 | 255 |  | 11/18/2020 | 75189 | 202345990 | 12/01/2021
Johnson Controls, Inc. | EVCON BY JOHNSON CONTROLS | PCG4A300752X4 | Federally-Regulated Consumer Product | Weatherized Non-Condensing Gas | 1191 | 250 |  | 11/03/2021 | 75681 | 206077397 | 12/01/2021
Johnson Controls, Inc. | EVCON BY JOHNSON CONTROLS | TM9Y120D20MP11 | Federally-Regulated Consumer Product | Non-Weatherized, Condensing Ga | 1931 | 274 |  | 04/14/2021 | 78281 | 8412992 | 12/01/2021
Johnson Controls, Inc. | EVCON BY JOHNSON CONTROLS | PCG6B601252X4 | Federally-Regulated Consumer Product | Weatherized Non-Condensing Gas | 2609 | 312 |  | 11/04/2020 | 82056 | 206136996 | 12/01/2021
Johnson Controls, Inc. | EVCON BY JOHNSON CONTROLS | PCG6B480652X4 | Federally-Regulated Consumer Product | Weatherized Non-Condensing Gas | 1708 | 273 |  | 09/30/2020 | 43352 | 206136961 | 12/01/2021
Johnson Controls, Inc. | EVCON BY JOHNSON CONTROLS | TM9Y100C20MP11 | Federally-Regulated Consumer Product | Non-Weatherized, Condensing Ga | 1827 | 270 |  | 04/14/2021 | 65485 | 8412991 | 12/01/2021
Johnson Controls, Inc. | EVCON BY JOHNSON CONTROLS | PHG4B420652X4 | Federally-Regulated Consumer Product | Weatherized Non-Condensing Gas | 1722 | 273 |  | 11/18/2020 | 65857 | 206338255 | 12/01/2021
Johnson Controls, Inc. | EVCON BY JOHNSON CONTROLS | PCG4A240752X4 | Federally-Regulated Consumer Product | Weatherized Non-Condensing Gas | 1221 | 251 |  | 11/03/2021 | 75481 | 206077376 | 12/01/2021
Johnson Controls, Inc. | EVCON BY JOHNSON CONTROLS | PCG4B481252X4 | Federally-Regulated Consumer Product | Weatherized Non-Condensing Gas | 1962 | 284 |  | 09/30/2020 | 126252 | 206077564 | 12/01/2021
Johnson Controls, Inc. | EVCON BY JOHNSON CONTROLS | PCG4A360502X4 | Federally-Regulated Consumer Product | Weatherized Non-Condensing Gas | 1346 | 257 |  | 09/30/2020 | 50288 | 206077406 | 12/01/2021
Johnson Controls, Inc. | EVCON BY JOHNSON CONTROLS | PCG6B600652X1 | Federally-Regulated Consumer Product | Weatherized Non-Condensing Gas | 1791 | 272 |  | 11/18/2020 | 43624 | 9133278 | 12/01/2021
Johnson Controls, Inc. | EVCON BY JOHNSON CONTROLS | MM9E080B12MP11 | Federally-Regulated Consumer Product | Mobile Home Non-Weatherized, C | 1468 | 320 | 344.228 | 10/09/2019 |  |  | 12/01/2021
Johnson Controls, Inc. | EVCON BY JOHNSON CONTROLS | PCG4A421002X4 | Federally-Regulated Consumer Product | Weatherized Non-Condensing Gas | 1571 | 267 |  | 11/03/2021 | 100288 | 206077446 | 12/01/2021
Johnson Controls, Inc. | EVCON BY JOHNSON CONTROLS | PCG4A300502X4 | Federally-Regulated Consumer Product | Weatherized Non-Condensing Gas | 1205 | 251 |  | 11/03/2021 | 50202 | 206077387 | 12/01/2021
Johnson Controls, Inc. | EVCON BY JOHNSON CONTROLS | PCG6A360752X4 | Federally-Regulated Consumer Product | Weatherized Non-Condensing Gas | 1444 | 261 |  | 11/18/2020 | 49644 | 206168422 | 12/01/2021
Johnson Controls, Inc. | EVCON BY JOHNSON CONTROLS | TM8Y080C16MP11 | Federally-Regulated Consumer Product | Non-Weatherized, Non-Condensin | 1628 | 249 |  | 04/14/2021 | 51991 | 8413055 | 12/01/2021
Johnson Controls, Inc. | EVCON BY JOHNSON CONTROLS | PCG4A420752X4 | Federally-Regulated Consumer Product | Weatherized Non-Condensing Gas | 1566 | 267 |  | 11/03/2021 | 74995 | 206077436 | 12/01/2021
Johnson Controls, Inc. | EVCON BY JOHNSON CONTROLS | PCG6B481002X4 | Federally-Regulated Consumer Product | Weatherized Non-Condensing Gas | 1641 | 270 |  | 09/30/2020 | 64812 | 206136968 | 12/01/2021
Johnson Controls, Inc. | EVCON BY JOHNSON CONTROLS | PCG6B481252X1 | Federally-Regulated Consumer Product | Weatherized Non-Condensing Gas | 1747 | 270 |  | 09/02/2020 | 82081 | 9133277 | 12/01/2021
Johnson Controls, Inc. | EVCON BY JOHNSON CONTROLS | TM8Y080B12MP11 | Federally-Regulated Consumer Product | Non-Weatherized, Non-Condensin | 1373 | 238 |  | 04/14/2021 | 52180 | 8413054 | 12/01/2021
Johnson Controls, Inc. | EVCON BY JOHNSON CONTROLS | TM9Y100C16MP11 | Federally-Regulated Consumer Product | Non-Weatherized, Condensing Ga | 1497 | 256 |  | 04/14/2021 | 64620 | 8412989 | 12/01/2021
Johnson Controls, Inc. | EVCON BY JOHNSON CONTROLS | PCG4A240502X4 | Federally-Regulated Consumer Product | Weatherized Non-Condensing Gas | 968 | 240 |  | 11/03/2021 | 50146 | 206077366 | 12/01/2021
Johnson Controls, Inc. | EVCON BY JOHNSON CONTROLS | TM8Y100C20MP11 | Federally-Regulated Consumer Product | Non-Weatherized, Non-Condensin | 2060 | 267 |  | 04/14/2021 | 65024 | 8413057 | 12/01/2021
Johnson Controls, Inc. | EVCON BY JOHNSON CONTROLS | PCG6B420652X1 | Federally-Regulated Consumer Product | Weatherized Non-Condensing Gas | 1313 | 252 |  | 09/02/2020 | 42709 | 9133273 | 12/01/2021
Johnson Controls, Inc. | EVCON BY JOHNSON CONTROLS | PHG4B420652X1 | Federally-Regulated Consumer Product | Weatherized Non-Condensing Gas | 1817 | 273 |  | 05/26/2021 | 65567 | 8550714 | 12/01/2021
Johnson Controls, Inc. | EVCON BY JOHNSON CONTROLS | TMLE100C20MP11 | Federally-Regulated Consumer Product | Non-Weatherized, Non-Condensin | 2201 | 273 |  | 04/14/2021 | 99043 | 203489637 | 12/01/2021
Johnson Controls, Inc. | EVCON BY JOHNSON CONTROLS | PCG6B360652X1 | Federally-Regulated Consumer Product | Weatherized Non-Condensing Gas | 1170 | 245 |  | 11/18/2020 | 43310 | 9133271 | 12/01/2021
Johnson Controls, Inc. | EVCON BY JOHNSON CONTROLS | PCG6B481252X4 | Federally-Regulated Consumer Product | Weatherized Non-Condensing Gas | 2461 | 306 |  | 11/04/2020 | 82013 | 206136975 | 12/01/2021
Johnson Controls, Inc. | EVCON BY JOHNSON CONTROLS | PCG4B601252X4 | Federally-Regulated Consumer Product | Weatherized Non-Condensing Gas | 2166 | 293 |  | 09/30/2020 | 125911 | 206077585 | 12/01/2021
Johnson Controls, Inc. | EVCON BY JOHNSON CONTROLS | PCG6A361002X4 | Federally-Regulated Consumer Product | Weatherized Non-Condensing Gas | 1937 | 283 |  | 12/02/2020 | 64302 | 206168436 | 12/01/2021
Johnson Controls, Inc. | EVCON BY JOHNSON CONTROLS | PCG6A240502X4 | Federally-Regulated Consumer Product | Weatherized Non-Condensing Gas | 1023 | 243 |  | 11/04/2020 | 33330 | 206136940 | 12/01/2021
Johnson Controls, Inc. | EVCON BY JOHNSON CONTROLS | MM9E060B12MP11 | Federally-Regulated Consumer Product | Mobile Home Non-Weatherized, C | 1333 | 310 | 334.643 | 10/09/2019 |  |  | 12/01/2021
Johnson Controls, Inc. | EVCON BY JOHNSON CONTROLS | PCG6B481002X1 | Federally-Regulated Consumer Product | Weatherized Non-Condensing Gas | 1569 | 263 |  | 11/18/2020 | 65481 | 9133276 | 12/01/2021
Johnson Controls, Inc. | EVCON BY JOHNSON CONTROLS | PCG4B601002X4 | Federally-Regulated Consumer Product | Weatherized Non-Condensing Gas | 2113 | 291 |  | 09/30/2020 | 100990 | 206077578 | 12/01/2021
Johnson Controls, Inc. | EVCON BY JOHNSON CONTROLS | TM9Y080B12MP11 | Federally-Regulated Consumer Product | Non-Weatherized, Condensing Ga | 1336 | 249 |  | 04/14/2021 | 52156 | 8412987 | 12/01/2021
Johnson Controls, Inc. | EVCON BY JOHNSON CONTROLS | TMLE080B12MP11 | Federally-Regulated Consumer Product | Non-Weatherized, Non-Condensin | 1311 | 235 |  | 04/14/2021 | 79634 | 203489607 | 12/01/2021
Johnson Controls, Inc. | EVCON BY JOHNSON CONTROLS | MM9E100C16MP11 | Federally-Regulated Consumer Product | Mobile Home Non-Weatherized, C | 1672 | 334 | 358.712 | 10/09/2019 |  |  | 12/01/2021
Johnson Controls, Inc. | EVCON BY JOHNSON CONTROLS | PCG4B481002X2 | Federally-Regulated Consumer Product | Weatherized Non-Condensing Gas | 2010 | 282 |  | 11/18/2020 | 100104 | 203041742 | 12/01/2021
Johnson Controls, Inc. | EVCON BY JOHNSON CONTROLS | PCG4B600652X4 | Federally-Regulated Consumer Product | Weatherized Non-Condensing Gas | 2015 | 286 |  | 09/30/2020 | 64842 | 206077571 | 12/01/2021
Johnson Controls, Inc. | EVCON BY JOHNSON CONTROLS | MM9E080C20MP11 | Federally-Regulated Consumer Product | Mobile Home Non-Weatherized, C | 1871 | 348 | 372.841 | 10/09/2019 |  |  | 12/01/2021
Johnson Controls, Inc. | EVCON BY JOHNSON CONTROLS | PCG6B601002X4 | Federally-Regulated Consumer Product | Weatherized Non-Condensing Gas | 1803 | 277 |  | 09/30/2020 | 65888 | 206136989 | 12/01/2021
Johnson Controls, Inc. | EVCON BY JOHNSON CONTROLS | TM8Y060A12MP11 | Federally-Regulated Consumer Product | Non-Weatherized, Non-Condensin | 1332 | 236 |  | 04/14/2021 | 39003 | 8413053 | 12/01/2021
Johnson Controls, Inc. | EVCON BY JOHNSON CONTROLS | PCG6A240502X1 | Federally-Regulated Consumer Product | Weatherized Non-Condensing Gas | 705 | 225 |  | 11/18/2020 | 33081 | 9133267 | 12/01/2021
Johnson Controls, Inc. | EVCON BY JOHNSON CONTROLS | PCG4A361002X4 | Federally-Regulated Consumer Product | Weatherized Non-Condensing Gas | 1538 | 265 |  | 09/30/2020 | 100492 | 206077426 | 12/01/2021
Johnson Controls, Inc. | EVCON BY JOHNSON CONTROLS | MM9E080C16MP11 | Federally-Regulated Consumer Product | Mobile Home Non-Weatherized, C | 1641 | 332 | 356.511 | 10/09/2019 |  |  | 12/01/2021
Johnson Controls, Inc. | EVCON BY JOHNSON CONTROLS | TM8Y120C20MP11 | Federally-Regulated Consumer Product | Non-Weatherized, Non-Condensin | 1967 | 263 |  | 04/14/2021 | 78553 | 8413058 | 12/01/2021
Johnson Controls, Inc. | EVCON BY JOHNSON CONTROLS | PCG4A360752X4 | Federally-Regulated Consumer Product | Weatherized Non-Condensing Gas | 1384 | 259 |  | 09/30/2020 | 75187 | 206077417 | 12/01/2021
Johnson Controls, Inc. | EVCON BY JOHNSON CONTROLS | PCG6B601002X1 | Federally-Regulated Consumer Product | Weatherized Non-Condensing Gas | 1773 | 271 |  | 11/18/2020 | 65461 | 9133279 | 12/01/2021
Johnson Controls, Inc. | EVCON BY JOHNSON CONTROLS | PCG4B481002X4 | Federally-Regulated Consumer Product | Weatherized Non-Condensing Gas | 1684 | 272 |  | 09/30/2020 | 101771 | 206077557 | 12/01/2021
Johnson Controls, Inc. | EVCON BY JOHNSON CONTROLS | PCG6A300502X1 | Federally-Regulated Consumer Product | Weatherized Non-Condensing Gas | 1019 | 239 |  | 11/18/2020 | 33056 | 9133269 | 12/01/2021
Johnson Controls, Inc. | EVCON BY JOHNSON CONTROLS | PCG6A300752X1 | Federally-Regulated Consumer Product | Weatherized Non-Condensing Gas | 1099 | 242 |  | 09/23/2020 | 49013 | 9133270 | 12/01/2021
Johnson Controls, Inc. | EVCON BY JOHNSON CONTROLS | PCG6B421002X1 | Federally-Regulated Consumer Product | Weatherized Non-Condensing Gas | 1352 | 253 |  | 09/23/2020 | 64465 | 9133274 | 12/01/2021
Johnson Controls, Inc. | EVCON BY JOHNSON CONTROLS | PCG6A240752X4 | Federally-Regulated Consumer Product | Weatherized Non-Condensing Gas | 1526 | 265 |  | 11/18/2020 | 49150 | 206136947 | 12/01/2021
Johnson Controls, Inc. | EVCON BY JOHNSON CONTROLS | TM9Y080C16MP11 | Federally-Regulated Consumer Product | Non-Weatherized, Condensing Ga | 1404 | 252 |  | 04/14/2021 | 52617 | 8412988 | 12/01/2021
Johnson Controls, Inc. | EVCON BY JOHNSON CONTROLS | PCG4B480652X4 | Federally-Regulated Consumer Product | Weatherized Non-Condensing Gas | 1823 | 278 |  | 09/30/2020 | 65339 | 206077550 | 12/01/2021
Johnson Controls, Inc. | EVCON BY JOHNSON CONTROLS | TM8Y100C16MP11 | Federally-Regulated Consumer Product | Non-Weatherized, Non-Condensin | 1600 | 247 |  | 04/14/2021 | 65143 | 8413056 | 12/01/2021
American Standard, Inc. | AMERICAN STANDARD | 4YCY5048A1090** | Federally-Regulated Consumer Product | Weatherized Non-Condensing Gas | 1874 | 281 |  | 07/31/2021 | 71942 | 9100606 | 12/01/2021
American Standard, Inc. | AMERICAN STANDARD | 4YCY5042A1090** | Federally-Regulated Consumer Product | Weatherized Non-Condensing Gas | 1846 | 280 |  | 07/31/2021 | 90142 | 9100605 | 12/01/2021
American Standard, Inc. | AMERICAN STANDARD | 4DCY4042C1090** | Federally-Regulated Consumer Product | Weatherized Non-Condensing Gas | 1846 | 280 |  | 07/31/2021 | 90142 | 7795878 | 12/01/2021
American Standard, Inc. | AMERICAN STANDARD | S9V2B080U4PS*** | Federally-Regulated Consumer Product | Non-Weatherized, Condensing Ga | 1691 | 269 |  | 07/31/2021 | 51429 | 10509499 | 12/01/2021
American Standard, Inc. | AMERICAN STANDARD | AUHMD120ACV5V** | Federally-Regulated Consumer Product | Non-Weatherized, Condensing Ga | 2116 | 288 |  | 07/31/2021 | 54354 | 9962865 | 12/01/2021
American Standard, Inc. | AMERICAN STANDARD | 4YCZ6048C1090** | Federally-Regulated Consumer Product | Weatherized Non-Condensing Gas | 1874 | 281 |  | 07/31/2021 | 71942 | 7795889 | 12/01/2021
American Standard, Inc. | AMERICAN STANDARD | AUHMB060ACV3V** | Federally-Regulated Consumer Product | Non-Weatherized, Condensing Ga | 1328 | 253 |  | 07/31/2021 | 23433 | 9962868 | 12/01/2021
American Standard, Inc. | AMERICAN STANDARD | 4YCY5024A1060** | Federally-Regulated Consumer Product | Weatherized Non-Condensing Gas | 979 | 242 |  | 07/31/2021 | 59749 | 9100601 | 12/01/2021
American Standard, Inc. | AMERICAN STANDARD | 4YCC4042A1090** | Federally-Regulated Consumer Product | Weatherized Non-Condensing Gas | 1729 | 275 |  | 07/31/2021 | 89458 | 7523943 | 12/01/2021
Rheem Sales Company, Inc. | Sure | RGEA14048AJT081AB | Federally-Regulated Consumer Product | Weatherized Non-Condensing Gas | 1809 | 279 |  | 01/20/2021 | 99189 | 203404487 | 12/01/2021
Rheem Sales Company, Inc. | Sure | RGECZR060AJT12**A | Federally-Regulated Consumer Product | Weatherized Non-Condensing Gas | 2183 | 266 |  | 01/20/2021 | 83968 | 203473673 | 12/01/2021
Rheem Sales Company, Inc. | Sure | S801TA075521ZSB | Federally-Regulated Consumer Product | Non-Weatherized, Non-Condensin | 1883 | 265 | 265 | 01/20/2021 | 75029 | 8087165 | 12/01/2021
Rheem Sales Company, Inc. | Sure | RGEA14030AJT08XAC | Federally-Regulated Consumer Product | Weatherized Non-Condensing Gas | 1147 | 249 |  | 02/17/2021 | 79965 | 206606608 | 12/01/2021
Rheem Sales Company, Inc. | Sure | RGEA14036AJT081AC | Federally-Regulated Consumer Product | Weatherized Non-Condensing Gas | 1430 | 262 |  | 02/17/2021 | 99665 | 206606621 | 12/01/2021
Rheem Sales Company, Inc. | Sure | RGEA14036AJT08XAC | Federally-Regulated Consumer Product | Weatherized Non-Condensing Gas | 1430 | 262 |  | 02/17/2021 | 99665 | 206606626 | 12/01/2021
Rheem Sales Company, Inc. | Sure | S801TA050417MUA | Federally-Regulated Consumer Product | Non-Weatherized, Non-Condensin | 1502 | 248 |  | 01/20/2021 | 50342 | 204501682 | 12/01/2021
Rheem Sales Company, Inc. | Sure | S801TA070417MUA | Federally-Regulated Consumer Product | Non-Weatherized, Non-Condensin | 1823 | 262 |  | 01/20/2021 | 70109 | 204501685 | 12/01/2021
Rheem Sales Company, Inc. | Sure | RGEA15048AJV101AB | Federally-Regulated Consumer Product | Weatherized Non-Condensing Gas | 1720 | 275 |  | 01/20/2021 | 99897 | 203404595 | 12/01/2021
Rheem Sales Company, Inc. | Sure | RGEA14060AJT10UAA | Federally-Regulated Consumer Product | Weatherized Non-Condensing Gas | 2066 | 290 |  | 01/20/2021 | 100130 | 205965549 | 12/01/2021
Rheem Sales Company, Inc. | Sure | RGEA14036AJT08UAA | Federally-Regulated Consumer Product | Weatherized Non-Condensing Gas | 1382 | 260 |  | 01/20/2021 | 80891 | 205965545 | 12/01/2021
Rheem Sales Company, Inc. | Sure | S801TB100521MUA | Federally-Regulated Consumer Product | Non-Weatherized, Non-Condensin | 2096 | 274 |  | 01/20/2021 | 100583 | 204501688 | 12/01/2021
Rheem Sales Company, Inc. | Sure | RGEA14024AJT06UAA | Federally-Regulated Consumer Product | Weatherized Non-Condensing Gas | 1236 | 253 |  | 01/20/2021 | 61566 | 205965543 | 12/01/2021
Rheem Sales Company, Inc. | Sure | RGEA14042AJT08XAC | Federally-Regulated Consumer Product | Weatherized Non-Condensing Gas | 1494 | 265 |  | 02/17/2021 | 99609 | 206606643 | 12/01/2021
Rheem Sales Company, Inc. | Sure | RGEA15060AJV10XAB | Federally-Regulated Consumer Product | Weatherized Non-Condensing Gas | 2166 | 294 |  | 01/20/2021 | 100081 | 203404607 | 12/01/2021
Rheem Sales Company, Inc. | Sure | RGEA15048AJV10XAB | Federally-Regulated Consumer Product | Weatherized Non-Condensing Gas | 1720 | 275 |  | 01/20/2021 | 99897 | 203404599 | 12/01/2021
Rheem Sales Company, Inc. | Sure | RGEA15030AJV06XAB | Federally-Regulated Consumer Product | Weatherized Non-Condensing Gas | 1402 | 261 |  | 01/20/2021 | 80658 | 203404531 | 12/01/2021
Rheem Sales Company, Inc. | Sure | RGEA14024AJT08XAC | Federally-Regulated Consumer Product | Weatherized Non-Condensing Gas | 1127 | 249 |  | 02/17/2021 | 80320 | 206606590 | 12/01/2021
Rheem Sales Company, Inc. | Sure | RGEA14042AJT081AC | Federally-Regulated Consumer Product | Weatherized Non-Condensing Gas | 1494 | 265 |  | 02/17/2021 | 99609 | 206606639 | 12/01/2021
Rheem Sales Company, Inc. | Sure | S801TA075521ZXB | Federally-Regulated Consumer Product | Non-Weatherized, Non-Condensin | 1883 | 265 | 265 | 01/20/2021 | 75029 | 8087169 | 12/01/2021
Rheem Sales Company, Inc. | Sure | RGEA15030AJV08XAB | Federally-Regulated Consumer Product | Weatherized Non-Condensing Gas | 1402 | 261 |  | 01/20/2021 | 80658 | 203404539 | 12/01/2021
Rheem Sales Company, Inc. | Sure | RGEA14036AJT061AC | Federally-Regulated Consumer Product | Weatherized Non-Condensing Gas | 1430 | 262 |  | 02/17/2021 | 99665 | 206606612 | 12/01/2021
Rheem Sales Company, Inc. | Sure | RGEA14042AJT08UAA | Federally-Regulated Consumer Product | Weatherized Non-Condensing Gas | 1635 | 271 |  | 01/20/2021 | 80943 | 205965548 | 12/01/2021
Rheem Sales Company, Inc. | Sure | RGEA14030AJT081AC | Federally-Regulated Consumer Product | Weatherized Non-Condensing Gas | 1147 | 249 |  | 02/17/2021 | 79965 | 206606603 | 12/01/2021
Rheem Sales Company, Inc. | Sure | RGEA15030AJV081AB | Federally-Regulated Consumer Product | Weatherized Non-Condensing Gas | 1402 | 261 |  | 01/20/2021 | 80658 | 203404535 | 12/01/2021
Rheem Sales Company, Inc. | Sure | RGECZR060AJT12**B | Federally-Regulated Consumer Product | Weatherized Non-Condensing Gas | 2183 | 266 |  | 03/17/2021 | 83968 | 206778665 | 12/01/2021
Rheem Sales Company, Inc. | Sure | RGEA14024AJT06XAC | Federally-Regulated Consumer Product | Weatherized Non-Condensing Gas | 1127 | 249 |  | 02/17/2021 | 80320 | 206606581 | 12/01/2021
Rheem Sales Company, Inc. | Sure | RGEA14048AJT10UAA | Federally-Regulated Consumer Product | Weatherized Non-Condensing Gas | 1832 | 280 |  | 01/20/2021 | 100370 | 205965547 | 12/01/2021
Rheem Sales Company, Inc. | Sure | RGEA14036AJT101AC | Federally-Regulated Consumer Product | Weatherized Non-Condensing Gas | 1430 | 262 |  | 02/17/2021 | 99665 | 206606630 | 12/01/2021
Rheem Sales Company, Inc. | Sure | RGEA15060AJV101AB | Federally-Regulated Consumer Product | Weatherized Non-Condensing Gas | 2166 | 294 |  | 01/20/2021 | 100081 | 203404603 | 12/01/2021
Rheem Sales Company, Inc. | Sure | RGEA14036AJT10XAC | Federally-Regulated Consumer Product | Weatherized Non-Condensing Gas | 1430 | 262 |  | 02/17/2021 | 99665 | 206606635 | 12/01/2021
Rheem Sales Company, Inc. | Sure | RGEA14024AJT081AC | Federally-Regulated Consumer Product | Weatherized Non-Condensing Gas | 1127 | 249 |  | 02/17/2021 | 80320 | 206606585 | 12/01/2021
Rheem Sales Company, Inc. | Sure | RGEA15030AJV061AB | Federally-Regulated Consumer Product | Weatherized Non-Condensing Gas | 1402 | 261 |  | 01/20/2021 | 80658 | 203404527 | 12/01/2021
Rheem Sales Company, Inc. | Sure | RGEA14024AJT061AC | Federally-Regulated Consumer Product | Weatherized Non-Condensing Gas | 1127 | 249 |  | 02/17/2021 | 80320 | 206606576 | 12/01/2021
Rheem Sales Company, Inc. | Sure | RGEA14048AJT08XAB | Federally-Regulated Consumer Product | Weatherized Non-Condensing Gas | 1809 | 279 |  | 01/20/2021 | 99189 | 203404491 | 12/01/2021
Rheem Sales Company, Inc. | Sure | RGEA14048AJT101AB | Federally-Regulated Consumer Product | Weatherized Non-Condensing Gas | 1809 | 279 |  | 01/20/2021 | 99189 | 203404495 | 12/01/2021
Rheem Sales Company, Inc. | Sure | RGEA14048AJT08UAA | Federally-Regulated Consumer Product | Weatherized Non-Condensing Gas | 2026 | 288 |  | 01/20/2021 | 80019 | 205965546 | 12/01/2021
Rheem Sales Company, Inc. | Sure | RGEA14036AJT06XAC | Federally-Regulated Consumer Product | Weatherized Non-Condensing Gas | 1430 | 262 |  | 02/17/2021 | 99665 | 206606617 | 12/01/2021
Rheem Sales Company, Inc. | Sure | RGEA14030AJT061AC | Federally-Regulated Consumer Product | Weatherized Non-Condensing Gas | 1147 | 249 |  | 02/17/2021 | 79965 | 206606594 | 12/01/2021
Rheem Sales Company, Inc. | Sure | RGEA14042AJT101AC | Federally-Regulated Consumer Product | Weatherized Non-Condensing Gas | 1494 | 265 |  | 02/17/2021 | 99609 | 206606648 | 12/01/2021
Rheem Sales Company, Inc. | Sure | RGEA14030AJT06XAC | Federally-Regulated Consumer Product | Weatherized Non-Condensing Gas | 1147 | 249 |  | 02/17/2021 | 79965 | 206606599 | 12/01/2021
Rheem Sales Company, Inc. | Sure | RGEA14042AJT10XAC | Federally-Regulated Consumer Product | Weatherized Non-Condensing Gas | 1494 | 265 |  | 02/17/2021 | 99609 | 206606652 | 12/01/2021
Rheem Sales Company, Inc. | Sure | RGEA14048AJT10XAB | Federally-Regulated Consumer Product | Weatherized Non-Condensing Gas | 1809 | 279 |  | 01/20/2021 | 99189 | 203404499 | 12/01/2021
Rheem Sales Company, Inc. | Sure | RGEA14030AJT06UAA | Federally-Regulated Consumer Product | Weatherized Non-Condensing Gas | 1125 | 248 |  | 01/20/2021 | 60094 | 205965541 | 12/01/2021
Rheem Sales Company, Inc. | Thermal Zone | RGEA14024AJT061AC | Federally-Regulated Consumer Product | Weatherized Non-Condensing Gas | 1127 | 249 |  | 02/17/2021 | 80320 | 206606710 | 12/01/2021
Rheem Sales Company, Inc. | Thermal Zone | RGEA14042AJT08UAA | Federally-Regulated Consumer Product | Weatherized Non-Condensing Gas | 1635 | 271 |  | 01/20/2021 | 80943 | 205965603 | 12/01/2021
Rheem Sales Company, Inc. | Thermal Zone | RGEA14024AJT06UAA | Federally-Regulated Consumer Product | Weatherized Non-Condensing Gas | 1236 | 253 |  | 01/20/2021 | 61566 | 205965598 | 12/01/2021
Rheem Sales Company, Inc. | Thermal Zone | RGEA14030AJT06XAC | Federally-Regulated Consumer Product | Weatherized Non-Condensing Gas | 1147 | 249 |  | 02/17/2021 | 79965 | 206606715 | 12/01/2021
Rheem Sales Company, Inc. | Thermal Zone | TZ80DSX050A30SA | Federally-Regulated Consumer Product | Non-Weatherized, Non-Condensin | 1223 | 236 | 236 | 01/20/2021 | 51119 | 205001031 | 12/01/2021
Rheem Sales Company, Inc. | Thermal Zone | RGEA14030AJT06UAA | Federally-Regulated Consumer Product | Weatherized Non-Condensing Gas | 1125 | 248 |  | 01/20/2021 | 60094 | 205965596 | 12/01/2021
Rheem Sales Company, Inc. | Thermal Zone | TZ80MSX070B40UA | Federally-Regulated Consumer Product | Non-Weatherized, Non-Condensin | 1823 | 262 | 262 | 01/20/2021 | 70109 | 204515053 | 12/01/2021
Rheem Sales Company, Inc. | Thermal Zone | RGEA14036AJT061AC | Federally-Regulated Consumer Product | Weatherized Non-Condensing Gas | 1430 | 262 |  | 02/17/2021 | 99665 | 206606718 | 12/01/2021
Rheem Sales Company, Inc. | Thermal Zone | RGEA14036AJT101AC | Federally-Regulated Consumer Product | Weatherized Non-Condensing Gas | 1430 | 262 |  | 02/17/2021 | 99665 | 206606722 | 12/01/2021
Rheem Sales Company, Inc. | Thermal Zone | RGEA14036AJT08XAC | Federally-Regulated Consumer Product | Weatherized Non-Condensing Gas | 1430 | 262 |  | 02/17/2021 | 99665 | 206606721 | 12/01/2021
Rheem Sales Company, Inc. | Thermal Zone | TZ80DSX050A30XA | Federally-Regulated Consumer Product | Non-Weatherized, Non-Condensin | 1223 | 236 | 236 | 01/20/2021 | 51119 | 205001035 | 12/01/2021
Rheem Sales Company, Inc. | Thermal Zone | RGEA14030AJT081AC | Federally-Regulated Consumer Product | Weatherized Non-Condensing Gas | 1147 | 249 |  | 02/17/2021 | 79965 | 206606716 | 12/01/2021
Rheem Sales Company, Inc. | Thermal Zone | RGEA14024AJT081AC | Federally-Regulated Consumer Product | Weatherized Non-Condensing Gas | 1127 | 249 |  | 02/17/2021 | 80320 | 206606712 | 12/01/2021
Rheem Sales Company, Inc. | Thermal Zone | RGEA14042AJT10XAC | Federally-Regulated Consumer Product | Weatherized Non-Condensing Gas | 1494 | 265 |  | 02/17/2021 | 99609 | 206606727 | 12/01/2021
Rheem Sales Company, Inc. | Thermal Zone | RGEA14042AJT08XAC | Federally-Regulated Consumer Product | Weatherized Non-Condensing Gas | 1494 | 265 |  | 02/17/2021 | 99609 | 206606725 | 12/01/2021
Rheem Sales Company, Inc. | Thermal Zone | RGEA14036AJT06UAA | Federally-Regulated Consumer Product | Weatherized Non-Condensing Gas | 1434 | 262 |  | 01/20/2021 | 60723 | 205965599 | 12/01/2021
Rheem Sales Company, Inc. | Thermal Zone | RGEA14042AJT101AC | Federally-Regulated Consumer Product | Weatherized Non-Condensing Gas | 1494 | 265 |  | 02/17/2021 | 99609 | 206606726 | 12/01/2021
Rheem Sales Company, Inc. | Thermal Zone | RGEA14036AJT06XAC | Federally-Regulated Consumer Product | Weatherized Non-Condensing Gas | 1430 | 262 |  | 02/17/2021 | 99665 | 206606719 | 12/01/2021
Rheem Sales Company, Inc. | Thermal Zone | RGEA14060AJT10UAA | Federally-Regulated Consumer Product | Weatherized Non-Condensing Gas | 2066 | 290 |  | 01/20/2021 | 100130 | 205965604 | 12/01/2021
Rheem Sales Company, Inc. | Thermal Zone | RGEA14048AJT10UAA | Federally-Regulated Consumer Product | Weatherized Non-Condensing Gas | 1832 | 280 |  | 01/20/2021 | 100370 | 205965602 | 12/01/2021
Rheem Sales Company, Inc. | Thermal Zone | RGEA14030AJT08XAC | Federally-Regulated Consumer Product | Weatherized Non-Condensing Gas | 1147 | 249 |  | 02/17/2021 | 79965 | 206606717 | 12/01/2021
Rheem Sales Company, Inc. | Thermal Zone | RGEA14042AJT081AC | Federally-Regulated Consumer Product | Weatherized Non-Condensing Gas | 1494 | 265 |  | 02/17/2021 | 99609 | 206606724 | 12/01/2021
Rheem Sales Company, Inc. | Thermal Zone | RGEA14030AJT061AC | Federally-Regulated Consumer Product | Weatherized Non-Condensing Gas | 1147 | 249 |  | 02/17/2021 | 79965 | 206606714 | 12/01/2021
Rheem Sales Company, Inc. | Thermal Zone | TZ80MSX050B40UA | Federally-Regulated Consumer Product | Non-Weatherized, Non-Condensin | 1502 | 248 | 248 | 01/20/2021 | 50342 | 204515052 | 12/01/2021
Rheem Sales Company, Inc. | Thermal Zone | RGEA14036AJT08UAA | Federally-Regulated Consumer Product | Weatherized Non-Condensing Gas | 1382 | 260 |  | 01/20/2021 | 80891 | 205965600 | 12/01/2021
Rheem Sales Company, Inc. | Thermal Zone | RGEA14036AJT081AC | Federally-Regulated Consumer Product | Weatherized Non-Condensing Gas | 1430 | 262 |  | 02/17/2021 | 99665 | 206606720 | 12/01/2021
Rheem Sales Company, Inc. | Thermal Zone | TZ80MSX100C50UB | Federally-Regulated Consumer Product | Non-Weatherized, Non-Condensin | 2096 | 274 | 274 | 01/20/2021 | 100583 | 204515054 | 12/01/2021
Rheem Sales Company, Inc. | Thermal Zone | TZ80DSC050A30SA | Federally-Regulated Consumer Product | Non-Weatherized, Non-Condensin | 1223 | 236 | 236 | 01/20/2021 | 51119 | 205001032 | 12/01/2021
Rheem Sales Company, Inc. | Thermal Zone | TZ80DSC050A30XA | Federally-Regulated Consumer Product | Non-Weatherized, Non-Condensin | 1223 | 236 |  | 01/20/2021 | 51119 | 205001036 | 12/01/2021
Rheem Sales Company, Inc. | Thermal Zone | RGEA14024AJT06XAC | Federally-Regulated Consumer Product | Weatherized Non-Condensing Gas | 1127 | 249 |  | 02/17/2021 | 80320 | 206606711 | 12/01/2021
Rheem Sales Company, Inc. | Thermal Zone | RGEA14048AJT08UAA | Federally-Regulated Consumer Product | Weatherized Non-Condensing Gas | 2026 | 288 |  | 01/20/2021 | 80019 | 205965601 | 12/01/2021
Rheem Sales Company, Inc. | Thermal Zone | RGEA14024AJT08XAC | Federally-Regulated Consumer Product | Weatherized Non-Condensing Gas | 1127 | 249 |  | 02/17/2021 | 80320 | 206606713 | 12/01/2021
Rheem Sales Company, Inc. | Thermal Zone | RGEA14036AJT10XAC | Federally-Regulated Consumer Product | Weatherized Non-Condensing Gas | 1430 | 262 |  | 02/17/2021 | 99665 | 206606723 | 12/01/2021
Rheem Sales Company, Inc. | CLIMATEMASTER | RGEA14030AJT061AC | Federally-Regulated Consumer Product | Weatherized Non-Condensing Gas | 1147 | 249 |  | 02/17/2021 | 79965 | 206606660 | 12/01/2021
Rheem Sales Company, Inc. | CLIMATEMASTER | RGEA14042AJT08XAC | Federally-Regulated Consumer Product | Weatherized Non-Condensing Gas | 1494 | 265 |  | 02/17/2021 | 99609 | 206606671 | 12/01/2021
Rheem Sales Company, Inc. | CLIMATEMASTER | RGEA14042AJT08UAA | Federally-Regulated Consumer Product | Weatherized Non-Condensing Gas | 1635 | 271 |  | 01/20/2021 | 80943 | 205965569 | 12/01/2021
Rheem Sales Company, Inc. | CLIMATEMASTER | RGEA15036BJV061AA | Federally-Regulated Consumer Product | Weatherized Non-Condensing Gas | 1355 | 258 |  | 01/20/2021 | 99675 | 205785528 | 12/01/2021
Rheem Sales Company, Inc. | CLIMATEMASTER | RGEA14024AJT061AC | Federally-Regulated Consumer Product | Weatherized Non-Condensing Gas | 1127 | 249 |  | 02/17/2021 | 80320 | 206606656 | 12/01/2021
Rheem Sales Company, Inc. | CLIMATEMASTER | RGEA14030AJT06XAC | Federally-Regulated Consumer Product | Weatherized Non-Condensing Gas | 1147 | 249 |  | 02/17/2021 | 79965 | 206606661 | 12/01/2021
Rheem Sales Company, Inc. | CLIMATEMASTER | RGEA14042AJT081AC | Federally-Regulated Consumer Product | Weatherized Non-Condensing Gas | 1494 | 265 |  | 02/17/2021 | 99609 | 206606670 | 12/01/2021
Rheem Sales Company, Inc. | CLIMATEMASTER | RGEA15060AJV101AB | Federally-Regulated Consumer Product | Weatherized Non-Condensing Gas | 2166 | 294 |  | 01/20/2021 | 100081 | 205785542 | 12/01/2021
Rheem Sales Company, Inc. | CLIMATEMASTER | RGEA14024AJT06XAC | Federally-Regulated Consumer Product | Weatherized Non-Condensing Gas | 1127 | 249 |  | 02/17/2021 | 80320 | 206606657 | 12/01/2021
Rheem Sales Company, Inc. | CLIMATEMASTER | RGEA14060CJT101AA | Federally-Regulated Consumer Product | Weatherized Non-Condensing Gas | 1911 | 283 |  | 01/20/2021 | 99261 | 205785518 | 12/01/2021
Rheem Sales Company, Inc. | CLIMATEMASTER | RGEA14048AJT10UAA | Federally-Regulated Consumer Product | Weatherized Non-Condensing Gas | 1832 | 280 |  | 01/20/2021 | 100370 | 205965568 | 12/01/2021
Rheem Sales Company, Inc. | CLIMATEMASTER | RGEA15024BJV06XAA | Federally-Regulated Consumer Product | Weatherized Non-Condensing Gas | 1395 | 260 |  | 01/20/2021 | 80305 | 205785521 | 12/01/2021
Rheem Sales Company, Inc. | CLIMATEMASTER | RGEA14030AJT08XAC | Federally-Regulated Consumer Product | Weatherized Non-Condensing Gas | 1147 | 249 |  | 02/17/2021 | 79965 | 206606663 | 12/01/2021
Rheem Sales Company, Inc. | CLIMATEMASTER | RGEA14048AJT081AB | Federally-Regulated Consumer Product | Weatherized Non-Condensing Gas | 1809 | 279 |  | 01/20/2021 | 99189 | 205785514 | 12/01/2021
Rheem Sales Company, Inc. | CLIMATEMASTER | RGEA14036AJT061AB | Federally-Regulated Consumer Product | Weatherized Non-Condensing Gas | 1430 | 262 |  | 06/02/2021 | 99665 | 205785504 | 12/01/2021
Rheem Sales Company, Inc. | CLIMATEMASTER | RGECZR060AJT12**A | Federally-Regulated Consumer Product | Weatherized Non-Condensing Gas | 2183 | 266 |  | 01/20/2021 | 83968 | 205785563 | 12/01/2021
Rheem Sales Company, Inc. | CLIMATEMASTER | RGEA15042BJV101AA | Federally-Regulated Consumer Product | Weatherized Non-Condensing Gas | 1375 | 260 |  | 01/20/2021 | 101119 | 205785536 | 12/01/2021
Rheem Sales Company, Inc. | CLIMATEMASTER | RGEA14048AJT101AB | Federally-Regulated Consumer Product | Weatherized Non-Condensing Gas | 1809 | 279 |  | 01/20/2021 | 99189 | 205785516 | 12/01/2021
Rheem Sales Company, Inc. | CLIMATEMASTER | RGEA14048AJT10XAB | Federally-Regulated Consumer Product | Weatherized Non-Condensing Gas | 1809 | 279 |  | 01/20/2021 | 99189 | 205785517 | 12/01/2021
Rheem Sales Company, Inc. | CLIMATEMASTER | RGEA14036AJT06XAC | Federally-Regulated Consumer Product | Weatherized Non-Condensing Gas | 1430 | 262 |  | 02/17/2021 | 99665 | 206606665 | 12/01/2021
Rheem Sales Company, Inc. | CLIMATEMASTER | RGEA15048AJV10XAB | Federally-Regulated Consumer Product | Weatherized Non-Condensing Gas | 1720 | 275 |  | 01/20/2021 | 99897 | 205785541 | 12/01/2021
Rheem Sales Company, Inc. | CLIMATEMASTER | RGEA15036BJV08XAA | Federally-Regulated Consumer Product | Weatherized Non-Condensing Gas | 1355 | 259 |  | 01/20/2021 | 99675 | 205785531 | 12/01/2021
Rheem Sales Company, Inc. | CLIMATEMASTER | RGEA14030AJT081AC | Federally-Regulated Consumer Product | Weatherized Non-Condensing Gas | 1147 | 249 |  | 02/17/2021 | 79965 | 206606662 | 12/01/2021
Rheem Sales Company, Inc. | CLIMATEMASTER | RGEA16036AJV10TAB | Federally-Regulated Consumer Product | Weatherized Non-Condensing Gas | 1648 | 272 |  | 01/20/2021 | 76362 | 205785551 | 12/01/2021
Rheem Sales Company, Inc. | CLIMATEMASTER | RGEA14024AJT06UAA | Federally-Regulated Consumer Product | Weatherized Non-Condensing Gas | 1236 | 253 |  | 01/20/2021 | 61566 | 205965564 | 12/01/2021
Rheem Sales Company, Inc. | CLIMATEMASTER | RGEA15042BJV081AA | Federally-Regulated Consumer Product | Weatherized Non-Condensing Gas | 1375 | 260 |  | 01/20/2021 | 101119 | 205785534 | 12/01/2021
Rheem Sales Company, Inc. | CLIMATEMASTER | RGEA14042AJT10XAC | Federally-Regulated Consumer Product | Weatherized Non-Condensing Gas | 1494 | 265 |  | 02/17/2021 | 99609 | 206606673 | 12/01/2021
Rheem Sales Company, Inc. | CLIMATEMASTER | RGEA15060AJV10XAB | Federally-Regulated Consumer Product | Weatherized Non-Condensing Gas | 2166 | 294 |  | 01/20/2021 | 100081 | 205785543 | 12/01/2021
Rheem Sales Company, Inc. | CLIMATEMASTER | RGEA14024AJT08XAC | Federally-Regulated Consumer Product | Weatherized Non-Condensing Gas | 1127 | 249 |  | 02/17/2021 | 80320 | 206606659 | 12/01/2021
Rheem Sales Company, Inc. | CLIMATEMASTER | RGEA14030AJT06UAA | Federally-Regulated Consumer Product | Weatherized Non-Condensing Gas | 1125 | 248 |  | 01/20/2021 | 60094 | 205965562 | 12/01/2021
Rheem Sales Company, Inc. | CLIMATEMASTER | RGEA16036AJV102AB | Federally-Regulated Consumer Product | Weatherized Non-Condensing Gas | 1648 | 272 |  | 01/20/2021 | 76362 | 205785550 | 12/01/2021
Rheem Sales Company, Inc. | CLIMATEMASTER | RGEA15030AJV06XAB | Federally-Regulated Consumer Product | Weatherized Non-Condensing Gas | 1402 | 261 |  | 01/20/2021 | 80658 | 205785525 | 12/01/2021
Rheem Sales Company, Inc. | CLIMATEMASTER | RGEA15024BJV08XAA | Federally-Regulated Consumer Product | Weatherized Non-Condensing Gas | 1395 | 260 |  | 01/20/2021 | 80305 | 205785523 | 12/01/2021
Rheem Sales Company, Inc. | CLIMATEMASTER | RGEA15036BJV10XAA | Federally-Regulated Consumer Product | Weatherized Non-Condensing Gas | 1355 | 259 |  | 01/20/2021 | 99675 | 205785533 | 12/01/2021
Rheem Sales Company, Inc. | CLIMATEMASTER | RGEA14036AJT08XAC | Federally-Regulated Consumer Product | Weatherized Non-Condensing Gas | 1430 | 262 |  | 02/17/2021 | 99665 | 206606667 | 12/01/2021
Rheem Sales Company, Inc. | CLIMATEMASTER | RGEA15042BJV08XAA | Federally-Regulated Consumer Product | Weatherized Non-Condensing Gas | 1375 | 260 |  | 01/20/2021 | 101119 | 205785535 | 12/01/2021
Rheem Sales Company, Inc. | CLIMATEMASTER | RGEA16048AJV10TAB | Federally-Regulated Consumer Product | Weatherized Non-Condensing Gas | 1845 | 280 |  | 01/20/2021 | 76171 | 205785555 | 12/01/2021
Rheem Sales Company, Inc. | CLIMATEMASTER | RGEA14024AJT081AC | Federally-Regulated Consumer Product | Weatherized Non-Condensing Gas | 1127 | 249 |  | 02/17/2021 | 80320 | 206606658 | 12/01/2021
Rheem Sales Company, Inc. | CLIMATEMASTER | RGEA15042BJV10XAA | Federally-Regulated Consumer Product | Weatherized Non-Condensing Gas | 1375 | 260 |  | 01/20/2021 | 101119 | 205785537 | 12/01/2021
Rheem Sales Company, Inc. | CLIMATEMASTER | RGEA15048AJV101AB | Federally-Regulated Consumer Product | Weatherized Non-Condensing Gas | 1720 | 275 |  | 01/20/2021 | 99897 | 205785540 | 12/01/2021
Rheem Sales Company, Inc. | CLIMATEMASTER | RGEA15036BJV06XAA | Federally-Regulated Consumer Product | Weatherized Non-Condensing Gas | 1355 | 258 |  | 01/20/2021 | 99675 | 205785529 | 12/01/2021
Rheem Sales Company, Inc. | CLIMATEMASTER | RGEA15036BJV081AA | Federally-Regulated Consumer Product | Weatherized Non-Condensing Gas | 1355 | 259 |  | 01/20/2021 | 99675 | 205785530 | 12/01/2021
Rheem Sales Company, Inc. | CLIMATEMASTER | RGEA14060CJT10XAA | Federally-Regulated Consumer Product | Weatherized Non-Condensing Gas | 1911 | 283 |  | 01/20/2021 | 99261 | 205785519 | 12/01/2021
Rheem Sales Company, Inc. | CLIMATEMASTER | RGEA14036AJT061AC | Federally-Regulated Consumer Product | Weatherized Non-Condensing Gas | 1430 | 262 |  | 02/17/2021 | 99665 | 206606664 | 12/01/2021
Rheem Sales Company, Inc. | CLIMATEMASTER | RGEA14036AJT10XAC | Federally-Regulated Consumer Product | Weatherized Non-Condensing Gas | 1430 | 262 |  | 02/17/2021 | 99665 | 206606669 | 12/01/2021
Rheem Sales Company, Inc. | CLIMATEMASTER | RGEA15036BJV101AA | Federally-Regulated Consumer Product | Weatherized Non-Condensing Gas | 1355 | 259 |  | 01/20/2021 | 99675 | 205785532 | 12/01/2021
Rheem Sales Company, Inc. | CLIMATEMASTER | RGEA14048AJT08UAA | Federally-Regulated Consumer Product | Weatherized Non-Condensing Gas | 2026 | 288 |  | 01/20/2021 | 80019 | 205965567 | 12/01/2021
Rheem Sales Company, Inc. | CLIMATEMASTER | RGEA15030AJV081AB | Federally-Regulated Consumer Product | Weatherized Non-Condensing Gas | 1402 | 261 |  | 01/20/2021 | 80658 | 205785526 | 12/01/2021
Rheem Sales Company, Inc. | CLIMATEMASTER | RGEA15030AJV061AB | Federally-Regulated Consumer Product | Weatherized Non-Condensing Gas | 1402 | 261 |  | 01/20/2021 | 80658 | 205785524 | 12/01/2021
Rheem Sales Company, Inc. | CLIMATEMASTER | RGEA14042AJT101AC | Federally-Regulated Consumer Product | Weatherized Non-Condensing Gas | 1494 | 265 |  | 02/17/2021 | 99609 | 206606672 | 12/01/2021
Rheem Sales Company, Inc. | CLIMATEMASTER | RGEA14060AJT10UAA | Federally-Regulated Consumer Product | Weatherized Non-Condensing Gas | 2066 | 290 |  | 01/20/2021 | 100130 | 205965570 | 12/01/2021
Rheem Sales Company, Inc. | CLIMATEMASTER | RGEA15030AJV08XAB | Federally-Regulated Consumer Product | Weatherized Non-Condensing Gas | 1402 | 261 |  | 01/20/2021 | 80658 | 205785527 | 12/01/2021
Rheem Sales Company, Inc. | CLIMATEMASTER | RGEA14036AJT081AC | Federally-Regulated Consumer Product | Weatherized Non-Condensing Gas | 1430 | 262 |  | 02/17/2021 | 99665 | 206606666 | 12/01/2021
Rheem Sales Company, Inc. | CLIMATEMASTER | RGEA15024BJV061AA | Federally-Regulated Consumer Product | Weatherized Non-Condensing Gas | 1395 | 260 |  | 01/20/2021 | 80305 | 205785520 | 12/01/2021
Rheem Sales Company, Inc. | CLIMATEMASTER | RGEA16048AJV102AB | Federally-Regulated Consumer Product | Weatherized Non-Condensing Gas | 1845 | 280 |  | 01/20/2021 | 76171 | 205785554 | 12/01/2021
Rheem Sales Company, Inc. | CLIMATEMASTER | RGEA14036AJT08UAA | Federally-Regulated Consumer Product | Weatherized Non-Condensing Gas | 1382 | 260 |  | 01/20/2021 | 80891 | 205965566 | 12/01/2021
Rheem Sales Company, Inc. | CLIMATEMASTER | RGEA14036AJT06UAA | Federally-Regulated Consumer Product | Weatherized Non-Condensing Gas | 1434 | 262 |  | 01/20/2021 | 60723 | 205965565 | 12/01/2021
Rheem Sales Company, Inc. | CLIMATEMASTER | RGEA14048AJT08XAB | Federally-Regulated Consumer Product | Weatherized Non-Condensing Gas | 1809 | 279 |  | 01/20/2021 | 99189 | 205785515 | 12/01/2021
Rheem Sales Company, Inc. | CLIMATEMASTER | RGEA15024BJV081AA | Federally-Regulated Consumer Product | Weatherized Non-Condensing Gas | 1395 | 260 |  | 01/20/2021 | 80305 | 205785522 | 12/01/2021
Rheem Sales Company, Inc. | CLIMATEMASTER | RGEA14036AJT101AC | Federally-Regulated Consumer Product | Weatherized Non-Condensing Gas | 1430 | 262 |  | 02/17/2021 | 99665 | 206606668 | 12/01/2021
Nordyne, LLC | Airtemp | VG7TN-100D-E35CP | Federally-Regulated Consumer Product | Non-Weatherized, Condensing Ga | 1711 | 270 |  | 10/06/2021 | 65214 | 207465498 | 12/01/2021
Nordyne, LLC | Airtemp | VG7TE-080D-V35CP | Federally-Regulated Consumer Product | Non-Weatherized, Condensing Ga | 1798 | 274 |  | 10/06/2021 | 74070 | 207465494 | 12/01/2021
Nordyne, LLC | Airtemp | VG7TE-060D-E24BP | Federally-Regulated Consumer Product | Non-Weatherized, Condensing Ga | 1315 | 252 |  | 10/06/2021 | 38212 | 207465492 | 12/01/2021
Nordyne, LLC | Airtemp | VR8GE-024K072C1 | Federally-Regulated Consumer Product | Weatherized Non-Condensing Gas | 1280 | 255 | 255.32 | 10/04/2019 |  |  | 12/01/2021
Nordyne, LLC | Airtemp | VG7TN-060D-E24BP | Federally-Regulated Consumer Product | Non-Weatherized, Condensing Ga | 1304 | 252 |  | 10/06/2021 | 39517 | 207465496 | 12/01/2021
Nordyne, LLC | Airtemp | VG7TE-060D-E24B1 | Federally-Regulated Consumer Product | Non-Weatherized, Condensing Ga | 1315 | 252 | 252.86 | 10/04/2019 |  |  | 12/01/2021
Nordyne, LLC | Airtemp | VG7TN-100D-E35C1 | Federally-Regulated Consumer Product | Non-Weatherized, Condensing Ga | 1711 | 270 |  | 08/05/2020 | 65214 | 204038593 | 12/01/2021
Nordyne, LLC | Airtemp | VR8GE-X60K120C1 | Federally-Regulated Consumer Product | Weatherized Non-Condensing Gas | 2073 | 290 | 290.212 | 10/04/2019 |  |  | 12/01/2021
Nordyne, LLC | Airtemp | VG7TE-080D-V35C1 | Federally-Regulated Consumer Product | Non-Weatherized, Condensing Ga | 1798 | 274 | 274.112 | 10/04/2019 |  |  | 12/01/2021
Nordyne, LLC | Airtemp | VR8GE-036K072C1 | Federally-Regulated Consumer Product | Weatherized Non-Condensing Gas | 1349 | 258 | 258.356 | 10/04/2019 |  |  | 12/01/2021
Nordyne, LLC | Airtemp | VG7TC-060D-E24BP | Federally-Regulated Consumer Product | Non-Weatherized, Condensing Ga | 1222 | 249 |  | 10/06/2021 | 39014 | 207465488 | 12/01/2021
Nordyne, LLC | Airtemp | VG7TN-115D-E45DP | Federally-Regulated Consumer Product | Non-Weatherized, Condensing Ga | 2198 | 292 |  | 10/06/2021 | 75317 | 207465499 | 12/01/2021
Nordyne, LLC | Airtemp | VG7TE-100D-E35C1 | Federally-Regulated Consumer Product | Non-Weatherized, Condensing Ga | 1783 | 273 | 273.452 | 10/04/2019 |  |  | 12/01/2021
Nordyne, LLC | Airtemp | VG7TE-060D-V24BP | Federally-Regulated Consumer Product | Non-Weatherized, Condensing Ga | 1334 | 254 |  | 10/06/2021 | 38697 | 207465504 | 12/01/2021
Nordyne, LLC | Airtemp | VG7TE-100D-E35CP | Federally-Regulated Consumer Product | Non-Weatherized, Condensing Ga | 1783 | 273 |  | 10/06/2021 | 64758 | 207465495 | 12/01/2021
Nordyne, LLC | Airtemp | VG7TA-100C-E35CP | Federally-Regulated Consumer Product | Non-Weatherized, Non-Condensin | 1668 | 255 |  | 10/06/2021 | 63969 | 207465510 | 12/01/2021
Nordyne, LLC | Airtemp | VR8GE-030K072C1 | Federally-Regulated Consumer Product | Weatherized Non-Condensing Gas | 1280 | 255 | 255.32 | 10/04/2019 |  |  | 12/01/2021
Nordyne, LLC | Airtemp | VR8GE-024K045C1 | Federally-Regulated Consumer Product | Weatherized Non-Condensing Gas | 1024 | 244 | 244.056 | 10/04/2019 |  |  | 12/01/2021
Nordyne, LLC | Airtemp | VG7TA-080C-E24BP | Federally-Regulated Consumer Product | Non-Weatherized, Non-Condensin | 1277 | 238 |  | 10/06/2021 | 52213 | 207465509 | 12/01/2021
Nordyne, LLC | Airtemp | VG7TE-080D-E35CP | Federally-Regulated Consumer Product | Non-Weatherized, Condensing Ga | 1764 | 273 |  | 10/06/2021 | 52933 | 207465493 | 12/01/2021
Nordyne, LLC | Airtemp | VG7TN-060D-E24B1 | Federally-Regulated Consumer Product | Non-Weatherized, Condensing Ga | 1304 | 252 | 252.376 | 10/04/2019 |  |  | 12/01/2021
Nordyne, LLC | Airtemp | VR8GE-X60K096C1 | Federally-Regulated Consumer Product | Weatherized Non-Condensing Gas | 2028 | 288 | 288.232 | 10/04/2019 |  |  | 12/01/2021
Nordyne, LLC | Airtemp | VG7TN-080D-E35CP | Federally-Regulated Consumer Product | Non-Weatherized, Condensing Ga | 1718 | 271 |  | 10/06/2021 | 52461 | 207465497 | 12/01/2021
Rheem Sales Company, Inc. | RUSSELL | RGEA14024AJT06XAC | Federally-Regulated Consumer Product | Weatherized Non-Condensing Gas | 1127 | 249 |  | 02/17/2021 | 80320 | 206606583 | 12/01/2021
Rheem Sales Company, Inc. | RUSSELL | RGEA14042AJT081AC | Federally-Regulated Consumer Product | Weatherized Non-Condensing Gas | 1494 | 265 |  | 02/17/2021 | 99609 | 206606641 | 12/01/2021
Rheem Sales Company, Inc. | RUSSELL | RGEA14042AJT08XAC | Federally-Regulated Consumer Product | Weatherized Non-Condensing Gas | 1494 | 265 |  | 02/17/2021 | 99609 | 206606646 | 12/01/2021
Rheem Sales Company, Inc. | RUSSELL | RGEA14036AJT101AC | Federally-Regulated Consumer Product | Weatherized Non-Condensing Gas | 1430 | 262 |  | 02/17/2021 | 99665 | 206606632 | 12/01/2021
Rheem Sales Company, Inc. | RUSSELL | RGEA14036AJT06XAC | Federally-Regulated Consumer Product | Weatherized Non-Condensing Gas | 1430 | 262 |  | 02/17/2021 | 99665 | 206606619 | 12/01/2021
Rheem Sales Company, Inc. | RUSSELL | RGEA14030AJT061AC | Federally-Regulated Consumer Product | Weatherized Non-Condensing Gas | 1147 | 249 |  | 02/17/2021 | 79965 | 206606596 | 12/01/2021
Rheem Sales Company, Inc. | RUSSELL | RGEA14036AJT06UAA | Federally-Regulated Consumer Product | Weatherized Non-Condensing Gas | 1434 | 262 |  | 01/20/2021 | 60723 | 205965555 | 12/01/2021
Rheem Sales Company, Inc. | RUSSELL | RGEA14048AJT08UAA | Federally-Regulated Consumer Product | Weatherized Non-Condensing Gas | 2026 | 288 |  | 01/20/2021 | 80019 | 205965557 | 12/01/2021
Rheem Sales Company, Inc. | RUSSELL | RGEA14024AJT06UAA | Federally-Regulated Consumer Product | Weatherized Non-Condensing Gas | 1236 | 253 |  | 01/20/2021 | 61566 | 205965554 | 12/01/2021
Rheem Sales Company, Inc. | RUSSELL | RGEA14030AJT06XAC | Federally-Regulated Consumer Product | Weatherized Non-Condensing Gas | 1147 | 249 |  | 02/17/2021 | 79965 | 206606601 | 12/01/2021
Rheem Sales Company, Inc. | RUSSELL | RGEA14024AJT081AC | Federally-Regulated Consumer Product | Weatherized Non-Condensing Gas | 1127 | 249 |  | 02/17/2021 | 80320 | 206606587 | 12/01/2021
Rheem Sales Company, Inc. | RUSSELL | RGEA14048AJT10UAA | Federally-Regulated Consumer Product | Weatherized Non-Condensing Gas | 1832 | 280 |  | 01/20/2021 | 100370 | 205965558 | 12/01/2021
Rheem Sales Company, Inc. | RUSSELL | RGEA14042AJT10XAC | Federally-Regulated Consumer Product | Weatherized Non-Condensing Gas | 1494 | 265 |  | 02/17/2021 | 99609 | 206606655 | 12/01/2021
Rheem Sales Company, Inc. | RUSSELL | RGEA14030AJT081AC | Federally-Regulated Consumer Product | Weatherized Non-Condensing Gas | 1147 | 249 |  | 02/17/2021 | 79965 | 206606605 | 12/01/2021
Rheem Sales Company, Inc. | RUSSELL | RGEA14036AJT081AC | Federally-Regulated Consumer Product | Weatherized Non-Condensing Gas | 1430 | 262 |  | 02/17/2021 | 99665 | 206606623 | 12/01/2021
Rheem Sales Company, Inc. | RUSSELL | RGEA14024AJT08XAC | Federally-Regulated Consumer Product | Weatherized Non-Condensing Gas | 1127 | 249 |  | 02/17/2021 | 80320 | 206606592 | 12/01/2021
Rheem Sales Company, Inc. | RUSSELL | RGEA14030AJT06UAA | Federally-Regulated Consumer Product | Weatherized Non-Condensing Gas | 1125 | 248 |  | 01/20/2021 | 60094 | 205965552 | 12/01/2021
Rheem Sales Company, Inc. | RUSSELL | RGEA14060AJT10UAA | Federally-Regulated Consumer Product | Weatherized Non-Condensing Gas | 2066 | 290 |  | 01/20/2021 | 100130 | 205965560 | 12/01/2021
Rheem Sales Company, Inc. | RUSSELL | RGEA14030AJT08XAC | Federally-Regulated Consumer Product | Weatherized Non-Condensing Gas | 1147 | 249 |  | 02/17/2021 | 79965 | 206606610 | 12/01/2021
Rheem Sales Company, Inc. | RUSSELL | RGEA14036AJT08UAA | Federally-Regulated Consumer Product | Weatherized Non-Condensing Gas | 1382 | 260 |  | 01/20/2021 | 80891 | 205965556 | 12/01/2021
Rheem Sales Company, Inc. | RUSSELL | RGECZR060AJT12**B | Federally-Regulated Consumer Product | Weatherized Non-Condensing Gas | 2183 | 266 |  | 03/17/2021 | 83968 | 206778659 | 12/01/2021
Rheem Sales Company, Inc. | RUSSELL | RGEA14042AJT101AC | Federally-Regulated Consumer Product | Weatherized Non-Condensing Gas | 1494 | 265 |  | 02/17/2021 | 99609 | 206606650 | 12/01/2021
Rheem Sales Company, Inc. | RUSSELL | RGEA14036AJT08XAC | Federally-Regulated Consumer Product | Weatherized Non-Condensing Gas | 1430 | 262 |  | 02/17/2021 | 99665 | 206606628 | 12/01/2021
Rheem Sales Company, Inc. | RUSSELL | RGEA14024AJT061AC | Federally-Regulated Consumer Product | Weatherized Non-Condensing Gas | 1127 | 249 |  | 02/17/2021 | 80320 | 206606578 | 12/01/2021
Rheem Sales Company, Inc. | RUSSELL | RGEA14036AJT061AC | Federally-Regulated Consumer Product | Weatherized Non-Condensing Gas | 1430 | 262 |  | 02/17/2021 | 99665 | 206606614 | 12/01/2021
Rheem Sales Company, Inc. | RUSSELL | RGEA14042AJT08UAA | Federally-Regulated Consumer Product | Weatherized Non-Condensing Gas | 1635 | 271 |  | 01/20/2021 | 80943 | 205965559 | 12/01/2021
Rheem Sales Company, Inc. | RUSSELL | RGEA14036AJT10XAC | Federally-Regulated Consumer Product | Weatherized Non-Condensing Gas | 1430 | 262 |  | 02/17/2021 | 99665 | 206606637 | 12/01/2021
Rheem Sales Company, Inc. | Weatherking | W801TA050417MUA | Federally-Regulated Consumer Product | Non-Weatherized, Non-Condensin | 1502 | 248 |  | 01/20/2021 | 50342 | 204501683 | 12/01/2021
Rheem Sales Company, Inc. | Weatherking | RGEA14048AJT081AB | Federally-Regulated Consumer Product | Weatherized Non-Condensing Gas | 1809 | 279 |  | 01/20/2021 | 99189 | 203404488 | 12/01/2021
Rheem Sales Company, Inc. | Weatherking | RGEA14030AJT08XAC | Federally-Regulated Consumer Product | Weatherized Non-Condensing Gas | 1147 | 249 |  | 02/17/2021 | 79965 | 206606609 | 12/01/2021
Rheem Sales Company, Inc. | Weatherking | RGEA14042AJT08XAC | Federally-Regulated Consumer Product | Weatherized Non-Condensing Gas | 1494 | 265 |  | 02/17/2021 | 99609 | 206606644 | 12/01/2021
Rheem Sales Company, Inc. | Weatherking | RGEA15048AJV101AB | Federally-Regulated Consumer Product | Weatherized Non-Condensing Gas | 1720 | 275 |  | 01/20/2021 | 99897 | 203404596 | 12/01/2021
Rheem Sales Company, Inc. | Weatherking | RGEA14036AJT10XAC | Federally-Regulated Consumer Product | Weatherized Non-Condensing Gas | 1430 | 262 |  | 02/17/2021 | 99665 | 206606636 | 12/01/2021
Rheem Sales Company, Inc. | Weatherking | RGEA15048AJV10XAB | Federally-Regulated Consumer Product | Weatherized Non-Condensing Gas | 1720 | 275 |  | 01/20/2021 | 99897 | 203404600 | 12/01/2021
Rheem Sales Company, Inc. | Weatherking | RGEA14036AJT08XAC | Federally-Regulated Consumer Product | Weatherized Non-Condensing Gas | 1430 | 262 |  | 02/17/2021 | 99665 | 206606627 | 12/01/2021
Rheem Sales Company, Inc. | Weatherking | W96VA0852521MSB | Federally-Regulated Consumer Product | Non-Weatherized, Condensing Ga | 1947 | 281 |  | 03/17/2021 | 58053 | 7086391 | 12/01/2021
Rheem Sales Company, Inc. | Weatherking | RGEA15030AJV06XAB | Federally-Regulated Consumer Product | Weatherized Non-Condensing Gas | 1402 | 261 |  | 01/20/2021 | 80658 | 203404532 | 12/01/2021
Rheem Sales Company, Inc. | Weatherking | RGEA14048AJT10XAB | Federally-Regulated Consumer Product | Weatherized Non-Condensing Gas | 1809 | 279 |  | 01/20/2021 | 99189 | 203404500 | 12/01/2021
Rheem Sales Company, Inc. | Weatherking | RGEA14030AJT061AC | Federally-Regulated Consumer Product | Weatherized Non-Condensing Gas | 1147 | 249 |  | 02/17/2021 | 79965 | 206606595 | 12/01/2021
Rheem Sales Company, Inc. | Weatherking | RGEA14024AJT081AC | Federally-Regulated Consumer Product | Weatherized Non-Condensing Gas | 1127 | 249 |  | 02/17/2021 | 80320 | 206606586 | 12/01/2021
Rheem Sales Company, Inc. | Weatherking | RGEA14036AJT061AC | Federally-Regulated Consumer Product | Weatherized Non-Condensing Gas | 1430 | 262 |  | 02/17/2021 | 99665 | 206606613 | 12/01/2021
Rheem Sales Company, Inc. | Weatherking | RGEA14036AJT101AC | Federally-Regulated Consumer Product | Weatherized Non-Condensing Gas | 1430 | 262 |  | 02/17/2021 | 99665 | 206606631 | 12/01/2021
Rheem Sales Company, Inc. | Weatherking | RGEA15060AJV101AB | Federally-Regulated Consumer Product | Weatherized Non-Condensing Gas | 2166 | 294 |  | 01/20/2021 | 100081 | 203404604 | 12/01/2021
Rheem Sales Company, Inc. | Weatherking | W801TB100521MUA | Federally-Regulated Consumer Product | Non-Weatherized, Non-Condensin | 2096 | 274 |  | 01/20/2021 | 100583 | 204501689 | 12/01/2021
Rheem Sales Company, Inc. | Weatherking | RGEA14024AJT08XAC | Federally-Regulated Consumer Product | Weatherized Non-Condensing Gas | 1127 | 249 |  | 02/17/2021 | 80320 | 206606591 | 12/01/2021
Rheem Sales Company, Inc. | Weatherking | RGEA14048AJT08XAB | Federally-Regulated Consumer Product | Weatherized Non-Condensing Gas | 1809 | 279 |  | 01/20/2021 | 99189 | 203404492 | 12/01/2021
Rheem Sales Company, Inc. | Weatherking | RGEA15030AJV08XAB | Federally-Regulated Consumer Product | Weatherized Non-Condensing Gas | 1402 | 261 |  | 01/20/2021 | 80658 | 203404540 | 12/01/2021
Rheem Sales Company, Inc. | Weatherking | RGEA14030AJT081AC | Federally-Regulated Consumer Product | Weatherized Non-Condensing Gas | 1147 | 249 |  | 02/17/2021 | 79965 | 206606604 | 12/01/2021
Rheem Sales Company, Inc. | Weatherking | RGEA15060AJV10XAB | Federally-Regulated Consumer Product | Weatherized Non-Condensing Gas | 2166 | 294 |  | 01/20/2021 | 100081 | 203404608 | 12/01/2021
Rheem Sales Company, Inc. | Weatherking | RGEA14042AJT101AC | Federally-Regulated Consumer Product | Weatherized Non-Condensing Gas | 1494 | 265 |  | 02/17/2021 | 99609 | 206606649 | 12/01/2021
Rheem Sales Company, Inc. | Weatherking | RGEA14024AJT06XAC | Federally-Regulated Consumer Product | Weatherized Non-Condensing Gas | 1127 | 249 |  | 02/17/2021 | 80320 | 206606582 | 12/01/2021
Rheem Sales Company, Inc. | Weatherking | RGEA14042AJT10XAC | Federally-Regulated Consumer Product | Weatherized Non-Condensing Gas | 1494 | 265 |  | 02/17/2021 | 99609 | 206606653 | 12/01/2021
Rheem Sales Company, Inc. | Weatherking | RGEA14048AJT101AB | Federally-Regulated Consumer Product | Weatherized Non-Condensing Gas | 1809 | 279 |  | 01/20/2021 | 99189 | 203404496 | 12/01/2021
Rheem Sales Company, Inc. | Weatherking | RGEA15030AJV061AB | Federally-Regulated Consumer Product | Weatherized Non-Condensing Gas | 1402 | 261 |  | 01/20/2021 | 80658 | 203404528 | 12/01/2021
Rheem Sales Company, Inc. | Weatherking | RGEA14036AJT06XAC | Federally-Regulated Consumer Product | Weatherized Non-Condensing Gas | 1430 | 262 |  | 02/17/2021 | 99665 | 206606618 | 12/01/2021
Rheem Sales Company, Inc. | Weatherking | RGEA15030AJV081AB | Federally-Regulated Consumer Product | Weatherized Non-Condensing Gas | 1402 | 261 |  | 01/20/2021 | 80658 | 203404536 | 12/01/2021
Rheem Sales Company, Inc. | Weatherking | RGEA14042AJT081AC | Federally-Regulated Consumer Product | Weatherized Non-Condensing Gas | 1494 | 265 |  | 02/17/2021 | 99609 | 206606640 | 12/01/2021
Rheem Sales Company, Inc. | Weatherking | W801TA070417MUA | Federally-Regulated Consumer Product | Non-Weatherized, Non-Condensin | 1823 | 262 |  | 01/20/2021 | 70109 | 204501686 | 12/01/2021
Rheem Sales Company, Inc. | Weatherking | RGEA14030AJT06XAC | Federally-Regulated Consumer Product | Weatherized Non-Condensing Gas | 1147 | 249 |  | 02/17/2021 | 79965 | 206606600 | 12/01/2021
Rheem Sales Company, Inc. | Weatherking | RGEA14036AJT081AC | Federally-Regulated Consumer Product | Weatherized Non-Condensing Gas | 1430 | 262 |  | 02/17/2021 | 99665 | 206606622 | 12/01/2021
Rheem Sales Company, Inc. | Weatherking | RGEA14024AJT061AC | Federally-Regulated Consumer Product | Weatherized Non-Condensing Gas | 1127 | 249 |  | 02/17/2021 | 80320 | 206606577 | 12/01/2021
Rheem Sales Company, Inc. | Ruud | RGEA14042AJT10XAC | Federally-Regulated Consumer Product | Weatherized Non-Condensing Gas | 1494 | 265 |  | 02/17/2021 | 99609 | 206606651 | 12/01/2021
Rheem Sales Company, Inc. | Ruud | RGEA15048AJV10XAB | Federally-Regulated Consumer Product | Weatherized Non-Condensing Gas | 1720 | 275 |  | 01/20/2021 | 99897 | 203404598 | 12/01/2021
Rheem Sales Company, Inc. | Ruud | RGEA14042AJT081AC | Federally-Regulated Consumer Product | Weatherized Non-Condensing Gas | 1494 | 265 |  | 02/17/2021 | 99609 | 206606638 | 12/01/2021
Rheem Sales Company, Inc. | Ruud | RGEA14030AJT06UAA | Federally-Regulated Consumer Product | Weatherized Non-Condensing Gas | 1125 | 248 |  | 01/20/2021 | 60094 | 205965531 | 12/01/2021
Rheem Sales Company, Inc. | Ruud | RGEA14048AJT081AB | Federally-Regulated Consumer Product | Weatherized Non-Condensing Gas | 1809 | 279 |  | 01/20/2021 | 99189 | 203404486 | 12/01/2021
Rheem Sales Company, Inc. | Ruud | RGEA16036AJV102AB | Federally-Regulated Consumer Product | Weatherized Non-Condensing Gas | 1648 | 272 |  | 01/20/2021 | 76362 | 203404622 | 12/01/2021
Rheem Sales Company, Inc. | Ruud | RGEA14036AJT06XAC | Federally-Regulated Consumer Product | Weatherized Non-Condensing Gas | 1430 | 262 |  | 02/17/2021 | 99665 | 206606616 | 12/01/2021
Rheem Sales Company, Inc. | Ruud | RGEA14024AJT08XAC | Federally-Regulated Consumer Product | Weatherized Non-Condensing Gas | 1127 | 249 |  | 02/17/2021 | 80320 | 206606589 | 12/01/2021
Rheem Sales Company, Inc. | Ruud | RGEA16048AJV10TAB | Federally-Regulated Consumer Product | Weatherized Non-Condensing Gas | 1845 | 280 |  | 01/20/2021 | 76171 | 203404632 | 12/01/2021
Rheem Sales Company, Inc. | Ruud | RGEA14048AJT10XAB | Federally-Regulated Consumer Product | Weatherized Non-Condensing Gas | 1809 | 279 |  | 01/20/2021 | 99189 | 203404498 | 12/01/2021
Rheem Sales Company, Inc. | Ruud | RGEA14048AJT10UAA | Federally-Regulated Consumer Product | Weatherized Non-Condensing Gas | 1832 | 280 |  | 01/20/2021 | 100370 | 205965537 | 12/01/2021
Rheem Sales Company, Inc. | Ruud | RGEA14036AJT101AC | Federally-Regulated Consumer Product | Weatherized Non-Condensing Gas | 1430 | 262 |  | 02/17/2021 | 99665 | 206606629 | 12/01/2021
Rheem Sales Company, Inc. | Ruud | RGEA15030AJV06XAB | Federally-Regulated Consumer Product | Weatherized Non-Condensing Gas | 1402 | 261 |  | 01/20/2021 | 80658 | 203404530 | 12/01/2021
Rheem Sales Company, Inc. | Ruud | RGEA14030AJT081AC | Federally-Regulated Consumer Product | Weatherized Non-Condensing Gas | 1147 | 249 |  | 02/17/2021 | 79965 | 206606602 | 12/01/2021
Rheem Sales Company, Inc. | Ruud | RGEA15048AJV101AB | Federally-Regulated Consumer Product | Weatherized Non-Condensing Gas | 1720 | 275 |  | 01/20/2021 | 99897 | 203404594 | 12/01/2021
Rheem Sales Company, Inc. | Ruud | RGEA14030AJT061AC | Federally-Regulated Consumer Product | Weatherized Non-Condensing Gas | 1147 | 249 |  | 02/17/2021 | 79965 | 206606593 | 12/01/2021
Rheem Sales Company, Inc. | Ruud | RGEA14024AJT06XAC | Federally-Regulated Consumer Product | Weatherized Non-Condensing Gas | 1127 | 249 |  | 02/17/2021 | 80320 | 206606580 | 12/01/2021
Rheem Sales Company, Inc. | Ruud | RGEA15030AJV081AB | Federally-Regulated Consumer Product | Weatherized Non-Condensing Gas | 1402 | 261 |  | 01/20/2021 | 80658 | 203404534 | 12/01/2021
Rheem Sales Company, Inc. | Ruud | RGEA14030AJT06XAC | Federally-Regulated Consumer Product | Weatherized Non-Condensing Gas | 1147 | 249 |  | 02/17/2021 | 79965 | 206606598 | 12/01/2021
Rheem Sales Company, Inc. | Ruud | RGEA14024AJT06UAA | Federally-Regulated Consumer Product | Weatherized Non-Condensing Gas | 1236 | 253 |  | 01/20/2021 | 61566 | 205965533 | 12/01/2021
Rheem Sales Company, Inc. | Ruud | RGEA14030AJT08XAC | Federally-Regulated Consumer Product | Weatherized Non-Condensing Gas | 1147 | 249 |  | 02/17/2021 | 79965 | 206606607 | 12/01/2021
Rheem Sales Company, Inc. | Ruud | RGEA14048AJT08XAB | Federally-Regulated Consumer Product | Weatherized Non-Condensing Gas | 1809 | 279 |  | 01/20/2021 | 99189 | 203404490 | 12/01/2021
Rheem Sales Company, Inc. | Ruud | R801TA075521ZSB | Federally-Regulated Consumer Product | Non-Weatherized, Non-Condensin | 1883 | 265 | 265 | 01/20/2021 | 75029 | 201710106 | 12/01/2021
Rheem Sales Company, Inc. | Ruud | RGEA15060AJV101AB | Federally-Regulated Consumer Product | Weatherized Non-Condensing Gas | 2166 | 294 |  | 01/20/2021 | 100081 | 203404602 | 12/01/2021
Rheem Sales Company, Inc. | Ruud | RGECZR060AJT12**B | Federally-Regulated Consumer Product | Weatherized Non-Condensing Gas | 2183 | 266 |  | 03/17/2021 | 83968 | 206778653 | 12/01/2021
Rheem Sales Company, Inc. | Ruud | RGEA16036AJV10TAB | Federally-Regulated Consumer Product | Weatherized Non-Condensing Gas | 1648 | 272 |  | 01/20/2021 | 76362 | 203404624 | 12/01/2021
Rheem Sales Company, Inc. | Ruud | RGEA14042AJT08UAA | Federally-Regulated Consumer Product | Weatherized Non-Condensing Gas | 1635 | 271 |  | 01/20/2021 | 80943 | 205965538 | 12/01/2021
Rheem Sales Company, Inc. | Ruud | RGEA15030AJV08XAB | Federally-Regulated Consumer Product | Weatherized Non-Condensing Gas | 1402 | 261 |  | 01/20/2021 | 80658 | 203404538 | 12/01/2021
Rheem Sales Company, Inc. | Ruud | RGEA16048AJV102AB | Federally-Regulated Consumer Product | Weatherized Non-Condensing Gas | 1845 | 280 |  | 01/20/2021 | 76171 | 203404630 | 12/01/2021
Rheem Sales Company, Inc. | Ruud | RGEA14036AJT081AC | Federally-Regulated Consumer Product | Weatherized Non-Condensing Gas | 1430 | 262 |  | 02/17/2021 | 99665 | 206606620 | 12/01/2021
Rheem Sales Company, Inc. | Ruud | RGEA14036AJT08UAA | Federally-Regulated Consumer Product | Weatherized Non-Condensing Gas | 1382 | 260 |  | 01/20/2021 | 80891 | 205965535 | 12/01/2021
Rheem Sales Company, Inc. | Ruud | RGEA14048AJT101AB | Federally-Regulated Consumer Product | Weatherized Non-Condensing Gas | 1809 | 279 |  | 01/20/2021 | 99189 | 203404494 | 12/01/2021
Rheem Sales Company, Inc. | Ruud | R801TA070417MUA | Federally-Regulated Consumer Product | Non-Weatherized, Non-Condensin | 1823 | 262 |  | 01/20/2021 | 70109 | 204501684 | 12/01/2021
Rheem Sales Company, Inc. | Ruud | RGEA15030AJV061AB | Federally-Regulated Consumer Product | Weatherized Non-Condensing Gas | 1402 | 261 |  | 01/20/2021 | 80658 | 203404526 | 12/01/2021
Rheem Sales Company, Inc. | Ruud | RGEA15060AJV10XAB | Federally-Regulated Consumer Product | Weatherized Non-Condensing Gas | 2166 | 294 |  | 01/20/2021 | 100081 | 203404606 | 12/01/2021
Rheem Sales Company, Inc. | Ruud | RGEA14060AJT10UAA | Federally-Regulated Consumer Product | Weatherized Non-Condensing Gas | 2066 | 290 |  | 01/20/2021 | 100130 | 205965539 | 12/01/2021
Rheem Sales Company, Inc. | Ruud | R801TB100521MUA | Federally-Regulated Consumer Product | Non-Weatherized, Non-Condensin | 2096 | 274 |  | 01/20/2021 | 100583 | 204501687 | 12/01/2021
Rheem Sales Company, Inc. | Ruud | RGEA14036AJT061AC | Federally-Regulated Consumer Product | Weatherized Non-Condensing Gas | 1430 | 262 |  | 02/17/2021 | 99665 | 206606611 | 12/01/2021
Rheem Sales Company, Inc. | Ruud | RGEA14042AJT101AC | Federally-Regulated Consumer Product | Weatherized Non-Condensing Gas | 1494 | 265 |  | 02/17/2021 | 99609 | 206606647 | 12/01/2021
Rheem Sales Company, Inc. | Ruud | R801TA075521ZXB | Federally-Regulated Consumer Product | Non-Weatherized, Non-Condensin | 1883 | 265 | 265 | 01/20/2021 | 75029 | 201710108 | 12/01/2021
Rheem Sales Company, Inc. | Ruud | RGEA14036AJT10XAC | Federally-Regulated Consumer Product | Weatherized Non-Condensing Gas | 1430 | 262 |  | 02/17/2021 | 99665 | 206606634 | 12/01/2021
Rheem Sales Company, Inc. | Ruud | RGEA14036AJT061AB | Federally-Regulated Consumer Product | Weatherized Non-Condensing Gas | 1430 | 262 |  | 06/02/2021 | 99665 | 203404450 | 12/01/2021
Rheem Sales Company, Inc. | Ruud | RGEA14024AJT081AC | Federally-Regulated Consumer Product | Weatherized Non-Condensing Gas | 1127 | 249 |  | 02/17/2021 | 80320 | 206606584 | 12/01/2021
Rheem Sales Company, Inc. | Ruud | RGECZR060AJT12**A | Federally-Regulated Consumer Product | Weatherized Non-Condensing Gas | 2183 | 266 |  | 01/20/2021 | 83968 | 203473672 | 12/01/2021
Rheem Sales Company, Inc. | Ruud | RGEA14042AJT08XAC | Federally-Regulated Consumer Product | Weatherized Non-Condensing Gas | 1494 | 265 |  | 02/17/2021 | 99609 | 206606642 | 12/01/2021
Rheem Sales Company, Inc. | Ruud | RGEA14048AJT08UAA | Federally-Regulated Consumer Product | Weatherized Non-Condensing Gas | 2026 | 288 |  | 01/20/2021 | 80019 | 205965536 | 12/01/2021
Rheem Sales Company, Inc. | Ruud | RGEA14036AJT08XAC | Federally-Regulated Consumer Product | Weatherized Non-Condensing Gas | 1430 | 262 |  | 02/17/2021 | 99665 | 206606625 | 12/01/2021
Rheem Sales Company, Inc. | Ruud | RGEA14024AJT061AC | Federally-Regulated Consumer Product | Weatherized Non-Condensing Gas | 1127 | 249 |  | 02/17/2021 | 80320 | 206606575 | 12/01/2021
Rheem Sales Company, Inc. | Ruud | RGEA14036AJT06UAA | Federally-Regulated Consumer Product | Weatherized Non-Condensing Gas | 1434 | 262 |  | 01/20/2021 | 60723 | 205965534 | 12/01/2021
Rheem Sales Company, Inc. | Ruud | R801TA050417MUA | Federally-Regulated Consumer Product | Non-Weatherized, Non-Condensin | 1502 | 248 |  | 01/20/2021 | 50342 | 204501681 | 12/01/2021
Rheem Sales Company, Inc. | Fujitsu | RGEA15060AJV101AB | Federally-Regulated Consumer Product | Weatherized Non-Condensing Gas | 2166 | 294 |  | 01/20/2021 | 100081 | 204117066 | 12/01/2021
Rheem Sales Company, Inc. | Fujitsu | RGEA14048AJT081AB | Federally-Regulated Consumer Product | Weatherized Non-Condensing Gas | 1809 | 279 |  | 01/20/2021 | 99189 | 204117038 | 12/01/2021
Rheem Sales Company, Inc. | Fujitsu | RGEA14048AJT08XAB | Federally-Regulated Consumer Product | Weatherized Non-Condensing Gas | 1809 | 279 | 279 | 01/20/2021 | 99189 | 204117039 | 12/01/2021
Rheem Sales Company, Inc. | Fujitsu | RGEA15060AJV10XAB | Federally-Regulated Consumer Product | Weatherized Non-Condensing Gas | 2166 | 294 |  | 01/20/2021 | 100081 | 204117067 | 12/01/2021
Rheem Sales Company, Inc. | Fujitsu | RGEA14036AJT08UAA | Federally-Regulated Consumer Product | Weatherized Non-Condensing Gas | 1382 | 260 |  | 01/20/2021 | 80891 | 205965580 | 12/01/2021
Rheem Sales Company, Inc. | Fujitsu | FF50174TS80Z | Federally-Regulated Consumer Product | Non-Weatherized, Non-Condensin | 1502 | 248 |  | 01/20/2021 | 50342 | 204515049 | 12/01/2021
Rheem Sales Company, Inc. | Fujitsu | RGEA15030AJV081AB | Federally-Regulated Consumer Product | Weatherized Non-Condensing Gas | 1402 | 261 |  | 01/20/2021 | 80658 | 204117050 | 12/01/2021
Rheem Sales Company, Inc. | Fujitsu | RGEA14024AJT081AC | Federally-Regulated Consumer Product | Weatherized Non-Condensing Gas | 1127 | 249 |  | 02/17/2021 | 80320 | 206606676 | 12/01/2021
Rheem Sales Company, Inc. | Fujitsu | RGEA14024AJT08XAC | Federally-Regulated Consumer Product | Weatherized Non-Condensing Gas | 1127 | 249 |  | 02/17/2021 | 80320 | 206606677 | 12/01/2021
Rheem Sales Company, Inc. | Fujitsu | RGEA14036AJT06UAA | Federally-Regulated Consumer Product | Weatherized Non-Condensing Gas | 1434 | 262 |  | 01/20/2021 | 60723 | 205965579 | 12/01/2021
Rheem Sales Company, Inc. | Fujitsu | RGEA14036AJT081AC | Federally-Regulated Consumer Product | Weatherized Non-Condensing Gas | 1430 | 262 |  | 02/17/2021 | 99665 | 206606684 | 12/01/2021
Rheem Sales Company, Inc. | Fujitsu | RGEA14042AJT10XAC | Federally-Regulated Consumer Product | Weatherized Non-Condensing Gas | 1494 | 265 |  | 02/17/2021 | 99609 | 206606691 | 12/01/2021
Rheem Sales Company, Inc. | Fujitsu | RGEA14048AJT101AB | Federally-Regulated Consumer Product | Weatherized Non-Condensing Gas | 1809 | 279 |  | 01/20/2021 | 99189 | 204117040 | 12/01/2021
Rheem Sales Company, Inc. | Fujitsu | FF70174TS80Z | Federally-Regulated Consumer Product | Non-Weatherized, Non-Condensin | 1823 | 262 |  | 01/20/2021 | 70109 | 204515050 | 12/01/2021
Rheem Sales Company, Inc. | Fujitsu | RGEA14030AJT081AC | Federally-Regulated Consumer Product | Weatherized Non-Condensing Gas | 1147 | 249 |  | 02/17/2021 | 79965 | 206606680 | 12/01/2021
Rheem Sales Company, Inc. | Fujitsu | RGEA14030AJT06UAA | Federally-Regulated Consumer Product | Weatherized Non-Condensing Gas | 1125 | 248 |  | 01/20/2021 | 60094 | 205965576 | 12/01/2021
Rheem Sales Company, Inc. | Fujitsu | RGEA14030AJT06XAC | Federally-Regulated Consumer Product | Weatherized Non-Condensing Gas | 1147 | 249 |  | 02/17/2021 | 79965 | 206606679 | 12/01/2021
Rheem Sales Company, Inc. | Fujitsu | RGEA14030AJT08XAC | Federally-Regulated Consumer Product | Weatherized Non-Condensing Gas | 1147 | 249 |  | 02/17/2021 | 79965 | 206606681 | 12/01/2021
Rheem Sales Company, Inc. | Fujitsu | RGEA14036AJT06XAC | Federally-Regulated Consumer Product | Weatherized Non-Condensing Gas | 1430 | 262 |  | 02/17/2021 | 99665 | 206606683 | 12/01/2021
Rheem Sales Company, Inc. | Fujitsu | RGEA14036AJT08XAC | Federally-Regulated Consumer Product | Weatherized Non-Condensing Gas | 1430 | 262 |  | 02/17/2021 | 99665 | 206606685 | 12/01/2021
Rheem Sales Company, Inc. | Fujitsu | FF75215TS80D | Federally-Regulated Consumer Product | Non-Weatherized, Non-Condensin | 1883 | 265 | 265 | 01/20/2021 | 75029 | 10515120 | 12/01/2021
Rheem Sales Company, Inc. | Fujitsu | RGEA14060AJT10UAA | Federally-Regulated Consumer Product | Weatherized Non-Condensing Gas | 2066 | 290 |  | 01/20/2021 | 100130 | 205965584 | 12/01/2021
Rheem Sales Company, Inc. | Fujitsu | RGEA14036AJT061AC | Federally-Regulated Consumer Product | Weatherized Non-Condensing Gas | 1430 | 262 |  | 02/17/2021 | 99665 | 206606682 | 12/01/2021
Rheem Sales Company, Inc. | Fujitsu | RGEA15030AJV08XAB | Federally-Regulated Consumer Product | Weatherized Non-Condensing Gas | 1402 | 261 |  | 01/20/2021 | 80658 | 204117051 | 12/01/2021
Rheem Sales Company, Inc. | Fujitsu | RGEA14024AJT06XAC | Federally-Regulated Consumer Product | Weatherized Non-Condensing Gas | 1127 | 249 |  | 02/17/2021 | 80320 | 206606675 | 12/01/2021
Rheem Sales Company, Inc. | Fujitsu | FF75215TS80Y | Federally-Regulated Consumer Product | Non-Weatherized, Non-Condensin | 1883 | 265 | 265 | 01/20/2021 | 75029 | 10515121 | 12/01/2021
Rheem Sales Company, Inc. | Fujitsu | RGEA15030AJV061AB | Federally-Regulated Consumer Product | Weatherized Non-Condensing Gas | 1402 | 261 |  | 01/20/2021 | 80658 | 204117048 | 12/01/2021
Rheem Sales Company, Inc. | Fujitsu | RGEA14042AJT08XAC | Federally-Regulated Consumer Product | Weatherized Non-Condensing Gas | 1494 | 265 |  | 02/17/2021 | 99609 | 206606689 | 12/01/2021
Rheem Sales Company, Inc. | Fujitsu | RGEA14036AJT101AC | Federally-Regulated Consumer Product | Weatherized Non-Condensing Gas | 1430 | 262 |  | 02/17/2021 | 99665 | 206606686 | 12/01/2021
Rheem Sales Company, Inc. | Fujitsu | RGEA14030AJT061AC | Federally-Regulated Consumer Product | Weatherized Non-Condensing Gas | 1147 | 249 |  | 02/17/2021 | 79965 | 206606678 | 12/01/2021
Rheem Sales Company, Inc. | Fujitsu | RGEA14024AJT06UAA | Federally-Regulated Consumer Product | Weatherized Non-Condensing Gas | 1236 | 253 |  | 01/20/2021 | 61566 | 205965578 | 12/01/2021
Rheem Sales Company, Inc. | Fujitsu | RGEA14042AJT08UAA | Federally-Regulated Consumer Product | Weatherized Non-Condensing Gas | 1635 | 271 |  | 01/20/2021 | 80943 | 205965583 | 12/01/2021
Rheem Sales Company, Inc. | Fujitsu | RGECZR060AJT12**A | Federally-Regulated Consumer Product | Weatherized Non-Condensing Gas | 2183 | 266 |  | 01/20/2021 | 83968 | 205785672 | 12/01/2021
Rheem Sales Company, Inc. | Fujitsu | FF100215TS80ZB | Federally-Regulated Consumer Product | Non-Weatherized, Non-Condensin | 2096 | 274 |  | 01/20/2021 | 100583 | 204515051 | 12/01/2021
Rheem Sales Company, Inc. | Fujitsu | RGEA14042AJT101AC | Federally-Regulated Consumer Product | Weatherized Non-Condensing Gas | 1494 | 265 |  | 02/17/2021 | 99609 | 206606690 | 12/01/2021
Rheem Sales Company, Inc. | Fujitsu | RGEA14036AJT10XAC | Federally-Regulated Consumer Product | Weatherized Non-Condensing Gas | 1430 | 262 |  | 02/17/2021 | 99665 | 206606687 | 12/01/2021
Rheem Sales Company, Inc. | Fujitsu | RGEA14048AJT10XAB | Federally-Regulated Consumer Product | Weatherized Non-Condensing Gas | 1809 | 279 |  | 01/20/2021 | 99189 | 204117041 | 12/01/2021
Rheem Sales Company, Inc. | Fujitsu | RGEA14048AJT08UAA | Federally-Regulated Consumer Product | Weatherized Non-Condensing Gas | 2026 | 288 |  | 01/20/2021 | 80019 | 205965581 | 12/01/2021
Rheem Sales Company, Inc. | Fujitsu | RGEA15048AJV10XAB | Federally-Regulated Consumer Product | Weatherized Non-Condensing Gas | 1720 | 275 |  | 01/20/2021 | 99897 | 204117065 | 12/01/2021
Rheem Sales Company, Inc. | Fujitsu | RGEA14042AJT081AC | Federally-Regulated Consumer Product | Weatherized Non-Condensing Gas | 1494 | 265 |  | 02/17/2021 | 99609 | 206606688 | 12/01/2021
Rheem Sales Company, Inc. | Fujitsu | RGEA14024AJT061AC | Federally-Regulated Consumer Product | Weatherized Non-Condensing Gas | 1127 | 249 |  | 02/17/2021 | 80320 | 206606674 | 12/01/2021
Rheem Sales Company, Inc. | Fujitsu | RGEA15048AJV101AB | Federally-Regulated Consumer Product | Weatherized Non-Condensing Gas | 1720 | 275 |  | 01/20/2021 | 99897 | 204117064 | 12/01/2021
Rheem Sales Company, Inc. | Fujitsu | RGEA15030AJV06XAB | Federally-Regulated Consumer Product | Weatherized Non-Condensing Gas | 1402 | 261 |  | 01/20/2021 | 80658 | 204117049 | 12/01/2021
Rheem Sales Company, Inc. | Fujitsu | RGEA14048AJT10UAA | Federally-Regulated Consumer Product | Weatherized Non-Condensing Gas | 1832 | 280 |  | 01/20/2021 | 100370 | 205965582 | 12/01/2021
Rheem Sales Company, Inc. | Fujitsu | RGECZR060AJT12**B | Federally-Regulated Consumer Product | Weatherized Non-Condensing Gas | 2183 | 266 |  | 03/17/2021 | 83968 | 206778671 | 12/01/2021
Rheem Sales Company, Inc. | DURASTAR | DR80UAT0502314SA | Federally-Regulated Consumer Product | Non-Weatherized, Non-Condensin | 1260 | 183 |  | 11/11/2020 | 35654 | 205783260 | 12/01/2021
Rheem Sales Company, Inc. | DURASTAR | DR80DAT0501314SA | Federally-Regulated Consumer Product | Non-Weatherized, Non-Condensin | 1223 | 236 | 236 | 10/28/2020 | 51119 | 206235437 | 12/01/2021
Nordyne, LLC | NORTEK GLOBAL HVAC LLC | MG3P-072U1AAC* | Federally-Regulated Consumer Product | Mobile Home Non-Weatherized, C | 2099 | 287 |  | 10/07/2020 | 72868 | 205234638 | 12/01/2021
Nordyne, LLC | NORTEK GLOBAL HVAC LLC | G7TC-100*-V35C1 | Federally-Regulated Consumer Product | Non-Weatherized, Condensing Ga | 1826 | 275 |  | 08/05/2020 | 64473 | 204036787 | 12/01/2021
Nordyne, LLC | NORTEK GLOBAL HVAC LLC | G7TC-100*-V35CP | Federally-Regulated Consumer Product | Non-Weatherized, Condensing Ga | 1826 | 275 |  | 09/29/2021 | 64473 | 207455911 | 12/01/2021
Nordyne, LLC | NORTEK GLOBAL HVAC LLC | MG3P-090U1AAC* | Federally-Regulated Consumer Product | Mobile Home Non-Weatherized, C | 2021 | 383 |  | 09/30/2020 | 91333 | 205126688 | 12/01/2021
Nordyne, LLC | NORTEK GLOBAL HVAC LLC | G7TN-060D-E24B1 | Federally-Regulated Consumer Product | Non-Weatherized, Condensing Ga | 1304 | 252 | 252.376 | 10/04/2019 |  |  | 12/01/2021
Nordyne, LLC | NORTEK GLOBAL HVAC LLC | G7TN-115D-V45D1 | Federally-Regulated Consumer Product | Non-Weatherized, Condensing Ga | 1798 | 274 |  | 08/05/2020 | 74070 | 204036777 | 12/01/2021
Nordyne, LLC | NORTEK GLOBAL HVAC LLC | MG3S-080T2*AC1 | Federally-Regulated Consumer Product | Non-Weatherized, Condensing Ga | 1785 | 274 |  | 10/07/2020 | 52907 | 205962941 | 12/01/2021
Nordyne, LLC | NORTEK GLOBAL HVAC LLC | G7TC-080D-V35C1 | Federally-Regulated Consumer Product | Non-Weatherized, Condensing Ga | 1873 | 277 |  | 08/05/2020 | 50261 | 204036763 | 12/01/2021
Nordyne, LLC | NORTEK GLOBAL HVAC LLC | G7TE-060D-E24B1 | Federally-Regulated Consumer Product | Non-Weatherized, Condensing Ga | 1315 | 252 | 252.86 | 10/04/2019 |  |  | 12/01/2021
Nordyne, LLC | NORTEK GLOBAL HVAC LLC | G7TN-115D-E45DP | Federally-Regulated Consumer Product | Non-Weatherized, Condensing Ga | 2198 | 292 |  | 09/29/2021 | 75317 | 207455904 | 12/01/2021
Nordyne, LLC | NORTEK GLOBAL HVAC LLC | MG2S-072F2ABM* | Federally-Regulated Consumer Product | Mobile Home Non-Weatherized, C | 1565 | 350 |  | 03/17/2021 | 46903 | 203049492 | 12/01/2021
Nordyne, LLC | NORTEK GLOBAL HVAC LLC | MG3S-080T2*ACP | Federally-Regulated Consumer Product | Non-Weatherized, Condensing Ga | 1785 | 274 |  | 09/29/2021 | 52907 | 207455885 | 12/01/2021
Nordyne, LLC | NORTEK GLOBAL HVAC LLC | G7TA-080C-V24B1 | Federally-Regulated Consumer Product | Non-Weatherized, Non-Condensin | 1277 | 238 | 238.188 | 10/04/2019 |  |  | 12/01/2021
Nordyne, LLC | NORTEK GLOBAL HVAC LLC | G7TC-080*-V35C1 | Federally-Regulated Consumer Product | Non-Weatherized, Condensing Ga | 1873 | 277 |  | 08/05/2020 | 50261 | 204036785 | 12/01/2021
Nordyne, LLC | NORTEK GLOBAL HVAC LLC | G7TC-060*-E24BP | Federally-Regulated Consumer Product | Non-Weatherized, Condensing Ga | 1222 | 249 |  | 09/29/2021 | 39014 | 207455906 | 12/01/2021
Nordyne, LLC | NORTEK GLOBAL HVAC LLC | G7TE-080D-V35CP | Federally-Regulated Consumer Product | Non-Weatherized, Condensing Ga | 1798 | 274 |  | 09/29/2021 | 74070 | 207455897 | 12/01/2021
Nordyne, LLC | NORTEK GLOBAL HVAC LLC | MG3P-090U1*AC* | Federally-Regulated Consumer Product | Mobile Home Non-Weatherized, C | 2021 | 383 |  | 09/30/2020 | 91333 | 205126689 | 12/01/2021
Nordyne, LLC | NORTEK GLOBAL HVAC LLC | MG2R-045T1A*M* | Federally-Regulated Consumer Product | Mobile Home Non-Weatherized, C | 1624 | 337 | 355.304 | 07/22/2020 | 44484 | 204600147 | 12/01/2021
Nordyne, LLC | NORTEK GLOBAL HVAC LLC | MG3S-080T2AAC1 | Federally-Regulated Consumer Product | Mobile Home Non-Weatherized, C | 1835 | 370 |  | 10/07/2020 | 51517 | 205962940 | 12/01/2021
Nordyne, LLC | NORTEK GLOBAL HVAC LLC | G7TA-080C-V24BP | Federally-Regulated Consumer Product | Non-Weatherized, Non-Condensin | 1277 | 238 |  | 09/29/2021 | 52213 | 207455856 | 12/01/2021
Nordyne, LLC | NORTEK GLOBAL HVAC LLC | G7TN-100D-E35CP | Federally-Regulated Consumer Product | Non-Weatherized, Condensing Ga | 1711 | 270 |  | 09/29/2021 | 65214 | 207455903 | 12/01/2021
Nordyne, LLC | NORTEK GLOBAL HVAC LLC | G7TN-060D-E24BP | Federally-Regulated Consumer Product | Non-Weatherized, Condensing Ga | 1304 | 252 |  | 09/29/2021 | 39517 | 207455899 | 12/01/2021
Nordyne, LLC | NORTEK GLOBAL HVAC LLC | G7TA-080C-E24BP | Federally-Regulated Consumer Product | Non-Weatherized, Non-Condensin | 1277 | 238 |  | 09/29/2021 | 52213 | 207455857 | 12/01/2021
Nordyne, LLC | NORTEK GLOBAL HVAC LLC | G7TE-080D-E35CP | Federally-Regulated Consumer Product | Non-Weatherized, Condensing Ga | 1764 | 273 |  | 09/29/2021 | 52933 | 207455896 | 12/01/2021
Nordyne, LLC | NORTEK GLOBAL HVAC LLC | MG2S-060F2ABM* | Federally-Regulated Consumer Product | Mobile Home Non-Weatherized, C | 1292 | 330 |  | 03/17/2021 | 39969 | 203049486 | 12/01/2021
Nordyne, LLC | NORTEK GLOBAL HVAC LLC | MG2S-045F2ABM* | Federally-Regulated Consumer Product | Mobile Home Non-Weatherized, C | 1603 | 352 |  | 03/17/2021 | 29516 | 203049481 | 12/01/2021
Nordyne, LLC | NORTEK GLOBAL HVAC LLC | MG2R-072T1A*M* | Federally-Regulated Consumer Product | Mobile Home Non-Weatherized, C | 1607 | 354 | 354.097 | 07/22/2020 | 71866 | 204600149 | 12/01/2021
Nordyne, LLC | NORTEK GLOBAL HVAC LLC | G7TC-100D-V35C1 | Federally-Regulated Consumer Product | Non-Weatherized, Condensing Ga | 1826 | 275 |  | 08/05/2020 | 64473 | 204036765 | 12/01/2021
Nordyne, LLC | NORTEK GLOBAL HVAC LLC | MG2S-072T2ABM* | Federally-Regulated Consumer Product | Mobile Home Non-Weatherized, C | 1701 | 359 | 360.771 | 10/04/2019 |  |  | 12/01/2021
Nordyne, LLC | NORTEK GLOBAL HVAC LLC | MG1E-090F1A*M1 | Federally-Regulated Consumer Product | Mobile Home Non-Weatherized, N | 1474 | 247 | 326.654 | 07/22/2020 | 85906 | 204541457 | 12/01/2021
Nordyne, LLC | NORTEK GLOBAL HVAC LLC | G7TA-080C-E24B1 | Federally-Regulated Consumer Product | Non-Weatherized, Non-Condensin | 1277 | 238 | 238.188 | 10/04/2019 |  |  | 12/01/2021
Nordyne, LLC | NORTEK GLOBAL HVAC LLC | MG2S-045T2ABM* | Federally-Regulated Consumer Product | Mobile Home Non-Weatherized, C | 1603 | 352 | 353.813 | 10/04/2019 |  |  | 12/01/2021
Nordyne, LLC | NORTEK GLOBAL HVAC LLC | G7TE-100D-V35C1 | Federally-Regulated Consumer Product | Non-Weatherized, Condensing Ga | 1819 | 275 | 275.036 | 07/22/2020 | 65338 | 205411087 | 12/01/2021
Nordyne, LLC | NORTEK GLOBAL HVAC LLC | G7TE-100D-E35CP | Federally-Regulated Consumer Product | Non-Weatherized, Condensing Ga | 1783 | 273 |  | 09/29/2021 | 64758 | 207455898 | 12/01/2021
Nordyne, LLC | NORTEK GLOBAL HVAC LLC | G7TA-100C-E35CP | Federally-Regulated Consumer Product | Non-Weatherized, Non-Condensin | 1668 | 255 |  | 09/29/2021 | 63969 | 207455858 | 12/01/2021
Nordyne, LLC | NORTEK GLOBAL HVAC LLC | G7TE-100D-E35C1 | Federally-Regulated Consumer Product | Non-Weatherized, Condensing Ga | 1783 | 273 | 273.452 | 10/04/2019 |  |  | 12/01/2021
Nordyne, LLC | NORTEK GLOBAL HVAC LLC | G7TN-115D-V45DP | Federally-Regulated Consumer Product | Non-Weatherized, Condensing Ga | 1798 | 274 |  | 09/29/2021 | 74070 | 207455905 | 12/01/2021
Nordyne, LLC | NORTEK GLOBAL HVAC LLC | G7TE-060D-V24BP | Federally-Regulated Consumer Product | Non-Weatherized, Condensing Ga | 1334 | 254 |  | 09/29/2021 | 38697 | 207456043 | 12/01/2021
Nordyne, LLC | NORTEK GLOBAL HVAC LLC | MG3S-080T2AACP | Federally-Regulated Consumer Product | Mobile Home Non-Weatherized, C | 1835 | 370 |  | 09/29/2021 | 51517 | 207455884 | 12/01/2021
Nordyne, LLC | NORTEK GLOBAL HVAC LLC | G7TC-100D-V35CP | Federally-Regulated Consumer Product | Non-Weatherized, Condensing Ga | 1826 | 275 |  | 09/29/2021 | 64473 | 207455893 | 12/01/2021
Nordyne, LLC | NORTEK GLOBAL HVAC LLC | G7TE-080D-V35C1 | Federally-Regulated Consumer Product | Non-Weatherized, Condensing Ga | 1798 | 274 | 274.112 | 10/04/2019 |  |  | 12/01/2021
Nordyne, LLC | NORTEK GLOBAL HVAC LLC | G7TC-080*-V35CP | Federally-Regulated Consumer Product | Non-Weatherized, Condensing Ga | 1873 | 277 |  | 09/29/2021 | 50261 | 207455909 | 12/01/2021
Nordyne, LLC | NORTEK GLOBAL HVAC LLC | G7TN-060D-V24BP | Federally-Regulated Consumer Product | Non-Weatherized, Condensing Ga | 1405 | 257 |  | 09/29/2021 | 38964 | 207455900 | 12/01/2021
Nordyne, LLC | NORTEK GLOBAL HVAC LLC | MG1E-077F1A*M1 | Federally-Regulated Consumer Product | Mobile Home Non-Weatherized, N | 1253 | 237 | 310.963 | 10/04/2019 |  |  | 12/01/2021
Nordyne, LLC | NORTEK GLOBAL HVAC LLC | G7TN-100D-E35C1 | Federally-Regulated Consumer Product | Non-Weatherized, Condensing Ga | 1711 | 270 |  | 08/05/2020 | 65214 | 204036775 | 12/01/2021
Nordyne, LLC | NORTEK GLOBAL HVAC LLC | G7TE-060D-E24BP | Federally-Regulated Consumer Product | Non-Weatherized, Condensing Ga | 1315 | 252 |  | 09/29/2021 | 38212 | 207455895 | 12/01/2021
Nordyne, LLC | NORTEK GLOBAL HVAC LLC | G7TN-080D-E35CP | Federally-Regulated Consumer Product | Non-Weatherized, Condensing Ga | 1718 | 271 |  | 09/29/2021 | 52461 | 207455901 | 12/01/2021
Nordyne, LLC | NORTEK GLOBAL HVAC LLC | G7TA-100C-E35C1 | Federally-Regulated Consumer Product | Non-Weatherized, Non-Condensin | 1668 | 255 | 255.392 | 10/04/2019 |  |  | 12/01/2021
Nordyne, LLC | NORTEK GLOBAL HVAC LLC | G7TC-060D-E24BP | Federally-Regulated Consumer Product | Non-Weatherized, Condensing Ga | 1222 | 249 |  | 09/29/2021 | 39014 | 207455888 | 12/01/2021
Nordyne, LLC | NORTEK GLOBAL HVAC LLC | G7TE-100D-V35CP | Federally-Regulated Consumer Product | Non-Weatherized, Condensing Ga | 1819 | 275 |  | 09/29/2021 | 65338 | 207456035 | 12/01/2021
Nordyne, LLC | NORTEK GLOBAL HVAC LLC | G7TN-080D-V35CP | Federally-Regulated Consumer Product | Non-Weatherized, Condensing Ga | 1785 | 274 |  | 09/29/2021 | 52907 | 207455902 | 12/01/2021
Nordyne, LLC | NORTEK GLOBAL HVAC LLC | G7TC-080D-V35CP | Federally-Regulated Consumer Product | Non-Weatherized, Condensing Ga | 1873 | 277 |  | 09/29/2021 | 50261 | 207455891 | 12/01/2021
Nordyne, LLC | NORTEK GLOBAL HVAC LLC | R8GE-024K045C1 | Federally-Regulated Consumer Product | Weatherized Non-Condensing Gas | 1024 | 244 | 244.056 | 10/04/2019 |  |  | 12/01/2021
Nordyne, LLC | Miller | R8GE-X60K096C1 | Federally-Regulated Consumer Product | Weatherized Non-Condensing Gas | 2028 | 288 | 288.232 | 10/04/2019 |  |  | 12/01/2021
Nordyne, LLC | Miller | FG7TC-100D-V35C1 | Federally-Regulated Consumer Product | Non-Weatherized, Condensing Ga | 1826 | 275 |  | 08/05/2020 | 64473 | 204036848 | 12/01/2021
Nordyne, LLC | Miller | MG3S-080T2AACP | Federally-Regulated Consumer Product | Mobile Home Non-Weatherized, C | 1835 | 370 |  | 09/29/2021 | 51517 | 207456087 | 12/01/2021
Nordyne, LLC | Miller | MG2S-060F2ABM* | Federally-Regulated Consumer Product | Mobile Home Non-Weatherized, C | 1292 | 330 |  | 03/17/2021 | 39969 | 203049600 | 12/01/2021
Nordyne, LLC | Miller | FG7TC-080*-V35CP | Federally-Regulated Consumer Product | Non-Weatherized, Condensing Ga | 1873 | 277 |  | 09/29/2021 | 50261 | 207456227 | 12/01/2021
Nordyne, LLC | Miller | FG7TC-100D-V35CP | Federally-Regulated Consumer Product | Non-Weatherized, Condensing Ga | 1826 | 275 |  | 09/29/2021 | 64473 | 207456134 | 12/01/2021
Nordyne, LLC | Miller | FG7TC-100*-V35C1 | Federally-Regulated Consumer Product | Non-Weatherized, Condensing Ga | 1826 | 275 |  | 08/05/2020 | 64473 | 204037053 | 12/01/2021
Nordyne, LLC | Miller | MG3S-080T2*AC1 | Federally-Regulated Consumer Product | Non-Weatherized, Condensing Ga | 1785 | 274 |  | 10/07/2020 | 52907 | 205962957 | 12/01/2021
Nordyne, LLC | Miller | R8GE-036K072C1 | Federally-Regulated Consumer Product | Weatherized Non-Condensing Gas | 1349 | 258 | 258.356 | 10/04/2019 |  |  | 12/01/2021
Nordyne, LLC | Miller | FG7TC-080D-V35C1 | Federally-Regulated Consumer Product | Non-Weatherized, Condensing Ga | 1873 | 277 |  | 08/05/2020 | 50261 | 204036833 | 12/01/2021
Nordyne, LLC | Miller | KG7TE-060D-E24B1 | Federally-Regulated Consumer Product | Non-Weatherized, Condensing Ga | 1315 | 252 |  | 08/05/2020 | 38212 | 204037064 | 12/01/2021
Nordyne, LLC | Miller | FG7TN-060D-V24BP | Federally-Regulated Consumer Product | Non-Weatherized, Condensing Ga | 1405 | 257 |  | 09/29/2021 | 38964 | 207456198 | 12/01/2021
Nordyne, LLC | Miller | KG7TN-060D-E24BP | Federally-Regulated Consumer Product | Non-Weatherized, Condensing Ga | 1304 | 252 |  | 09/29/2021 | 39517 | 207456194 | 12/01/2021
Nordyne, LLC | Miller | KG7TE-100D-E35C1 | Federally-Regulated Consumer Product | Non-Weatherized, Condensing Ga | 1783 | 273 |  | 08/05/2020 | 64758 | 204036929 | 12/01/2021
Nordyne, LLC | Miller | MG3S-080T2AAC1 | Federally-Regulated Consumer Product | Mobile Home Non-Weatherized, C | 1835 | 370 |  | 10/07/2020 | 51517 | 205962953 | 12/01/2021
Nordyne, LLC | Miller | KG7TN-100D-E35CP | Federally-Regulated Consumer Product | Non-Weatherized, Condensing Ga | 1711 | 270 |  | 09/29/2021 | 65214 | 207456163 | 12/01/2021
Nordyne, LLC | Miller | MG2S-045T2ABM* | Federally-Regulated Consumer Product | Mobile Home Non-Weatherized, C | 1603 | 352 | 353.813 | 10/04/2019 |  |  | 12/01/2021
Nordyne, LLC | Miller | MG2S-072T2ABM* | Federally-Regulated Consumer Product | Mobile Home Non-Weatherized, C | 1701 | 359 | 360.771 | 10/04/2019 |  |  | 12/01/2021
Nordyne, LLC | Miller | KG7TN-080D-E35CP | Federally-Regulated Consumer Product | Non-Weatherized, Condensing Ga | 1718 | 271 |  | 09/29/2021 | 52461 | 207456152 | 12/01/2021
Nordyne, LLC | Miller | R8GE-X60K120C1 | Federally-Regulated Consumer Product | Weatherized Non-Condensing Gas | 2073 | 290 | 290.212 | 10/04/2019 |  |  | 12/01/2021
Nordyne, LLC | Miller | FG7TC-080D-V35CP | Federally-Regulated Consumer Product | Non-Weatherized, Condensing Ga | 1873 | 277 |  | 09/29/2021 | 50261 | 207456124 | 12/01/2021
Nordyne, LLC | Miller | FG7TN-115D-V45C1 | Federally-Regulated Consumer Product | Non-Weatherized, Condensing Ga | 1798 | 274 |  | 08/05/2020 | 74070 | 204036962 | 12/01/2021
Nordyne, LLC | Miller | FG7TC-100*-V35CP | Federally-Regulated Consumer Product | Non-Weatherized, Condensing Ga | 1826 | 275 |  | 09/29/2021 | 64473 | 207456232 | 12/01/2021
Nordyne, LLC | Miller | KG7TN-100D-E35C1 | Federally-Regulated Consumer Product | Non-Weatherized, Condensing Ga | 1711 | 270 |  | 08/05/2020 | 65214 | 204036950 | 12/01/2021
Nordyne, LLC | Miller | MG2S-045F2ABM* | Federally-Regulated Consumer Product | Mobile Home Non-Weatherized, C | 1603 | 352 |  | 03/17/2021 | 29516 | 203049588 | 12/01/2021
Nordyne, LLC | Miller | MG1E-077F1A*M1 | Federally-Regulated Consumer Product | Mobile Home Non-Weatherized, N | 1253 | 237 | 310.963 | 10/04/2019 |  |  | 12/01/2021
Nordyne, LLC | Miller | KG7TE-060D-E24BP | Federally-Regulated Consumer Product | Non-Weatherized, Condensing Ga | 1315 | 252 |  | 09/29/2021 | 38212 | 207456239 | 12/01/2021
Nordyne, LLC | Miller | KG7TN-115D-E45DP | Federally-Regulated Consumer Product | Non-Weatherized, Condensing Ga | 2198 | 292 |  | 09/29/2021 | 75317 | 207456168 | 12/01/2021
Nordyne, LLC | Miller | MG3S-080T2*ACP | Federally-Regulated Consumer Product | Non-Weatherized, Condensing Ga | 1785 | 274 |  | 09/29/2021 | 52907 | 207456091 | 12/01/2021
Nordyne, LLC | Miller | FG7TN-115D-V45CP | Federally-Regulated Consumer Product | Non-Weatherized, Condensing Ga | 1798 | 274 |  | 09/29/2021 | 74070 | 207456173 | 12/01/2021
Nordyne, LLC | Miller | KG7TE-100D-E35CP | Federally-Regulated Consumer Product | Non-Weatherized, Condensing Ga | 1783 | 273 |  | 09/29/2021 | 64758 | 207456147 | 12/01/2021
Nordyne, LLC | Miller | FG7TA-080C-V24B1 | Federally-Regulated Consumer Product | Non-Weatherized, Non-Condensin | 1277 | 238 | 238.188 | 10/04/2019 |  |  | 12/01/2021
Nordyne, LLC | Miller | R8GE-030K072C1 | Federally-Regulated Consumer Product | Weatherized Non-Condensing Gas | 1280 | 255 | 255.32 | 10/04/2019 |  |  | 12/01/2021
Nordyne, LLC | Miller | KG7TN-060D-E24B1 | Federally-Regulated Consumer Product | Non-Weatherized, Condensing Ga | 1304 | 252 |  | 08/05/2020 | 39517 | 204036990 | 12/01/2021
Nordyne, LLC | Miller | R8GE-024K072C1 | Federally-Regulated Consumer Product | Weatherized Non-Condensing Gas | 1280 | 255 | 255.32 | 10/04/2019 |  |  | 12/01/2021
Nordyne, LLC | Miller | MG2S-072F2ABM* | Federally-Regulated Consumer Product | Mobile Home Non-Weatherized, C | 1565 | 350 |  | 03/17/2021 | 46903 | 203049615 | 12/01/2021
Nordyne, LLC | Miller | FG7TN-080D-V35CP | Federally-Regulated Consumer Product | Non-Weatherized, Condensing Ga | 1785 | 274 |  | 09/29/2021 | 52907 | 207456157 | 12/01/2021
Nordyne, LLC | Miller | KG7TE-080D-E35CP | Federally-Regulated Consumer Product | Non-Weatherized, Condensing Ga | 1764 | 273 |  | 09/29/2021 | 52933 | 207456186 | 12/01/2021
Nordyne, LLC | Miller | FG7TA-080C-V24BP | Federally-Regulated Consumer Product | Non-Weatherized, Non-Condensin | 1277 | 238 |  | 09/29/2021 | 52213 | 207455925 | 12/01/2021
Nordyne, LLC | Miller | FG7TC-080*-V35C1 | Federally-Regulated Consumer Product | Non-Weatherized, Condensing Ga | 1873 | 277 |  | 08/05/2020 | 50261 | 204037047 | 12/01/2021
Nordyne, LLC | Nutone | KG7TA-100C-E35C1 | Federally-Regulated Consumer Product | Non-Weatherized, Non-Condensin | 1668 | 255 | 255.392 | 10/04/2019 |  |  | 12/01/2021
Nordyne, LLC | Nutone | KG7TA-100C-E35CP | Federally-Regulated Consumer Product | Non-Weatherized, Non-Condensin | 1668 | 255 |  | 09/29/2021 | 63969 | 207455921 | 12/01/2021
Nordyne, LLC | Nutone | FG7TN-080D-V35CP | Federally-Regulated Consumer Product | Non-Weatherized, Condensing Ga | 1785 | 274 |  | 09/29/2021 | 52907 | 207456158 | 12/01/2021
Nordyne, LLC | Nutone | FG7TC-080D-V35C1 | Federally-Regulated Consumer Product | Non-Weatherized, Condensing Ga | 1873 | 277 |  | 08/05/2020 | 50261 | 204036834 | 12/01/2021
Nordyne, LLC | Nutone | FG7TN-115D-V45C1 | Federally-Regulated Consumer Product | Non-Weatherized, Condensing Ga | 1798 | 274 |  | 08/05/2020 | 74070 | 204036963 | 12/01/2021
Nordyne, LLC | Nutone | KG7TN-100D-E35CP | Federally-Regulated Consumer Product | Non-Weatherized, Condensing Ga | 1711 | 270 |  | 09/29/2021 | 65214 | 207456162 | 12/01/2021
Nordyne, LLC | Nutone | KG7TA-080C-E24BP | Federally-Regulated Consumer Product | Non-Weatherized, Non-Condensin | 1277 | 238 |  | 09/29/2021 | 52213 | 207455917 | 12/01/2021
Nordyne, LLC | Nutone | KG7TC-060*-E24BP | Federally-Regulated Consumer Product | Non-Weatherized, Condensing Ga | 1222 | 249 |  | 09/29/2021 | 39014 | 207456204 | 12/01/2021
Nordyne, LLC | Nutone | FG7TC-100D-V35CP | Federally-Regulated Consumer Product | Non-Weatherized, Condensing Ga | 1826 | 275 |  | 09/29/2021 | 64473 | 207456135 | 12/01/2021
Nordyne, LLC | Nutone | FG7TC-080*-V35C1 | Federally-Regulated Consumer Product | Non-Weatherized, Condensing Ga | 1873 | 277 |  | 08/05/2020 | 50261 | 204037048 | 12/01/2021
Nordyne, LLC | Nutone | DF6SF-X60K120CB | Federally-Regulated Consumer Product | Weatherized Non-Condensing Gas | 1988 | 286 | 286.472 | 07/22/2020 | 80700 | 201709859 | 12/01/2021
Nordyne, LLC | Nutone | FG7TE-060D-V24BP | Federally-Regulated Consumer Product | Non-Weatherized, Condensing Ga | 1334 | 254 |  | 09/29/2021 | 38697 | 207456307 | 12/01/2021
Nordyne, LLC | Nutone | FG7TE-080D-E35CP | Federally-Regulated Consumer Product | Non-Weatherized, Condensing Ga | 1764 | 273 |  | 09/29/2021 | 52933 | 207456178 | 12/01/2021
Nordyne, LLC | Nutone | KG7TE-100D-E35C1 | Federally-Regulated Consumer Product | Non-Weatherized, Condensing Ga | 1783 | 273 |  | 08/05/2020 | 64758 | 204036927 | 12/01/2021
Nordyne, LLC | Nutone | R8GE-024K072C1 | Federally-Regulated Consumer Product | Weatherized Non-Condensing Gas | 1280 | 255 | 255.32 | 10/04/2019 |  |  | 12/01/2021
Nordyne, LLC | Nutone | FG7TC-100*-V35CP | Federally-Regulated Consumer Product | Non-Weatherized, Condensing Ga | 1826 | 275 |  | 09/29/2021 | 64473 | 207456233 | 12/01/2021
Nordyne, LLC | Nutone | FG7TE-080D-V35CP | Federally-Regulated Consumer Product | Non-Weatherized, Condensing Ga | 1829 | 275 |  | 09/29/2021 | 52182 | 207456181 | 12/01/2021
Nordyne, LLC | Nutone | FG7TA-080C-V24B1 | Federally-Regulated Consumer Product | Non-Weatherized, Non-Condensin | 1277 | 238 | 238.188 | 10/04/2019 |  |  | 12/01/2021
Nordyne, LLC | Nutone | FG7TE-080D-V35C1 | Federally-Regulated Consumer Product | Non-Weatherized, Condensing Ga | 1829 | 275 |  | 08/05/2020 | 52182 | 204036972 | 12/01/2021
Nordyne, LLC | Nutone | FG7TE-100D-E35C1 | Federally-Regulated Consumer Product | Non-Weatherized, Condensing Ga | 1783 | 273 |  | 08/05/2020 | 64758 | 204036921 | 12/01/2021
Nordyne, LLC | Nutone | KG7TE-060D-E24BP | Federally-Regulated Consumer Product | Non-Weatherized, Condensing Ga | 1315 | 252 |  | 09/29/2021 | 38212 | 207456238 | 12/01/2021
Nordyne, LLC | Nutone | FG7TA-080C-V24BP | Federally-Regulated Consumer Product | Non-Weatherized, Non-Condensin | 1277 | 238 |  | 09/29/2021 | 52213 | 207455926 | 12/01/2021
Nordyne, LLC | Nutone | KG7TN-115D-E45DP | Federally-Regulated Consumer Product | Non-Weatherized, Condensing Ga | 2198 | 292 |  | 09/29/2021 | 75317 | 207456167 | 12/01/2021
Nordyne, LLC | Nutone | FG7TE-100D-V35CP | Federally-Regulated Consumer Product | Non-Weatherized, Condensing Ga | 1819 | 275 |  | 09/29/2021 | 65338 | 207456304 | 12/01/2021
Nordyne, LLC | Nutone | KG7TN-080D-E35CP | Federally-Regulated Consumer Product | Non-Weatherized, Condensing Ga | 1718 | 271 |  | 09/29/2021 | 52461 | 207456151 | 12/01/2021
Nordyne, LLC | Nutone | R8GE-X60K120C1 | Federally-Regulated Consumer Product | Weatherized Non-Condensing Gas | 2073 | 290 | 290.212 | 10/04/2019 |  |  | 12/01/2021
Nordyne, LLC | Nutone | FG7TC-100*-V35C1 | Federally-Regulated Consumer Product | Non-Weatherized, Condensing Ga | 1826 | 275 |  | 08/05/2020 | 64473 | 204037054 | 12/01/2021
Nordyne, LLC | Nutone | FG7TE-100D-V35C1 | Federally-Regulated Consumer Product | Non-Weatherized, Condensing Ga | 1819 | 275 | 275.036 | 07/22/2020 | 65338 | 205411498 | 12/01/2021
Nordyne, LLC | Nutone | FG7TC-100D-V35C1 | Federally-Regulated Consumer Product | Non-Weatherized, Condensing Ga | 1826 | 275 |  | 08/05/2020 | 64473 | 204036849 | 12/01/2021
Nordyne, LLC | Nutone | FG7TE-060D-E24B1 | Federally-Regulated Consumer Product | Non-Weatherized, Condensing Ga | 1315 | 252 |  | 08/05/2020 | 38212 | 204037057 | 12/01/2021
Nordyne, LLC | Nutone | KG7TN-060D-E24BP | Federally-Regulated Consumer Product | Non-Weatherized, Condensing Ga | 1304 | 252 |  | 09/29/2021 | 39517 | 207456193 | 12/01/2021
Nordyne, LLC | Nutone | KG7TE-080D-E35CP | Federally-Regulated Consumer Product | Non-Weatherized, Condensing Ga | 1764 | 273 |  | 09/29/2021 | 52933 | 207456185 | 12/01/2021
Nordyne, LLC | Nutone | FG7TN-115D-V45CP | Federally-Regulated Consumer Product | Non-Weatherized, Condensing Ga | 1798 | 274 |  | 09/29/2021 | 74070 | 207456174 | 12/01/2021
Nordyne, LLC | Nutone | KG7TE-060D-E24B1 | Federally-Regulated Consumer Product | Non-Weatherized, Condensing Ga | 1315 | 252 |  | 08/05/2020 | 38212 | 204037062 | 12/01/2021
Nordyne, LLC | Nutone | KG7TC-060D-E24BP | Federally-Regulated Consumer Product | Non-Weatherized, Condensing Ga | 1222 | 249 |  | 09/29/2021 | 39014 | 207456110 | 12/01/2021
Nordyne, LLC | Nutone | R8GE-X60K096C1 | Federally-Regulated Consumer Product | Weatherized Non-Condensing Gas | 2028 | 288 | 288.232 | 10/04/2019 |  |  | 12/01/2021
Nordyne, LLC | Nutone | FG7TN-060D-V24BP | Federally-Regulated Consumer Product | Non-Weatherized, Condensing Ga | 1405 | 257 |  | 09/29/2021 | 38964 | 207456199 | 12/01/2021
Nordyne, LLC | Nutone | KG7TN-100D-E35C1 | Federally-Regulated Consumer Product | Non-Weatherized, Condensing Ga | 1711 | 270 |  | 08/05/2020 | 65214 | 204036948 | 12/01/2021
Nordyne, LLC | Nutone | KG7TN-060D-E24B1 | Federally-Regulated Consumer Product | Non-Weatherized, Condensing Ga | 1304 | 252 |  | 08/05/2020 | 39517 | 204036988 | 12/01/2021
Nordyne, LLC | Nutone | FG7TE-100D-E35CP | Federally-Regulated Consumer Product | Non-Weatherized, Condensing Ga | 1783 | 273 |  | 09/29/2021 | 64758 | 207456142 | 12/01/2021
Nordyne, LLC | Nutone | DF6SF-X48K120CB | Federally-Regulated Consumer Product | Weatherized Non-Condensing Gas | 1988 | 286 | 286.472 | 07/22/2020 | 80700 | 201709849 | 12/01/2021
Nordyne, LLC | Nutone | FG7TC-080*-V35CP | Federally-Regulated Consumer Product | Non-Weatherized, Condensing Ga | 1873 | 277 |  | 09/29/2021 | 50261 | 207456228 | 12/01/2021
Nordyne, LLC | Nutone | KG7TA-080C-E24B1 | Federally-Regulated Consumer Product | Non-Weatherized, Non-Condensin | 1277 | 238 | 238.188 | 10/04/2019 |  |  | 12/01/2021
Nordyne, LLC | Nutone | FG7TC-080D-V35CP | Federally-Regulated Consumer Product | Non-Weatherized, Condensing Ga | 1873 | 277 |  | 09/29/2021 | 50261 | 207456125 | 12/01/2021
Nordyne, LLC | Nutone | KG7TE-100D-E35CP | Federally-Regulated Consumer Product | Non-Weatherized, Condensing Ga | 1783 | 273 |  | 09/29/2021 | 64758 | 207456146 | 12/01/2021
Nordyne, LLC | Nutone | R8GE-030K072C1 | Federally-Regulated Consumer Product | Weatherized Non-Condensing Gas | 1280 | 255 | 255.32 | 10/04/2019 |  |  | 12/01/2021
Nordyne, LLC | Nutone | FG7TE-060D-E24BP | Federally-Regulated Consumer Product | Non-Weatherized, Condensing Ga | 1315 | 252 |  | 09/29/2021 | 38212 | 207456235 | 12/01/2021
Nordyne, LLC | Nutone | R8GE-036K072C1 | Federally-Regulated Consumer Product | Weatherized Non-Condensing Gas | 1349 | 258 | 258.356 | 10/04/2019 |  |  | 12/01/2021
Nordyne, LLC | All Pro | VG7TN-080D-E35C1 | Federally-Regulated Consumer Product | Non-Weatherized, Condensing Ga | 1718 | 271 |  | 11/10/2021 | 52461 | 207192216 | 12/01/2021
Nordyne, LLC | All Pro | VR8GE-042K096C1 | Federally-Regulated Consumer Product | Weatherized Non-Condensing Gas | 1540 | 267 |  | 11/10/2021 | 97780 | 207192230 | 12/01/2021
Nordyne, LLC | All Pro | VG7TC-060D-E24B1 | Federally-Regulated Consumer Product | Non-Weatherized, Condensing Ga | 1222 | 249 |  | 11/10/2021 | 39014 | 207192176 | 12/01/2021
Nordyne, LLC | All Pro | VR8GE-042K072C1 | Federally-Regulated Consumer Product | Weatherized Non-Condensing Gas | 1817 | 279 |  | 11/10/2021 | 72195 | 207192232 | 12/01/2021
Nordyne, LLC | All Pro | VG7TE-100D-E35C1 | Federally-Regulated Consumer Product | Non-Weatherized, Condensing Ga | 1783 | 273 |  | 11/10/2021 | 64758 | 207192214 | 12/01/2021
Nordyne, LLC | All Pro | VR8GE-048K096C1 | Federally-Regulated Consumer Product | Weatherized Non-Condensing Gas | 1818 | 279 |  | 11/10/2021 | 95561 | 207192231 | 12/01/2021
Nordyne, LLC | All Pro | VG7TN-115D-E45D1 | Federally-Regulated Consumer Product | Non-Weatherized, Condensing Ga | 2198 | 292 |  | 11/10/2021 | 75317 | 207192218 | 12/01/2021
Nordyne, LLC | All Pro | VG7TN-060D-E24B1 | Federally-Regulated Consumer Product | Non-Weatherized, Condensing Ga | 1304 | 252 |  | 11/10/2021 | 39517 | 207192215 | 12/01/2021
Nordyne, LLC | All Pro | VG7TE-080D-V35C1 | Federally-Regulated Consumer Product | Non-Weatherized, Condensing Ga | 1798 | 274 |  | 11/10/2021 | 74070 | 207192213 | 12/01/2021
Nordyne, LLC | All Pro | VG7TC-060*-E24B1 | Federally-Regulated Consumer Product | Non-Weatherized, Condensing Ga | 1222 | 249 |  | 11/10/2021 | 39014 | 207192219 | 12/01/2021
Nordyne, LLC | All Pro | VG7TA-100C-E35C1 | Federally-Regulated Consumer Product | Non-Weatherized, Non-Condensin | 1668 | 255 |  | 11/10/2021 | 63969 | 207192212 | 12/01/2021
Nordyne, LLC | All Pro | VR8GE-X60K096C1 | Federally-Regulated Consumer Product | Weatherized Non-Condensing Gas | 2028 | 288 |  | 11/10/2021 | 94398 | 207192227 | 12/01/2021
Nordyne, LLC | All Pro | VG7TE-060D-V24B1 | Federally-Regulated Consumer Product | Non-Weatherized, Condensing Ga | 1334 | 254 |  | 11/10/2021 | 38697 | 207192209 | 12/01/2021
Nordyne, LLC | All Pro | VR8GE-030K072C1 | Federally-Regulated Consumer Product | Weatherized Non-Condensing Gas | 1280 | 255 |  | 11/10/2021 | 71272 | 207192224 | 12/01/2021
Nordyne, LLC | All Pro | VG7TE-080D-E35C1 | Federally-Regulated Consumer Product | Non-Weatherized, Condensing Ga | 1764 | 273 |  | 11/10/2021 | 52933 | 207192181 | 12/01/2021
Nordyne, LLC | All Pro | VR8GE-024K072C1 | Federally-Regulated Consumer Product | Weatherized Non-Condensing Gas | 1280 | 255 |  | 11/10/2021 | 71272 | 207192223 | 12/01/2021
Nordyne, LLC | All Pro | VR8GE-024K045C1 | Federally-Regulated Consumer Product | Weatherized Non-Condensing Gas | 1024 | 244 |  | 11/10/2021 | 45216 | 207192233 | 12/01/2021
Nordyne, LLC | All Pro | VR8GE-X60K120C1 | Federally-Regulated Consumer Product | Weatherized Non-Condensing Gas | 2073 | 290 |  | 11/10/2021 | 119379 | 207192225 | 12/01/2021
Nordyne, LLC | All Pro | VG7TA-080C-E24B1 | Federally-Regulated Consumer Product | Non-Weatherized, Non-Condensin | 1277 | 238 |  | 11/10/2021 | 52213 | 207192211 | 12/01/2021
Nordyne, LLC | All Pro | VR8GE-036K096C1 | Federally-Regulated Consumer Product | Weatherized Non-Condensing Gas | 1704 | 274 |  | 11/10/2021 | 97452 | 207192229 | 12/01/2021
Nordyne, LLC | All Pro | VR8GE-036K072C1 | Federally-Regulated Consumer Product | Weatherized Non-Condensing Gas | 1349 | 258 |  | 11/10/2021 | 72437 | 207192226 | 12/01/2021
Nordyne, LLC | All Pro | VG7TN-100D-E35C1 | Federally-Regulated Consumer Product | Non-Weatherized, Condensing Ga | 1711 | 270 |  | 11/10/2021 | 65214 | 207192217 | 12/01/2021
Nordyne, LLC | All Pro | VG7TE-060D-E24B1 | Federally-Regulated Consumer Product | Non-Weatherized, Condensing Ga | 1315 | 252 |  | 11/10/2021 | 38212 | 207192180 | 12/01/2021
Nordyne, LLC | Broan | MG2S-072T2ABM* | Federally-Regulated Consumer Product | Mobile Home Non-Weatherized, C | 1701 | 359 | 360.771 | 10/04/2019 |  |  | 12/01/2021
Nordyne, LLC | Broan | MG2S-072F2ABM* | Federally-Regulated Consumer Product | Mobile Home Non-Weatherized, C | 1565 | 350 |  | 03/17/2021 | 46903 | 203049612 | 12/01/2021
Nordyne, LLC | Broan | FG7TA-080C-V24BP | Federally-Regulated Consumer Product | Non-Weatherized, Non-Condensin | 1277 | 238 |  | 09/29/2021 | 52213 | 207455922 | 12/01/2021
Nordyne, LLC | Broan | KG7TC-060*-E24BP | Federally-Regulated Consumer Product | Non-Weatherized, Condensing Ga | 1222 | 249 |  | 09/29/2021 | 39014 | 207456201 | 12/01/2021
Nordyne, LLC | Broan | MG1E-070F1A*M1 | Federally-Regulated Consumer Product | Mobile Home Non-Weatherized, N | 1431 | 324 | 323.601 | 07/27/2020 | 70411 | 204112427 | 12/01/2021
Nordyne, LLC | Broan | KG7TN-100D-E35C1 | Federally-Regulated Consumer Product | Non-Weatherized, Condensing Ga | 1711 | 270 |  | 08/05/2020 | 65214 | 204036944 | 12/01/2021
Nordyne, LLC | Broan | FG7TE-060D-V24BP | Federally-Regulated Consumer Product | Non-Weatherized, Condensing Ga | 1334 | 254 |  | 09/29/2021 | 38697 | 207456305 | 12/01/2021
Nordyne, LLC | Broan | KG7TN-080D-E35CP | Federally-Regulated Consumer Product | Non-Weatherized, Condensing Ga | 1718 | 271 |  | 09/29/2021 | 52461 | 207456148 | 12/01/2021
Nordyne, LLC | Broan | MG2S-045F2ABM* | Federally-Regulated Consumer Product | Mobile Home Non-Weatherized, C | 1603 | 352 |  | 03/17/2021 | 29516 | 203049587 | 12/01/2021
Nordyne, LLC | Broan | R8GE-042K072C1 | Federally-Regulated Consumer Product | Weatherized Non-Condensing Gas | 1817 | 279 | 278.948 | 07/27/2020 | 72195 | 204040832 | 12/01/2021
Nordyne, LLC | Broan | KG7TE-060D-E24B1 | Federally-Regulated Consumer Product | Non-Weatherized, Condensing Ga | 1315 | 252 |  | 08/05/2020 | 38212 | 204036983 | 12/01/2021
Nordyne, LLC | Broan | MG2S-060F2ABM* | Federally-Regulated Consumer Product | Mobile Home Non-Weatherized, C | 1292 | 330 |  | 03/17/2021 | 39969 | 203049599 | 12/01/2021
Nordyne, LLC | Broan | R8GE-X60K096C1 | Federally-Regulated Consumer Product | Weatherized Non-Condensing Gas | 2028 | 288 | 288.232 | 10/04/2019 |  |  | 12/01/2021
Nordyne, LLC | Broan | KG7TN-115D-E45DP | Federally-Regulated Consumer Product | Non-Weatherized, Condensing Ga | 2198 | 292 |  | 09/29/2021 | 75317 | 207456164 | 12/01/2021
Nordyne, LLC | Broan | FG7TC-080*-V35CP | Federally-Regulated Consumer Product | Non-Weatherized, Condensing Ga | 1873 | 277 |  | 09/29/2021 | 50261 | 207456224 | 12/01/2021
Nordyne, LLC | Broan | FG7TE-080D-E35CP | Federally-Regulated Consumer Product | Non-Weatherized, Condensing Ga | 1764 | 273 |  | 09/29/2021 | 52933 | 207456176 | 12/01/2021
Nordyne, LLC | Broan | KG7TN-100D-E35CP | Federally-Regulated Consumer Product | Non-Weatherized, Condensing Ga | 1711 | 270 |  | 09/29/2021 | 65214 | 207456159 | 12/01/2021
Nordyne, LLC | Broan | MG1E-056F1A*M1 | Federally-Regulated Consumer Product | Mobile Home Non-Weatherized, N | 1404 | 322 | 321.684 | 07/27/2020 | 55389 | 204114212 | 12/01/2021
Nordyne, LLC | Broan | MG3S-080T2*ACP | Federally-Regulated Consumer Product | Non-Weatherized, Condensing Ga | 1785 | 274 |  | 09/29/2021 | 52907 | 207456094 | 12/01/2021
Nordyne, LLC | Broan | FG7TE-080D-V35CP | Federally-Regulated Consumer Product | Non-Weatherized, Condensing Ga | 1829 | 275 |  | 09/29/2021 | 52182 | 207456179 | 12/01/2021
Nordyne, LLC | Broan | KG7TA-100C-E35CP | Federally-Regulated Consumer Product | Non-Weatherized, Non-Condensin | 1668 | 255 |  | 09/29/2021 | 63969 | 207455918 | 12/01/2021
Nordyne, LLC | Broan | MG3S-080T2*AC1 | Federally-Regulated Consumer Product | Non-Weatherized, Condensing Ga | 1785 | 274 |  | 10/07/2020 | 52907 | 205962960 | 12/01/2021
Nordyne, LLC | Broan | KG7TE-100D-E35CP | Federally-Regulated Consumer Product | Non-Weatherized, Condensing Ga | 1783 | 273 |  | 09/29/2021 | 64758 | 207456143 | 12/01/2021
Nordyne, LLC | Broan | FG7TE-100D-E35C1 | Federally-Regulated Consumer Product | Non-Weatherized, Condensing Ga | 1783 | 273 |  | 08/05/2020 | 64758 | 204036919 | 12/01/2021
Nordyne, LLC | Broan | FG7TE-100D-V35C1 | Federally-Regulated Consumer Product | Non-Weatherized, Condensing Ga | 1819 | 275 | 275.036 | 07/22/2020 | 65338 | 205411496 | 12/01/2021
Nordyne, LLC | Broan | FG7TC-080D-V35CP | Federally-Regulated Consumer Product | Non-Weatherized, Condensing Ga | 1873 | 277 |  | 09/29/2021 | 50261 | 207456121 | 12/01/2021
Nordyne, LLC | Broan | MG1E-090F1A*M1 | Federally-Regulated Consumer Product | Mobile Home Non-Weatherized, N | 1474 | 247 | 326.654 | 07/22/2020 | 85906 | 204541459 | 12/01/2021
Nordyne, LLC | Broan | MG3S-080T2AACP | Federally-Regulated Consumer Product | Mobile Home Non-Weatherized, C | 1835 | 370 |  | 09/29/2021 | 51517 | 207456090 | 12/01/2021
Nordyne, LLC | Broan | KG7TA-080C-E24BP | Federally-Regulated Consumer Product | Non-Weatherized, Non-Condensin | 1277 | 238 |  | 09/29/2021 | 52213 | 207455914 | 12/01/2021
Nordyne, LLC | Broan | KG7TE-100D-E35C1 | Federally-Regulated Consumer Product | Non-Weatherized, Condensing Ga | 1783 | 273 |  | 08/05/2020 | 64758 | 204036923 | 12/01/2021
Nordyne, LLC | Broan | R8GE-X60K120C1 | Federally-Regulated Consumer Product | Weatherized Non-Condensing Gas | 2073 | 290 | 290.212 | 10/04/2019 |  |  | 12/01/2021
Nordyne, LLC | Broan | MG3S-080T2AAC1 | Federally-Regulated Consumer Product | Mobile Home Non-Weatherized, C | 1835 | 370 |  | 10/07/2020 | 51517 | 205962956 | 12/01/2021
Nordyne, LLC | Broan | FG7TE-100D-E35CP | Federally-Regulated Consumer Product | Non-Weatherized, Condensing Ga | 1783 | 273 |  | 09/29/2021 | 64758 | 207456140 | 12/01/2021
Nordyne, LLC | Broan | R8GE-042K096C1 | Federally-Regulated Consumer Product | Weatherized Non-Condensing Gas | 1540 | 267 | 266.76 | 07/27/2020 | 97780 | 204040829 | 12/01/2021
Nordyne, LLC | Broan | FG7TC-100*-V35C1 | Federally-Regulated Consumer Product | Non-Weatherized, Condensing Ga | 1826 | 275 |  | 08/05/2020 | 64473 | 204037050 | 12/01/2021
Nordyne, LLC | Broan | MG2S-045T2ABM* | Federally-Regulated Consumer Product | Mobile Home Non-Weatherized, C | 1603 | 352 | 353.813 | 10/04/2019 |  |  | 12/01/2021
Nordyne, LLC | Broan | MG3P-072U1AAC* | Federally-Regulated Consumer Product | Mobile Home Non-Weatherized, C | 2099 | 287 | 389.029 | 07/22/2020 | 72868 | 205234670 | 12/01/2021
Nordyne, LLC | Broan | MG2R-072T1A*M* | Federally-Regulated Consumer Product | Mobile Home Non-Weatherized, C | 1607 | 354 | 354.097 | 07/22/2020 | 71866 | 204600222 | 12/01/2021
Nordyne, LLC | Broan | FG7TE-060D-E24B1 | Federally-Regulated Consumer Product | Non-Weatherized, Condensing Ga | 1315 | 252 |  | 08/05/2020 | 38212 | 204036982 | 12/01/2021
Nordyne, LLC | Broan | R8GE-048K096C1 | Federally-Regulated Consumer Product | Weatherized Non-Condensing Gas | 1818 | 279 | 278.992 | 07/27/2020 | 95561 | 204040830 | 12/01/2021
Nordyne, LLC | Broan | KG7TN-060D-E24B1 | Federally-Regulated Consumer Product | Non-Weatherized, Condensing Ga | 1304 | 252 |  | 08/05/2020 | 39517 | 204036984 | 12/01/2021
Nordyne, LLC | Broan | KG7TE-060D-E24BP | Federally-Regulated Consumer Product | Non-Weatherized, Condensing Ga | 1315 | 252 |  | 09/29/2021 | 38212 | 207456189 | 12/01/2021
Nordyne, LLC | Broan | FG7TA-080C-V24B1 | Federally-Regulated Consumer Product | Non-Weatherized, Non-Condensin | 1277 | 238 | 238.188 | 10/04/2019 |  |  | 12/01/2021
Nordyne, LLC | Broan | MG2R-045T1A*M* | Federally-Regulated Consumer Product | Mobile Home Non-Weatherized, C | 1624 | 337 | 355.304 | 07/22/2020 | 44484 | 204600212 | 12/01/2021
Nordyne, LLC | Broan | MG1E-077F1A*M1 | Federally-Regulated Consumer Product | Mobile Home Non-Weatherized, N | 1253 | 237 | 310.963 | 10/04/2019 |  |  | 12/01/2021
Nordyne, LLC | Broan | FG7TN-080D-V35CP | Federally-Regulated Consumer Product | Non-Weatherized, Condensing Ga | 1785 | 274 |  | 09/29/2021 | 52907 | 207456154 | 12/01/2021
Nordyne, LLC | Broan | FG7TC-100D-V35CP | Federally-Regulated Consumer Product | Non-Weatherized, Condensing Ga | 1826 | 275 |  | 09/29/2021 | 64473 | 207456131 | 12/01/2021
Nordyne, LLC | Broan | FG7TC-080D-V35C1 | Federally-Regulated Consumer Product | Non-Weatherized, Condensing Ga | 1873 | 277 |  | 08/05/2020 | 50261 | 204036830 | 12/01/2021
Nordyne, LLC | Broan | FG7TC-100D-V35C1 | Federally-Regulated Consumer Product | Non-Weatherized, Condensing Ga | 1826 | 275 |  | 08/05/2020 | 64473 | 204036845 | 12/01/2021
Nordyne, LLC | Broan | KG7TA-100C-E35C1 | Federally-Regulated Consumer Product | Non-Weatherized, Non-Condensin | 1668 | 255 | 255.392 | 10/04/2019 |  |  | 12/01/2021
Nordyne, LLC | Broan | FG7TE-100D-V35CP | Federally-Regulated Consumer Product | Non-Weatherized, Condensing Ga | 1819 | 275 |  | 09/29/2021 | 65338 | 207456302 | 12/01/2021
Nordyne, LLC | Broan | KG7TE-080D-E35CP | Federally-Regulated Consumer Product | Non-Weatherized, Condensing Ga | 1764 | 273 |  | 09/29/2021 | 52933 | 207456182 | 12/01/2021
Nordyne, LLC | Broan | MG3P-090U1AAC* | Federally-Regulated Consumer Product | Mobile Home Non-Weatherized, C | 2021 | 383 | 383.491 | 07/22/2020 | 91333 | 205126705 | 12/01/2021
Nordyne, LLC | Broan | FG7TN-115D-V45CP | Federally-Regulated Consumer Product | Non-Weatherized, Condensing Ga | 1798 | 274 |  | 09/29/2021 | 74070 | 207456170 | 12/01/2021
Nordyne, LLC | Broan | FG7TC-100*-V35CP | Federally-Regulated Consumer Product | Non-Weatherized, Condensing Ga | 1826 | 275 |  | 09/29/2021 | 64473 | 207456229 | 12/01/2021
Nordyne, LLC | Broan | FG7TN-115D-V45C1 | Federally-Regulated Consumer Product | Non-Weatherized, Condensing Ga | 1798 | 274 |  | 08/05/2020 | 74070 | 204036959 | 12/01/2021
Nordyne, LLC | Broan | R8GE-024K072C1 | Federally-Regulated Consumer Product | Weatherized Non-Condensing Gas | 1280 | 255 | 255.32 | 10/04/2019 |  |  | 12/01/2021
Nordyne, LLC | Broan | FG7TE-080D-V35C1 | Federally-Regulated Consumer Product | Non-Weatherized, Condensing Ga | 1829 | 275 |  | 08/05/2020 | 52182 | 204036970 | 12/01/2021
Nordyne, LLC | Broan | FG7TC-080*-V35C1 | Federally-Regulated Consumer Product | Non-Weatherized, Condensing Ga | 1873 | 277 |  | 08/05/2020 | 50261 | 204037044 | 12/01/2021
Nordyne, LLC | Broan | FG7TN-060D-V24BP | Federally-Regulated Consumer Product | Non-Weatherized, Condensing Ga | 1405 | 257 |  | 09/29/2021 | 38964 | 207456195 | 12/01/2021
Nordyne, LLC | Broan | MG3P-090U1*AC* | Federally-Regulated Consumer Product | Mobile Home Non-Weatherized, C | 2021 | 383 | 383.491 | 07/22/2020 | 91333 | 205126706 | 12/01/2021
Nordyne, LLC | Broan | KG7TN-060D-E24BP | Federally-Regulated Consumer Product | Non-Weatherized, Condensing Ga | 1304 | 252 |  | 09/29/2021 | 39517 | 207456190 | 12/01/2021
Nordyne, LLC | Broan | R8GE-030K072C1 | Federally-Regulated Consumer Product | Weatherized Non-Condensing Gas | 1280 | 255 | 255.32 | 10/04/2019 |  |  | 12/01/2021
Nordyne, LLC | Broan | KG7TC-060D-E24BP | Federally-Regulated Consumer Product | Non-Weatherized, Condensing Ga | 1222 | 249 |  | 09/29/2021 | 39014 | 207456107 | 12/01/2021
Nordyne, LLC | Broan | KG7TA-080C-E24B1 | Federally-Regulated Consumer Product | Non-Weatherized, Non-Condensin | 1277 | 238 | 238.188 | 10/04/2019 |  |  | 12/01/2021
Nordyne, LLC | Broan | R8GE-036K096C1 | Federally-Regulated Consumer Product | Weatherized Non-Condensing Gas | 1704 | 274 | 273.976 | 07/27/2020 | 97452 | 204040817 | 12/01/2021
Nordyne, LLC | Broan | R8GE-036K072C1 | Federally-Regulated Consumer Product | Weatherized Non-Condensing Gas | 1349 | 258 | 258.356 | 10/04/2019 |  |  | 12/01/2021
Nordyne, LLC | Broan | FG7TE-060D-E24BP | Federally-Regulated Consumer Product | Non-Weatherized, Condensing Ga | 1315 | 252 |  | 09/29/2021 | 38212 | 207456188 | 12/01/2021
Nordyne, LLC | AireForce | FG7TC-100*-V35C1 | Federally-Regulated Consumer Product | Non-Weatherized, Condensing Ga | 1826 | 275 |  | 08/05/2020 | 64473 | 204038564 | 12/01/2021
Nordyne, LLC | AireForce | FG7TC-100D-V35C1 | Federally-Regulated Consumer Product | Non-Weatherized, Condensing Ga | 1826 | 275 |  | 08/05/2020 | 64473 | 204038549 | 12/01/2021
Nordyne, LLC | AireForce | FG7TE-100D-E35C1 | Federally-Regulated Consumer Product | Non-Weatherized, Condensing Ga | 1783 | 273 | 273.452 | 10/04/2019 |  |  | 12/01/2021
Nordyne, LLC | AireForce | FG7TC-080*-V35C1 | Federally-Regulated Consumer Product | Non-Weatherized, Condensing Ga | 1873 | 277 |  | 08/05/2020 | 50261 | 204038563 | 12/01/2021
Nordyne, LLC | AireForce | FG7TE-060D-E24B1 | Federally-Regulated Consumer Product | Non-Weatherized, Condensing Ga | 1315 | 252 | 252.86 | 10/04/2019 |  |  | 12/01/2021
Nordyne, LLC | AireForce | FG7TA-080C-V24B1 | Federally-Regulated Consumer Product | Non-Weatherized, Non-Condensin | 1277 | 238 | 238.188 | 10/04/2019 |  |  | 12/01/2021
Nordyne, LLC | AireForce | FG7TC-080D-V35C1 | Federally-Regulated Consumer Product | Non-Weatherized, Condensing Ga | 1873 | 277 |  | 08/05/2020 | 50261 | 204038548 | 12/01/2021
Nordyne, LLC | AireForce | FG7TN-115D-V45C1 | Federally-Regulated Consumer Product | Non-Weatherized, Condensing Ga | 1798 | 274 |  | 08/05/2020 | 74070 | 204038556 | 12/01/2021
Nordyne, LLC | AireForce | FG7TE-080D-V35C1 | Federally-Regulated Consumer Product | Non-Weatherized, Condensing Ga | 1798 | 274 | 274.112 | 10/04/2019 |  |  | 12/01/2021
Nordyne, LLC | Frigidaire | KG7TE-100D-E35C1 | Federally-Regulated Consumer Product | Non-Weatherized, Condensing Ga | 1783 | 273 |  | 08/05/2020 | 64758 | 204036924 | 12/01/2021
Nordyne, LLC | Frigidaire | FG7TN-115D-V45CP | Federally-Regulated Consumer Product | Non-Weatherized, Condensing Ga | 1798 | 274 |  | 09/29/2021 | 74070 | 207456171 | 12/01/2021
Nordyne, LLC | Frigidaire | FG7TA-080C-V24B1 | Federally-Regulated Consumer Product | Non-Weatherized, Non-Condensin | 1277 | 238 | 238.188 | 10/04/2019 |  |  | 12/01/2021
Nordyne, LLC | Frigidaire | FG7TC-080D-V35CP | Federally-Regulated Consumer Product | Non-Weatherized, Condensing Ga | 1873 | 277 |  | 09/29/2021 | 50261 | 207456122 | 12/01/2021
Nordyne, LLC | Frigidaire | FG7TE-080D-E35CP | Federally-Regulated Consumer Product | Non-Weatherized, Condensing Ga | 1764 | 273 |  | 09/29/2021 | 52933 | 207456177 | 12/01/2021
Nordyne, LLC | Frigidaire | FG7TE-100D-V35C1 | Federally-Regulated Consumer Product | Non-Weatherized, Condensing Ga | 1819 | 275 | 275.036 | 07/22/2020 | 65338 | 205411497 | 12/01/2021
Nordyne, LLC | Frigidaire | FG7TE-060D-E24BP | Federally-Regulated Consumer Product | Non-Weatherized, Condensing Ga | 1315 | 252 |  | 09/29/2021 | 38212 | 207456234 | 12/01/2021
Nordyne, LLC | Frigidaire | FG7TE-100D-V35CP | Federally-Regulated Consumer Product | Non-Weatherized, Condensing Ga | 1819 | 275 |  | 09/29/2021 | 65338 | 207456303 | 12/01/2021
Nordyne, LLC | Frigidaire | R8GE-036K072C1 | Federally-Regulated Consumer Product | Weatherized Non-Condensing Gas | 1349 | 258 | 258.356 | 10/04/2019 |  |  | 12/01/2021
Nordyne, LLC | Frigidaire | KG7TE-100D-E35CP | Federally-Regulated Consumer Product | Non-Weatherized, Condensing Ga | 1783 | 273 |  | 09/29/2021 | 64758 | 207456144 | 12/01/2021
Nordyne, LLC | Frigidaire | FG7TC-100*-V35C1 | Federally-Regulated Consumer Product | Non-Weatherized, Condensing Ga | 1826 | 275 |  | 08/05/2020 | 64473 | 204037051 | 12/01/2021
Nordyne, LLC | Frigidaire | FG7TE-100D-E35CP | Federally-Regulated Consumer Product | Non-Weatherized, Condensing Ga | 1783 | 273 |  | 09/29/2021 | 64758 | 207456141 | 12/01/2021
Nordyne, LLC | Frigidaire | FG7TN-115D-V45C1 | Federally-Regulated Consumer Product | Non-Weatherized, Condensing Ga | 1798 | 274 |  | 08/05/2020 | 74070 | 204036960 | 12/01/2021
Nordyne, LLC | Frigidaire | FG7TE-060D-E24B1 | Federally-Regulated Consumer Product | Non-Weatherized, Condensing Ga | 1315 | 252 |  | 08/05/2020 | 38212 | 204037056 | 12/01/2021
Nordyne, LLC | Frigidaire | KG7TA-080C-E24BP | Federally-Regulated Consumer Product | Non-Weatherized, Non-Condensin | 1277 | 238 |  | 09/29/2021 | 52213 | 207455915 | 12/01/2021
Nordyne, LLC | Frigidaire | FG7TC-080*-V35CP | Federally-Regulated Consumer Product | Non-Weatherized, Condensing Ga | 1873 | 277 |  | 09/29/2021 | 50261 | 207456225 | 12/01/2021
Nordyne, LLC | Frigidaire | KG7TC-060*-E24BP | Federally-Regulated Consumer Product | Non-Weatherized, Condensing Ga | 1222 | 249 |  | 09/29/2021 | 39014 | 207456202 | 12/01/2021
Nordyne, LLC | Frigidaire | KG7TN-080D-E35CP | Federally-Regulated Consumer Product | Non-Weatherized, Condensing Ga | 1718 | 271 |  | 09/29/2021 | 52461 | 207456149 | 12/01/2021
Nordyne, LLC | Frigidaire | KG7TA-100C-E35C1 | Federally-Regulated Consumer Product | Non-Weatherized, Non-Condensin | 1668 | 255 | 255.392 | 10/04/2019 |  |  | 12/01/2021
Nordyne, LLC | Frigidaire | R8GE-X60K096C1 | Federally-Regulated Consumer Product | Weatherized Non-Condensing Gas | 2028 | 288 | 288.232 | 10/04/2019 |  |  | 12/01/2021
Nordyne, LLC | Frigidaire | R8GE-048K096C1 | Federally-Regulated Consumer Product | Weatherized Non-Condensing Gas | 1818 | 279 | 278.992 | 07/27/2020 | 95561 | 204093453 | 12/01/2021
Nordyne, LLC | Frigidaire | FG7TN-080D-V35CP | Federally-Regulated Consumer Product | Non-Weatherized, Condensing Ga | 1785 | 274 |  | 09/29/2021 | 52907 | 207456155 | 12/01/2021
Nordyne, LLC | Frigidaire | KG7TE-060D-E24BP | Federally-Regulated Consumer Product | Non-Weatherized, Condensing Ga | 1315 | 252 |  | 09/29/2021 | 38212 | 207456236 | 12/01/2021
Nordyne, LLC | Frigidaire | KG7TN-100D-E35C1 | Federally-Regulated Consumer Product | Non-Weatherized, Condensing Ga | 1711 | 270 |  | 08/05/2020 | 65214 | 204036945 | 12/01/2021
Nordyne, LLC | Frigidaire | KG7TE-080D-E35CP | Federally-Regulated Consumer Product | Non-Weatherized, Condensing Ga | 1764 | 273 |  | 09/29/2021 | 52933 | 207456183 | 12/01/2021
Nordyne, LLC | Frigidaire | R8GE-042K096C1 | Federally-Regulated Consumer Product | Weatherized Non-Condensing Gas | 1540 | 267 | 266.76 | 07/27/2020 | 97780 | 204093444 | 12/01/2021
Nordyne, LLC | Frigidaire | FG7TC-100D-V35CP | Federally-Regulated Consumer Product | Non-Weatherized, Condensing Ga | 1826 | 275 |  | 09/29/2021 | 64473 | 207456132 | 12/01/2021
Nordyne, LLC | Frigidaire | KG7TC-060D-E24BP | Federally-Regulated Consumer Product | Non-Weatherized, Condensing Ga | 1222 | 249 |  | 09/29/2021 | 39014 | 207456108 | 12/01/2021
Nordyne, LLC | Frigidaire | FG7TC-080D-V35C1 | Federally-Regulated Consumer Product | Non-Weatherized, Condensing Ga | 1873 | 277 |  | 08/05/2020 | 50261 | 204036831 | 12/01/2021
Nordyne, LLC | Frigidaire | R8GE-042K072C1 | Federally-Regulated Consumer Product | Weatherized Non-Condensing Gas | 1817 | 279 | 278.948 | 07/27/2020 | 72195 | 204040833 | 12/01/2021
Nordyne, LLC | Frigidaire | R8GE-024K072C1 | Federally-Regulated Consumer Product | Weatherized Non-Condensing Gas | 1280 | 255 | 255.32 | 10/04/2019 |  |  | 12/01/2021
Nordyne, LLC | Frigidaire | KG7TN-060D-E24BP | Federally-Regulated Consumer Product | Non-Weatherized, Condensing Ga | 1304 | 252 |  | 09/29/2021 | 39517 | 207456191 | 12/01/2021
Nordyne, LLC | Frigidaire | FG7TE-060D-V24BP | Federally-Regulated Consumer Product | Non-Weatherized, Condensing Ga | 1334 | 254 |  | 09/29/2021 | 38697 | 207456306 | 12/01/2021
Nordyne, LLC | Frigidaire | KG7TA-080C-E24B1 | Federally-Regulated Consumer Product | Non-Weatherized, Non-Condensin | 1277 | 238 | 238.188 | 10/04/2019 |  |  | 12/01/2021
Nordyne, LLC | Frigidaire | KG7TE-060D-E24B1 | Federally-Regulated Consumer Product | Non-Weatherized, Condensing Ga | 1315 | 252 |  | 08/05/2020 | 38212 | 204037059 | 12/01/2021
Nordyne, LLC | Frigidaire | FG7TN-060D-V24BP | Federally-Regulated Consumer Product | Non-Weatherized, Condensing Ga | 1405 | 257 |  | 09/29/2021 | 38964 | 207456196 | 12/01/2021
Nordyne, LLC | Frigidaire | KG7TN-060D-E24B1 | Federally-Regulated Consumer Product | Non-Weatherized, Condensing Ga | 1304 | 252 |  | 08/05/2020 | 39517 | 204036985 | 12/01/2021
Nordyne, LLC | Frigidaire | FG7TC-080*-V35C1 | Federally-Regulated Consumer Product | Non-Weatherized, Condensing Ga | 1873 | 277 |  | 08/05/2020 | 50261 | 204037045 | 12/01/2021
Nordyne, LLC | Frigidaire | KG7TA-100C-E35CP | Federally-Regulated Consumer Product | Non-Weatherized, Non-Condensin | 1668 | 255 |  | 09/29/2021 | 63969 | 207455919 | 12/01/2021
Nordyne, LLC | Frigidaire | FG7TE-080D-V35C1 | Federally-Regulated Consumer Product | Non-Weatherized, Condensing Ga | 1829 | 275 |  | 08/05/2020 | 52182 | 204036971 | 12/01/2021
Nordyne, LLC | Frigidaire | KG7TN-100D-E35CP | Federally-Regulated Consumer Product | Non-Weatherized, Condensing Ga | 1711 | 270 |  | 09/29/2021 | 65214 | 207456160 | 12/01/2021
Nordyne, LLC | Frigidaire | FG7TC-100*-V35CP | Federally-Regulated Consumer Product | Non-Weatherized, Condensing Ga | 1826 | 275 |  | 09/29/2021 | 64473 | 207456230 | 12/01/2021
Nordyne, LLC | Frigidaire | FG7TE-080D-V35CP | Federally-Regulated Consumer Product | Non-Weatherized, Condensing Ga | 1829 | 275 |  | 09/29/2021 | 52182 | 207456180 | 12/01/2021
Nordyne, LLC | Frigidaire | R8GE-030K072C1 | Federally-Regulated Consumer Product | Weatherized Non-Condensing Gas | 1280 | 255 | 255.32 | 10/04/2019 |  |  | 12/01/2021
Nordyne, LLC | Frigidaire | R8GE-X60K120C1 | Federally-Regulated Consumer Product | Weatherized Non-Condensing Gas | 2073 | 290 | 290.212 | 10/04/2019 |  |  | 12/01/2021
Nordyne, LLC | Frigidaire | FG7TC-100D-V35C1 | Federally-Regulated Consumer Product | Non-Weatherized, Condensing Ga | 1826 | 275 |  | 08/05/2020 | 64473 | 204036846 | 12/01/2021
Nordyne, LLC | Frigidaire | FG7TE-100D-E35C1 | Federally-Regulated Consumer Product | Non-Weatherized, Condensing Ga | 1783 | 273 |  | 08/05/2020 | 64758 | 204036920 | 12/01/2021
Nordyne, LLC | Frigidaire | KG7TN-115D-E45DP | Federally-Regulated Consumer Product | Non-Weatherized, Condensing Ga | 2198 | 292 |  | 09/29/2021 | 75317 | 207456165 | 12/01/2021
Nordyne, LLC | Frigidaire | R8GE-036K096C1 | Federally-Regulated Consumer Product | Weatherized Non-Condensing Gas | 1704 | 274 | 273.976 | 07/27/2020 | 97452 | 204040819 | 12/01/2021
Nordyne, LLC | Frigidaire | FG7TA-080C-V24BP | Federally-Regulated Consumer Product | Non-Weatherized, Non-Condensin | 1277 | 238 |  | 09/29/2021 | 52213 | 207455923 | 12/01/2021
Nordyne, LLC | Nordyne | R8GE-X60K120C1 | Federally-Regulated Consumer Product | Weatherized Non-Condensing Gas | 2073 | 290 | 290.212 | 10/04/2019 |  |  | 12/01/2021
Nordyne, LLC | Nordyne | R8GE-024K072C1 | Federally-Regulated Consumer Product | Weatherized Non-Condensing Gas | 1280 | 255 | 255.32 | 10/04/2019 |  |  | 12/01/2021
Nordyne, LLC | Nordyne | R8GE-030K072C1 | Federally-Regulated Consumer Product | Weatherized Non-Condensing Gas | 1280 | 255 | 255.32 | 10/04/2019 |  |  | 12/01/2021
Nordyne, LLC | Nordyne | R8GE-036K072C1 | Federally-Regulated Consumer Product | Weatherized Non-Condensing Gas | 1349 | 258 | 258.356 | 10/04/2019 |  |  | 12/01/2021
Nordyne, LLC | Nordyne | R8GE-X60K096C1 | Federally-Regulated Consumer Product | Weatherized Non-Condensing Gas | 2028 | 288 | 288.232 | 10/04/2019 |  |  | 12/01/2021
Nordyne, LLC | Kelvinator | R8GE-X60K096C1 | Federally-Regulated Consumer Product | Weatherized Non-Condensing Gas | 2028 | 288 | 288.232 | 10/04/2019 |  |  | 12/01/2021
Nordyne, LLC | Kelvinator | R8GE-036K072C1 | Federally-Regulated Consumer Product | Weatherized Non-Condensing Gas | 1349 | 258 | 258.356 | 10/04/2019 |  |  | 12/01/2021
Nordyne, LLC | Kelvinator | R8GE-024K072C1 | Federally-Regulated Consumer Product | Weatherized Non-Condensing Gas | 1280 | 255 | 255.32 | 10/04/2019 |  |  | 12/01/2021
Nordyne, LLC | Kelvinator | R8GE-X60K120C1 | Federally-Regulated Consumer Product | Weatherized Non-Condensing Gas | 2073 | 290 | 290.212 | 10/04/2019 |  |  | 12/01/2021
Nordyne, LLC | Kelvinator | R8GE-030K072C1 | Federally-Regulated Consumer Product | Weatherized Non-Condensing Gas | 1280 | 255 | 255.32 | 10/04/2019 |  |  | 12/01/2021
Nordyne, LLC | Intertherm | MG2S-060F2ABM* | Federally-Regulated Consumer Product | Mobile Home Non-Weatherized, C | 1292 | 330 |  | 03/17/2021 | 39969 | 203053451 | 12/01/2021
Nordyne, LLC | Intertherm | R8GE-030K072C1 | Federally-Regulated Consumer Product | Weatherized Non-Condensing Gas | 1280 | 255 | 255.32 | 10/04/2019 |  |  | 12/01/2021
Nordyne, LLC | Intertherm | FG7TC-080*-V35C1 | Federally-Regulated Consumer Product | Non-Weatherized, Condensing Ga | 1873 | 277 |  | 08/05/2020 | 50261 | 204037046 | 12/01/2021
Nordyne, LLC | Intertherm | MG3S-080T2AACP | Federally-Regulated Consumer Product | Mobile Home Non-Weatherized, C | 1835 | 370 |  | 09/29/2021 | 51517 | 207456089 | 12/01/2021
Nordyne, LLC | Intertherm | FG7TC-100D-V35C1 | Federally-Regulated Consumer Product | Non-Weatherized, Condensing Ga | 1826 | 275 |  | 08/05/2020 | 64473 | 204036847 | 12/01/2021
Nordyne, LLC | Intertherm | FG7TC-100*-V35C1 | Federally-Regulated Consumer Product | Non-Weatherized, Condensing Ga | 1826 | 275 |  | 08/05/2020 | 64473 | 204037052 | 12/01/2021
Nordyne, LLC | Intertherm | FG7TC-100D-V35CP | Federally-Regulated Consumer Product | Non-Weatherized, Condensing Ga | 1826 | 275 |  | 09/29/2021 | 64473 | 207456133 | 12/01/2021
Nordyne, LLC | Intertherm | FG7TN-115D-V45C1 | Federally-Regulated Consumer Product | Non-Weatherized, Condensing Ga | 1798 | 274 |  | 08/05/2020 | 74070 | 204036961 | 12/01/2021
Nordyne, LLC | Intertherm | MG3P-072U1AAC* | Federally-Regulated Consumer Product | Mobile Home Non-Weatherized, C | 2099 | 287 | 389.029 | 07/22/2020 | 72868 | 205234673 | 12/01/2021
Nordyne, LLC | Intertherm | MG2R-045T1A*M* | Federally-Regulated Consumer Product | Mobile Home Non-Weatherized, C | 1624 | 337 | 355.304 | 07/22/2020 | 44484 | 204600213 | 12/01/2021
Nordyne, LLC | Intertherm | R8GE-X60K120C1 | Federally-Regulated Consumer Product | Weatherized Non-Condensing Gas | 2073 | 290 | 290.212 | 10/04/2019 |  |  | 12/01/2021
Nordyne, LLC | Intertherm | FG7TA-080C-V24BP | Federally-Regulated Consumer Product | Non-Weatherized, Non-Condensin | 1277 | 238 |  | 09/29/2021 | 52213 | 207455924 | 12/01/2021
Nordyne, LLC | Intertherm | MG1E-077F1A*M1 | Federally-Regulated Consumer Product | Mobile Home Non-Weatherized, N | 1253 | 237 | 310.963 | 10/04/2019 |  |  | 12/01/2021
Nordyne, LLC | Intertherm | MG3S-080T2*AC1 | Federally-Regulated Consumer Product | Non-Weatherized, Condensing Ga | 1785 | 274 |  | 10/07/2020 | 52907 | 205962959 | 12/01/2021
Nordyne, LLC | Intertherm | MG2S-072T2ABM* | Federally-Regulated Consumer Product | Mobile Home Non-Weatherized, C | 1701 | 359 | 360.771 | 10/04/2019 |  |  | 12/01/2021
Nordyne, LLC | Intertherm | MG2S-045T2ABM* | Federally-Regulated Consumer Product | Mobile Home Non-Weatherized, C | 1603 | 352 | 353.813 | 10/04/2019 |  |  | 12/01/2021
Nordyne, LLC | Intertherm | FG7TC-100*-V35CP | Federally-Regulated Consumer Product | Non-Weatherized, Condensing Ga | 1826 | 275 |  | 09/29/2021 | 64473 | 207456231 | 12/01/2021
Nordyne, LLC | Intertherm | R8GE-036K072C1 | Federally-Regulated Consumer Product | Weatherized Non-Condensing Gas | 1349 | 258 | 258.356 | 10/04/2019 |  |  | 12/01/2021
Nordyne, LLC | Intertherm | MG2S-072F2ABM* | Federally-Regulated Consumer Product | Mobile Home Non-Weatherized, C | 1565 | 350 |  | 03/17/2021 | 46903 | 203053453 | 12/01/2021
Nordyne, LLC | Intertherm | FG7TC-080D-V35C1 | Federally-Regulated Consumer Product | Non-Weatherized, Condensing Ga | 1873 | 277 |  | 08/05/2020 | 50261 | 204036832 | 12/01/2021
Nordyne, LLC | Intertherm | MG2R-072T1A*M* | Federally-Regulated Consumer Product | Mobile Home Non-Weatherized, C | 1607 | 354 | 354.097 | 07/22/2020 | 71866 | 204600224 | 12/01/2021
Nordyne, LLC | Intertherm | MG3S-080T2*ACP | Federally-Regulated Consumer Product | Non-Weatherized, Condensing Ga | 1785 | 274 |  | 09/29/2021 | 52907 | 207456093 | 12/01/2021
Nordyne, LLC | Intertherm | FG7TC-080D-V35CP | Federally-Regulated Consumer Product | Non-Weatherized, Condensing Ga | 1873 | 277 |  | 09/29/2021 | 50261 | 207456123 | 12/01/2021
Nordyne, LLC | Intertherm | MG3P-090U1AAC* | Federally-Regulated Consumer Product | Mobile Home Non-Weatherized, C | 2021 | 383 | 383.491 | 07/22/2020 | 91333 | 205126719 | 12/01/2021
Nordyne, LLC | Intertherm | MG1E-090F1A*M1 | Federally-Regulated Consumer Product | Mobile Home Non-Weatherized, N | 1474 | 247 | 326.654 | 07/22/2020 | 85906 | 204541460 | 12/01/2021
Nordyne, LLC | Intertherm | FG7TC-080*-V35CP | Federally-Regulated Consumer Product | Non-Weatherized, Condensing Ga | 1873 | 277 |  | 09/29/2021 | 50261 | 207456226 | 12/01/2021
Nordyne, LLC | Intertherm | R8GE-024K072C1 | Federally-Regulated Consumer Product | Weatherized Non-Condensing Gas | 1280 | 255 | 255.32 | 10/04/2019 |  |  | 12/01/2021
Nordyne, LLC | Intertherm | R8GE-X60K096C1 | Federally-Regulated Consumer Product | Weatherized Non-Condensing Gas | 2028 | 288 | 288.232 | 10/04/2019 |  |  | 12/01/2021
Nordyne, LLC | Intertherm | MG3S-080T2AAC1 | Federally-Regulated Consumer Product | Mobile Home Non-Weatherized, C | 1835 | 370 |  | 10/07/2020 | 51517 | 205962955 | 12/01/2021
Nordyne, LLC | Intertherm | DF6SF-X48K120CB | Federally-Regulated Consumer Product | Weatherized Non-Condensing Gas | 1988 | 286 | 286.472 | 07/22/2020 | 80700 | 201709845 | 12/01/2021
Nordyne, LLC | Intertherm | FG7TN-080D-V35CP | Federally-Regulated Consumer Product | Non-Weatherized, Condensing Ga | 1785 | 274 |  | 09/29/2021 | 52907 | 207456156 | 12/01/2021
Nordyne, LLC | Intertherm | FG7TN-060D-V24BP | Federally-Regulated Consumer Product | Non-Weatherized, Condensing Ga | 1405 | 257 |  | 09/29/2021 | 38964 | 207456197 | 12/01/2021
Nordyne, LLC | Intertherm | DF6SF-X60K120CB | Federally-Regulated Consumer Product | Weatherized Non-Condensing Gas | 1988 | 286 | 286.472 | 07/22/2020 | 80700 | 201709855 | 12/01/2021
Nordyne, LLC | Intertherm | MG3P-090U1*AC* | Federally-Regulated Consumer Product | Mobile Home Non-Weatherized, C | 2021 | 383 | 383.491 | 07/22/2020 | 91333 | 205126720 | 12/01/2021
Nordyne, LLC | Intertherm | FG7TA-080C-V24B1 | Federally-Regulated Consumer Product | Non-Weatherized, Non-Condensin | 1277 | 238 | 238.188 | 10/04/2019 |  |  | 12/01/2021
Nordyne, LLC | Intertherm | MG2S-045F2ABM* | Federally-Regulated Consumer Product | Mobile Home Non-Weatherized, C | 1603 | 352 |  | 03/17/2021 | 29516 | 203053448 | 12/01/2021
Nordyne, LLC | REVOLV | MG2S-072T2ABM* | Federally-Regulated Consumer Product | Mobile Home Non-Weatherized, C | 1701 | 359 | 360.771 | 10/04/2019 |  |  | 12/01/2021
Nordyne, LLC | REVOLV | MG2S-060F2ABM* | Federally-Regulated Consumer Product | Mobile Home Non-Weatherized, C | 1292 | 330 |  | 03/17/2021 | 39969 | 203049796 | 12/01/2021
Nordyne, LLC | REVOLV | MG2S-045T2ABM* | Federally-Regulated Consumer Product | Mobile Home Non-Weatherized, C | 1603 | 352 | 353.813 | 10/04/2019 |  |  | 12/01/2021
Nordyne, LLC | REVOLV | MG2S-072F2ABM* | Federally-Regulated Consumer Product | Mobile Home Non-Weatherized, C | 1565 | 350 |  | 03/17/2021 | 46903 | 203049801 | 12/01/2021
Nordyne, LLC | REVOLV | MG1E-077F1A*M1 | Federally-Regulated Consumer Product | Mobile Home Non-Weatherized, N | 1253 | 237 | 310.963 | 10/04/2019 |  |  | 12/01/2021
Nordyne, LLC | REVOLV | MG2S-045F2ABM* | Federally-Regulated Consumer Product | Mobile Home Non-Weatherized, C | 1603 | 352 |  | 03/17/2021 | 29516 | 203049789 | 12/01/2021
Nordyne, LLC | Philco | R8GE-X60K096C1 | Federally-Regulated Consumer Product | Weatherized Non-Condensing Gas | 2028 | 288 | 288.232 | 10/04/2019 |  |  | 12/01/2021
Nordyne, LLC | Philco | R8GE-042K096C1 | Federally-Regulated Consumer Product | Weatherized Non-Condensing Gas | 1540 | 267 | 266.76 | 07/27/2020 | 97780 | 204093452 | 12/01/2021
Nordyne, LLC | Philco | R8GE-036K096C1 | Federally-Regulated Consumer Product | Weatherized Non-Condensing Gas | 1704 | 274 | 273.976 | 07/27/2020 | 97452 | 204040828 | 12/01/2021
Nordyne, LLC | Philco | R8GE-024K072C1 | Federally-Regulated Consumer Product | Weatherized Non-Condensing Gas | 1280 | 255 | 255.32 | 10/04/2019 |  |  | 12/01/2021
Nordyne, LLC | Philco | R8GE-036K072C1 | Federally-Regulated Consumer Product | Weatherized Non-Condensing Gas | 1349 | 258 | 258.356 | 10/04/2019 |  |  | 12/01/2021
Nordyne, LLC | Philco | R8GE-030K072C1 | Federally-Regulated Consumer Product | Weatherized Non-Condensing Gas | 1280 | 255 | 255.32 | 10/04/2019 |  |  | 12/01/2021
Nordyne, LLC | Philco | R8GE-042K072C1 | Federally-Regulated Consumer Product | Weatherized Non-Condensing Gas | 1817 | 279 | 278.948 | 07/27/2020 | 72195 | 204040842 | 12/01/2021
Nordyne, LLC | Philco | R8GE-X60K120C1 | Federally-Regulated Consumer Product | Weatherized Non-Condensing Gas | 2073 | 290 | 290.212 | 10/04/2019 |  |  | 12/01/2021
Nordyne, LLC | Philco | R8GE-048K096C1 | Federally-Regulated Consumer Product | Weatherized Non-Condensing Gas | 1818 | 279 | 278.992 | 07/27/2020 | 95561 | 204093461 | 12/01/2021
Carrier Corp. - Syracuse | Carrier | 48FCG*06* | Federally-Regulated Consumer Product | Weatherized Non-Condensing Gas | 2694 | 302 |  | 03/10/2021 | 49 | 206749724 | 12/01/2021
Carrier Corp. - Syracuse | Carrier | 48GCG*05* | Federally-Regulated Consumer Product | Weatherized Non-Condensing Gas | 2640 | 312 |  | 03/10/2021 | 49 | 206749726 | 12/01/2021
Carrier Corp. - Syracuse | Carrier | 48FCG*05* | Federally-Regulated Consumer Product | Weatherized Non-Condensing Gas | 2640 | 312 |  | 03/10/2021 | 49 | 206749723 | 12/01/2021
Carrier Corp. - Syracuse | Carrier | 48GCG*06* | Federally-Regulated Consumer Product | Weatherized Non-Condensing Gas | 2694 | 302 |  | 03/10/2021 | 49 | 206749727 | 12/01/2021
Carrier Corp. - Indianapolis | Carrier | 48VRNE480903* | Federally-Regulated Consumer Product | Weatherized Non-Condensing Gas | 1918 | 283 | 283.392 | 10/04/2019 |  |  | 12/01/2021
Carrier Corp. - Indianapolis | Carrier | 48VR-E480903* | Federally-Regulated Consumer Product | Weatherized Non-Condensing Gas | 1918 | 283 | 283.392 | 10/04/2019 |  |  | 12/01/2021
Carrier Corp. - Indianapolis | Carrier | 48VGNE481303* | Federally-Regulated Consumer Product | Weatherized Non-Condensing Gas | 2030 | 288 | 288.32 | 10/04/2019 |  |  | 12/01/2021
Daikin Comfort Technologies Manufacturing, L.P. | Amana | APG1436060M41 | Federally-Regulated Consumer Product | Weatherized Non-Condensing Gas | 1485 | 264 | 264.34 | 07/22/2020 | 60286 | 7502597 | 12/01/2021
Daikin Comfort Technologies Manufacturing, L.P. | Amana | APG1430040M41 | Federally-Regulated Consumer Product | Weatherized Non-Condensing Gas | 1160 | 250 | 250.04 | 07/22/2020 | 40255 | 7502594 | 12/01/2021
Daikin Comfort Technologies Manufacturing, L.P. | Amana | AM9C961004CN | Federally-Regulated Consumer Product | Non-Weatherized, Condensing Ga | 1810 | 275 |  | 09/22/2021 | 70973 | 207349310 | 12/01/2021
Daikin Comfort Technologies Manufacturing, L.P. | Amana | APG1424040M41 | Federally-Regulated Consumer Product | Weatherized Non-Condensing Gas | 1044 | 241 | 244.936 | 07/22/2020 | 40281 | 7502592 | 12/01/2021
Johnson Controls, Inc. | FRASER-JOHNSTON BY JOHNSON CONTROLS | PCG4A300502X3 | Federally-Regulated Consumer Product | Weatherized Non-Condensing Gas | 1130 | 244 |  | 11/18/2020 | 49570 | 205281300 | 12/01/2021
Johnson Controls, Inc. | FRASER-JOHNSTON BY JOHNSON CONTROLS | PCG4A240752X2 | Federally-Regulated Consumer Product | Weatherized Non-Condensing Gas | 1394 | 255 |  | 11/18/2020 | 75189 | 202346011 | 12/01/2021
Johnson Controls, Inc. | FRASER-JOHNSTON BY JOHNSON CONTROLS | PCG4A300752X3 | Federally-Regulated Consumer Product | Weatherized Non-Condensing Gas | 1414 | 256 |  | 11/18/2020 | 75125 | 205281301 | 12/01/2021
Johnson Controls, Inc. | FRASER-JOHNSTON BY JOHNSON CONTROLS | PCG4A300752X2 | Federally-Regulated Consumer Product | Weatherized Non-Condensing Gas | 1414 | 256 | 261.216 | 10/09/2019 |  |  | 12/01/2021
Johnson Controls, Inc. | FRASER-JOHNSTON BY JOHNSON CONTROLS | PCG4A300502X2 | Federally-Regulated Consumer Product | Weatherized Non-Condensing Gas | 1130 | 244 | 248.72 | 10/09/2019 |  |  | 12/01/2021
Allied Air | BLUERIDGE | BPRPGE1460-126EP-* | Federally-Regulated Consumer Product | Weatherized Non-Condensing Gas | 1881 | 282 | 282 | 04/14/2021 | 125813 | 206901367 | 12/01/2021
Nordyne, LLC | AireForce | FG7TC-100*-V35C1 | Federally-Regulated Consumer Product | Non-Weatherized, Condensing Ga | 1826 | 275 |  | 12/01/2021 | 64473 | 204038564 | 12/01/2021
Nordyne, LLC | AireForce | FG7TC-100D-V35C1 | Federally-Regulated Consumer Product | Non-Weatherized, Condensing Ga | 1826 | 275 |  | 12/01/2021 | 64473 | 204038549 | 12/01/2021
Nordyne, LLC | AireForce | FG7TE-100D-E35C1 | Federally-Regulated Consumer Product | Non-Weatherized, Condensing Ga | 1783 | 273 |  | 12/01/2021 | 64758 | 204038554 | 12/01/2021
Nordyne, LLC | AireForce | FG7TC-080*-V35C1 | Federally-Regulated Consumer Product | Non-Weatherized, Condensing Ga | 1873 | 277 |  | 12/01/2021 | 50261 | 204038563 | 12/01/2021
Nordyne, LLC | AireForce | FG7TE-060D-E24B1 | Federally-Regulated Consumer Product | Non-Weatherized, Condensing Ga | 1315 | 252 |  | 12/01/2021 | 38212 | 204038559 | 12/01/2021
Nordyne, LLC | AireForce | FG7TA-080C-V24B1 | Federally-Regulated Consumer Product | Non-Weatherized, Non-Condensin | 1277 | 238 |  | 12/01/2021 | 52213 | 204038561 | 12/01/2021
Nordyne, LLC | AireForce | FG7TC-080D-V35C1 | Federally-Regulated Consumer Product | Non-Weatherized, Condensing Ga | 1873 | 277 |  | 12/01/2021 | 50261 | 204038548 | 12/01/2021
Nordyne, LLC | AireForce | FG7TN-115D-V45C1 | Federally-Regulated Consumer Product | Non-Weatherized, Condensing Ga | 1798 | 274 |  | 12/01/2021 | 74070 | 204038556 | 12/01/2021
Nordyne, LLC | AireForce | FG7TE-080D-V35C1 | Federally-Regulated Consumer Product | Non-Weatherized, Condensing Ga | 1798 | 274 |  | 12/01/2021 | 74070 | 204038558 | 12/01/2021
Rheem Sales Company, Inc. | RUSSELL | RGEA14024AJT06XAC | Federally-Regulated Consumer Product | Weatherized Non-Condensing Gas | 1127 | 249 |  | 12/01/2021 | 80320 | 206606583 | 12/01/2021
Rheem Sales Company, Inc. | RUSSELL | RGEA14042AJT081AC | Federally-Regulated Consumer Product | Weatherized Non-Condensing Gas | 1494 | 265 |  | 12/01/2021 | 99609 | 206606641 | 12/01/2021
Rheem Sales Company, Inc. | RUSSELL | RGEA14042AJT08XAC | Federally-Regulated Consumer Product | Weatherized Non-Condensing Gas | 1494 | 265 |  | 12/01/2021 | 99609 | 206606646 | 12/01/2021
Rheem Sales Company, Inc. | RUSSELL | RGEA14036AJT101AC | Federally-Regulated Consumer Product | Weatherized Non-Condensing Gas | 1430 | 262 |  | 12/01/2021 | 99665 | 206606632 | 12/01/2021
Rheem Sales Company, Inc. | RUSSELL | RGEA14036AJT06XAC | Federally-Regulated Consumer Product | Weatherized Non-Condensing Gas | 1430 | 262 |  | 12/01/2021 | 99665 | 206606619 | 12/01/2021
Rheem Sales Company, Inc. | RUSSELL | RGEA14030AJT061AC | Federally-Regulated Consumer Product | Weatherized Non-Condensing Gas | 1147 | 249 |  | 12/01/2021 | 79965 | 206606596 | 12/01/2021
Rheem Sales Company, Inc. | RUSSELL | RGEA14036AJT06UAA | Federally-Regulated Consumer Product | Weatherized Non-Condensing Gas | 1434 | 262 |  | 12/01/2021 | 60723 | 205965555 | 12/01/2021
Rheem Sales Company, Inc. | RUSSELL | RGEA14048AJT08UAA | Federally-Regulated Consumer Product | Weatherized Non-Condensing Gas | 2026 | 288 |  | 12/01/2021 | 80019 | 205965557 | 12/01/2021
Rheem Sales Company, Inc. | RUSSELL | RGEA14024AJT06UAA | Federally-Regulated Consumer Product | Weatherized Non-Condensing Gas | 1236 | 253 |  | 12/01/2021 | 61566 | 205965554 | 12/01/2021
Rheem Sales Company, Inc. | RUSSELL | RGEA14030AJT06XAC | Federally-Regulated Consumer Product | Weatherized Non-Condensing Gas | 1147 | 249 |  | 12/01/2021 | 79965 | 206606601 | 12/01/2021
Rheem Sales Company, Inc. | RUSSELL | RGEA14024AJT081AC | Federally-Regulated Consumer Product | Weatherized Non-Condensing Gas | 1127 | 249 |  | 12/01/2021 | 80320 | 206606587 | 12/01/2021
Rheem Sales Company, Inc. | RUSSELL | RGEA14048AJT10UAA | Federally-Regulated Consumer Product | Weatherized Non-Condensing Gas | 1832 | 280 |  | 12/01/2021 | 100370 | 205965558 | 12/01/2021
Rheem Sales Company, Inc. | RUSSELL | RGEA14042AJT10XAC | Federally-Regulated Consumer Product | Weatherized Non-Condensing Gas | 1494 | 265 |  | 12/01/2021 | 99609 | 206606655 | 12/01/2021
Rheem Sales Company, Inc. | RUSSELL | RGEA14030AJT081AC | Federally-Regulated Consumer Product | Weatherized Non-Condensing Gas | 1147 | 249 |  | 12/01/2021 | 79965 | 206606605 | 12/01/2021
Rheem Sales Company, Inc. | RUSSELL | RGEA14036AJT081AC | Federally-Regulated Consumer Product | Weatherized Non-Condensing Gas | 1430 | 262 |  | 12/01/2021 | 99665 | 206606623 | 12/01/2021
Rheem Sales Company, Inc. | RUSSELL | RGEA14024AJT08XAC | Federally-Regulated Consumer Product | Weatherized Non-Condensing Gas | 1127 | 249 |  | 12/01/2021 | 80320 | 206606592 | 12/01/2021
Rheem Sales Company, Inc. | RUSSELL | RGEA14030AJT06UAA | Federally-Regulated Consumer Product | Weatherized Non-Condensing Gas | 1125 | 248 |  | 12/01/2021 | 60094 | 205965552 | 12/01/2021
Rheem Sales Company, Inc. | RUSSELL | RGEA14060AJT10UAA | Federally-Regulated Consumer Product | Weatherized Non-Condensing Gas | 2066 | 290 |  | 12/01/2021 | 100130 | 205965560 | 12/01/2021
Rheem Sales Company, Inc. | RUSSELL | RGEA14030AJT08XAC | Federally-Regulated Consumer Product | Weatherized Non-Condensing Gas | 1147 | 249 |  | 12/01/2021 | 79965 | 206606610 | 12/01/2021
Rheem Sales Company, Inc. | RUSSELL | RGEA14036AJT08UAA | Federally-Regulated Consumer Product | Weatherized Non-Condensing Gas | 1382 | 260 |  | 12/01/2021 | 80891 | 205965556 | 12/01/2021
Rheem Sales Company, Inc. | RUSSELL | RGECZR060AJT12**B | Federally-Regulated Consumer Product | Weatherized Non-Condensing Gas | 2183 | 266 |  | 12/01/2021 | 83968 | 206778659 | 12/01/2021
Rheem Sales Company, Inc. | RUSSELL | RGEA14042AJT101AC | Federally-Regulated Consumer Product | Weatherized Non-Condensing Gas | 1494 | 265 |  | 12/01/2021 | 99609 | 206606650 | 12/01/2021
Rheem Sales Company, Inc. | RUSSELL | RGEA14036AJT08XAC | Federally-Regulated Consumer Product | Weatherized Non-Condensing Gas | 1430 | 262 |  | 12/01/2021 | 99665 | 206606628 | 12/01/2021
Rheem Sales Company, Inc. | RUSSELL | RGEA14024AJT061AC | Federally-Regulated Consumer Product | Weatherized Non-Condensing Gas | 1127 | 249 |  | 12/01/2021 | 80320 | 206606578 | 12/01/2021
Rheem Sales Company, Inc. | RUSSELL | RGEA14036AJT061AC | Federally-Regulated Consumer Product | Weatherized Non-Condensing Gas | 1430 | 262 |  | 12/01/2021 | 99665 | 206606614 | 12/01/2021
Rheem Sales Company, Inc. | RUSSELL | RGEA14042AJT08UAA | Federally-Regulated Consumer Product | Weatherized Non-Condensing Gas | 1635 | 271 |  | 12/01/2021 | 80943 | 205965559 | 12/01/2021
Rheem Sales Company, Inc. | RUSSELL | RGEA14036AJT10XAC | Federally-Regulated Consumer Product | Weatherized Non-Condensing Gas | 1430 | 262 |  | 12/01/2021 | 99665 | 206606637 | 12/01/2021
Rheem Sales Company, Inc. | Weatherking | W801TA050417MUA | Federally-Regulated Consumer Product | Non-Weatherized, Non-Condensin | 1502 | 248 |  | 12/01/2021 | 50342 | 204501683 | 12/01/2021
Rheem Sales Company, Inc. | Weatherking | RGEA14048AJT081AB | Federally-Regulated Consumer Product | Weatherized Non-Condensing Gas | 1809 | 279 |  | 12/01/2021 | 99189 | 203404488 | 12/01/2021
Rheem Sales Company, Inc. | Weatherking | RGEA14030AJT08XAC | Federally-Regulated Consumer Product | Weatherized Non-Condensing Gas | 1147 | 249 |  | 12/01/2021 | 79965 | 206606609 | 12/01/2021
Rheem Sales Company, Inc. | Weatherking | RGEA14042AJT08XAC | Federally-Regulated Consumer Product | Weatherized Non-Condensing Gas | 1494 | 265 |  | 12/01/2021 | 99609 | 206606644 | 12/01/2021
Rheem Sales Company, Inc. | Weatherking | RGEA15048AJV101AB | Federally-Regulated Consumer Product | Weatherized Non-Condensing Gas | 1720 | 275 |  | 12/01/2021 | 99897 | 203404596 | 12/01/2021
Rheem Sales Company, Inc. | Weatherking | RGEA14036AJT10XAC | Federally-Regulated Consumer Product | Weatherized Non-Condensing Gas | 1430 | 262 |  | 12/01/2021 | 99665 | 206606636 | 12/01/2021
Rheem Sales Company, Inc. | Weatherking | RGEA15048AJV10XAB | Federally-Regulated Consumer Product | Weatherized Non-Condensing Gas | 1720 | 275 |  | 12/01/2021 | 99897 | 203404600 | 12/01/2021
Rheem Sales Company, Inc. | Weatherking | RGEA14036AJT08XAC | Federally-Regulated Consumer Product | Weatherized Non-Condensing Gas | 1430 | 262 |  | 12/01/2021 | 99665 | 206606627 | 12/01/2021
Rheem Sales Company, Inc. | Weatherking | W96VA0852521MSB | Federally-Regulated Consumer Product | Non-Weatherized, Condensing Ga | 1947 | 281 |  | 12/01/2021 | 58053 | 7086391 | 12/01/2021
Rheem Sales Company, Inc. | Weatherking | RGEA15030AJV06XAB | Federally-Regulated Consumer Product | Weatherized Non-Condensing Gas | 1402 | 261 |  | 12/01/2021 | 80658 | 203404532 | 12/01/2021
Rheem Sales Company, Inc. | Weatherking | RGEA14048AJT10XAB | Federally-Regulated Consumer Product | Weatherized Non-Condensing Gas | 1809 | 279 |  | 12/01/2021 | 99189 | 203404500 | 12/01/2021
Rheem Sales Company, Inc. | Weatherking | RGEA14030AJT061AC | Federally-Regulated Consumer Product | Weatherized Non-Condensing Gas | 1147 | 249 |  | 12/01/2021 | 79965 | 206606595 | 12/01/2021
Rheem Sales Company, Inc. | Weatherking | RGEA14024AJT081AC | Federally-Regulated Consumer Product | Weatherized Non-Condensing Gas | 1127 | 249 |  | 12/01/2021 | 80320 | 206606586 | 12/01/2021
Rheem Sales Company, Inc. | Weatherking | RGEA14036AJT061AC | Federally-Regulated Consumer Product | Weatherized Non-Condensing Gas | 1430 | 262 |  | 12/01/2021 | 99665 | 206606613 | 12/01/2021
Rheem Sales Company, Inc. | Weatherking | RGEA14036AJT101AC | Federally-Regulated Consumer Product | Weatherized Non-Condensing Gas | 1430 | 262 |  | 12/01/2021 | 99665 | 206606631 | 12/01/2021
Rheem Sales Company, Inc. | Weatherking | RGEA15060AJV101AB | Federally-Regulated Consumer Product | Weatherized Non-Condensing Gas | 2166 | 294 |  | 12/01/2021 | 100081 | 203404604 | 12/01/2021
Rheem Sales Company, Inc. | Weatherking | W801TB100521MUA | Federally-Regulated Consumer Product | Non-Weatherized, Non-Condensin | 2096 | 274 |  | 12/01/2021 | 100583 | 204501689 | 12/01/2021
Rheem Sales Company, Inc. | Weatherking | RGEA14024AJT08XAC | Federally-Regulated Consumer Product | Weatherized Non-Condensing Gas | 1127 | 249 |  | 12/01/2021 | 80320 | 206606591 | 12/01/2021
Rheem Sales Company, Inc. | Weatherking | RGEA14048AJT08XAB | Federally-Regulated Consumer Product | Weatherized Non-Condensing Gas | 1809 | 279 |  | 12/01/2021 | 99189 | 203404492 | 12/01/2021
Rheem Sales Company, Inc. | Weatherking | RGEA15030AJV08XAB | Federally-Regulated Consumer Product | Weatherized Non-Condensing Gas | 1402 | 261 |  | 12/01/2021 | 80658 | 203404540 | 12/01/2021
Rheem Sales Company, Inc. | Weatherking | RGEA14030AJT081AC | Federally-Regulated Consumer Product | Weatherized Non-Condensing Gas | 1147 | 249 |  | 12/01/2021 | 79965 | 206606604 | 12/01/2021
Rheem Sales Company, Inc. | Weatherking | RGEA15060AJV10XAB | Federally-Regulated Consumer Product | Weatherized Non-Condensing Gas | 2166 | 294 |  | 12/01/2021 | 100081 | 203404608 | 12/01/2021
Rheem Sales Company, Inc. | Weatherking | RGEA14042AJT101AC | Federally-Regulated Consumer Product | Weatherized Non-Condensing Gas | 1494 | 265 |  | 12/01/2021 | 99609 | 206606649 | 12/01/2021
Rheem Sales Company, Inc. | Weatherking | RGEA14024AJT06XAC | Federally-Regulated Consumer Product | Weatherized Non-Condensing Gas | 1127 | 249 |  | 12/01/2021 | 80320 | 206606582 | 12/01/2021
Rheem Sales Company, Inc. | Weatherking | RGEA14042AJT10XAC | Federally-Regulated Consumer Product | Weatherized Non-Condensing Gas | 1494 | 265 |  | 12/01/2021 | 99609 | 206606653 | 12/01/2021
Rheem Sales Company, Inc. | Weatherking | RGEA14048AJT101AB | Federally-Regulated Consumer Product | Weatherized Non-Condensing Gas | 1809 | 279 |  | 12/01/2021 | 99189 | 203404496 | 12/01/2021
Rheem Sales Company, Inc. | Weatherking | RGEA15030AJV061AB | Federally-Regulated Consumer Product | Weatherized Non-Condensing Gas | 1402 | 261 |  | 12/01/2021 | 80658 | 203404528 | 12/01/2021
Rheem Sales Company, Inc. | Weatherking | RGEA14036AJT06XAC | Federally-Regulated Consumer Product | Weatherized Non-Condensing Gas | 1430 | 262 |  | 12/01/2021 | 99665 | 206606618 | 12/01/2021
Rheem Sales Company, Inc. | Weatherking | RGEA15030AJV081AB | Federally-Regulated Consumer Product | Weatherized Non-Condensing Gas | 1402 | 261 |  | 12/01/2021 | 80658 | 203404536 | 12/01/2021
Rheem Sales Company, Inc. | Weatherking | RGEA14042AJT081AC | Federally-Regulated Consumer Product | Weatherized Non-Condensing Gas | 1494 | 265 |  | 12/01/2021 | 99609 | 206606640 | 12/01/2021
Rheem Sales Company, Inc. | Weatherking | W801TA070417MUA | Federally-Regulated Consumer Product | Non-Weatherized, Non-Condensin | 1823 | 262 |  | 12/01/2021 | 70109 | 204501686 | 12/01/2021
Rheem Sales Company, Inc. | Weatherking | RGEA14030AJT06XAC | Federally-Regulated Consumer Product | Weatherized Non-Condensing Gas | 1147 | 249 |  | 12/01/2021 | 79965 | 206606600 | 12/01/2021
Rheem Sales Company, Inc. | Weatherking | RGEA14036AJT081AC | Federally-Regulated Consumer Product | Weatherized Non-Condensing Gas | 1430 | 262 |  | 12/01/2021 | 99665 | 206606622 | 12/01/2021
Rheem Sales Company, Inc. | Weatherking | RGEA14024AJT061AC | Federally-Regulated Consumer Product | Weatherized Non-Condensing Gas | 1127 | 249 |  | 12/01/2021 | 80320 | 206606577 | 12/01/2021
Nordyne, LLC | Miller | R8GE-X60K096C1 | Federally-Regulated Consumer Product | Weatherized Non-Condensing Gas | 2028 | 288 |  | 12/01/2021 | 94398 | 204093440 | 12/01/2021
Nordyne, LLC | Miller | FG7TC-100D-V35C1 | Federally-Regulated Consumer Product | Non-Weatherized, Condensing Ga | 1826 | 275 |  | 12/01/2021 | 64473 | 204036848 | 12/01/2021
Nordyne, LLC | Miller | MG3S-080T2AACP | Federally-Regulated Consumer Product | Mobile Home Non-Weatherized, C | 1835 | 370 |  | 12/01/2021 | 51517 | 207456087 | 12/01/2021
Nordyne, LLC | Miller | MG2S-060F2ABM* | Federally-Regulated Consumer Product | Mobile Home Non-Weatherized, C | 1292 | 330 |  | 12/01/2021 | 39969 | 203049600 | 12/01/2021
Nordyne, LLC | Miller | FG7TC-080*-V35CP | Federally-Regulated Consumer Product | Non-Weatherized, Condensing Ga | 1873 | 277 |  | 12/01/2021 | 50261 | 207456227 | 12/01/2021
Nordyne, LLC | Miller | FG7TC-100D-V35CP | Federally-Regulated Consumer Product | Non-Weatherized, Condensing Ga | 1826 | 275 |  | 12/01/2021 | 64473 | 207456134 | 12/01/2021
Nordyne, LLC | Miller | FG7TC-100*-V35C1 | Federally-Regulated Consumer Product | Non-Weatherized, Condensing Ga | 1826 | 275 |  | 12/01/2021 | 64473 | 204037053 | 12/01/2021
Nordyne, LLC | Miller | MG3S-080T2*AC1 | Federally-Regulated Consumer Product | Non-Weatherized, Condensing Ga | 1785 | 274 |  | 12/01/2021 | 52907 | 205962957 | 12/01/2021
Nordyne, LLC | Miller | R8GE-036K072C1 | Federally-Regulated Consumer Product | Weatherized Non-Condensing Gas | 1349 | 258 |  | 12/01/2021 | 72437 | 204093431 | 12/01/2021
Nordyne, LLC | Miller | FG7TC-080D-V35C1 | Federally-Regulated Consumer Product | Non-Weatherized, Condensing Ga | 1873 | 277 |  | 12/01/2021 | 50261 | 204036833 | 12/01/2021
Nordyne, LLC | Miller | KG7TE-060D-E24B1 | Federally-Regulated Consumer Product | Non-Weatherized, Condensing Ga | 1315 | 252 |  | 12/01/2021 | 38212 | 204037064 | 12/01/2021
Nordyne, LLC | Miller | FG7TN-060D-V24BP | Federally-Regulated Consumer Product | Non-Weatherized, Condensing Ga | 1405 | 257 |  | 12/01/2021 | 38964 | 207456198 | 12/01/2021
Nordyne, LLC | Miller | KG7TN-060D-E24BP | Federally-Regulated Consumer Product | Non-Weatherized, Condensing Ga | 1304 | 252 |  | 12/01/2021 | 39517 | 207456194 | 12/01/2021
Nordyne, LLC | Miller | KG7TE-100D-E35C1 | Federally-Regulated Consumer Product | Non-Weatherized, Condensing Ga | 1783 | 273 |  | 12/01/2021 | 64758 | 204036929 | 12/01/2021
Nordyne, LLC | Miller | MG3S-080T2AAC1 | Federally-Regulated Consumer Product | Mobile Home Non-Weatherized, C | 1835 | 370 |  | 12/01/2021 | 51517 | 205962953 | 12/01/2021
Nordyne, LLC | Miller | KG7TN-100D-E35CP | Federally-Regulated Consumer Product | Non-Weatherized, Condensing Ga | 1711 | 270 |  | 12/01/2021 | 65214 | 207456163 | 12/01/2021
Nordyne, LLC | Miller | MG2S-045T2ABM* | Federally-Regulated Consumer Product | Mobile Home Non-Weatherized, C | 1603 | 352 |  | 12/01/2021 | 29096 | 203049595 | 12/01/2021
Nordyne, LLC | Miller | MG2S-072T2ABM* | Federally-Regulated Consumer Product | Mobile Home Non-Weatherized, C | 1701 | 359 |  | 12/01/2021 | 46718 | 203049621 | 12/01/2021
Nordyne, LLC | Miller | KG7TN-080D-E35CP | Federally-Regulated Consumer Product | Non-Weatherized, Condensing Ga | 1718 | 271 |  | 12/01/2021 | 52461 | 207456152 | 12/01/2021
Nordyne, LLC | Miller | R8GE-X60K120C1 | Federally-Regulated Consumer Product | Weatherized Non-Condensing Gas | 2073 | 290 |  | 12/01/2021 | 119379 | 204040798 | 12/01/2021
Nordyne, LLC | Miller | FG7TC-080D-V35CP | Federally-Regulated Consumer Product | Non-Weatherized, Condensing Ga | 1873 | 277 |  | 12/01/2021 | 50261 | 207456124 | 12/01/2021
Nordyne, LLC | Miller | FG7TN-115D-V45C1 | Federally-Regulated Consumer Product | Non-Weatherized, Condensing Ga | 1798 | 274 |  | 12/01/2021 | 74070 | 204036962 | 12/01/2021
Nordyne, LLC | Miller | FG7TC-100*-V35CP | Federally-Regulated Consumer Product | Non-Weatherized, Condensing Ga | 1826 | 275 |  | 12/01/2021 | 64473 | 207456232 | 12/01/2021
Nordyne, LLC | Miller | KG7TN-100D-E35C1 | Federally-Regulated Consumer Product | Non-Weatherized, Condensing Ga | 1711 | 270 |  | 12/01/2021 | 65214 | 204036950 | 12/01/2021
Nordyne, LLC | Miller | MG2S-045F2ABM* | Federally-Regulated Consumer Product | Mobile Home Non-Weatherized, C | 1603 | 352 |  | 12/01/2021 | 29516 | 203049588 | 12/01/2021
Nordyne, LLC | Miller | MG1E-077F1A*M1 | Federally-Regulated Consumer Product | Mobile Home Non-Weatherized, N | 1253 | 237 |  | 12/01/2021 | 77346 | 204112436 | 12/01/2021
Nordyne, LLC | Miller | KG7TE-060D-E24BP | Federally-Regulated Consumer Product | Non-Weatherized, Condensing Ga | 1315 | 252 |  | 12/01/2021 | 38212 | 207456239 | 12/01/2021
Nordyne, LLC | Miller | KG7TN-115D-E45DP | Federally-Regulated Consumer Product | Non-Weatherized, Condensing Ga | 2198 | 292 |  | 12/01/2021 | 75317 | 207456168 | 12/01/2021
Nordyne, LLC | Miller | MG3S-080T2*ACP | Federally-Regulated Consumer Product | Non-Weatherized, Condensing Ga | 1785 | 274 |  | 12/01/2021 | 52907 | 207456091 | 12/01/2021
Nordyne, LLC | Miller | FG7TN-115D-V45CP | Federally-Regulated Consumer Product | Non-Weatherized, Condensing Ga | 1798 | 274 |  | 12/01/2021 | 74070 | 207456173 | 12/01/2021
Nordyne, LLC | Miller | KG7TE-100D-E35CP | Federally-Regulated Consumer Product | Non-Weatherized, Condensing Ga | 1783 | 273 |  | 12/01/2021 | 64758 | 207456147 | 12/01/2021
Nordyne, LLC | Miller | FG7TA-080C-V24B1 | Federally-Regulated Consumer Product | Non-Weatherized, Non-Condensin | 1277 | 238 |  | 12/01/2021 | 52213 | 204037035 | 12/01/2021
Nordyne, LLC | Miller | R8GE-030K072C1 | Federally-Regulated Consumer Product | Weatherized Non-Condensing Gas | 1280 | 255 |  | 12/01/2021 | 71272 | 204040786 | 12/01/2021
Nordyne, LLC | Miller | KG7TN-060D-E24B1 | Federally-Regulated Consumer Product | Non-Weatherized, Condensing Ga | 1304 | 252 |  | 12/01/2021 | 39517 | 204036990 | 12/01/2021
Nordyne, LLC | Miller | R8GE-024K072C1 | Federally-Regulated Consumer Product | Weatherized Non-Condensing Gas | 1280 | 255 |  | 12/01/2021 | 71272 | 204040774 | 12/01/2021
Nordyne, LLC | Miller | MG2S-072F2ABM* | Federally-Regulated Consumer Product | Mobile Home Non-Weatherized, C | 1565 | 350 |  | 12/01/2021 | 46903 | 203049615 | 12/01/2021
Nordyne, LLC | Miller | FG7TN-080D-V35CP | Federally-Regulated Consumer Product | Non-Weatherized, Condensing Ga | 1785 | 274 |  | 12/01/2021 | 52907 | 207456157 | 12/01/2021
Nordyne, LLC | Miller | KG7TE-080D-E35CP | Federally-Regulated Consumer Product | Non-Weatherized, Condensing Ga | 1764 | 273 |  | 12/01/2021 | 52933 | 207456186 | 12/01/2021
Nordyne, LLC | Miller | FG7TA-080C-V24BP | Federally-Regulated Consumer Product | Non-Weatherized, Non-Condensin | 1277 | 238 |  | 12/01/2021 | 52213 | 207455925 | 12/01/2021
Nordyne, LLC | Miller | FG7TC-080*-V35C1 | Federally-Regulated Consumer Product | Non-Weatherized, Condensing Ga | 1873 | 277 |  | 12/01/2021 | 50261 | 204037047 | 12/01/2021
Johnson Controls, Inc. | GUARDIAN BY JOHNSON CONTROLS | PCG6B421002X1 | Federally-Regulated Consumer Product | Weatherized Non-Condensing Gas | 1352 | 253 |  | 12/01/2021 | 64465 | 9133302 | 12/01/2021
Johnson Controls, Inc. | GUARDIAN BY JOHNSON CONTROLS | MM9E060B12MP11 | Federally-Regulated Consumer Product | Mobile Home Non-Weatherized, C | 1333 | 310 |  | 12/01/2021 | 60177 | 203325008 | 12/01/2021
Johnson Controls, Inc. | GUARDIAN BY JOHNSON CONTROLS | PCG4B481252X4 | Federally-Regulated Consumer Product | Weatherized Non-Condensing Gas | 1962 | 284 |  | 12/01/2021 | 126252 | 206077563 | 12/01/2021
Johnson Controls, Inc. | GUARDIAN BY JOHNSON CONTROLS | PCG4A360752X4 | Federally-Regulated Consumer Product | Weatherized Non-Condensing Gas | 1384 | 259 |  | 12/01/2021 | 75187 | 206077416 | 12/01/2021
Johnson Controls, Inc. | GUARDIAN BY JOHNSON CONTROLS | PCG6A300502X1 | Federally-Regulated Consumer Product | Weatherized Non-Condensing Gas | 1019 | 239 |  | 12/01/2021 | 33056 | 9133297 | 12/01/2021
Johnson Controls, Inc. | GUARDIAN BY JOHNSON CONTROLS | PCG6B480652X4 | Federally-Regulated Consumer Product | Weatherized Non-Condensing Gas | 1708 | 273 |  | 12/01/2021 | 43352 | 206136960 | 12/01/2021
Johnson Controls, Inc. | GUARDIAN BY JOHNSON CONTROLS | PCG6A360752X4 | Federally-Regulated Consumer Product | Weatherized Non-Condensing Gas | 1444 | 261 |  | 12/01/2021 | 49644 | 206168419 | 12/01/2021
Johnson Controls, Inc. | GUARDIAN BY JOHNSON CONTROLS | PCG4A360502X4 | Federally-Regulated Consumer Product | Weatherized Non-Condensing Gas | 1346 | 257 |  | 12/01/2021 | 50288 | 206077405 | 12/01/2021
Johnson Controls, Inc. | GUARDIAN BY JOHNSON CONTROLS | PCG4A421002X4 | Federally-Regulated Consumer Product | Weatherized Non-Condensing Gas | 1571 | 267 |  | 12/01/2021 | 100288 | 206077444 | 12/01/2021
Johnson Controls, Inc. | GUARDIAN BY JOHNSON CONTROLS | PCG6A361002X4 | Federally-Regulated Consumer Product | Weatherized Non-Condensing Gas | 1937 | 283 |  | 12/01/2021 | 64302 | 206168434 | 12/01/2021
Johnson Controls, Inc. | GUARDIAN BY JOHNSON CONTROLS | PCG6B600652X1 | Federally-Regulated Consumer Product | Weatherized Non-Condensing Gas | 1791 | 272 |  | 12/01/2021 | 43624 | 9133306 | 12/01/2021
Johnson Controls, Inc. | GUARDIAN BY JOHNSON CONTROLS | PCG4B600652X4 | Federally-Regulated Consumer Product | Weatherized Non-Condensing Gas | 2015 | 286 |  | 12/01/2021 | 64842 | 206077570 | 12/01/2021
Johnson Controls, Inc. | GUARDIAN BY JOHNSON CONTROLS | MM9E080C16MP11 | Federally-Regulated Consumer Product | Mobile Home Non-Weatherized, C | 1641 | 332 |  | 12/01/2021 | 80008 | 203325010 | 12/01/2021
Johnson Controls, Inc. | GUARDIAN BY JOHNSON CONTROLS | PCG6B481002X1 | Federally-Regulated Consumer Product | Weatherized Non-Condensing Gas | 1569 | 263 |  | 12/01/2021 | 65481 | 9133304 | 12/01/2021
Johnson Controls, Inc. | GUARDIAN BY JOHNSON CONTROLS | PCG6B420652X1 | Federally-Regulated Consumer Product | Weatherized Non-Condensing Gas | 1313 | 252 |  | 12/01/2021 | 42709 | 9133301 | 12/01/2021
Johnson Controls, Inc. | GUARDIAN BY JOHNSON CONTROLS | PCG4B601252X4 | Federally-Regulated Consumer Product | Weatherized Non-Condensing Gas | 2166 | 293 |  | 12/01/2021 | 125911 | 206077584 | 12/01/2021
Johnson Controls, Inc. | GUARDIAN BY JOHNSON CONTROLS | PCG4A300502X4 | Federally-Regulated Consumer Product | Weatherized Non-Condensing Gas | 1205 | 251 |  | 12/01/2021 | 50202 | 206077386 | 12/01/2021
Johnson Controls, Inc. | GUARDIAN BY JOHNSON CONTROLS | PCG6B360652X1 | Federally-Regulated Consumer Product | Weatherized Non-Condensing Gas | 1170 | 245 |  | 12/01/2021 | 43310 | 9133299 | 12/01/2021
Johnson Controls, Inc. | GUARDIAN BY JOHNSON CONTROLS | MM9E080C20MP11 | Federally-Regulated Consumer Product | Mobile Home Non-Weatherized, C | 1871 | 348 |  | 12/01/2021 | 78901 | 203325011 | 12/01/2021
Johnson Controls, Inc. | GUARDIAN BY JOHNSON CONTROLS | PCG6B481252X1 | Federally-Regulated Consumer Product | Weatherized Non-Condensing Gas | 1747 | 270 |  | 12/01/2021 | 82081 | 9133305 | 12/01/2021
Johnson Controls, Inc. | GUARDIAN BY JOHNSON CONTROLS | PCG6A300752X1 | Federally-Regulated Consumer Product | Weatherized Non-Condensing Gas | 1099 | 242 |  | 12/01/2021 | 49013 | 9133298 | 12/01/2021
Johnson Controls, Inc. | GUARDIAN BY JOHNSON CONTROLS | PCG4B480652X4 | Federally-Regulated Consumer Product | Weatherized Non-Condensing Gas | 1823 | 278 |  | 12/01/2021 | 65339 | 206077549 | 12/01/2021
Johnson Controls, Inc. | GUARDIAN BY JOHNSON CONTROLS | PCG6A240502X4 | Federally-Regulated Consumer Product | Weatherized Non-Condensing Gas | 1023 | 243 |  | 12/01/2021 | 33330 | 206136939 | 12/01/2021
Johnson Controls, Inc. | GUARDIAN BY JOHNSON CONTROLS | PCG4A240752X4 | Federally-Regulated Consumer Product | Weatherized Non-Condensing Gas | 1221 | 251 |  | 12/01/2021 | 75481 | 206077374 | 12/01/2021
Johnson Controls, Inc. | GUARDIAN BY JOHNSON CONTROLS | MM9E080B12MP11 | Federally-Regulated Consumer Product | Mobile Home Non-Weatherized, C | 1468 | 320 |  | 12/01/2021 | 80561 | 203325009 | 12/01/2021
Johnson Controls, Inc. | GUARDIAN BY JOHNSON CONTROLS | PCG4B481002X4 | Federally-Regulated Consumer Product | Weatherized Non-Condensing Gas | 1684 | 272 |  | 12/01/2021 | 101771 | 206077556 | 12/01/2021
Johnson Controls, Inc. | GUARDIAN BY JOHNSON CONTROLS | PCG4A361002X4 | Federally-Regulated Consumer Product | Weatherized Non-Condensing Gas | 1538 | 265 |  | 12/01/2021 | 100492 | 206077425 | 12/01/2021
Johnson Controls, Inc. | GUARDIAN BY JOHNSON CONTROLS | PCG6B601252X4 | Federally-Regulated Consumer Product | Weatherized Non-Condensing Gas | 2609 | 312 |  | 12/01/2021 | 82056 | 206136995 | 12/01/2021
Johnson Controls, Inc. | GUARDIAN BY JOHNSON CONTROLS | MM9E100C16MP11 | Federally-Regulated Consumer Product | Mobile Home Non-Weatherized, C | 1672 | 334 |  | 12/01/2021 | 99431 | 203325012 | 12/01/2021
Johnson Controls, Inc. | GUARDIAN BY JOHNSON CONTROLS | PCG4A420752X4 | Federally-Regulated Consumer Product | Weatherized Non-Condensing Gas | 1566 | 267 |  | 12/01/2021 | 74995 | 206077434 | 12/01/2021
Johnson Controls, Inc. | GUARDIAN BY JOHNSON CONTROLS | PCG4A240502X4 | Federally-Regulated Consumer Product | Weatherized Non-Condensing Gas | 968 | 240 |  | 12/01/2021 | 50146 | 206077364 | 12/01/2021
Johnson Controls, Inc. | GUARDIAN BY JOHNSON CONTROLS | PHG4B420652X1 | Federally-Regulated Consumer Product | Weatherized Non-Condensing Gas | 1817 | 273 |  | 12/01/2021 | 65567 | 8550728 | 12/01/2021
Johnson Controls, Inc. | GUARDIAN BY JOHNSON CONTROLS | PCG4B601002X4 | Federally-Regulated Consumer Product | Weatherized Non-Condensing Gas | 2113 | 291 |  | 12/01/2021 | 100990 | 206077577 | 12/01/2021
Johnson Controls, Inc. | GUARDIAN BY JOHNSON CONTROLS | PCG6B601002X1 | Federally-Regulated Consumer Product | Weatherized Non-Condensing Gas | 1773 | 271 |  | 12/01/2021 | 65461 | 9133307 | 12/01/2021
Johnson Controls, Inc. | GUARDIAN BY JOHNSON CONTROLS | PCG6B481002X4 | Federally-Regulated Consumer Product | Weatherized Non-Condensing Gas | 1641 | 270 |  | 12/01/2021 | 64812 | 206136967 | 12/01/2021
Johnson Controls, Inc. | GUARDIAN BY JOHNSON CONTROLS | PCG6B481252X4 | Federally-Regulated Consumer Product | Weatherized Non-Condensing Gas | 2461 | 306 |  | 12/01/2021 | 82013 | 206136974 | 12/01/2021
Johnson Controls, Inc. | GUARDIAN BY JOHNSON CONTROLS | PCG4A300752X4 | Federally-Regulated Consumer Product | Weatherized Non-Condensing Gas | 1191 | 250 |  | 12/01/2021 | 75681 | 206077395 | 12/01/2021
Johnson Controls, Inc. | GUARDIAN BY JOHNSON CONTROLS | PCG6A240752X4 | Federally-Regulated Consumer Product | Weatherized Non-Condensing Gas | 1526 | 265 |  | 12/01/2021 | 49150 | 206136946 | 12/01/2021
Johnson Controls, Inc. | GUARDIAN BY JOHNSON CONTROLS | PCG6A240502X1 | Federally-Regulated Consumer Product | Weatherized Non-Condensing Gas | 705 | 225 |  | 12/01/2021 | 33081 | 9133295 | 12/01/2021
Johnson Controls, Inc. | GUARDIAN BY JOHNSON CONTROLS | PCG4B481002X2 | Federally-Regulated Consumer Product | Weatherized Non-Condensing Gas | 2010 | 282 |  | 12/01/2021 | 100104 | 203041762 | 12/01/2021
Johnson Controls, Inc. | GUARDIAN BY JOHNSON CONTROLS | PHG4B420652X4 | Federally-Regulated Consumer Product | Weatherized Non-Condensing Gas | 1722 | 273 |  | 12/01/2021 | 65857 | 206338254 | 12/01/2021
Johnson Controls, Inc. | GUARDIAN BY JOHNSON CONTROLS | PCG6B601002X4 | Federally-Regulated Consumer Product | Weatherized Non-Condensing Gas | 1803 | 277 |  | 12/01/2021 | 65888 | 206136988 | 12/01/2021
Johnson Controls, Inc. | CHAMPION HEATING AND COOLING | TMLE080B12MP11 | Federally-Regulated Consumer Product | Non-Weatherized, Non-Condensin | 1311 | 235 | 239.684 | 10/09/2019 |  |  | 12/01/2021
Johnson Controls, Inc. | CHAMPION HEATING AND COOLING | TM8V080B12MP12 | Federally-Regulated Consumer Product | Non-Weatherized, Non-Condensin | 1479 | 242 | 247.076 | 10/09/2019 |  |  | 12/01/2021
Johnson Controls, Inc. | CHAMPION HEATING AND COOLING | PCG6A360752X4 | Federally-Regulated Consumer Product | Weatherized Non-Condensing Gas | 1444 | 261 |  | 11/18/2020 | 49644 | 206168423 | 12/01/2021
Johnson Controls, Inc. | CHAMPION HEATING AND COOLING | ZD-05*10A1******** | Federally-Regulated Consumer Product | Weatherized Non-Condensing Gas | 2253 | 298 |  | 06/02/2021 | 100000 | 203975763 | 12/01/2021
Johnson Controls, Inc. | CHAMPION HEATING AND COOLING | PCG4B601002X4 | Federally-Regulated Consumer Product | Weatherized Non-Condensing Gas | 2113 | 291 |  | 09/30/2020 | 100990 | 206077579 | 12/01/2021
Johnson Controls, Inc. | CHAMPION HEATING AND COOLING | PCG6B601002X4 | Federally-Regulated Consumer Product | Weatherized Non-Condensing Gas | 1803 | 277 |  | 09/30/2020 | 65888 | 206136990 | 12/01/2021
Johnson Controls, Inc. | CHAMPION HEATING AND COOLING | PCG6B480652X4 | Federally-Regulated Consumer Product | Weatherized Non-Condensing Gas | 1708 | 273 |  | 09/30/2020 | 43352 | 206136962 | 12/01/2021
Johnson Controls, Inc. | CHAMPION HEATING AND COOLING | TMLV060A12MP12 | Federally-Regulated Consumer Product | Non-Weatherized, Non-Condensin | 1387 | 238 | 243.028 | 10/09/2019 |  |  | 12/01/2021
Johnson Controls, Inc. | CHAMPION HEATING AND COOLING | PCG4A300752X4 | Federally-Regulated Consumer Product | Weatherized Non-Condensing Gas | 1191 | 250 |  | 11/03/2021 | 75681 | 206077398 | 12/01/2021
Johnson Controls, Inc. | CHAMPION HEATING AND COOLING | TM8Y100C20MP11 | Federally-Regulated Consumer Product | Non-Weatherized, Non-Condensin | 2060 | 267 | 272.64 | 10/09/2019 |  |  | 12/01/2021
Johnson Controls, Inc. | CHAMPION HEATING AND COOLING | PCG4A421002X4 | Federally-Regulated Consumer Product | Weatherized Non-Condensing Gas | 1571 | 267 |  | 11/03/2021 | 100288 | 206077448 | 12/01/2021
Johnson Controls, Inc. | CHAMPION HEATING AND COOLING | TM8V100C20MP12 | Federally-Regulated Consumer Product | Non-Weatherized, Non-Condensin | 2291 | 277 | 282.804 | 10/09/2019 |  |  | 12/01/2021
Johnson Controls, Inc. | CHAMPION HEATING AND COOLING | PCG4A360752X4 | Federally-Regulated Consumer Product | Weatherized Non-Condensing Gas | 1384 | 259 |  | 09/30/2020 | 75187 | 206077419 | 12/01/2021
Johnson Controls, Inc. | CHAMPION HEATING AND COOLING | PCG4A300502X4 | Federally-Regulated Consumer Product | Weatherized Non-Condensing Gas | 1205 | 251 |  | 11/03/2021 | 50202 | 206077389 | 12/01/2021
Johnson Controls, Inc. | CHAMPION HEATING AND COOLING | PCG4B600652X4 | Federally-Regulated Consumer Product | Weatherized Non-Condensing Gas | 2015 | 286 |  | 09/30/2020 | 64842 | 206077572 | 12/01/2021
Johnson Controls, Inc. | CHAMPION HEATING AND COOLING | TM9Y080B12MP11 | Federally-Regulated Consumer Product | Non-Weatherized, Condensing Ga | 1336 | 249 | 253.784 | 10/09/2019 |  |  | 12/01/2021
Johnson Controls, Inc. | CHAMPION HEATING AND COOLING | PCG4A360502X4 | Federally-Regulated Consumer Product | Weatherized Non-Condensing Gas | 1346 | 257 |  | 09/30/2020 | 50288 | 206077408 | 12/01/2021
Johnson Controls, Inc. | CHAMPION HEATING AND COOLING | PCG4A240502X4 | Federally-Regulated Consumer Product | Weatherized Non-Condensing Gas | 968 | 240 |  | 11/03/2021 | 50146 | 206077367 | 12/01/2021
Johnson Controls, Inc. | CHAMPION HEATING AND COOLING | PCG6B481002X4 | Federally-Regulated Consumer Product | Weatherized Non-Condensing Gas | 1641 | 270 |  | 09/30/2020 | 64812 | 206136969 | 12/01/2021
Johnson Controls, Inc. | CHAMPION HEATING AND COOLING | PCG4B481002X4 | Federally-Regulated Consumer Product | Weatherized Non-Condensing Gas | 1684 | 272 |  | 09/30/2020 | 101771 | 206077558 | 12/01/2021
Johnson Controls, Inc. | CHAMPION HEATING AND COOLING | TM8Y080C16MP11 | Federally-Regulated Consumer Product | Non-Weatherized, Non-Condensin | 1628 | 249 | 253.632 | 10/09/2019 |  |  | 12/01/2021
Johnson Controls, Inc. | CHAMPION HEATING AND COOLING | TM8V060A12MP12 | Federally-Regulated Consumer Product | Non-Weatherized, Non-Condensin | 1387 | 238 | 243.028 | 10/09/2019 |  |  | 12/01/2021
Johnson Controls, Inc. | CHAMPION HEATING AND COOLING | PCG4B481252X4 | Federally-Regulated Consumer Product | Weatherized Non-Condensing Gas | 1962 | 284 |  | 09/30/2020 | 126252 | 206077565 | 12/01/2021
Johnson Controls, Inc. | CHAMPION HEATING AND COOLING | PCG4B480652X4 | Federally-Regulated Consumer Product | Weatherized Non-Condensing Gas | 1823 | 278 |  | 09/30/2020 | 65339 | 206077551 | 12/01/2021
Johnson Controls, Inc. | CHAMPION HEATING AND COOLING | PHG4B420652X4 | Federally-Regulated Consumer Product | Weatherized Non-Condensing Gas | 1722 | 273 |  | 11/18/2020 | 65857 | 206338256 | 12/01/2021
Johnson Controls, Inc. | CHAMPION HEATING AND COOLING | TM9V060B12MP12 | Federally-Regulated Consumer Product | Non-Weatherized, Condensing Ga | 1344 | 249 | 254.136 | 10/09/2019 |  |  | 12/01/2021
Johnson Controls, Inc. | CHAMPION HEATING AND COOLING | TM8V080C16MP12 | Federally-Regulated Consumer Product | Non-Weatherized, Non-Condensin | 1715 | 252 | 257.46 | 10/09/2019 |  |  | 12/01/2021
Johnson Controls, Inc. | CHAMPION HEATING AND COOLING | PCG4A240752X4 | Federally-Regulated Consumer Product | Weatherized Non-Condensing Gas | 1221 | 251 |  | 11/03/2021 | 75481 | 206077378 | 12/01/2021
Johnson Controls, Inc. | CHAMPION HEATING AND COOLING | TM8Y100C16MP11 | Federally-Regulated Consumer Product | Non-Weatherized, Non-Condensin | 1600 | 247 | 252.4 | 10/09/2019 |  |  | 12/01/2021
Johnson Controls, Inc. | CHAMPION HEATING AND COOLING | PCG6B601252X4 | Federally-Regulated Consumer Product | Weatherized Non-Condensing Gas | 2609 | 312 |  | 11/04/2020 | 82056 | 206136997 | 12/01/2021
Johnson Controls, Inc. | CHAMPION HEATING AND COOLING | PCG6A361002X4 | Federally-Regulated Consumer Product | Weatherized Non-Condensing Gas | 1937 | 283 |  | 12/02/2020 | 64302 | 206168438 | 12/01/2021
Johnson Controls, Inc. | CHAMPION HEATING AND COOLING | PCG6B481252X4 | Federally-Regulated Consumer Product | Weatherized Non-Condensing Gas | 2461 | 306 |  | 11/04/2020 | 82013 | 206136976 | 12/01/2021
Johnson Controls, Inc. | CHAMPION HEATING AND COOLING | PCG4A420752X4 | Federally-Regulated Consumer Product | Weatherized Non-Condensing Gas | 1566 | 267 |  | 11/03/2021 | 74995 | 206077437 | 12/01/2021
Johnson Controls, Inc. | CHAMPION HEATING AND COOLING | TM8Y080B12MP11 | Federally-Regulated Consumer Product | Non-Weatherized, Non-Condensin | 1373 | 238 | 242.412 | 10/09/2019 |  |  | 12/01/2021
Johnson Controls, Inc. | CHAMPION HEATING AND COOLING | TM9Y120D20MP11 | Federally-Regulated Consumer Product | Non-Weatherized, Condensing Ga | 1931 | 274 | 279.964 | 10/09/2019 |  |  | 12/01/2021
Johnson Controls, Inc. | CHAMPION HEATING AND COOLING | PCG4A361002X4 | Federally-Regulated Consumer Product | Weatherized Non-Condensing Gas | 1538 | 265 |  | 09/30/2020 | 100492 | 206077427 | 12/01/2021
Johnson Controls, Inc. | CHAMPION HEATING AND COOLING | TM8Y120C20MP11 | Federally-Regulated Consumer Product | Non-Weatherized, Non-Condensin | 1967 | 263 | 268.548 | 10/09/2019 |  |  | 12/01/2021
Johnson Controls, Inc. | CHAMPION HEATING AND COOLING | PCG6A240502X4 | Federally-Regulated Consumer Product | Weatherized Non-Condensing Gas | 1023 | 243 |  | 11/04/2020 | 33330 | 206136941 | 12/01/2021
Johnson Controls, Inc. | CHAMPION HEATING AND COOLING | TM9Y080C16MP11 | Federally-Regulated Consumer Product | Non-Weatherized, Condensing Ga | 1404 | 252 | 256.776 | 10/09/2019 |  |  | 12/01/2021
Johnson Controls, Inc. | CHAMPION HEATING AND COOLING | PCG4B601252X4 | Federally-Regulated Consumer Product | Weatherized Non-Condensing Gas | 2166 | 293 |  | 09/30/2020 | 125911 | 206077586 | 12/01/2021
Johnson Controls, Inc. | CHAMPION HEATING AND COOLING | TM9Y100C20MP11 | Federally-Regulated Consumer Product | Non-Weatherized, Condensing Ga | 1827 | 270 | 275.388 | 10/09/2019 |  |  | 12/01/2021
Johnson Controls, Inc. | CHAMPION HEATING AND COOLING | TMLE100C20MP11 | Federally-Regulated Consumer Product | Non-Weatherized, Non-Condensin | 2201 | 273 | 278.844 | 10/09/2019 |  |  | 12/01/2021
Johnson Controls, Inc. | CHAMPION HEATING AND COOLING | PCG6A240752X4 | Federally-Regulated Consumer Product | Weatherized Non-Condensing Gas | 1526 | 265 |  | 11/18/2020 | 49150 | 206136948 | 12/01/2021
Johnson Controls, Inc. | CHAMPION HEATING AND COOLING | TM8Y060A12MP11 | Federally-Regulated Consumer Product | Non-Weatherized, Non-Condensin | 1332 | 236 | 240.608 | 10/09/2019 |  |  | 12/01/2021
Johnson Controls, Inc. | CHAMPION HEATING AND COOLING | TM9Y100C16MP11 | Federally-Regulated Consumer Product | Non-Weatherized, Condensing Ga | 1497 | 256 | 260.868 | 10/09/2019 |  |  | 12/01/2021
Nordyne, LLC | Broan | MG2S-072T2ABM* | Federally-Regulated Consumer Product | Mobile Home Non-Weatherized, C | 1701 | 359 |  | 12/01/2021 | 46718 | 203049619 | 12/01/2021
Nordyne, LLC | Broan | MG2S-072F2ABM* | Federally-Regulated Consumer Product | Mobile Home Non-Weatherized, C | 1565 | 350 |  | 12/01/2021 | 46903 | 203049612 | 12/01/2021
Nordyne, LLC | Broan | FG7TA-080C-V24BP | Federally-Regulated Consumer Product | Non-Weatherized, Non-Condensin | 1277 | 238 |  | 12/01/2021 | 52213 | 207455922 | 12/01/2021
Nordyne, LLC | Broan | KG7TC-060*-E24BP | Federally-Regulated Consumer Product | Non-Weatherized, Condensing Ga | 1222 | 249 |  | 12/01/2021 | 39014 | 207456201 | 12/01/2021
Nordyne, LLC | Broan | MG1E-070F1A*M1 | Federally-Regulated Consumer Product | Mobile Home Non-Weatherized, N | 1431 | 324 |  | 12/01/2021 | 70411 | 204112427 | 12/01/2021
Nordyne, LLC | Broan | KG7TN-100D-E35C1 | Federally-Regulated Consumer Product | Non-Weatherized, Condensing Ga | 1711 | 270 |  | 12/01/2021 | 65214 | 204036944 | 12/01/2021
Nordyne, LLC | Broan | FG7TE-060D-V24BP | Federally-Regulated Consumer Product | Non-Weatherized, Condensing Ga | 1334 | 254 |  | 12/01/2021 | 38697 | 207456305 | 12/01/2021
Nordyne, LLC | Broan | KG7TN-080D-E35CP | Federally-Regulated Consumer Product | Non-Weatherized, Condensing Ga | 1718 | 271 |  | 12/01/2021 | 52461 | 207456148 | 12/01/2021
Nordyne, LLC | Broan | MG2S-045F2ABM* | Federally-Regulated Consumer Product | Mobile Home Non-Weatherized, C | 1603 | 352 |  | 12/01/2021 | 29516 | 203049587 | 12/01/2021
Nordyne, LLC | Broan | R8GE-042K072C1 | Federally-Regulated Consumer Product | Weatherized Non-Condensing Gas | 1817 | 279 |  | 12/01/2021 | 72195 | 204040832 | 12/01/2021
Nordyne, LLC | Broan | KG7TE-060D-E24B1 | Federally-Regulated Consumer Product | Non-Weatherized, Condensing Ga | 1315 | 252 |  | 12/01/2021 | 38212 | 204036983 | 12/01/2021
Nordyne, LLC | Broan | MG2S-060F2ABM* | Federally-Regulated Consumer Product | Mobile Home Non-Weatherized, C | 1292 | 330 |  | 12/01/2021 | 39969 | 203049599 | 12/01/2021
Nordyne, LLC | Broan | R8GE-X60K096C1 | Federally-Regulated Consumer Product | Weatherized Non-Condensing Gas | 2028 | 288 |  | 12/01/2021 | 94398 | 204040804 | 12/01/2021
Nordyne, LLC | Broan | KG7TN-115D-E45DP | Federally-Regulated Consumer Product | Non-Weatherized, Condensing Ga | 2198 | 292 |  | 12/01/2021 | 75317 | 207456164 | 12/01/2021
Nordyne, LLC | Broan | FG7TC-080*-V35CP | Federally-Regulated Consumer Product | Non-Weatherized, Condensing Ga | 1873 | 277 |  | 12/01/2021 | 50261 | 207456224 | 12/01/2021
Nordyne, LLC | Broan | FG7TE-080D-E35CP | Federally-Regulated Consumer Product | Non-Weatherized, Condensing Ga | 1764 | 273 |  | 12/01/2021 | 52933 | 207456176 | 12/01/2021
Nordyne, LLC | Broan | KG7TN-100D-E35CP | Federally-Regulated Consumer Product | Non-Weatherized, Condensing Ga | 1711 | 270 |  | 12/01/2021 | 65214 | 207456159 | 12/01/2021
Nordyne, LLC | Broan | MG1E-056F1A*M1 | Federally-Regulated Consumer Product | Mobile Home Non-Weatherized, N | 1404 | 322 |  | 12/01/2021 | 55389 | 204114212 | 12/01/2021
Nordyne, LLC | Broan | MG3S-080T2*ACP | Federally-Regulated Consumer Product | Non-Weatherized, Condensing Ga | 1785 | 274 |  | 12/01/2021 | 52907 | 207456094 | 12/01/2021
Nordyne, LLC | Broan | FG7TE-080D-V35CP | Federally-Regulated Consumer Product | Non-Weatherized, Condensing Ga | 1829 | 275 |  | 12/01/2021 | 52182 | 207456179 | 12/01/2021
Nordyne, LLC | Broan | KG7TA-100C-E35CP | Federally-Regulated Consumer Product | Non-Weatherized, Non-Condensin | 1668 | 255 |  | 12/01/2021 | 63969 | 207455918 | 12/01/2021
Nordyne, LLC | Broan | MG3S-080T2*AC1 | Federally-Regulated Consumer Product | Non-Weatherized, Condensing Ga | 1785 | 274 |  | 12/01/2021 | 52907 | 205962960 | 12/01/2021
Nordyne, LLC | Broan | KG7TE-100D-E35CP | Federally-Regulated Consumer Product | Non-Weatherized, Condensing Ga | 1783 | 273 |  | 12/01/2021 | 64758 | 207456143 | 12/01/2021
Nordyne, LLC | Broan | FG7TE-100D-E35C1 | Federally-Regulated Consumer Product | Non-Weatherized, Condensing Ga | 1783 | 273 |  | 12/01/2021 | 64758 | 204036919 | 12/01/2021
Nordyne, LLC | Broan | FG7TE-100D-V35C1 | Federally-Regulated Consumer Product | Non-Weatherized, Condensing Ga | 1819 | 275 |  | 12/01/2021 | 65338 | 205411496 | 12/01/2021
Nordyne, LLC | Broan | FG7TC-080D-V35CP | Federally-Regulated Consumer Product | Non-Weatherized, Condensing Ga | 1873 | 277 |  | 12/01/2021 | 50261 | 207456121 | 12/01/2021
Nordyne, LLC | Broan | MG1E-090F1A*M1 | Federally-Regulated Consumer Product | Mobile Home Non-Weatherized, N | 1474 | 247 |  | 12/01/2021 | 85906 | 204541459 | 12/01/2021
Nordyne, LLC | Broan | MG3S-080T2AACP | Federally-Regulated Consumer Product | Mobile Home Non-Weatherized, C | 1835 | 370 |  | 12/01/2021 | 51517 | 207456090 | 12/01/2021
Nordyne, LLC | Broan | KG7TA-080C-E24BP | Federally-Regulated Consumer Product | Non-Weatherized, Non-Condensin | 1277 | 238 |  | 12/01/2021 | 52213 | 207455914 | 12/01/2021
Nordyne, LLC | Broan | KG7TE-100D-E35C1 | Federally-Regulated Consumer Product | Non-Weatherized, Condensing Ga | 1783 | 273 |  | 12/01/2021 | 64758 | 204036923 | 12/01/2021
Nordyne, LLC | Broan | R8GE-X60K120C1 | Federally-Regulated Consumer Product | Weatherized Non-Condensing Gas | 2073 | 290 |  | 12/01/2021 | 119379 | 204040791 | 12/01/2021
Nordyne, LLC | Broan | MG3S-080T2AAC1 | Federally-Regulated Consumer Product | Mobile Home Non-Weatherized, C | 1835 | 370 |  | 12/01/2021 | 51517 | 205962956 | 12/01/2021
Nordyne, LLC | Broan | FG7TE-100D-E35CP | Federally-Regulated Consumer Product | Non-Weatherized, Condensing Ga | 1783 | 273 |  | 12/01/2021 | 64758 | 207456140 | 12/01/2021
Nordyne, LLC | Broan | R8GE-042K096C1 | Federally-Regulated Consumer Product | Weatherized Non-Condensing Gas | 1540 | 267 |  | 12/01/2021 | 97780 | 204040829 | 12/01/2021
Nordyne, LLC | Broan | FG7TC-100*-V35C1 | Federally-Regulated Consumer Product | Non-Weatherized, Condensing Ga | 1826 | 275 |  | 12/01/2021 | 64473 | 204037050 | 12/01/2021
Nordyne, LLC | Broan | MG2S-045T2ABM* | Federally-Regulated Consumer Product | Mobile Home Non-Weatherized, C | 1603 | 352 |  | 12/01/2021 | 29096 | 203049592 | 12/01/2021
Nordyne, LLC | Broan | MG3P-072U1AAC* | Federally-Regulated Consumer Product | Mobile Home Non-Weatherized, C | 2099 | 287 |  | 12/01/2021 | 72868 | 205234670 | 12/01/2021
Nordyne, LLC | Broan | MG2R-072T1A*M* | Federally-Regulated Consumer Product | Mobile Home Non-Weatherized, C | 1607 | 354 |  | 12/01/2021 | 71866 | 204600222 | 12/01/2021
Nordyne, LLC | Broan | FG7TE-060D-E24B1 | Federally-Regulated Consumer Product | Non-Weatherized, Condensing Ga | 1315 | 252 |  | 12/01/2021 | 38212 | 204036982 | 12/01/2021
Nordyne, LLC | Broan | R8GE-048K096C1 | Federally-Regulated Consumer Product | Weatherized Non-Condensing Gas | 1818 | 279 |  | 12/01/2021 | 95561 | 204040830 | 12/01/2021
Nordyne, LLC | Broan | KG7TN-060D-E24B1 | Federally-Regulated Consumer Product | Non-Weatherized, Condensing Ga | 1304 | 252 |  | 12/01/2021 | 39517 | 204036984 | 12/01/2021
Nordyne, LLC | Broan | KG7TE-060D-E24BP | Federally-Regulated Consumer Product | Non-Weatherized, Condensing Ga | 1315 | 252 |  | 12/01/2021 | 38212 | 207456189 | 12/01/2021
Nordyne, LLC | Broan | FG7TA-080C-V24B1 | Federally-Regulated Consumer Product | Non-Weatherized, Non-Condensin | 1277 | 238 |  | 12/01/2021 | 52213 | 204037032 | 12/01/2021
Nordyne, LLC | Broan | MG2R-045T1A*M* | Federally-Regulated Consumer Product | Mobile Home Non-Weatherized, C | 1624 | 337 |  | 12/01/2021 | 44484 | 204600212 | 12/01/2021
Nordyne, LLC | Broan | MG1E-077F1A*M1 | Federally-Regulated Consumer Product | Mobile Home Non-Weatherized, N | 1253 | 237 |  | 12/01/2021 | 77346 | 204112432 | 12/01/2021
Nordyne, LLC | Broan | FG7TN-080D-V35CP | Federally-Regulated Consumer Product | Non-Weatherized, Condensing Ga | 1785 | 274 |  | 12/01/2021 | 52907 | 207456154 | 12/01/2021
Nordyne, LLC | Broan | FG7TC-100D-V35CP | Federally-Regulated Consumer Product | Non-Weatherized, Condensing Ga | 1826 | 275 |  | 12/01/2021 | 64473 | 207456131 | 12/01/2021
Nordyne, LLC | Broan | FG7TC-080D-V35C1 | Federally-Regulated Consumer Product | Non-Weatherized, Condensing Ga | 1873 | 277 |  | 12/01/2021 | 50261 | 204036830 | 12/01/2021
Nordyne, LLC | Broan | FG7TC-100D-V35C1 | Federally-Regulated Consumer Product | Non-Weatherized, Condensing Ga | 1826 | 275 |  | 12/01/2021 | 64473 | 204036845 | 12/01/2021
Nordyne, LLC | Broan | KG7TA-100C-E35C1 | Federally-Regulated Consumer Product | Non-Weatherized, Non-Condensin | 1668 | 255 |  | 12/01/2021 | 63969 | 204036798 | 12/01/2021
Nordyne, LLC | Broan | FG7TE-100D-V35CP | Federally-Regulated Consumer Product | Non-Weatherized, Condensing Ga | 1819 | 275 |  | 12/01/2021 | 65338 | 207456302 | 12/01/2021
Nordyne, LLC | Broan | KG7TE-080D-E35CP | Federally-Regulated Consumer Product | Non-Weatherized, Condensing Ga | 1764 | 273 |  | 12/01/2021 | 52933 | 207456182 | 12/01/2021
Nordyne, LLC | Broan | MG3P-090U1AAC* | Federally-Regulated Consumer Product | Mobile Home Non-Weatherized, C | 2021 | 383 |  | 12/01/2021 | 91333 | 205126705 | 12/01/2021
Nordyne, LLC | Broan | FG7TN-115D-V45CP | Federally-Regulated Consumer Product | Non-Weatherized, Condensing Ga | 1798 | 274 |  | 12/01/2021 | 74070 | 207456170 | 12/01/2021
Nordyne, LLC | Broan | FG7TC-100*-V35CP | Federally-Regulated Consumer Product | Non-Weatherized, Condensing Ga | 1826 | 275 |  | 12/01/2021 | 64473 | 207456229 | 12/01/2021
Nordyne, LLC | Broan | FG7TN-115D-V45C1 | Federally-Regulated Consumer Product | Non-Weatherized, Condensing Ga | 1798 | 274 |  | 12/01/2021 | 74070 | 204036959 | 12/01/2021
Nordyne, LLC | Broan | R8GE-024K072C1 | Federally-Regulated Consumer Product | Weatherized Non-Condensing Gas | 1280 | 255 |  | 12/01/2021 | 71272 | 204040767 | 12/01/2021
Nordyne, LLC | Broan | FG7TE-080D-V35C1 | Federally-Regulated Consumer Product | Non-Weatherized, Condensing Ga | 1829 | 275 |  | 12/01/2021 | 52182 | 204036970 | 12/01/2021
Nordyne, LLC | Broan | FG7TC-080*-V35C1 | Federally-Regulated Consumer Product | Non-Weatherized, Condensing Ga | 1873 | 277 |  | 12/01/2021 | 50261 | 204037044 | 12/01/2021
Nordyne, LLC | Broan | FG7TN-060D-V24BP | Federally-Regulated Consumer Product | Non-Weatherized, Condensing Ga | 1405 | 257 |  | 12/01/2021 | 38964 | 207456195 | 12/01/2021
Nordyne, LLC | Broan | MG3P-090U1*AC* | Federally-Regulated Consumer Product | Mobile Home Non-Weatherized, C | 2021 | 383 |  | 12/01/2021 | 91333 | 205126706 | 12/01/2021
Nordyne, LLC | Broan | KG7TN-060D-E24BP | Federally-Regulated Consumer Product | Non-Weatherized, Condensing Ga | 1304 | 252 |  | 12/01/2021 | 39517 | 207456190 | 12/01/2021
Nordyne, LLC | Broan | R8GE-030K072C1 | Federally-Regulated Consumer Product | Weatherized Non-Condensing Gas | 1280 | 255 |  | 12/01/2021 | 71272 | 204040779 | 12/01/2021
Nordyne, LLC | Broan | KG7TC-060D-E24BP | Federally-Regulated Consumer Product | Non-Weatherized, Condensing Ga | 1222 | 249 |  | 12/01/2021 | 39014 | 207456107 | 12/01/2021
Nordyne, LLC | Broan | KG7TA-080C-E24B1 | Federally-Regulated Consumer Product | Non-Weatherized, Non-Condensin | 1277 | 238 |  | 12/01/2021 | 52213 | 204036790 | 12/01/2021
Nordyne, LLC | Broan | R8GE-036K096C1 | Federally-Regulated Consumer Product | Weatherized Non-Condensing Gas | 1704 | 274 |  | 12/01/2021 | 97452 | 204040817 | 12/01/2021
Nordyne, LLC | Broan | R8GE-036K072C1 | Federally-Regulated Consumer Product | Weatherized Non-Condensing Gas | 1349 | 258 |  | 12/01/2021 | 72437 | 204040803 | 12/01/2021
Nordyne, LLC | Broan | FG7TE-060D-E24BP | Federally-Regulated Consumer Product | Non-Weatherized, Condensing Ga | 1315 | 252 |  | 12/01/2021 | 38212 | 207456188 | 12/01/2021
Rheem Sales Company, Inc. | Sure | RGEA14048AJT081AB | Federally-Regulated Consumer Product | Weatherized Non-Condensing Gas | 1809 | 279 |  | 12/01/2021 | 99189 | 203404487 | 12/01/2021
Rheem Sales Company, Inc. | Sure | RGECZR060AJT12**A | Federally-Regulated Consumer Product | Weatherized Non-Condensing Gas | 2183 | 266 |  | 12/01/2021 | 83968 | 203473673 | 12/01/2021
Rheem Sales Company, Inc. | Sure | S801TA075521ZSB | Federally-Regulated Consumer Product | Non-Weatherized, Non-Condensin | 1883 | 265 |  | 12/01/2021 | 75029 | 8087165 | 12/01/2021
Rheem Sales Company, Inc. | Sure | RGEA14030AJT08XAC | Federally-Regulated Consumer Product | Weatherized Non-Condensing Gas | 1147 | 249 |  | 12/01/2021 | 79965 | 206606608 | 12/01/2021
Rheem Sales Company, Inc. | Sure | RGEA14036AJT081AC | Federally-Regulated Consumer Product | Weatherized Non-Condensing Gas | 1430 | 262 |  | 12/01/2021 | 99665 | 206606621 | 12/01/2021
Rheem Sales Company, Inc. | Sure | RGEA14036AJT08XAC | Federally-Regulated Consumer Product | Weatherized Non-Condensing Gas | 1430 | 262 |  | 12/01/2021 | 99665 | 206606626 | 12/01/2021
Rheem Sales Company, Inc. | Sure | S801TA050417MUA | Federally-Regulated Consumer Product | Non-Weatherized, Non-Condensin | 1502 | 248 |  | 12/01/2021 | 50342 | 204501682 | 12/01/2021
Rheem Sales Company, Inc. | Sure | S801TA070417MUA | Federally-Regulated Consumer Product | Non-Weatherized, Non-Condensin | 1823 | 262 |  | 12/01/2021 | 70109 | 204501685 | 12/01/2021
Rheem Sales Company, Inc. | Sure | RGEA15048AJV101AB | Federally-Regulated Consumer Product | Weatherized Non-Condensing Gas | 1720 | 275 |  | 12/01/2021 | 99897 | 203404595 | 12/01/2021
Rheem Sales Company, Inc. | Sure | RGEA14060AJT10UAA | Federally-Regulated Consumer Product | Weatherized Non-Condensing Gas | 2066 | 290 |  | 12/01/2021 | 100130 | 205965549 | 12/01/2021
Rheem Sales Company, Inc. | Sure | RGEA14036AJT08UAA | Federally-Regulated Consumer Product | Weatherized Non-Condensing Gas | 1382 | 260 |  | 12/01/2021 | 80891 | 205965545 | 12/01/2021
Rheem Sales Company, Inc. | Sure | S801TB100521MUA | Federally-Regulated Consumer Product | Non-Weatherized, Non-Condensin | 2096 | 274 |  | 12/01/2021 | 100583 | 204501688 | 12/01/2021
Rheem Sales Company, Inc. | Sure | RGEA14024AJT06UAA | Federally-Regulated Consumer Product | Weatherized Non-Condensing Gas | 1236 | 253 |  | 12/01/2021 | 61566 | 205965543 | 12/01/2021
Rheem Sales Company, Inc. | Sure | RGEA14042AJT08XAC | Federally-Regulated Consumer Product | Weatherized Non-Condensing Gas | 1494 | 265 |  | 12/01/2021 | 99609 | 206606643 | 12/01/2021
Rheem Sales Company, Inc. | Sure | RGEA15060AJV10XAB | Federally-Regulated Consumer Product | Weatherized Non-Condensing Gas | 2166 | 294 |  | 12/01/2021 | 100081 | 203404607 | 12/01/2021
Rheem Sales Company, Inc. | Sure | RGEA15048AJV10XAB | Federally-Regulated Consumer Product | Weatherized Non-Condensing Gas | 1720 | 275 |  | 12/01/2021 | 99897 | 203404599 | 12/01/2021
Rheem Sales Company, Inc. | Sure | RGEA15030AJV06XAB | Federally-Regulated Consumer Product | Weatherized Non-Condensing Gas | 1402 | 261 |  | 12/01/2021 | 80658 | 203404531 | 12/01/2021
Rheem Sales Company, Inc. | Sure | RGEA14024AJT08XAC | Federally-Regulated Consumer Product | Weatherized Non-Condensing Gas | 1127 | 249 |  | 12/01/2021 | 80320 | 206606590 | 12/01/2021
Rheem Sales Company, Inc. | Sure | RGEA14042AJT081AC | Federally-Regulated Consumer Product | Weatherized Non-Condensing Gas | 1494 | 265 |  | 12/01/2021 | 99609 | 206606639 | 12/01/2021
Rheem Sales Company, Inc. | Sure | S801TA075521ZXB | Federally-Regulated Consumer Product | Non-Weatherized, Non-Condensin | 1883 | 265 |  | 12/01/2021 | 75029 | 8087169 | 12/01/2021
Rheem Sales Company, Inc. | Sure | RGEA15030AJV08XAB | Federally-Regulated Consumer Product | Weatherized Non-Condensing Gas | 1402 | 261 |  | 12/01/2021 | 80658 | 203404539 | 12/01/2021
Rheem Sales Company, Inc. | Sure | RGEA14036AJT061AC | Federally-Regulated Consumer Product | Weatherized Non-Condensing Gas | 1430 | 262 |  | 12/01/2021 | 99665 | 206606612 | 12/01/2021
Rheem Sales Company, Inc. | Sure | RGEA14042AJT08UAA | Federally-Regulated Consumer Product | Weatherized Non-Condensing Gas | 1635 | 271 |  | 12/01/2021 | 80943 | 205965548 | 12/01/2021
Rheem Sales Company, Inc. | Sure | RGEA14030AJT081AC | Federally-Regulated Consumer Product | Weatherized Non-Condensing Gas | 1147 | 249 |  | 12/01/2021 | 79965 | 206606603 | 12/01/2021
Rheem Sales Company, Inc. | Sure | RGEA15030AJV081AB | Federally-Regulated Consumer Product | Weatherized Non-Condensing Gas | 1402 | 261 |  | 12/01/2021 | 80658 | 203404535 | 12/01/2021
Rheem Sales Company, Inc. | Sure | RGECZR060AJT12**B | Federally-Regulated Consumer Product | Weatherized Non-Condensing Gas | 2183 | 266 |  | 12/01/2021 | 83968 | 206778665 | 12/01/2021
Rheem Sales Company, Inc. | Sure | RGEA14024AJT06XAC | Federally-Regulated Consumer Product | Weatherized Non-Condensing Gas | 1127 | 249 |  | 12/01/2021 | 80320 | 206606581 | 12/01/2021
Rheem Sales Company, Inc. | Sure | RGEA14048AJT10UAA | Federally-Regulated Consumer Product | Weatherized Non-Condensing Gas | 1832 | 280 |  | 12/01/2021 | 100370 | 205965547 | 12/01/2021
Rheem Sales Company, Inc. | Sure | RGEA14036AJT101AC | Federally-Regulated Consumer Product | Weatherized Non-Condensing Gas | 1430 | 262 |  | 12/01/2021 | 99665 | 206606630 | 12/01/2021
Rheem Sales Company, Inc. | Sure | RGEA15060AJV101AB | Federally-Regulated Consumer Product | Weatherized Non-Condensing Gas | 2166 | 294 |  | 12/01/2021 | 100081 | 203404603 | 12/01/2021
Rheem Sales Company, Inc. | Sure | RGEA14036AJT10XAC | Federally-Regulated Consumer Product | Weatherized Non-Condensing Gas | 1430 | 262 |  | 12/01/2021 | 99665 | 206606635 | 12/01/2021
Rheem Sales Company, Inc. | Sure | RGEA14024AJT081AC | Federally-Regulated Consumer Product | Weatherized Non-Condensing Gas | 1127 | 249 |  | 12/01/2021 | 80320 | 206606585 | 12/01/2021
Rheem Sales Company, Inc. | Sure | RGEA15030AJV061AB | Federally-Regulated Consumer Product | Weatherized Non-Condensing Gas | 1402 | 261 |  | 12/01/2021 | 80658 | 203404527 | 12/01/2021
Rheem Sales Company, Inc. | Sure | RGEA14024AJT061AC | Federally-Regulated Consumer Product | Weatherized Non-Condensing Gas | 1127 | 249 |  | 12/01/2021 | 80320 | 206606576 | 12/01/2021
Rheem Sales Company, Inc. | Sure | RGEA14048AJT08XAB | Federally-Regulated Consumer Product | Weatherized Non-Condensing Gas | 1809 | 279 |  | 12/01/2021 | 99189 | 203404491 | 12/01/2021
Rheem Sales Company, Inc. | Sure | RGEA14048AJT101AB | Federally-Regulated Consumer Product | Weatherized Non-Condensing Gas | 1809 | 279 |  | 12/01/2021 | 99189 | 203404495 | 12/01/2021
Rheem Sales Company, Inc. | Sure | RGEA14048AJT08UAA | Federally-Regulated Consumer Product | Weatherized Non-Condensing Gas | 2026 | 288 |  | 12/01/2021 | 80019 | 205965546 | 12/01/2021
Rheem Sales Company, Inc. | Sure | RGEA14036AJT06XAC | Federally-Regulated Consumer Product | Weatherized Non-Condensing Gas | 1430 | 262 |  | 12/01/2021 | 99665 | 206606617 | 12/01/2021
Rheem Sales Company, Inc. | Sure | RGEA14030AJT061AC | Federally-Regulated Consumer Product | Weatherized Non-Condensing Gas | 1147 | 249 |  | 12/01/2021 | 79965 | 206606594 | 12/01/2021
Rheem Sales Company, Inc. | Sure | RGEA14042AJT101AC | Federally-Regulated Consumer Product | Weatherized Non-Condensing Gas | 1494 | 265 |  | 12/01/2021 | 99609 | 206606648 | 12/01/2021
Rheem Sales Company, Inc. | Sure | RGEA14030AJT06XAC | Federally-Regulated Consumer Product | Weatherized Non-Condensing Gas | 1147 | 249 |  | 12/01/2021 | 79965 | 206606599 | 12/01/2021
Rheem Sales Company, Inc. | Sure | RGEA14042AJT10XAC | Federally-Regulated Consumer Product | Weatherized Non-Condensing Gas | 1494 | 265 |  | 12/01/2021 | 99609 | 206606652 | 12/01/2021
Rheem Sales Company, Inc. | Sure | RGEA14048AJT10XAB | Federally-Regulated Consumer Product | Weatherized Non-Condensing Gas | 1809 | 279 |  | 12/01/2021 | 99189 | 203404499 | 12/01/2021
Rheem Sales Company, Inc. | Sure | RGEA14030AJT06UAA | Federally-Regulated Consumer Product | Weatherized Non-Condensing Gas | 1125 | 248 |  | 12/01/2021 | 60094 | 205965541 | 12/01/2021
Johnson Controls, Inc. | FRASER-JOHNSTON BY JOHNSON CONTROLS | PCG4B601002X4 | Federally-Regulated Consumer Product | Weatherized Non-Condensing Gas | 2113 | 291 |  | 09/30/2020 | 100990 | 206077576 | 12/01/2021
Johnson Controls, Inc. | FRASER-JOHNSTON BY JOHNSON CONTROLS | PCG4B481002X2 | Federally-Regulated Consumer Product | Weatherized Non-Condensing Gas | 2010 | 282 |  | 11/18/2020 | 100104 | 203041752 | 12/01/2021
Johnson Controls, Inc. | FRASER-JOHNSTON BY JOHNSON CONTROLS | TM8V080B12MP12 | Federally-Regulated Consumer Product | Non-Weatherized, Non-Condensin | 1479 | 242 |  | 07/22/2020 | 51960 | 204829719 | 12/01/2021
Johnson Controls, Inc. | FRASER-JOHNSTON BY JOHNSON CONTROLS | PCG6B601002X1 | Federally-Regulated Consumer Product | Weatherized Non-Condensing Gas | 1773 | 271 |  | 11/18/2020 | 65461 | 9133293 | 12/01/2021
Johnson Controls, Inc. | FRASER-JOHNSTON BY JOHNSON CONTROLS | PCG6B601252X4 | Federally-Regulated Consumer Product | Weatherized Non-Condensing Gas | 2609 | 312 |  | 11/04/2020 | 82056 | 206136994 | 12/01/2021
Johnson Controls, Inc. | FRASER-JOHNSTON BY JOHNSON CONTROLS | PCG4B600652X4 | Federally-Regulated Consumer Product | Weatherized Non-Condensing Gas | 2015 | 286 |  | 09/30/2020 | 64842 | 206077569 | 12/01/2021
Johnson Controls, Inc. | FRASER-JOHNSTON BY JOHNSON CONTROLS | PCG6A240502X4 | Federally-Regulated Consumer Product | Weatherized Non-Condensing Gas | 1023 | 243 |  | 11/04/2020 | 33330 | 206136938 | 12/01/2021
Johnson Controls, Inc. | FRASER-JOHNSTON BY JOHNSON CONTROLS | PCG6B421002X1 | Federally-Regulated Consumer Product | Weatherized Non-Condensing Gas | 1352 | 253 |  | 09/23/2020 | 64465 | 9133288 | 12/01/2021
Johnson Controls, Inc. | FRASER-JOHNSTON BY JOHNSON CONTROLS | TMLE100C20MP11 | Federally-Regulated Consumer Product | Non-Weatherized, Non-Condensin | 2201 | 273 | 278.844 | 10/09/2019 |  |  | 12/01/2021
Johnson Controls, Inc. | FRASER-JOHNSTON BY JOHNSON CONTROLS | PCG6A240752X4 | Federally-Regulated Consumer Product | Weatherized Non-Condensing Gas | 1526 | 265 |  | 11/18/2020 | 49150 | 206136945 | 12/01/2021
Johnson Controls, Inc. | FRASER-JOHNSTON BY JOHNSON CONTROLS | PCG6A300752X1 | Federally-Regulated Consumer Product | Weatherized Non-Condensing Gas | 1099 | 242 |  | 09/23/2020 | 49013 | 9133284 | 12/01/2021
Johnson Controls, Inc. | FRASER-JOHNSTON BY JOHNSON CONTROLS | PCG4B480652X4 | Federally-Regulated Consumer Product | Weatherized Non-Condensing Gas | 1823 | 278 |  | 09/30/2020 | 65339 | 206077548 | 12/01/2021
Johnson Controls, Inc. | FRASER-JOHNSTON BY JOHNSON CONTROLS | TMLE080B12MP11 | Federally-Regulated Consumer Product | Non-Weatherized, Non-Condensin | 1311 | 235 | 239.684 | 10/09/2019 |  |  | 12/01/2021
Johnson Controls, Inc. | FRASER-JOHNSTON BY JOHNSON CONTROLS | TM8Y120C20MP11 | Federally-Regulated Consumer Product | Non-Weatherized, Non-Condensin | 1967 | 263 | 268.548 | 10/09/2019 |  |  | 12/01/2021
Johnson Controls, Inc. | FRASER-JOHNSTON BY JOHNSON CONTROLS | TM8Y060A12MP11 | Federally-Regulated Consumer Product | Non-Weatherized, Non-Condensin | 1332 | 236 | 240.608 | 10/09/2019 |  |  | 12/01/2021
Johnson Controls, Inc. | FRASER-JOHNSTON BY JOHNSON CONTROLS | PCG4B601252X4 | Federally-Regulated Consumer Product | Weatherized Non-Condensing Gas | 2166 | 293 |  | 09/30/2020 | 125911 | 206077583 | 12/01/2021
Johnson Controls, Inc. | FRASER-JOHNSTON BY JOHNSON CONTROLS | PCG6B600652X1 | Federally-Regulated Consumer Product | Weatherized Non-Condensing Gas | 1791 | 272 |  | 11/18/2020 | 43624 | 9133292 | 12/01/2021
Johnson Controls, Inc. | FRASER-JOHNSTON BY JOHNSON CONTROLS | TM9Y120D20MP11 | Federally-Regulated Consumer Product | Non-Weatherized, Condensing Ga | 1931 | 274 | 279.964 | 10/09/2019 |  |  | 12/01/2021
Johnson Controls, Inc. | FRASER-JOHNSTON BY JOHNSON CONTROLS | PCG6A300502X1 | Federally-Regulated Consumer Product | Weatherized Non-Condensing Gas | 1019 | 239 |  | 11/18/2020 | 33056 | 9133283 | 12/01/2021
Johnson Controls, Inc. | FRASER-JOHNSTON BY JOHNSON CONTROLS | TM8Y080B12MP11 | Federally-Regulated Consumer Product | Non-Weatherized, Non-Condensin | 1373 | 238 | 242.412 | 10/09/2019 |  |  | 12/01/2021
Johnson Controls, Inc. | FRASER-JOHNSTON BY JOHNSON CONTROLS | PCG4A360502X4 | Federally-Regulated Consumer Product | Weatherized Non-Condensing Gas | 1346 | 257 |  | 09/30/2020 | 50288 | 206077403 | 12/01/2021
Johnson Controls, Inc. | FRASER-JOHNSTON BY JOHNSON CONTROLS | PCG6B481252X1 | Federally-Regulated Consumer Product | Weatherized Non-Condensing Gas | 1747 | 270 |  | 09/02/2020 | 82081 | 9133291 | 12/01/2021
Johnson Controls, Inc. | FRASER-JOHNSTON BY JOHNSON CONTROLS | PHG6A300752X1 | Federally-Regulated Consumer Product | Weatherized Non-Condensing Gas | 1099 | 242 |  | 09/02/2020 | 49013 | 204829673 | 12/01/2021
Johnson Controls, Inc. | FRASER-JOHNSTON BY JOHNSON CONTROLS | PCG4A240502X4 | Federally-Regulated Consumer Product | Weatherized Non-Condensing Gas | 968 | 240 |  | 11/03/2021 | 50146 | 206077363 | 12/01/2021
Johnson Controls, Inc. | FRASER-JOHNSTON BY JOHNSON CONTROLS | TM9Y080B12MP11 | Federally-Regulated Consumer Product | Non-Weatherized, Condensing Ga | 1336 | 249 | 253.784 | 10/09/2019 |  |  | 12/01/2021
Johnson Controls, Inc. | FRASER-JOHNSTON BY JOHNSON CONTROLS | TM9Y100C16MP11 | Federally-Regulated Consumer Product | Non-Weatherized, Condensing Ga | 1497 | 256 | 260.868 | 10/09/2019 |  |  | 12/01/2021
Johnson Controls, Inc. | FRASER-JOHNSTON BY JOHNSON CONTROLS | PCG6B601002X4 | Federally-Regulated Consumer Product | Weatherized Non-Condensing Gas | 1803 | 277 |  | 09/30/2020 | 65888 | 206136987 | 12/01/2021
Johnson Controls, Inc. | FRASER-JOHNSTON BY JOHNSON CONTROLS | TM8Y100C20MP11 | Federally-Regulated Consumer Product | Non-Weatherized, Non-Condensin | 2060 | 267 | 272.64 | 10/09/2019 |  |  | 12/01/2021
Johnson Controls, Inc. | FRASER-JOHNSTON BY JOHNSON CONTROLS | TM8V060A12MP12 | Federally-Regulated Consumer Product | Non-Weatherized, Non-Condensin | 1387 | 238 |  | 07/22/2020 | 39193 | 204829715 | 12/01/2021
Johnson Controls, Inc. | FRASER-JOHNSTON BY JOHNSON CONTROLS | TM9Y080C16MP11 | Federally-Regulated Consumer Product | Non-Weatherized, Condensing Ga | 1404 | 252 | 256.776 | 10/09/2019 |  |  | 12/01/2021
Johnson Controls, Inc. | FRASER-JOHNSTON BY JOHNSON CONTROLS | PHG6B481002X1 | Federally-Regulated Consumer Product | Weatherized Non-Condensing Gas | 1569 | 263 |  | 07/22/2020 | 65481 | 204829677 | 12/01/2021
Johnson Controls, Inc. | FRASER-JOHNSTON BY JOHNSON CONTROLS | PCG6B481002X4 | Federally-Regulated Consumer Product | Weatherized Non-Condensing Gas | 1641 | 270 |  | 09/30/2020 | 64812 | 206136966 | 12/01/2021
Johnson Controls, Inc. | FRASER-JOHNSTON BY JOHNSON CONTROLS | TM8Y100C16MP11 | Federally-Regulated Consumer Product | Non-Weatherized, Non-Condensin | 1600 | 247 | 252.4 | 10/09/2019 |  |  | 12/01/2021
Johnson Controls, Inc. | FRASER-JOHNSTON BY JOHNSON CONTROLS | PHG6B421002X1 | Federally-Regulated Consumer Product | Weatherized Non-Condensing Gas | 1352 | 253 |  | 09/02/2020 | 64465 | 204829675 | 12/01/2021
Johnson Controls, Inc. | FRASER-JOHNSTON BY JOHNSON CONTROLS | PCG6A361002X4 | Federally-Regulated Consumer Product | Weatherized Non-Condensing Gas | 1937 | 283 |  | 12/02/2020 | 64302 | 206168431 | 12/01/2021
Johnson Controls, Inc. | FRASER-JOHNSTON BY JOHNSON CONTROLS | PCG4A240752X4 | Federally-Regulated Consumer Product | Weatherized Non-Condensing Gas | 1221 | 251 |  | 11/03/2021 | 75481 | 206077373 | 12/01/2021
Johnson Controls, Inc. | FRASER-JOHNSTON BY JOHNSON CONTROLS | TM8Y080C16MP11 | Federally-Regulated Consumer Product | Non-Weatherized, Non-Condensin | 1628 | 249 | 253.632 | 10/09/2019 |  |  | 12/01/2021
Johnson Controls, Inc. | FRASER-JOHNSTON BY JOHNSON CONTROLS | PCG4A360752X4 | Federally-Regulated Consumer Product | Weatherized Non-Condensing Gas | 1384 | 259 |  | 09/30/2020 | 75187 | 206077414 | 12/01/2021
Johnson Controls, Inc. | FRASER-JOHNSTON BY JOHNSON CONTROLS | PCG6B360652X1 | Federally-Regulated Consumer Product | Weatherized Non-Condensing Gas | 1170 | 245 |  | 11/18/2020 | 43310 | 9133285 | 12/01/2021
Johnson Controls, Inc. | FRASER-JOHNSTON BY JOHNSON CONTROLS | TM8V080C16MP12 | Federally-Regulated Consumer Product | Non-Weatherized, Non-Condensin | 1715 | 252 |  | 07/22/2020 | 52202 | 204829723 | 12/01/2021
Johnson Controls, Inc. | FRASER-JOHNSTON BY JOHNSON CONTROLS | PCG4A300752X4 | Federally-Regulated Consumer Product | Weatherized Non-Condensing Gas | 1191 | 250 |  | 11/03/2021 | 75681 | 206077394 | 12/01/2021
Johnson Controls, Inc. | FRASER-JOHNSTON BY JOHNSON CONTROLS | PCG6B481002X1 | Federally-Regulated Consumer Product | Weatherized Non-Condensing Gas | 1569 | 263 |  | 11/18/2020 | 65481 | 9133290 | 12/01/2021
Johnson Controls, Inc. | FRASER-JOHNSTON BY JOHNSON CONTROLS | TMLV060A12MP12 | Federally-Regulated Consumer Product | Non-Weatherized, Non-Condensin | 1387 | 238 |  | 07/22/2020 | 39193 | 204829695 | 12/01/2021
Johnson Controls, Inc. | FRASER-JOHNSTON BY JOHNSON CONTROLS | PCG6B480652X4 | Federally-Regulated Consumer Product | Weatherized Non-Condensing Gas | 1708 | 273 |  | 09/30/2020 | 43352 | 206136959 | 12/01/2021
Johnson Controls, Inc. | FRASER-JOHNSTON BY JOHNSON CONTROLS | PCG4A361002X4 | Federally-Regulated Consumer Product | Weatherized Non-Condensing Gas | 1538 | 265 |  | 09/30/2020 | 100492 | 206077424 | 12/01/2021
Johnson Controls, Inc. | FRASER-JOHNSTON BY JOHNSON CONTROLS | PCG6A240502X1 | Federally-Regulated Consumer Product | Weatherized Non-Condensing Gas | 705 | 225 |  | 11/18/2020 | 33081 | 9133281 | 12/01/2021
Johnson Controls, Inc. | FRASER-JOHNSTON BY JOHNSON CONTROLS | PCG4B481252X4 | Federally-Regulated Consumer Product | Weatherized Non-Condensing Gas | 1962 | 284 |  | 09/30/2020 | 126252 | 206077562 | 12/01/2021
Johnson Controls, Inc. | FRASER-JOHNSTON BY JOHNSON CONTROLS | PHG4B420652X4 | Federally-Regulated Consumer Product | Weatherized Non-Condensing Gas | 1722 | 273 |  | 11/18/2020 | 65857 | 206338253 | 12/01/2021
Johnson Controls, Inc. | FRASER-JOHNSTON BY JOHNSON CONTROLS | PHG4B420652X1 | Federally-Regulated Consumer Product | Weatherized Non-Condensing Gas | 1817 | 273 |  | 05/26/2021 | 65567 | 8550700 | 12/01/2021
Johnson Controls, Inc. | FRASER-JOHNSTON BY JOHNSON CONTROLS | TM9Y100C20MP11 | Federally-Regulated Consumer Product | Non-Weatherized, Condensing Ga | 1827 | 270 | 275.388 | 10/09/2019 |  |  | 12/01/2021
Johnson Controls, Inc. | FRASER-JOHNSTON BY JOHNSON CONTROLS | TM8V100C20MP12 | Federally-Regulated Consumer Product | Non-Weatherized, Non-Condensin | 2291 | 277 |  | 07/22/2020 | 65187 | 204829731 | 12/01/2021
Johnson Controls, Inc. | FRASER-JOHNSTON BY JOHNSON CONTROLS | PCG6B481252X4 | Federally-Regulated Consumer Product | Weatherized Non-Condensing Gas | 2461 | 306 |  | 11/04/2020 | 82013 | 206136973 | 12/01/2021
Johnson Controls, Inc. | FRASER-JOHNSTON BY JOHNSON CONTROLS | PCG6B420652X1 | Federally-Regulated Consumer Product | Weatherized Non-Condensing Gas | 1313 | 252 |  | 09/02/2020 | 42709 | 9133287 | 12/01/2021
Johnson Controls, Inc. | FRASER-JOHNSTON BY JOHNSON CONTROLS | PCG4A300502X4 | Federally-Regulated Consumer Product | Weatherized Non-Condensing Gas | 1205 | 251 |  | 11/03/2021 | 50202 | 206077385 | 12/01/2021
Johnson Controls, Inc. | FRASER-JOHNSTON BY JOHNSON CONTROLS | PCG4A421002X4 | Federally-Regulated Consumer Product | Weatherized Non-Condensing Gas | 1571 | 267 |  | 11/03/2021 | 100288 | 206077443 | 12/01/2021
Johnson Controls, Inc. | FRASER-JOHNSTON BY JOHNSON CONTROLS | PCG4A420752X4 | Federally-Regulated Consumer Product | Weatherized Non-Condensing Gas | 1566 | 267 |  | 11/03/2021 | 74995 | 206077433 | 12/01/2021
Johnson Controls, Inc. | FRASER-JOHNSTON BY JOHNSON CONTROLS | PCG6A360752X4 | Federally-Regulated Consumer Product | Weatherized Non-Condensing Gas | 1444 | 261 |  | 11/18/2020 | 49644 | 206168417 | 12/01/2021
Johnson Controls, Inc. | FRASER-JOHNSTON BY JOHNSON CONTROLS | PCG4B481002X4 | Federally-Regulated Consumer Product | Weatherized Non-Condensing Gas | 1684 | 272 |  | 09/30/2020 | 101771 | 206077555 | 12/01/2021
Allied Air | Armstrong | PRPG*1624-072VP-** | Federally-Regulated Consumer Product | Weatherized Non-Condensing Gas | 1330 | 254 |  | 12/01/2021 | 53940 | 206901396 | 12/01/2021
Allied Air | Comfort-Aire | TGRG601261P-2 | Federally-Regulated Consumer Product | Weatherized Non-Condensing Gas | 1881 | 282 |  | 12/01/2021 | 125813 | 206901359 | 12/01/2021
Allied Air | Comfort-Aire | TGRG42721M-* | Federally-Regulated Consumer Product | Weatherized Non-Condensing Gas | 1299 | 256 |  | 12/01/2021 | 71694 | 204029813 | 12/01/2021
Allied Air | Comfort-Aire | TGRG60126M-* | Federally-Regulated Consumer Product | Weatherized Non-Condensing Gas | 1881 | 282 |  | 12/01/2021 | 125813 | 204029818 | 12/01/2021
Allied Air | Comfort-Aire | TGRG48126M-* | Federally-Regulated Consumer Product | Weatherized Non-Condensing Gas | 1898 | 280 |  | 12/01/2021 | 126349 | 204029816 | 12/01/2021
Rheem Sales Company, Inc. | Rheem | RGECZR060AJT12**B | Federally-Regulated Consumer Product | Weatherized Non-Condensing Gas | 2183 | 266 |  | 03/10/2021 | 83968 | 206717349 | 12/01/2021
Rheem Sales Company, Inc. | Rheem | RGEA14036AJT061AB | Federally-Regulated Consumer Product | Weatherized Non-Condensing Gas | 1430 | 262 |  | 07/31/2021 | 99665 | 203404449 | 12/01/2021
Rheem Sales Company, Inc. | Rheem | RGEA14036AJT081AC | Federally-Regulated Consumer Product | Weatherized Non-Condensing Gas | 1430 | 262 |  | 02/17/2021 | 99665 | 206606415 | 12/01/2021
Rheem Sales Company, Inc. | Rheem | RGEA14048AJT101AB | Federally-Regulated Consumer Product | Weatherized Non-Condensing Gas | 1809 | 279 |  | 01/20/2021 | 99189 | 203404493 | 12/01/2021
Rheem Sales Company, Inc. | Rheem | RGEA15060AJV10XAB | Federally-Regulated Consumer Product | Weatherized Non-Condensing Gas | 2166 | 294 |  | 01/20/2021 | 100081 | 203404605 | 12/01/2021
Rheem Sales Company, Inc. | Rheem | RGEA14030AJT081AB | Federally-Regulated Consumer Product | Weatherized Non-Condensing Gas | 1147 | 249 | 249 | 01/20/2021 | 79965 | 203404441 | 12/01/2021
Rheem Sales Company, Inc. | Rheem | RGEA14036AJT101AC | Federally-Regulated Consumer Product | Weatherized Non-Condensing Gas | 1430 | 262 |  | 02/17/2021 | 99665 | 206606416 | 12/01/2021
Rheem Sales Company, Inc. | Rheem | RGEA14048AJT08UAA | Federally-Regulated Consumer Product | Weatherized Non-Condensing Gas | 2026 | 288 |  | 08/05/2020 | 80019 | 205962903 | 12/01/2021
Rheem Sales Company, Inc. | Rheem | RGEA15030AJV08XAB | Federally-Regulated Consumer Product | Weatherized Non-Condensing Gas | 1402 | 261 |  | 01/20/2021 | 80658 | 203404537 | 12/01/2021
Rheem Sales Company, Inc. | Rheem | R801TA075521ZSB | Federally-Regulated Consumer Product | Non-Weatherized, Non-Condensin | 1883 | 265 | 265 | 01/20/2021 | 75029 | 201710105 | 12/01/2021
Rheem Sales Company, Inc. | Rheem | RGEA14030AJT06UAA | Federally-Regulated Consumer Product | Weatherized Non-Condensing Gas | 1125 | 248 |  | 08/05/2020 | 60094 | 205963369 | 12/01/2021
Rheem Sales Company, Inc. | Rheem | RGEA14030AJT08XAC | Federally-Regulated Consumer Product | Weatherized Non-Condensing Gas | 1147 | 249 |  | 02/17/2021 | 79965 | 206606606 | 12/01/2021
Rheem Sales Company, Inc. | Rheem | RGEA14042AJT081AC | Federally-Regulated Consumer Product | Weatherized Non-Condensing Gas | 1494 | 265 |  | 02/17/2021 | 99609 | 206606417 | 12/01/2021
Rheem Sales Company, Inc. | Rheem | RGEA14048AJT081AB | Federally-Regulated Consumer Product | Weatherized Non-Condensing Gas | 1809 | 279 |  | 01/20/2021 | 99189 | 203404485 | 12/01/2021
Rheem Sales Company, Inc. | Rheem | RGEA14024AJT061AC | Federally-Regulated Consumer Product | Weatherized Non-Condensing Gas | 1127 | 249 |  | 02/17/2021 | 80320 | 206606410 | 12/01/2021
Rheem Sales Company, Inc. | Rheem | RGEA16036AJV102AB | Federally-Regulated Consumer Product | Weatherized Non-Condensing Gas | 1648 | 272 |  | 01/20/2021 | 76362 | 203404621 | 12/01/2021
Rheem Sales Company, Inc. | Rheem | RGEA15030AJV081AB | Federally-Regulated Consumer Product | Weatherized Non-Condensing Gas | 1402 | 261 |  | 01/20/2021 | 80658 | 203404533 | 12/01/2021
Rheem Sales Company, Inc. | Rheem | RGEA14042AJT10XAC | Federally-Regulated Consumer Product | Weatherized Non-Condensing Gas | 1494 | 265 |  | 02/17/2021 | 99609 | 206606654 | 12/01/2021
Rheem Sales Company, Inc. | Rheem | RGEA14042AJT08XAC | Federally-Regulated Consumer Product | Weatherized Non-Condensing Gas | 1494 | 265 |  | 02/17/2021 | 99609 | 206606645 | 12/01/2021
Rheem Sales Company, Inc. | Rheem | RGEA14030AJT06XAC | Federally-Regulated Consumer Product | Weatherized Non-Condensing Gas | 1147 | 249 |  | 02/17/2021 | 79965 | 206606597 | 12/01/2021
Rheem Sales Company, Inc. | Rheem | RGEA14060AJT10UAA | Federally-Regulated Consumer Product | Weatherized Non-Condensing Gas | 2066 | 290 |  | 08/05/2020 | 100130 | 205962906 | 12/01/2021
Rheem Sales Company, Inc. | Rheem | RGEA14048AJT08XAB | Federally-Regulated Consumer Product | Weatherized Non-Condensing Gas | 1809 | 279 |  | 01/20/2021 | 99189 | 203404489 | 12/01/2021
Rheem Sales Company, Inc. | Rheem | RGEA14036AJT08XAC | Federally-Regulated Consumer Product | Weatherized Non-Condensing Gas | 1430 | 262 |  | 02/17/2021 | 99665 | 206606624 | 12/01/2021
Rheem Sales Company, Inc. | Rheem | RGEA14030AJT081AC | Federally-Regulated Consumer Product | Weatherized Non-Condensing Gas | 1147 | 249 |  | 02/17/2021 | 79965 | 206606413 | 12/01/2021
Rheem Sales Company, Inc. | Rheem | RGEA16036AJV10TAB | Federally-Regulated Consumer Product | Weatherized Non-Condensing Gas | 1648 | 272 |  | 01/20/2021 | 76362 | 203404623 | 12/01/2021
Rheem Sales Company, Inc. | Rheem | RGEA15030AJV06XAB | Federally-Regulated Consumer Product | Weatherized Non-Condensing Gas | 1402 | 261 |  | 01/20/2021 | 80658 | 203404529 | 12/01/2021
Rheem Sales Company, Inc. | Rheem | R801TB100521MUA | Federally-Regulated Consumer Product | Non-Weatherized, Non-Condensin | 2096 | 274 |  | 01/20/2021 | 100583 | 204501609 | 12/01/2021
Rheem Sales Company, Inc. | Rheem | RGEA14024AJT081AC | Federally-Regulated Consumer Product | Weatherized Non-Condensing Gas | 1127 | 249 |  | 02/17/2021 | 80320 | 206606411 | 12/01/2021
Rheem Sales Company, Inc. | Rheem | RGEA14042AJT101AC | Federally-Regulated Consumer Product | Weatherized Non-Condensing Gas | 1494 | 265 |  | 02/17/2021 | 99609 | 206606418 | 12/01/2021
Rheem Sales Company, Inc. | Rheem | RGEA14036AJT06XAC | Federally-Regulated Consumer Product | Weatherized Non-Condensing Gas | 1430 | 262 |  | 02/17/2021 | 99665 | 206606615 | 12/01/2021
Rheem Sales Company, Inc. | Rheem | RGEA15030AJV061AB | Federally-Regulated Consumer Product | Weatherized Non-Condensing Gas | 1402 | 261 |  | 01/20/2021 | 80658 | 203404525 | 12/01/2021
Rheem Sales Company, Inc. | Rheem | RGEA14036AJT10XAC | Federally-Regulated Consumer Product | Weatherized Non-Condensing Gas | 1430 | 262 |  | 02/17/2021 | 99665 | 206606633 | 12/01/2021
Rheem Sales Company, Inc. | Rheem | RGECZR060AJT12**A | Federally-Regulated Consumer Product | Weatherized Non-Condensing Gas | 2183 | 266 |  | 01/20/2021 | 83968 | 203473619 | 12/01/2021
Rheem Sales Company, Inc. | Rheem | RGEA16048AJV102AB | Federally-Regulated Consumer Product | Weatherized Non-Condensing Gas | 1845 | 280 |  | 01/20/2021 | 76171 | 203404629 | 12/01/2021
Rheem Sales Company, Inc. | Rheem | RGEA14024AJT06XAC | Federally-Regulated Consumer Product | Weatherized Non-Condensing Gas | 1127 | 249 |  | 02/17/2021 | 80320 | 206606579 | 12/01/2021
Rheem Sales Company, Inc. | Rheem | R801TA075521ZXB | Federally-Regulated Consumer Product | Non-Weatherized, Non-Condensin | 1883 | 265 | 265 | 01/20/2021 | 75029 | 201710107 | 12/01/2021
Rheem Sales Company, Inc. | Rheem | R801TA070417MUA | Federally-Regulated Consumer Product | Non-Weatherized, Non-Condensin | 1823 | 262 |  | 01/20/2021 | 70109 | 204501608 | 12/01/2021
Rheem Sales Company, Inc. | Rheem | RGEA14042AJT08UAA | Federally-Regulated Consumer Product | Weatherized Non-Condensing Gas | 1635 | 271 |  | 08/05/2020 | 80943 | 205962905 | 12/01/2021
Rheem Sales Company, Inc. | Rheem | RGEA14048AJT10UAA | Federally-Regulated Consumer Product | Weatherized Non-Condensing Gas | 1832 | 280 |  | 08/05/2020 | 100370 | 205962904 | 12/01/2021
Rheem Sales Company, Inc. | Rheem | RGEA15048AJV10XAB | Federally-Regulated Consumer Product | Weatherized Non-Condensing Gas | 1720 | 275 |  | 01/20/2021 | 99897 | 203404597 | 12/01/2021
Rheem Sales Company, Inc. | Rheem | RGEA14030AJT061AC | Federally-Regulated Consumer Product | Weatherized Non-Condensing Gas | 1147 | 249 |  | 02/17/2021 | 79965 | 206606412 | 12/01/2021
Rheem Sales Company, Inc. | Rheem | RGEA15048AJV101AB | Federally-Regulated Consumer Product | Weatherized Non-Condensing Gas | 1720 | 275 |  | 01/20/2021 | 99897 | 203404593 | 12/01/2021
Rheem Sales Company, Inc. | Rheem | RGEA15060AJV101AB | Federally-Regulated Consumer Product | Weatherized Non-Condensing Gas | 2166 | 294 |  | 01/20/2021 | 100081 | 203404601 | 12/01/2021
Rheem Sales Company, Inc. | Rheem | RGEA14024AJT08XAC | Federally-Regulated Consumer Product | Weatherized Non-Condensing Gas | 1127 | 249 |  | 02/17/2021 | 80320 | 206606588 | 12/01/2021
Rheem Sales Company, Inc. | Rheem | RGEA14024AJT06UAA | Federally-Regulated Consumer Product | Weatherized Non-Condensing Gas | 1236 | 253 |  | 08/05/2020 | 61566 | 205962900 | 12/01/2021
Rheem Sales Company, Inc. | Rheem | RGEA14048AJT10XAB | Federally-Regulated Consumer Product | Weatherized Non-Condensing Gas | 1809 | 279 |  | 01/20/2021 | 99189 | 203404497 | 12/01/2021
Rheem Sales Company, Inc. | Rheem | RGEA14036AJT061AC | Federally-Regulated Consumer Product | Weatherized Non-Condensing Gas | 1430 | 262 |  | 02/17/2021 | 99665 | 206606414 | 12/01/2021
Rheem Sales Company, Inc. | Rheem | RGEA14036AJT08UAA | Federally-Regulated Consumer Product | Weatherized Non-Condensing Gas | 1382 | 260 |  | 08/05/2020 | 80891 | 205962902 | 12/01/2021
Rheem Sales Company, Inc. | Rheem | RGEA14036AJT06UAA | Federally-Regulated Consumer Product | Weatherized Non-Condensing Gas | 1434 | 262 |  | 08/05/2020 | 60723 | 205962901 | 12/01/2021
Rheem Sales Company, Inc. | Rheem | RGEA16048AJV10TAB | Federally-Regulated Consumer Product | Weatherized Non-Condensing Gas | 1845 | 280 |  | 01/20/2021 | 76171 | 203404631 | 12/01/2021
Rheem Sales Company, Inc. | Rheem | R801TA050417MUA | Federally-Regulated Consumer Product | Non-Weatherized, Non-Condensin | 1502 | 248 |  | 01/20/2021 | 50342 | 204501607 | 12/01/2021
Rheem Sales Company, Inc. | Mainline | RGEA14048AJT08XAB | Federally-Regulated Consumer Product | Weatherized Non-Condensing Gas | 1809 | 279 |  | 01/20/2021 | 99189 | 204117087 | 12/01/2021
Rheem Sales Company, Inc. | Mainline | RGEA15030AJV081AB | Federally-Regulated Consumer Product | Weatherized Non-Condensing Gas | 1402 | 261 |  | 01/20/2021 | 80658 | 204117098 | 12/01/2021
Rheem Sales Company, Inc. | Mainline | ML801CA050314ZXA | Federally-Regulated Consumer Product | Non-Weatherized, Non-Condensin | 1223 | 236 |  | 01/20/2021 | 51119 | 205001028 | 12/01/2021
Rheem Sales Company, Inc. | Mainline | RGEA15060AJV10XAB | Federally-Regulated Consumer Product | Weatherized Non-Condensing Gas | 2166 | 294 |  | 01/20/2021 | 100081 | 204117115 | 12/01/2021
Rheem Sales Company, Inc. | Mainline | RGEA16036AJV102AB | Federally-Regulated Consumer Product | Weatherized Non-Condensing Gas | 1648 | 272 |  | 01/20/2021 | 76362 | 205785639 | 12/01/2021
Rheem Sales Company, Inc. | Mainline | RGEA15042BJV101AA | Federally-Regulated Consumer Product | Weatherized Non-Condensing Gas | 1375 | 260 |  | 01/20/2021 | 101119 | 205724700 | 12/01/2021
Rheem Sales Company, Inc. | Mainline | RGEA14048AJT10UAA | Federally-Regulated Consumer Product | Weatherized Non-Condensing Gas | 1832 | 280 |  | 01/20/2021 | 100370 | 205965592 | 12/01/2021
Rheem Sales Company, Inc. | Mainline | RGEA14036AJT061AC | Federally-Regulated Consumer Product | Weatherized Non-Condensing Gas | 1430 | 262 |  | 02/17/2021 | 99665 | 206606700 | 12/01/2021
Rheem Sales Company, Inc. | Mainline | RGEA14042AJT08UAA | Federally-Regulated Consumer Product | Weatherized Non-Condensing Gas | 1635 | 271 |  | 01/20/2021 | 80943 | 205965593 | 12/01/2021
Rheem Sales Company, Inc. | Mainline | RGEA14036AJT06UAA | Federally-Regulated Consumer Product | Weatherized Non-Condensing Gas | 1434 | 262 |  | 01/20/2021 | 60723 | 205965589 | 12/01/2021
Rheem Sales Company, Inc. | Mainline | ML801TA075521ZSB | Federally-Regulated Consumer Product | Non-Weatherized, Non-Condensin | 1883 | 265 | 265 | 01/20/2021 | 75029 | 10378093 | 12/01/2021
Rheem Sales Company, Inc. | Mainline | RGEA14048AJT101AB | Federally-Regulated Consumer Product | Weatherized Non-Condensing Gas | 1809 | 279 |  | 01/20/2021 | 99189 | 204117088 | 12/01/2021
Rheem Sales Company, Inc. | Mainline | RGEA14036AJT101AC | Federally-Regulated Consumer Product | Weatherized Non-Condensing Gas | 1430 | 262 |  | 02/17/2021 | 99665 | 206606704 | 12/01/2021
Rheem Sales Company, Inc. | Mainline | RGEA15024BJV06XAA | Federally-Regulated Consumer Product | Weatherized Non-Condensing Gas | 1395 | 260 |  | 01/20/2021 | 80305 | 205724689 | 12/01/2021
Rheem Sales Company, Inc. | Mainline | RGEA14030AJT08XAC | Federally-Regulated Consumer Product | Weatherized Non-Condensing Gas | 1147 | 249 |  | 02/17/2021 | 79965 | 206606699 | 12/01/2021
Rheem Sales Company, Inc. | Mainline | RGEA14048AJT081AB | Federally-Regulated Consumer Product | Weatherized Non-Condensing Gas | 1809 | 279 |  | 01/20/2021 | 99189 | 204117086 | 12/01/2021
Rheem Sales Company, Inc. | Mainline | ML801TA075521ZXB | Federally-Regulated Consumer Product | Non-Weatherized, Non-Condensin | 1883 | 265 | 265 | 01/20/2021 | 75029 | 10378094 | 12/01/2021
Rheem Sales Company, Inc. | Mainline | RGEA15060AJV101AB | Federally-Regulated Consumer Product | Weatherized Non-Condensing Gas | 2166 | 294 |  | 01/20/2021 | 100081 | 204117114 | 12/01/2021
Rheem Sales Company, Inc. | Mainline | RGEA15042BJV08XAA | Federally-Regulated Consumer Product | Weatherized Non-Condensing Gas | 1375 | 260 |  | 01/20/2021 | 101119 | 205724699 | 12/01/2021
Rheem Sales Company, Inc. | Mainline | RGEA15036BJV08XAA | Federally-Regulated Consumer Product | Weatherized Non-Condensing Gas | 1355 | 259 |  | 01/20/2021 | 99675 | 205724695 | 12/01/2021
Rheem Sales Company, Inc. | Mainline | RGEA15036BJV061AA | Federally-Regulated Consumer Product | Weatherized Non-Condensing Gas | 1355 | 258 |  | 01/20/2021 | 99675 | 205724692 | 12/01/2021
Rheem Sales Company, Inc. | Mainline | RGEA14048AJT08UAA | Federally-Regulated Consumer Product | Weatherized Non-Condensing Gas | 2026 | 288 |  | 01/20/2021 | 80019 | 205965591 | 12/01/2021
Rheem Sales Company, Inc. | Mainline | RGECZR060AJT12**A | Federally-Regulated Consumer Product | Weatherized Non-Condensing Gas | 2183 | 266 |  | 01/20/2021 | 83968 | 205785652 | 12/01/2021
Rheem Sales Company, Inc. | Mainline | RGEA14030AJT06XAC | Federally-Regulated Consumer Product | Weatherized Non-Condensing Gas | 1147 | 249 |  | 02/17/2021 | 79965 | 206606697 | 12/01/2021
Rheem Sales Company, Inc. | Mainline | ML801CA050314ZSA | Federally-Regulated Consumer Product | Non-Weatherized, Non-Condensin | 1223 | 236 |  | 01/20/2021 | 51119 | 205001024 | 12/01/2021
Rheem Sales Company, Inc. | Mainline | RGEA14036AJT081AC | Federally-Regulated Consumer Product | Weatherized Non-Condensing Gas | 1430 | 262 |  | 02/17/2021 | 99665 | 206606702 | 12/01/2021
Rheem Sales Company, Inc. | Mainline | RGEA14024AJT06UAA | Federally-Regulated Consumer Product | Weatherized Non-Condensing Gas | 1236 | 253 |  | 01/20/2021 | 61566 | 205965588 | 12/01/2021
Rheem Sales Company, Inc. | Mainline | RGEA15048AJV101AB | Federally-Regulated Consumer Product | Weatherized Non-Condensing Gas | 1720 | 275 |  | 01/20/2021 | 99897 | 204117112 | 12/01/2021
Rheem Sales Company, Inc. | Mainline | RGEA15024BJV081AA | Federally-Regulated Consumer Product | Weatherized Non-Condensing Gas | 1395 | 260 |  | 01/20/2021 | 80305 | 205724690 | 12/01/2021
Rheem Sales Company, Inc. | Mainline | RGEA16048AJV10TAB | Federally-Regulated Consumer Product | Weatherized Non-Condensing Gas | 1845 | 280 |  | 01/20/2021 | 76171 | 205785644 | 12/01/2021
Rheem Sales Company, Inc. | Mainline | MP801CA050314ZSA | Federally-Regulated Consumer Product | Non-Weatherized, Non-Condensin | 1223 | 236 |  | 01/20/2021 | 51119 | 205348175 | 12/01/2021
Rheem Sales Company, Inc. | Mainline | RGEA15030AJV061AB | Federally-Regulated Consumer Product | Weatherized Non-Condensing Gas | 1402 | 261 |  | 01/20/2021 | 80658 | 204117096 | 12/01/2021
Rheem Sales Company, Inc. | Mainline | RGEA14042AJT10XAC | Federally-Regulated Consumer Product | Weatherized Non-Condensing Gas | 1494 | 265 |  | 02/17/2021 | 99609 | 206606709 | 12/01/2021
Rheem Sales Company, Inc. | Mainline | RGEA14060CJT10XAA | Federally-Regulated Consumer Product | Weatherized Non-Condensing Gas | 1911 | 283 |  | 01/20/2021 | 99261 | 205724687 | 12/01/2021
Rheem Sales Company, Inc. | Mainline | RGEA14042AJT081AC | Federally-Regulated Consumer Product | Weatherized Non-Condensing Gas | 1494 | 265 |  | 02/17/2021 | 99609 | 206606706 | 12/01/2021
Rheem Sales Company, Inc. | Mainline | RGEA14024AJT081AC | Federally-Regulated Consumer Product | Weatherized Non-Condensing Gas | 1127 | 249 |  | 02/17/2021 | 80320 | 206606694 | 12/01/2021
Rheem Sales Company, Inc. | Mainline | ML801TA070417MUA | Federally-Regulated Consumer Product | Non-Weatherized, Non-Condensin | 1823 | 262 |  | 01/20/2021 | 70109 | 204515056 | 12/01/2021
Rheem Sales Company, Inc. | Mainline | MP801TA070417MUA | Federally-Regulated Consumer Product | Non-Weatherized, Non-Condensin | 1823 | 262 |  | 01/20/2021 | 70109 | 205348202 | 12/01/2021
Rheem Sales Company, Inc. | Mainline | RGEA14060AJT10UAA | Federally-Regulated Consumer Product | Weatherized Non-Condensing Gas | 2066 | 290 |  | 01/20/2021 | 100130 | 205965594 | 12/01/2021
Rheem Sales Company, Inc. | Mainline | MP801TA050417MUA | Federally-Regulated Consumer Product | Non-Weatherized, Non-Condensin | 1502 | 248 |  | 01/20/2021 | 50342 | 205348200 | 12/01/2021
Rheem Sales Company, Inc. | Mainline | RGEA15030AJV06XAB | Federally-Regulated Consumer Product | Weatherized Non-Condensing Gas | 1402 | 261 |  | 01/20/2021 | 80658 | 204117097 | 12/01/2021
Rheem Sales Company, Inc. | Mainline | RGEA14036AJT10XAC | Federally-Regulated Consumer Product | Weatherized Non-Condensing Gas | 1430 | 262 |  | 02/17/2021 | 99665 | 206606705 | 12/01/2021
Rheem Sales Company, Inc. | Mainline | RGEA15036BJV081AA | Federally-Regulated Consumer Product | Weatherized Non-Condensing Gas | 1355 | 259 |  | 01/20/2021 | 99675 | 205724694 | 12/01/2021
Rheem Sales Company, Inc. | Mainline | RGECZR060AJT12**B | Federally-Regulated Consumer Product | Weatherized Non-Condensing Gas | 2183 | 266 |  | 03/17/2021 | 83968 | 206778677 | 12/01/2021
Rheem Sales Company, Inc. | Mainline | ML801TB100521MUA | Federally-Regulated Consumer Product | Non-Weatherized, Non-Condensin | 2096 | 274 |  | 01/20/2021 | 100583 | 204515057 | 12/01/2021
Rheem Sales Company, Inc. | Mainline | RGEA16036AJV10TAB | Federally-Regulated Consumer Product | Weatherized Non-Condensing Gas | 1648 | 272 |  | 01/20/2021 | 76362 | 205785640 | 12/01/2021
Rheem Sales Company, Inc. | Mainline | RGEA15042BJV10XAA | Federally-Regulated Consumer Product | Weatherized Non-Condensing Gas | 1375 | 260 |  | 01/20/2021 | 101119 | 205724701 | 12/01/2021
Rheem Sales Company, Inc. | Mainline | RGEA15042BJV081AA | Federally-Regulated Consumer Product | Weatherized Non-Condensing Gas | 1375 | 260 |  | 01/20/2021 | 101119 | 205724698 | 12/01/2021
Rheem Sales Company, Inc. | Mainline | ML801TA050314ZSA | Federally-Regulated Consumer Product | Non-Weatherized, Non-Condensin | 1223 | 236 |  | 01/20/2021 | 51119 | 205001023 | 12/01/2021
Rheem Sales Company, Inc. | Mainline | RGEA14030AJT061AC | Federally-Regulated Consumer Product | Weatherized Non-Condensing Gas | 1147 | 249 |  | 02/17/2021 | 79965 | 206606696 | 12/01/2021
Rheem Sales Company, Inc. | Mainline | RGEA14036AJT061AB | Federally-Regulated Consumer Product | Weatherized Non-Condensing Gas | 1430 | 262 |  | 06/02/2021 | 99665 | 204117076 | 12/01/2021
Rheem Sales Company, Inc. | Mainline | RGEA14042AJT08XAC | Federally-Regulated Consumer Product | Weatherized Non-Condensing Gas | 1494 | 265 |  | 02/17/2021 | 99609 | 206606707 | 12/01/2021
Rheem Sales Company, Inc. | Mainline | RGEA14048AJT10XAB | Federally-Regulated Consumer Product | Weatherized Non-Condensing Gas | 1809 | 279 |  | 01/20/2021 | 99189 | 204117089 | 12/01/2021
Rheem Sales Company, Inc. | Mainline | RGEA15024BJV08XAA | Federally-Regulated Consumer Product | Weatherized Non-Condensing Gas | 1395 | 260 |  | 01/20/2021 | 80305 | 205724691 | 12/01/2021
Rheem Sales Company, Inc. | Mainline | ML801TA050314ZXA | Federally-Regulated Consumer Product | Non-Weatherized, Non-Condensin | 1223 | 236 |  | 01/20/2021 | 51119 | 205001027 | 12/01/2021
Rheem Sales Company, Inc. | Mainline | RGEA14036AJT08UAA | Federally-Regulated Consumer Product | Weatherized Non-Condensing Gas | 1382 | 260 |  | 01/20/2021 | 80891 | 205965590 | 12/01/2021
Rheem Sales Company, Inc. | Mainline | RGEA15024BJV061AA | Federally-Regulated Consumer Product | Weatherized Non-Condensing Gas | 1395 | 260 |  | 01/20/2021 | 80305 | 205724688 | 12/01/2021
Rheem Sales Company, Inc. | Mainline | MP801CA050314ZXA | Federally-Regulated Consumer Product | Non-Weatherized, Non-Condensin | 1223 | 236 |  | 01/20/2021 | 51119 | 205348176 | 12/01/2021
Rheem Sales Company, Inc. | Mainline | RGEA14030AJT081AC | Federally-Regulated Consumer Product | Weatherized Non-Condensing Gas | 1147 | 249 |  | 02/17/2021 | 79965 | 206606698 | 12/01/2021
Rheem Sales Company, Inc. | Mainline | RGEA15036BJV06XAA | Federally-Regulated Consumer Product | Weatherized Non-Condensing Gas | 1355 | 258 |  | 01/20/2021 | 99675 | 205724693 | 12/01/2021
Rheem Sales Company, Inc. | Mainline | RGEA14036AJT06XAC | Federally-Regulated Consumer Product | Weatherized Non-Condensing Gas | 1430 | 262 |  | 02/17/2021 | 99665 | 206606701 | 12/01/2021
Rheem Sales Company, Inc. | Mainline | RGEA15048AJV10XAB | Federally-Regulated Consumer Product | Weatherized Non-Condensing Gas | 1720 | 275 |  | 01/20/2021 | 99897 | 204117113 | 12/01/2021
Rheem Sales Company, Inc. | Mainline | RGEA15030AJV08XAB | Federally-Regulated Consumer Product | Weatherized Non-Condensing Gas | 1402 | 261 |  | 01/20/2021 | 80658 | 204117099 | 12/01/2021
Rheem Sales Company, Inc. | Mainline | RGEA15036BJV101AA | Federally-Regulated Consumer Product | Weatherized Non-Condensing Gas | 1355 | 259 |  | 01/20/2021 | 99675 | 205724696 | 12/01/2021
Rheem Sales Company, Inc. | Mainline | RGEA14024AJT08XAC | Federally-Regulated Consumer Product | Weatherized Non-Condensing Gas | 1127 | 249 |  | 02/17/2021 | 80320 | 206606695 | 12/01/2021
Rheem Sales Company, Inc. | Mainline | MP801TB100521MUA | Federally-Regulated Consumer Product | Non-Weatherized, Non-Condensin | 2096 | 274 |  | 01/20/2021 | 100583 | 205348223 | 12/01/2021
Rheem Sales Company, Inc. | Mainline | RGEA14030AJT06UAA | Federally-Regulated Consumer Product | Weatherized Non-Condensing Gas | 1125 | 248 |  | 01/20/2021 | 60094 | 205965586 | 12/01/2021
Rheem Sales Company, Inc. | Mainline | RGEA16048AJV102AB | Federally-Regulated Consumer Product | Weatherized Non-Condensing Gas | 1845 | 280 |  | 01/20/2021 | 76171 | 205785643 | 12/01/2021
Rheem Sales Company, Inc. | Mainline | RGEA14036AJT08XAC | Federally-Regulated Consumer Product | Weatherized Non-Condensing Gas | 1430 | 262 |  | 02/17/2021 | 99665 | 206606703 | 12/01/2021
Rheem Sales Company, Inc. | Mainline | RGEA14024AJT06XAC | Federally-Regulated Consumer Product | Weatherized Non-Condensing Gas | 1127 | 249 |  | 02/17/2021 | 80320 | 206606693 | 12/01/2021
Rheem Sales Company, Inc. | Mainline | RGEA14042AJT101AC | Federally-Regulated Consumer Product | Weatherized Non-Condensing Gas | 1494 | 265 |  | 02/17/2021 | 99609 | 206606708 | 12/01/2021
Rheem Sales Company, Inc. | Mainline | RGEA14024AJT061AC | Federally-Regulated Consumer Product | Weatherized Non-Condensing Gas | 1127 | 249 |  | 02/17/2021 | 80320 | 206606692 | 12/01/2021
Rheem Sales Company, Inc. | Mainline | RGEA15036BJV10XAA | Federally-Regulated Consumer Product | Weatherized Non-Condensing Gas | 1355 | 259 |  | 01/20/2021 | 99675 | 205724697 | 12/01/2021
Rheem Sales Company, Inc. | Mainline | RGEA14060CJT101AA | Federally-Regulated Consumer Product | Weatherized Non-Condensing Gas | 1911 | 283 |  | 01/20/2021 | 99261 | 205724686 | 12/01/2021
Rheem Sales Company, Inc. | Mainline | ML801TA050417MUA | Federally-Regulated Consumer Product | Non-Weatherized, Non-Condensin | 1502 | 248 |  | 01/20/2021 | 50342 | 204515055 | 12/01/2021
Nordyne, LLC | Maytag | PGC2TE080DE35CP | Federally-Regulated Consumer Product | Non-Weatherized, Condensing Ga | 1764 | 273 |  | 09/29/2021 | 52933 | 207456276 | 12/01/2021
Nordyne, LLC | Maytag | PGC2TC100*V35C1 | Federally-Regulated Consumer Product | Non-Weatherized, Condensing Ga | 1826 | 275 |  | 08/05/2020 | 64473 | 204037015 | 12/01/2021
Nordyne, LLC | Maytag | PGC2TN115DV45D1 | Federally-Regulated Consumer Product | Non-Weatherized, Condensing Ga | 1798 | 274 |  | 08/05/2020 | 74070 | 204036958 | 12/01/2021
Nordyne, LLC | Maytag | DF6SF-X60K120CB | Federally-Regulated Consumer Product | Weatherized Non-Condensing Gas | 1988 | 286 | 286.472 | 07/22/2020 | 80700 | 201709856 | 12/01/2021
Nordyne, LLC | Maytag | PPG3GE024K045C1 | Federally-Regulated Consumer Product | Weatherized Non-Condensing Gas | 1024 | 244 | 244.056 | 10/04/2019 |  |  | 12/01/2021
Nordyne, LLC | Maytag | MG1E-090F1A*M1 | Federally-Regulated Consumer Product | Mobile Home Non-Weatherized, N | 1474 | 247 | 326.654 | 07/22/2020 | 85906 | 204541462 | 12/01/2021
Nordyne, LLC | Maytag | MG3S-080T2AAC1 | Federally-Regulated Consumer Product | Mobile Home Non-Weatherized, C | 1835 | 370 |  | 10/07/2020 | 51517 | 205962954 | 12/01/2021
Nordyne, LLC | Maytag | PGC2TE100DE35C1 | Federally-Regulated Consumer Product | Non-Weatherized, Condensing Ga | 1783 | 273 | 273.452 | 07/22/2020 | 64758 | 205309130 | 12/01/2021
Nordyne, LLC | Maytag | PGC2TE060DE24BP | Federally-Regulated Consumer Product | Non-Weatherized, Condensing Ga | 1315 | 252 |  | 09/29/2021 | 38212 | 207456275 | 12/01/2021
Nordyne, LLC | Maytag | MG2S-060F2ABM* | Federally-Regulated Consumer Product | Mobile Home Non-Weatherized, C | 1292 | 330 |  | 03/17/2021 | 39969 | 203049601 | 12/01/2021
Nordyne, LLC | Maytag | MG2R-072T1A*M* | Federally-Regulated Consumer Product | Mobile Home Non-Weatherized, C | 1607 | 354 | 354.097 | 07/22/2020 | 71866 | 204600226 | 12/01/2021
Nordyne, LLC | Maytag | MG3P-090U1*AC* | Federally-Regulated Consumer Product | Mobile Home Non-Weatherized, C | 2021 | 383 | 383.491 | 07/22/2020 | 91333 | 205126712 | 12/01/2021
Nordyne, LLC | Maytag | PGC2TE100DV35C1 | Federally-Regulated Consumer Product | Non-Weatherized, Condensing Ga | 1819 | 275 | 275.036 | 07/22/2020 | 65338 | 205770228 | 12/01/2021
Nordyne, LLC | Maytag | PGC2TC080*V35C1 | Federally-Regulated Consumer Product | Non-Weatherized, Condensing Ga | 1873 | 277 |  | 08/05/2020 | 50261 | 204037006 | 12/01/2021
Nordyne, LLC | Maytag | R8GE-X60K120C1 | Federally-Regulated Consumer Product | Weatherized Non-Condensing Gas | 2073 | 290 | 290.212 | 10/04/2019 |  |  | 12/01/2021
Nordyne, LLC | Maytag | PGC2TE060DE24B1 | Federally-Regulated Consumer Product | Non-Weatherized, Condensing Ga | 1315 | 252 | 252.86 | 07/22/2020 | 38212 | 205309128 | 12/01/2021
Nordyne, LLC | Maytag | R8GE-024K072C1 | Federally-Regulated Consumer Product | Weatherized Non-Condensing Gas | 1280 | 255 | 255.32 | 10/04/2019 |  |  | 12/01/2021
Nordyne, LLC | Maytag | MG1E-077F1A*M1 | Federally-Regulated Consumer Product | Mobile Home Non-Weatherized, N | 1253 | 237 | 310.963 | 10/04/2019 |  |  | 12/01/2021
Nordyne, LLC | Maytag | MG3P-090U1AAC* | Federally-Regulated Consumer Product | Mobile Home Non-Weatherized, C | 2021 | 383 | 383.491 | 07/22/2020 | 91333 | 205126711 | 12/01/2021
Nordyne, LLC | Maytag | R8GE-036K072C1 | Federally-Regulated Consumer Product | Weatherized Non-Condensing Gas | 1349 | 258 | 258.356 | 10/04/2019 |  |  | 12/01/2021
Nordyne, LLC | Maytag | PGC2TC080*V35CP | Federally-Regulated Consumer Product | Non-Weatherized, Condensing Ga | 1873 | 277 |  | 09/29/2021 | 50261 | 207456205 | 12/01/2021
Nordyne, LLC | Maytag | PGC2TC080DV35CP | Federally-Regulated Consumer Product | Non-Weatherized, Condensing Ga | 1873 | 277 |  | 09/29/2021 | 50261 | 207456116 | 12/01/2021
Nordyne, LLC | Maytag | MG2S-045F2ABM* | Federally-Regulated Consumer Product | Mobile Home Non-Weatherized, C | 1603 | 352 |  | 03/17/2021 | 29516 | 203049590 | 12/01/2021
Nordyne, LLC | Maytag | PDF2SFX24K080CB | Federally-Regulated Consumer Product | Weatherized Non-Condensing Gas | 1190 | 251 | 251.36 | 07/22/2020 | 53000 | 8048120 | 12/01/2021
Nordyne, LLC | Maytag | PGC2TC080DV35C1 | Federally-Regulated Consumer Product | Non-Weatherized, Condensing Ga | 1873 | 277 |  | 08/05/2020 | 50261 | 204036821 | 12/01/2021
Nordyne, LLC | Maytag | PGC2TCP00*V35CP | Federally-Regulated Consumer Product | Non-Weatherized, Condensing Ga | 1826 | 275 |  | 09/29/2021 | 64473 | 207456210 | 12/01/2021
Nordyne, LLC | Maytag | PGC2TA080CV24BP | Federally-Regulated Consumer Product | Non-Weatherized, Non-Condensin | 1277 | 238 |  | 09/29/2021 | 52213 | 207455913 | 12/01/2021
Nordyne, LLC | Maytag | PPG3GE036K072C1 | Federally-Regulated Consumer Product | Weatherized Non-Condensing Gas | 1349 | 258 | 258.356 | 10/04/2019 |  |  | 12/01/2021
Nordyne, LLC | Maytag | MG2S-072T2ABM* | Federally-Regulated Consumer Product | Mobile Home Non-Weatherized, C | 1701 | 359 | 360.771 | 10/04/2019 |  |  | 12/01/2021
Nordyne, LLC | Maytag | MG2S-045T2ABM* | Federally-Regulated Consumer Product | Mobile Home Non-Weatherized, C | 1603 | 352 | 353.813 | 10/04/2019 |  |  | 12/01/2021
Nordyne, LLC | Maytag | PGC2TE080C35VCP | Federally-Regulated Consumer Product | Non-Weatherized, Condensing Ga | 1798 | 274 |  | 09/29/2021 | 74070 | 207456175 | 12/01/2021
Nordyne, LLC | Maytag | PPG3GE024K072C1 | Federally-Regulated Consumer Product | Weatherized Non-Condensing Gas | 1280 | 255 | 255.32 | 10/04/2019 |  |  | 12/01/2021
Nordyne, LLC | Maytag | PPG3GEX60K096C1 | Federally-Regulated Consumer Product | Weatherized Non-Condensing Gas | 2028 | 288 | 288.232 | 10/04/2019 |  |  | 12/01/2021
Nordyne, LLC | Maytag | PGC2TN115DV45DP | Federally-Regulated Consumer Product | Non-Weatherized, Condensing Ga | 1798 | 274 |  | 09/29/2021 | 74070 | 207456169 | 12/01/2021
Nordyne, LLC | Maytag | PGC2TCP00DV35CP | Federally-Regulated Consumer Product | Non-Weatherized, Condensing Ga | 1826 | 275 |  | 09/29/2021 | 64473 | 207456126 | 12/01/2021
Nordyne, LLC | Maytag | PGC2TE080C35VC1 | Federally-Regulated Consumer Product | Non-Weatherized, Condensing Ga | 1798 | 274 |  | 08/05/2020 | 74070 | 204036965 | 12/01/2021
Nordyne, LLC | Maytag | PGC2TC100DV35C1 | Federally-Regulated Consumer Product | Non-Weatherized, Condensing Ga | 1826 | 275 |  | 08/05/2020 | 64473 | 204036836 | 12/01/2021
Nordyne, LLC | Maytag | PDF2SFX48K120CB | Federally-Regulated Consumer Product | Weatherized Non-Condensing Gas | 1988 | 286 | 286.472 | 07/22/2020 | 80700 | 8006242 | 12/01/2021
Nordyne, LLC | Maytag | R8GE-X60K096C1 | Federally-Regulated Consumer Product | Weatherized Non-Condensing Gas | 2028 | 288 | 288.232 | 10/04/2019 |  |  | 12/01/2021
Nordyne, LLC | Maytag | PGC2TE100DE35CP | Federally-Regulated Consumer Product | Non-Weatherized, Condensing Ga | 1783 | 273 |  | 09/29/2021 | 64758 | 207456277 | 12/01/2021
Nordyne, LLC | Maytag | PDF2SFX60K120CB | Federally-Regulated Consumer Product | Weatherized Non-Condensing Gas | 1988 | 286 | 286.472 | 07/22/2020 | 80700 | 8006243 | 12/01/2021
Nordyne, LLC | Maytag | DF6SF-X48K120CB | Federally-Regulated Consumer Product | Weatherized Non-Condensing Gas | 1988 | 286 | 286.472 | 07/22/2020 | 80700 | 201709846 | 12/01/2021
Nordyne, LLC | Maytag | PGC2TN060DV24BP | Federally-Regulated Consumer Product | Non-Weatherized, Condensing Ga | 1405 | 257 |  | 09/29/2021 | 38964 | 207456187 | 12/01/2021
Nordyne, LLC | Maytag | MG3S-080T2*ACP | Federally-Regulated Consumer Product | Non-Weatherized, Condensing Ga | 1785 | 274 |  | 09/29/2021 | 52907 | 207456092 | 12/01/2021
Nordyne, LLC | Maytag | MG2R-045T1A*M* | Federally-Regulated Consumer Product | Mobile Home Non-Weatherized, C | 1624 | 337 | 355.304 | 07/22/2020 | 44484 | 204600215 | 12/01/2021
Nordyne, LLC | Maytag | PGC2TN080DV35CP | Federally-Regulated Consumer Product | Non-Weatherized, Condensing Ga | 1785 | 274 |  | 09/29/2021 | 52907 | 207456153 | 12/01/2021
Nordyne, LLC | Maytag | R8GE-030K072C1 | Federally-Regulated Consumer Product | Weatherized Non-Condensing Gas | 1280 | 255 | 255.32 | 10/04/2019 |  |  | 12/01/2021
Nordyne, LLC | Maytag | MG3P-072U1AAC* | Federally-Regulated Consumer Product | Mobile Home Non-Weatherized, C | 2099 | 287 | 389.029 | 07/22/2020 | 72868 | 205234671 | 12/01/2021
Nordyne, LLC | Maytag | MG3S-080T2AACP | Federally-Regulated Consumer Product | Mobile Home Non-Weatherized, C | 1835 | 370 |  | 09/29/2021 | 51517 | 207456088 | 12/01/2021
Nordyne, LLC | Maytag | MG2S-072F2ABM* | Federally-Regulated Consumer Product | Mobile Home Non-Weatherized, C | 1565 | 350 |  | 03/17/2021 | 46903 | 203049616 | 12/01/2021
Nordyne, LLC | Maytag | PPG3GEX60K120C1 | Federally-Regulated Consumer Product | Weatherized Non-Condensing Gas | 2073 | 290 | 290.212 | 10/04/2019 |  |  | 12/01/2021
Nordyne, LLC | Maytag | PGC2TA080CV24B1 | Federally-Regulated Consumer Product | Non-Weatherized, Non-Condensin | 1277 | 238 | 238.188 | 10/04/2019 |  |  | 12/01/2021
Nordyne, LLC | Maytag | PPG3GE030K072C1 | Federally-Regulated Consumer Product | Weatherized Non-Condensing Gas | 1280 | 255 | 255.32 | 10/04/2019 |  |  | 12/01/2021
Nordyne, LLC | Maytag | MG3S-080T2*AC1 | Federally-Regulated Consumer Product | Non-Weatherized, Condensing Ga | 1785 | 274 |  | 10/07/2020 | 52907 | 205962958 | 12/01/2021
Nordyne, LLC | Maytag | PGC2TE100DV35CP | Federally-Regulated Consumer Product | Non-Weatherized, Condensing Ga | 1819 | 275 |  | 09/29/2021 | 65338 | 207456316 | 12/01/2021
American Standard, Inc. | AMERICAN STANDARD | 4YCY5048A1090** | Federally-Regulated Consumer Product | Weatherized Non-Condensing Gas | 1874 | 281 |  | 12/01/2021 | 71942 | 9100606 | 12/01/2021
American Standard, Inc. | AMERICAN STANDARD | 4YCY5042A1090** | Federally-Regulated Consumer Product | Weatherized Non-Condensing Gas | 1846 | 280 |  | 12/01/2021 | 90142 | 9100605 | 12/01/2021
American Standard, Inc. | AMERICAN STANDARD | 4DCY4042C1090** | Federally-Regulated Consumer Product | Weatherized Non-Condensing Gas | 1846 | 280 |  | 12/01/2021 | 90142 | 7795878 | 12/01/2021
American Standard, Inc. | AMERICAN STANDARD | S9V2B080U4PS*** | Federally-Regulated Consumer Product | Non-Weatherized, Condensing Ga | 1691 | 269 |  | 12/01/2021 | 51429 | 10509499 | 12/01/2021
American Standard, Inc. | AMERICAN STANDARD | AUHMD120ACV5V** | Federally-Regulated Consumer Product | Non-Weatherized, Condensing Ga | 2116 | 288 |  | 12/01/2021 | 54354 | 9962865 | 12/01/2021
American Standard, Inc. | AMERICAN STANDARD | 4YCZ6048C1090** | Federally-Regulated Consumer Product | Weatherized Non-Condensing Gas | 1874 | 281 |  | 12/01/2021 | 71942 | 7795889 | 12/01/2021
American Standard, Inc. | AMERICAN STANDARD | AUHMB060ACV3V** | Federally-Regulated Consumer Product | Non-Weatherized, Condensing Ga | 1328 | 253 |  | 12/01/2021 | 23433 | 9962868 | 12/01/2021
American Standard, Inc. | AMERICAN STANDARD | 4YCY5024A1060** | Federally-Regulated Consumer Product | Weatherized Non-Condensing Gas | 979 | 242 |  | 12/01/2021 | 59749 | 9100601 | 12/01/2021
American Standard, Inc. | AMERICAN STANDARD | 4YCC4042A1090** | Federally-Regulated Consumer Product | Weatherized Non-Condensing Gas | 1729 | 275 |  | 12/01/2021 | 89458 | 7523943 | 12/01/2021
Carrier Corp. - Syracuse | Bryant | 582K*05**E060* | Federally-Regulated Consumer Product | Weatherized Non-Condensing Gas | 2640 | 312 |  | 03/10/2021 | 49 | 206749735 | 12/01/2021
Carrier Corp. - Syracuse | Bryant | 582K*06**D060* | Federally-Regulated Consumer Product | Weatherized Non-Condensing Gas | 2694 | 302 |  | 03/10/2021 | 49 | 206749733 | 12/01/2021
Carrier Corp. - Syracuse | Bryant | 581K*05**F060* | Federally-Regulated Consumer Product | Weatherized Non-Condensing Gas | 2640 | 312 |  | 03/10/2021 | 49 | 206749738 | 12/01/2021
Carrier Corp. - Syracuse | Bryant | 581K*06**F060* | Federally-Regulated Consumer Product | Weatherized Non-Condensing Gas | 2694 | 302 |  | 03/10/2021 | 49 | 206749739 | 12/01/2021
Carrier Corp. - Syracuse | Bryant | 582K*05**D060* | Federally-Regulated Consumer Product | Weatherized Non-Condensing Gas | 2640 | 312 |  | 03/10/2021 | 49 | 206749732 | 12/01/2021
Carrier Corp. - Syracuse | Bryant | 582K*06**E060* | Federally-Regulated Consumer Product | Weatherized Non-Condensing Gas | 2694 | 302 |  | 03/10/2021 | 49 | 206749736 | 12/01/2021
Carrier Corp. - Syracuse | Bryant | 581K*06**K060* | Federally-Regulated Consumer Product | Weatherized Non-Condensing Gas | 2694 | 302 |  | 03/10/2021 | 49 | 206749742 | 12/01/2021
Carrier Corp. - Syracuse | Bryant | 581K*05**K060* | Federally-Regulated Consumer Product | Weatherized Non-Condensing Gas | 2640 | 312 |  | 03/10/2021 | 49 | 206749741 | 12/01/2021
Nordyne, LLC | OXBOX | J962V060BDVSAB | Federally-Regulated Consumer Product | Non-Weatherized, Condensing Ga | 1405 | 257 |  | 10/06/2021 | 38964 | 207465535 | 12/01/2021
Nordyne, LLC | OXBOX | J962V115DDVSAB | Federally-Regulated Consumer Product | Non-Weatherized, Condensing Ga | 1798 | 274 |  | 10/06/2021 | 74070 | 207465537 | 12/01/2021
Nordyne, LLC | OXBOX | J952V080CUVSAB | Federally-Regulated Consumer Product | Non-Weatherized, Condensing Ga | 1873 | 277 |  | 10/06/2021 | 50261 | 207465533 | 12/01/2021
Nordyne, LLC | OXBOX | J952V100CUVSAB | Federally-Regulated Consumer Product | Non-Weatherized, Condensing Ga | 1826 | 275 |  | 10/06/2021 | 64473 | 207465534 | 12/01/2021
Nordyne, LLC | OXBOX | J962V080CDVSAB | Federally-Regulated Consumer Product | Non-Weatherized, Condensing Ga | 1785 | 274 |  | 10/06/2021 | 52907 | 207465536 | 12/01/2021
Carrier Corp. - Indianapolis | Kenmore | PGR536090K**0G* | Federally-Regulated Consumer Product | Weatherized Non-Condensing Gas | 1520 | 266 | 265.88 | 07/27/2020 | 58502 | 204038340 | 12/01/2021
Carrier Corp. - Indianapolis | Kenmore | PGR560115K**0G* | Federally-Regulated Consumer Product | Weatherized Non-Condensing Gas | 1981 | 286 | 286.164 | 10/04/2019 |  |  | 12/01/2021
Carrier Corp. - Indianapolis | Kenmore | PGR560090K**0G* | Federally-Regulated Consumer Product | Weatherized Non-Condensing Gas | 1988 | 286 | 286.472 | 10/04/2019 |  |  | 12/01/2021
Carrier Corp. - Indianapolis | Kenmore | G97CMN0602120A*D | Federally-Regulated Consumer Product | Non-Weatherized, Condensing Ga | 1897 | 278 |  | 08/05/2020 | 24235 | 203924644 | 12/01/2021
Carrier Corp. - Indianapolis | Kenmore | PGR530060K**0G* | Federally-Regulated Consumer Product | Weatherized Non-Condensing Gas | 1364 | 259 | 259.016 | 10/04/2019 |  |  | 12/01/2021
Carrier Corp. - Indianapolis | Kenmore | PGR560090K**1G* | Federally-Regulated Consumer Product | Weatherized Non-Condensing Gas | 1988 | 286 | 286.472 | 10/04/2019 |  |  | 12/01/2021
Carrier Corp. - Indianapolis | Kenmore | N95ESN0401712A**D | Federally-Regulated Consumer Product | Mobile Home Non-Weatherized, C | 998 | 239 |  | 08/05/2020 | 40139 | 203360702 | 12/01/2021
Carrier Corp. - Indianapolis | Kenmore | PDD436090K**1G* | Federally-Regulated Consumer Product | Weatherized Non-Condensing Gas | 1584 | 269 | 268.696 | 07/27/2020 | 90364 | 204038249 | 12/01/2021
Carrier Corp. - Indianapolis | Kenmore | PGR524060K**0G* | Federally-Regulated Consumer Product | Weatherized Non-Condensing Gas | 1194 | 252 | 251.536 | 07/27/2020 | 39139 | 204038336 | 12/01/2021
Carrier Corp. - Indianapolis | Kenmore | PGR542090K**0G* | Federally-Regulated Consumer Product | Weatherized Non-Condensing Gas | 1603 | 270 | 269.532 | 07/27/2020 | 57969 | 204038342 | 12/01/2021
Carrier Corp. - Indianapolis | Kenmore | PDD442060K**1G* | Federally-Regulated Consumer Product | Weatherized Non-Condensing Gas | 1514 | 266 | 265.616 | 07/27/2020 | 60394 | 204038250 | 12/01/2021
Carrier Corp. - Indianapolis | Kenmore | G97CMN0601714A | Federally-Regulated Consumer Product | Non-Weatherized, Condensing Ga | 1392 | 256 |  | 08/05/2020 | 23828 | 203924570 | 12/01/2021
Carrier Corp. - Indianapolis | Kenmore | PGR536060K**1G* | Federally-Regulated Consumer Product | Weatherized Non-Condensing Gas | 1413 | 261 | 261.172 | 10/04/2019 |  |  | 12/01/2021
Carrier Corp. - Indianapolis | Kenmore | F97CMN0602120A*D | Federally-Regulated Consumer Product | Non-Weatherized, Condensing Ga | 1897 | 278 |  | 08/05/2020 | 24235 | 203924616 | 12/01/2021
Carrier Corp. - Indianapolis | Kenmore | PGD442060K**0G* | Federally-Regulated Consumer Product | Weatherized Non-Condensing Gas | 1514 | 266 | 265.616 | 07/27/2020 | 60394 | 204038289 | 12/01/2021
Carrier Corp. - Indianapolis | Kenmore | F97CMN1002122A*D | Federally-Regulated Consumer Product | Non-Weatherized, Condensing Ga | 2192 | 291 |  | 08/05/2020 | 39903 | 203924625 | 12/01/2021
Carrier Corp. - Indianapolis | Kenmore | F97CMN0602120A | Federally-Regulated Consumer Product | Non-Weatherized, Condensing Ga | 1897 | 278 |  | 08/05/2020 | 24235 | 203924553 | 12/01/2021
Carrier Corp. - Indianapolis | Kenmore | F96VTN0601714A*D | Federally-Regulated Consumer Product | Non-Weatherized, Condensing Ga | 1459 | 259 | 259.196 | 10/04/2019 |  |  | 12/01/2021
Carrier Corp. - Indianapolis | Kenmore | G97CMN0601714A*D | Federally-Regulated Consumer Product | Non-Weatherized, Condensing Ga | 1392 | 256 |  | 08/05/2020 | 23828 | 203924636 | 12/01/2021
Carrier Corp. - Indianapolis | Kenmore | G97CMN1202422A*D | Federally-Regulated Consumer Product | Non-Weatherized, Condensing Ga | 2271 | 295 |  | 08/05/2020 | 48091 | 203924676 | 12/01/2021
Carrier Corp. - Indianapolis | Kenmore | PGR536090K**1G* | Federally-Regulated Consumer Product | Weatherized Non-Condensing Gas | 1520 | 266 | 265.88 | 07/27/2020 | 58502 | 204038354 | 12/01/2021
Carrier Corp. - Indianapolis | Kenmore | G97CMN0602120A | Federally-Regulated Consumer Product | Non-Weatherized, Condensing Ga | 1897 | 278 |  | 08/05/2020 | 24235 | 203924578 | 12/01/2021
Carrier Corp. - Indianapolis | Kenmore | PDD436060K**0G* | Federally-Regulated Consumer Product | Weatherized Non-Condensing Gas | 1687 | 273 | 273.228 | 10/04/2019 |  |  | 12/01/2021
Carrier Corp. - Indianapolis | Kenmore | PGR530040K**0G* | Federally-Regulated Consumer Product | Weatherized Non-Condensing Gas | 1166 | 250 | 250.304 | 10/04/2019 |  |  | 12/01/2021
Carrier Corp. - Indianapolis | Kenmore | PGR536060K**0G* | Federally-Regulated Consumer Product | Weatherized Non-Condensing Gas | 1413 | 261 | 261.172 | 10/04/2019 |  |  | 12/01/2021
Carrier Corp. - Indianapolis | Kenmore | F97CMN0601714A*D | Federally-Regulated Consumer Product | Non-Weatherized, Condensing Ga | 1392 | 256 |  | 08/05/2020 | 23828 | 203924613 | 12/01/2021
Carrier Corp. - Indianapolis | Kenmore | PDD436090K**0G* | Federally-Regulated Consumer Product | Weatherized Non-Condensing Gas | 1584 | 269 | 268.696 | 07/27/2020 | 90364 | 204038236 | 12/01/2021
Carrier Corp. - Indianapolis | Kenmore | PGR530060K**1G* | Federally-Regulated Consumer Product | Weatherized Non-Condensing Gas | 1364 | 259 | 259.016 | 10/04/2019 |  |  | 12/01/2021
Carrier Corp. - Indianapolis | Kenmore | PGR548115K**0G* | Federally-Regulated Consumer Product | Weatherized Non-Condensing Gas | 1990 | 287 | 286.56 | 07/27/2020 | 75066 | 204038344 | 12/01/2021
Carrier Corp. - Indianapolis | Kenmore | PGR542060K**1G* | Federally-Regulated Consumer Product | Weatherized Non-Condensing Gas | 1772 | 277 | 276.968 | 07/27/2020 | 39066 | 204038355 | 12/01/2021
Carrier Corp. - Indianapolis | Kenmore | PDD436060K**1G* | Federally-Regulated Consumer Product | Weatherized Non-Condensing Gas | 1687 | 273 | 273.228 | 10/04/2019 |  |  | 12/01/2021
Carrier Corp. - Indianapolis | Kenmore | PGR524040K**1G* | Federally-Regulated Consumer Product | Weatherized Non-Condensing Gas | 1081 | 247 | 246.564 | 07/27/2020 | 25982 | 204038349 | 12/01/2021
Carrier Corp. - Indianapolis | Kenmore | F97CMN1202422A*D | Federally-Regulated Consumer Product | Non-Weatherized, Condensing Ga | 2271 | 295 |  | 08/05/2020 | 48091 | 203924628 | 12/01/2021
Carrier Corp. - Indianapolis | Kenmore | G97CMN0802120A | Federally-Regulated Consumer Product | Non-Weatherized, Condensing Ga | 2026 | 284 |  | 08/05/2020 | 31724 | 203924594 | 12/01/2021
Carrier Corp. - Indianapolis | Kenmore | G97CMN1002122A*D | Federally-Regulated Consumer Product | Non-Weatherized, Condensing Ga | 2192 | 291 |  | 08/05/2020 | 39903 | 203924668 | 12/01/2021
Carrier Corp. - Indianapolis | Kenmore | F97CMN0601714A | Federally-Regulated Consumer Product | Non-Weatherized, Condensing Ga | 1392 | 256 |  | 08/05/2020 | 23828 | 203924550 | 12/01/2021
Carrier Corp. - Indianapolis | Kenmore | G96VTN0601714A*D | Federally-Regulated Consumer Product | Non-Weatherized, Condensing Ga | 1459 | 259 | 259.196 | 10/04/2019 |  |  | 12/01/2021
Carrier Corp. - Indianapolis | Kenmore | PDD442060K**0G* | Federally-Regulated Consumer Product | Weatherized Non-Condensing Gas | 1514 | 266 | 265.616 | 07/27/2020 | 60394 | 204038237 | 12/01/2021
Carrier Corp. - Indianapolis | Kenmore | PGR560115K**1G* | Federally-Regulated Consumer Product | Weatherized Non-Condensing Gas | 1981 | 286 | 286.164 | 10/04/2019 |  |  | 12/01/2021
Carrier Corp. - Indianapolis | Kenmore | PGR542090K**1G* | Federally-Regulated Consumer Product | Weatherized Non-Condensing Gas | 1603 | 270 | 269.532 | 07/27/2020 | 57969 | 204038356 | 12/01/2021
Carrier Corp. - Indianapolis | Kenmore | F97CMN0802120A*D | Federally-Regulated Consumer Product | Non-Weatherized, Condensing Ga | 2026 | 284 |  | 08/05/2020 | 31724 | 203924622 | 12/01/2021
Carrier Corp. - Indianapolis | Kenmore | F97CMN0802120A | Federally-Regulated Consumer Product | Non-Weatherized, Condensing Ga | 2026 | 284 |  | 08/05/2020 | 31724 | 203924679 | 12/01/2021
Carrier Corp. - Indianapolis | Kenmore | PGR524040K**0G* | Federally-Regulated Consumer Product | Weatherized Non-Condensing Gas | 1081 | 247 | 246.564 | 07/27/2020 | 25982 | 204038335 | 12/01/2021
Carrier Corp. - Indianapolis | Kenmore | F97CMN1202422A | Federally-Regulated Consumer Product | Non-Weatherized, Condensing Ga | 2271 | 295 |  | 08/05/2020 | 48091 | 203924562 | 12/01/2021
Carrier Corp. - Indianapolis | Kenmore | PDS436060K**0G* | Federally-Regulated Consumer Product | Weatherized Non-Condensing Gas | 1687 | 273 | 273.228 | 10/04/2019 |  |  | 12/01/2021
Carrier Corp. - Indianapolis | Kenmore | PGR548115K**1G* | Federally-Regulated Consumer Product | Weatherized Non-Condensing Gas | 1990 | 287 | 286.56 | 07/27/2020 | 75066 | 204038358 | 12/01/2021
Carrier Corp. - Indianapolis | Kenmore | PGR548090K**1G* | Federally-Regulated Consumer Product | Weatherized Non-Condensing Gas | 1918 | 283 | 283.392 | 10/04/2019 |  |  | 12/01/2021
Carrier Corp. - Indianapolis | Kenmore | N95ESN0802120A**D | Federally-Regulated Consumer Product | Mobile Home Non-Weatherized, C | 1837 | 276 | 370.427 | 10/04/2019 |  |  | 12/01/2021
Carrier Corp. - Indianapolis | Kenmore | PGR548130K**0G* | Federally-Regulated Consumer Product | Weatherized Non-Condensing Gas | 2030 | 288 | 288.32 | 10/04/2019 |  |  | 12/01/2021
Carrier Corp. - Indianapolis | Kenmore | PGR542060K**0G* | Federally-Regulated Consumer Product | Weatherized Non-Condensing Gas | 1772 | 277 | 276.968 | 07/27/2020 | 39066 | 204038341 | 12/01/2021
Carrier Corp. - Indianapolis | Kenmore | G97CMN1202422A | Federally-Regulated Consumer Product | Non-Weatherized, Condensing Ga | 2271 | 295 |  | 08/05/2020 | 48091 | 203924610 | 12/01/2021
Carrier Corp. - Indianapolis | Kenmore | PGR560130K**0G* | Federally-Regulated Consumer Product | Weatherized Non-Condensing Gas | 1979 | 286 | 286.076 | 10/04/2019 |  |  | 12/01/2021
Carrier Corp. - Indianapolis | Kenmore | F97CMN1002122A | Federally-Regulated Consumer Product | Non-Weatherized, Condensing Ga | 2192 | 291 |  | 08/05/2020 | 39903 | 203924559 | 12/01/2021
Carrier Corp. - Indianapolis | Kenmore | PDS436060K**1G* | Federally-Regulated Consumer Product | Weatherized Non-Condensing Gas | 1687 | 273 | 273.228 | 10/04/2019 |  |  | 12/01/2021
Carrier Corp. - Indianapolis | Kenmore | PGR524060K**1G* | Federally-Regulated Consumer Product | Weatherized Non-Condensing Gas | 1194 | 252 | 251.536 | 07/27/2020 | 39139 | 204038350 | 12/01/2021
Carrier Corp. - Indianapolis | Kenmore | PGR560130K**1G* | Federally-Regulated Consumer Product | Weatherized Non-Condensing Gas | 1979 | 286 | 286.076 | 10/04/2019 |  |  | 12/01/2021
Carrier Corp. - Indianapolis | Kenmore | PGR548090K**0G* | Federally-Regulated Consumer Product | Weatherized Non-Condensing Gas | 1918 | 283 | 283.392 | 10/04/2019 |  |  | 12/01/2021
Carrier Corp. - Indianapolis | Kenmore | N95ESN0802120A* | Federally-Regulated Consumer Product | Mobile Home Non-Weatherized, C | 1837 | 276 | 370.427 | 10/04/2019 |  |  | 12/01/2021
Carrier Corp. - Indianapolis | Kenmore | G97CMN0802120A*D | Federally-Regulated Consumer Product | Non-Weatherized, Condensing Ga | 2026 | 284 |  | 08/05/2020 | 31724 | 203924660 | 12/01/2021
Carrier Corp. - Indianapolis | Kenmore | N95ESN0601714A**D | Federally-Regulated Consumer Product | Mobile Home Non-Weatherized, C | 1346 | 254 |  | 08/05/2020 | 60102 | 203360703 | 12/01/2021
Carrier Corp. - Indianapolis | Kenmore | PGR548130K**1G* | Federally-Regulated Consumer Product | Weatherized Non-Condensing Gas | 2030 | 288 | 288.32 | 10/04/2019 |  |  | 12/01/2021
Carrier Corp. - Indianapolis | Kenmore | PGD442060K**1G* | Federally-Regulated Consumer Product | Weatherized Non-Condensing Gas | 1514 | 266 | 265.616 | 07/27/2020 | 60394 | 204038302 | 12/01/2021
Carrier Corp. - Indianapolis | Kenmore | G97CMN1002122A | Federally-Regulated Consumer Product | Non-Weatherized, Condensing Ga | 2192 | 291 |  | 08/05/2020 | 39903 | 203924602 | 12/01/2021
Carrier Corp. - Indianapolis | Kenmore | PGR530040K**1G* | Federally-Regulated Consumer Product | Weatherized Non-Condensing Gas | 1166 | 250 | 250.304 | 10/04/2019 |  |  | 12/01/2021
Nordyne, LLC | Gibson | R8GE-036K072C1 | Federally-Regulated Consumer Product | Weatherized Non-Condensing Gas | 1349 | 258 | 258.356 | 10/04/2019 |  |  | 12/01/2021
Nordyne, LLC | Gibson | KG7TE-080D-E35CP | Federally-Regulated Consumer Product | Non-Weatherized, Condensing Ga | 1764 | 273 |  | 09/29/2021 | 52933 | 207456184 | 12/01/2021
Nordyne, LLC | Gibson | KG7TE-100D-E35C1 | Federally-Regulated Consumer Product | Non-Weatherized, Condensing Ga | 1783 | 273 |  | 08/05/2020 | 64758 | 204036925 | 12/01/2021
Nordyne, LLC | Gibson | KG7TA-100C-E35CP | Federally-Regulated Consumer Product | Non-Weatherized, Non-Condensin | 1668 | 255 |  | 09/29/2021 | 63969 | 207455920 | 12/01/2021
Nordyne, LLC | Gibson | KG7TC-060D-E24BP | Federally-Regulated Consumer Product | Non-Weatherized, Condensing Ga | 1222 | 249 |  | 09/29/2021 | 39014 | 207456109 | 12/01/2021
Nordyne, LLC | Gibson | KG7TN-115D-E45DP | Federally-Regulated Consumer Product | Non-Weatherized, Condensing Ga | 2198 | 292 |  | 09/29/2021 | 75317 | 207456166 | 12/01/2021
Nordyne, LLC | Gibson | KG7TC-060*-E24BP | Federally-Regulated Consumer Product | Non-Weatherized, Condensing Ga | 1222 | 249 |  | 09/29/2021 | 39014 | 207456203 | 12/01/2021
Nordyne, LLC | Gibson | KG7TN-060D-E24B1 | Federally-Regulated Consumer Product | Non-Weatherized, Condensing Ga | 1304 | 252 |  | 08/05/2020 | 39517 | 204036986 | 12/01/2021
Nordyne, LLC | Gibson | R8GE-X60K096C1 | Federally-Regulated Consumer Product | Weatherized Non-Condensing Gas | 2028 | 288 | 288.232 | 10/04/2019 |  |  | 12/01/2021
Nordyne, LLC | Gibson | R8GE-X60K120C1 | Federally-Regulated Consumer Product | Weatherized Non-Condensing Gas | 2073 | 290 | 290.212 | 10/04/2019 |  |  | 12/01/2021
Nordyne, LLC | Gibson | KG7TE-100D-E35CP | Federally-Regulated Consumer Product | Non-Weatherized, Condensing Ga | 1783 | 273 |  | 09/29/2021 | 64758 | 207456145 | 12/01/2021
Nordyne, LLC | Gibson | KG7TN-100D-E35C1 | Federally-Regulated Consumer Product | Non-Weatherized, Condensing Ga | 1711 | 270 |  | 08/05/2020 | 65214 | 204036946 | 12/01/2021
Nordyne, LLC | Gibson | R8GE-024K072C1 | Federally-Regulated Consumer Product | Weatherized Non-Condensing Gas | 1280 | 255 | 255.32 | 10/04/2019 |  |  | 12/01/2021
Nordyne, LLC | Gibson | KG7TA-080C-E24B1 | Federally-Regulated Consumer Product | Non-Weatherized, Non-Condensin | 1277 | 238 | 238.188 | 10/04/2019 |  |  | 12/01/2021
Nordyne, LLC | Gibson | KG7TN-080D-E35CP | Federally-Regulated Consumer Product | Non-Weatherized, Condensing Ga | 1718 | 271 |  | 09/29/2021 | 52461 | 207456150 | 12/01/2021
Nordyne, LLC | Gibson | KG7TN-100D-E35CP | Federally-Regulated Consumer Product | Non-Weatherized, Condensing Ga | 1711 | 270 |  | 09/29/2021 | 65214 | 207456161 | 12/01/2021
Nordyne, LLC | Gibson | KG7TE-060D-E24B1 | Federally-Regulated Consumer Product | Non-Weatherized, Condensing Ga | 1315 | 252 |  | 08/05/2020 | 38212 | 204037060 | 12/01/2021
Nordyne, LLC | Gibson | R8GE-030K072C1 | Federally-Regulated Consumer Product | Weatherized Non-Condensing Gas | 1280 | 255 | 255.32 | 10/04/2019 |  |  | 12/01/2021
Nordyne, LLC | Gibson | KG7TA-080C-E24BP | Federally-Regulated Consumer Product | Non-Weatherized, Non-Condensin | 1277 | 238 |  | 09/29/2021 | 52213 | 207455916 | 12/01/2021
Nordyne, LLC | Gibson | KG7TA-100C-E35C1 | Federally-Regulated Consumer Product | Non-Weatherized, Non-Condensin | 1668 | 255 | 255.392 | 10/04/2019 |  |  | 12/01/2021
Nordyne, LLC | Gibson | KG7TE-060D-E24BP | Federally-Regulated Consumer Product | Non-Weatherized, Condensing Ga | 1315 | 252 |  | 09/29/2021 | 38212 | 207456237 | 12/01/2021
Nordyne, LLC | Gibson | KG7TN-060D-E24BP | Federally-Regulated Consumer Product | Non-Weatherized, Condensing Ga | 1304 | 252 |  | 09/29/2021 | 39517 | 207456192 | 12/01/2021
Carrier Corp. - Syracuse | Tempstar | RGW060KD* | Federally-Regulated Consumer Product | Weatherized Non-Condensing Gas | 2694 | 302 |  | 03/17/2021 | 53 | 202535288 | 12/01/2021
Carrier Corp. - Syracuse | Tempstar | RGW048KT* | Federally-Regulated Consumer Product | Weatherized Non-Condensing Gas | 2640 | 312 |  | 03/17/2021 | 106 | 202535300 | 12/01/2021
Carrier Corp. - Syracuse | Tempstar | RGV060KR* | Federally-Regulated Consumer Product | Weatherized Non-Condensing Gas | 2694 | 302 |  | 03/17/2021 | 73 | 202535283 | 12/01/2021
Carrier Corp. - Syracuse | Tempstar | RGV048KT* | Federally-Regulated Consumer Product | Weatherized Non-Condensing Gas | 2640 | 312 |  | 03/17/2021 | 106 | 202535284 | 12/01/2021
Carrier Corp. - Syracuse | Tempstar | RGW048KE* | Federally-Regulated Consumer Product | Weatherized Non-Condensing Gas | 2640 | 312 |  | 03/17/2021 | 73 | 202535290 | 12/01/2021
Carrier Corp. - Syracuse | Tempstar | RGW048KR* | Federally-Regulated Consumer Product | Weatherized Non-Condensing Gas | 2640 | 312 |  | 03/17/2021 | 73 | 202535298 | 12/01/2021
Carrier Corp. - Syracuse | Tempstar | RGW060KS* | Federally-Regulated Consumer Product | Weatherized Non-Condensing Gas | 2694 | 302 |  | 03/17/2021 | 53 | 202535296 | 12/01/2021
Carrier Corp. - Syracuse | Tempstar | RGV060KE* | Federally-Regulated Consumer Product | Weatherized Non-Condensing Gas | 2694 | 302 |  | 03/17/2021 | 73 | 202535275 | 12/01/2021
Carrier Corp. - Syracuse | Tempstar | RGV048KS* | Federally-Regulated Consumer Product | Weatherized Non-Condensing Gas | 2640 | 312 |  | 03/17/2021 | 53 | 202535279 | 12/01/2021
Carrier Corp. - Syracuse | Tempstar | RGV048KE* | Federally-Regulated Consumer Product | Weatherized Non-Condensing Gas | 2640 | 312 |  | 03/17/2021 | 73 | 202535274 | 12/01/2021
Carrier Corp. - Syracuse | Tempstar | RGV048KD* | Federally-Regulated Consumer Product | Weatherized Non-Condensing Gas | 2640 | 312 |  | 03/17/2021 | 53 | 202535271 | 12/01/2021
Carrier Corp. - Syracuse | Tempstar | RGW060KR* | Federally-Regulated Consumer Product | Weatherized Non-Condensing Gas | 2694 | 302 |  | 03/17/2021 | 73 | 202535299 | 12/01/2021
Carrier Corp. - Syracuse | Tempstar | RGW048KD* | Federally-Regulated Consumer Product | Weatherized Non-Condensing Gas | 2640 | 312 |  | 03/17/2021 | 53 | 202535287 | 12/01/2021
Carrier Corp. - Syracuse | Tempstar | RGV048KF* | Federally-Regulated Consumer Product | Weatherized Non-Condensing Gas | 2640 | 312 |  | 03/17/2021 | 106 | 202535276 | 12/01/2021
Carrier Corp. - Syracuse | Tempstar | RGW048KS* | Federally-Regulated Consumer Product | Weatherized Non-Condensing Gas | 2640 | 312 |  | 03/17/2021 | 53 | 202535295 | 12/01/2021
Carrier Corp. - Syracuse | Tempstar | RGV060KD* | Federally-Regulated Consumer Product | Weatherized Non-Condensing Gas | 2694 | 302 |  | 03/17/2021 | 53 | 202535272 | 12/01/2021
Carrier Corp. - Syracuse | Tempstar | RGW048KF* | Federally-Regulated Consumer Product | Weatherized Non-Condensing Gas | 2640 | 312 |  | 03/17/2021 | 106 | 202535292 | 12/01/2021
Carrier Corp. - Syracuse | Tempstar | RGV060KS* | Federally-Regulated Consumer Product | Weatherized Non-Condensing Gas | 2694 | 302 |  | 03/17/2021 | 53 | 202535280 | 12/01/2021
Carrier Corp. - Syracuse | Tempstar | RGV048KR* | Federally-Regulated Consumer Product | Weatherized Non-Condensing Gas | 2640 | 312 |  | 03/17/2021 | 73 | 202535282 | 12/01/2021
Carrier Corp. - Syracuse | Tempstar | RGW060KE* | Federally-Regulated Consumer Product | Weatherized Non-Condensing Gas | 2694 | 302 |  | 03/17/2021 | 73 | 202535291 | 12/01/2021
Carrier Corp. - Indianapolis | Tempstar | PGR560090K**1G* | Federally-Regulated Consumer Product | Weatherized Non-Condensing Gas | 1988 | 286 | 286.472 | 07/22/2020 | 58481 | 204038492 | 12/01/2021
Carrier Corp. - Indianapolis | Tempstar | PGR560090K**0G* | Federally-Regulated Consumer Product | Weatherized Non-Condensing Gas | 1988 | 286 | 286.472 | 07/22/2020 | 58481 | 204038478 | 12/01/2021
Carrier Corp. - Indianapolis | Tempstar | PGR548090K**0G* | Federally-Regulated Consumer Product | Weatherized Non-Condensing Gas | 1918 | 283 | 283.392 | 07/22/2020 | 58473 | 204038475 | 12/01/2021
Carrier Corp. - Syracuse | ICP Commercial | RGW060KR* | Federally-Regulated Consumer Product | Weatherized Non-Condensing Gas | 2694 | 302 |  | 03/17/2021 | 73 | 202535075 | 12/01/2021
Carrier Corp. - Syracuse | ICP Commercial | RGW048KR* | Federally-Regulated Consumer Product | Weatherized Non-Condensing Gas | 2640 | 312 |  | 03/17/2021 | 73 | 202535074 | 12/01/2021
Carrier Corp. - Syracuse | ICP Commercial | RGV048KF* | Federally-Regulated Consumer Product | Weatherized Non-Condensing Gas | 2640 | 312 |  | 03/17/2021 | 106 | 202535052 | 12/01/2021
Carrier Corp. - Syracuse | ICP Commercial | RGV048KE* | Federally-Regulated Consumer Product | Weatherized Non-Condensing Gas | 2640 | 312 |  | 03/17/2021 | 73 | 202535050 | 12/01/2021
Carrier Corp. - Syracuse | ICP Commercial | RGV048KD* | Federally-Regulated Consumer Product | Weatherized Non-Condensing Gas | 2640 | 312 |  | 03/17/2021 | 53 | 202535047 | 12/01/2021
Carrier Corp. - Syracuse | ICP Commercial | RGV060KD* | Federally-Regulated Consumer Product | Weatherized Non-Condensing Gas | 2694 | 302 |  | 03/17/2021 | 53 | 202535048 | 12/01/2021
Carrier Corp. - Syracuse | ICP Commercial | RGV048KT* | Federally-Regulated Consumer Product | Weatherized Non-Condensing Gas | 2640 | 312 |  | 03/17/2021 | 106 | 202535060 | 12/01/2021
Carrier Corp. - Syracuse | ICP Commercial | RGW048KS* | Federally-Regulated Consumer Product | Weatherized Non-Condensing Gas | 2640 | 312 |  | 03/17/2021 | 53 | 202535071 | 12/01/2021
Carrier Corp. - Syracuse | ICP Commercial | RGV060KR* | Federally-Regulated Consumer Product | Weatherized Non-Condensing Gas | 2694 | 302 |  | 03/17/2021 | 73 | 202535059 | 12/01/2021
Carrier Corp. - Syracuse | ICP Commercial | RGV048KR* | Federally-Regulated Consumer Product | Weatherized Non-Condensing Gas | 2640 | 312 |  | 03/17/2021 | 73 | 202535058 | 12/01/2021
Carrier Corp. - Syracuse | ICP Commercial | RGW048KE* | Federally-Regulated Consumer Product | Weatherized Non-Condensing Gas | 2640 | 312 |  | 03/17/2021 | 73 | 202535066 | 12/01/2021
Carrier Corp. - Syracuse | ICP Commercial | RGV048*G* | Federally-Regulated Consumer Product | Weatherized Non-Condensing Gas | 2640 | 312 |  | 03/10/2021 | 49 | 206749744 | 12/01/2021
Carrier Corp. - Syracuse | ICP Commercial | RGW060*G* | Federally-Regulated Consumer Product | Weatherized Non-Condensing Gas | 2694 | 302 |  | 03/10/2021 | 49 | 206749748 | 12/01/2021
Carrier Corp. - Syracuse | ICP Commercial | RGW048KT* | Federally-Regulated Consumer Product | Weatherized Non-Condensing Gas | 2640 | 312 |  | 03/17/2021 | 106 | 202535076 | 12/01/2021
Carrier Corp. - Syracuse | ICP Commercial | RGV060KE* | Federally-Regulated Consumer Product | Weatherized Non-Condensing Gas | 2694 | 302 |  | 03/17/2021 | 73 | 202535051 | 12/01/2021
Carrier Corp. - Syracuse | ICP Commercial | RGV060KS* | Federally-Regulated Consumer Product | Weatherized Non-Condensing Gas | 2694 | 302 |  | 03/17/2021 | 53 | 202535056 | 12/01/2021
Carrier Corp. - Syracuse | ICP Commercial | RGW060KE* | Federally-Regulated Consumer Product | Weatherized Non-Condensing Gas | 2694 | 302 |  | 03/17/2021 | 73 | 202535067 | 12/01/2021
Carrier Corp. - Syracuse | ICP Commercial | RGW048KD* | Federally-Regulated Consumer Product | Weatherized Non-Condensing Gas | 2640 | 312 |  | 03/17/2021 | 53 | 202535063 | 12/01/2021
Carrier Corp. - Syracuse | ICP Commercial | RGW048*G* | Federally-Regulated Consumer Product | Weatherized Non-Condensing Gas | 2640 | 312 |  | 03/10/2021 | 49 | 206749747 | 12/01/2021
Carrier Corp. - Syracuse | ICP Commercial | RGV060*G* | Federally-Regulated Consumer Product | Weatherized Non-Condensing Gas | 2694 | 302 |  | 03/10/2021 | 49 | 206749745 | 12/01/2021
Carrier Corp. - Syracuse | ICP Commercial | RGW060KS* | Federally-Regulated Consumer Product | Weatherized Non-Condensing Gas | 2694 | 302 |  | 03/17/2021 | 53 | 202535072 | 12/01/2021
Carrier Corp. - Syracuse | ICP Commercial | RGW060KD* | Federally-Regulated Consumer Product | Weatherized Non-Condensing Gas | 2694 | 302 |  | 03/17/2021 | 53 | 202535064 | 12/01/2021
Carrier Corp. - Syracuse | ICP Commercial | RGW048KF* | Federally-Regulated Consumer Product | Weatherized Non-Condensing Gas | 2640 | 312 |  | 03/17/2021 | 106 | 202535068 | 12/01/2021
Carrier Corp. - Syracuse | ICP Commercial | RGV048KS* | Federally-Regulated Consumer Product | Weatherized Non-Condensing Gas | 2640 | 312 |  | 03/17/2021 | 53 | 202535055 | 12/01/2021
Lennox Industries Inc. | Lennox | LGH060**EX*P | Federally-Regulated Consumer Product | Weatherized Non-Condensing Gas | 2797 | 302 |  | 10/03/2019 |  |  | 12/01/2021
Lennox Industries Inc. | Lennox | ML180UH045V36A** | Federally-Regulated Consumer Product | Non-Weatherized, Non-Condensin | 1506 | 248 |  | 12/23/2020 | 44126 | 204457111 | 12/01/2021
Lennox Industries Inc. | Lennox | SLP99UH110XV60C-* | Federally-Regulated Consumer Product | Non-Weatherized, Condensing Ga | 2256 | 294 |  | 08/26/2020 | 39215 | 205534327 | 12/01/2021
Lennox Industries Inc. | Lennox | KGB036**EY*P | Federally-Regulated Consumer Product | Weatherized Non-Condensing Gas | 1526 | 239 |  | 10/03/2019 |  |  | 12/01/2021
Lennox Industries Inc. | Lennox | ML180DF090E48B** | Federally-Regulated Consumer Product | Non-Weatherized, Non-Condensin | 1639 | 254 |  | 11/11/2020 | 87767 | 10581926 | 12/01/2021
Lennox Industries Inc. | Lennox | ML180UH070V36B** | Federally-Regulated Consumer Product | Non-Weatherized, Non-Condensin | 1455 | 246 |  | 01/13/2021 | 66220 | 204457113 | 12/01/2021
Lennox Industries Inc. | Lennox | ML180DF110E60C** | Federally-Regulated Consumer Product | Non-Weatherized, Non-Condensin | 2147 | 276 |  | 11/11/2020 | 111057 | 10581927 | 12/01/2021
Lennox Industries Inc. | Lennox | ML180UH110XE60C** | Federally-Regulated Consumer Product | Non-Weatherized, Non-Condensin | 2053 | 272 |  | 08/26/2020 | 109478 | 10581936 | 12/01/2021
Lennox Industries Inc. | Lennox | ML296DF090XV60C-* | Federally-Regulated Consumer Product | Non-Weatherized, Condensing Ga | 2123 | 288 |  | 08/26/2020 | 56779 | 202575919 | 12/01/2021
Lennox Industries Inc. | Lennox | ML180UH110V60C** | Federally-Regulated Consumer Product | Non-Weatherized, Non-Condensin | 2188 | 278 |  | 12/23/2020 | 111586 | 204457116 | 12/01/2021
Lennox Industries Inc. | Lennox | ML180UH090E60C** | Federally-Regulated Consumer Product | Non-Weatherized, Non-Condensin | 2081 | 274 |  | 08/26/2020 | 87931 | 10581933 | 12/01/2021
Lennox Industries Inc. | Lennox | SLP98DF090XV48C-* | Federally-Regulated Consumer Product | Non-Weatherized, Condensing Ga | 1823 | 166 |  | 10/03/2019 |  |  | 12/01/2021
Lennox Industries Inc. | Lennox | ML180UH070V36A** | Federally-Regulated Consumer Product | Non-Weatherized, Non-Condensin | 1500 | 248 |  | 12/23/2020 | 65652 | 204457112 | 12/01/2021
Lennox Industries Inc. | Lennox | SLP99DF090XV60C-* | Federally-Regulated Consumer Product | Non-Weatherized, Condensing Ga | 2232 | 293 |  | 08/26/2020 | 30917 | 205534332 | 12/01/2021
Lennox Industries Inc. | Lennox | ML180DF070E36B** | Federally-Regulated Consumer Product | Non-Weatherized, Non-Condensin | 1369 | 242 |  | 08/26/2020 | 66107 | 10581925 | 12/01/2021
Lennox Industries Inc. | Lennox | ML180DF045E36A** | Federally-Regulated Consumer Product | Non-Weatherized, Non-Condensin | 1233 | 236 |  | 11/11/2020 | 44020 | 10581924 | 12/01/2021
Lennox Industries Inc. | Lennox | ML180UH045XE36A** | Federally-Regulated Consumer Product | Non-Weatherized, Non-Condensin | 1249 | 237 |  | 11/11/2020 | 43950 | 10581929 | 12/01/2021
Lennox Industries Inc. | Lennox | ML296DF070XV48B-* | Federally-Regulated Consumer Product | Non-Weatherized, Condensing Ga | 1882 | 278 |  | 08/26/2020 | 43013 | 202575918 | 12/01/2021
Lennox Industries Inc. | Lennox | ML296DF045XV36B-* | Federally-Regulated Consumer Product | Non-Weatherized, Condensing Ga | 1325 | 253 |  | 08/26/2020 | 28499 | 202575917 | 12/01/2021
Lennox Industries Inc. | Lennox | SLP98DF090XV60C-* | Federally-Regulated Consumer Product | Non-Weatherized, Condensing Ga | 2232 | 210 |  | 10/03/2019 |  |  | 12/01/2021
Lennox Industries Inc. | Lennox | SLP99DF090XV36C-* | Federally-Regulated Consumer Product | Non-Weatherized, Condensing Ga | 1377 | 256 |  | 08/26/2020 | 31145 | 205534330 | 12/01/2021
Lennox Industries Inc. | Lennox | ML296UH070XV36B-* | Federally-Regulated Consumer Product | Non-Weatherized, Condensing Ga | 1413 | 257 |  | 08/26/2020 | 43058 | 202575921 | 12/01/2021
Lennox Industries Inc. | Lennox | ML180UH090XE48B** | Federally-Regulated Consumer Product | Non-Weatherized, Non-Condensin | 1628 | 254 |  | 11/11/2020 | 87272 | 10581934 | 12/01/2021
Lennox Industries Inc. | Lennox | SLP99UH090XV48C-* | Federally-Regulated Consumer Product | Non-Weatherized, Condensing Ga | 1948 | 281 |  | 11/11/2020 | 31311 | 205534325 | 12/01/2021
Lennox Industries Inc. | Lennox | ML180UH110E60C** | Federally-Regulated Consumer Product | Non-Weatherized, Non-Condensin | 2053 | 272 |  | 08/26/2020 | 109478 | 10581935 | 12/01/2021
Lennox Industries Inc. | Lennox | ML296UH110XV60C-* | Federally-Regulated Consumer Product | Non-Weatherized, Condensing Ga | 2083 | 287 |  | 08/26/2020 | 71341 | 202575923 | 12/01/2021
Lennox Industries Inc. | Lennox | ML296UH045XV36B-* | Federally-Regulated Consumer Product | Non-Weatherized, Condensing Ga | 1310 | 253 |  | 08/26/2020 | 28806 | 202575920 | 12/01/2021
Lennox Industries Inc. | Lennox | ML180UH070E36B** | Federally-Regulated Consumer Product | Non-Weatherized, Non-Condensin | 1361 | 242 |  | 11/11/2020 | 65645 | 10581930 | 12/01/2021
Lennox Industries Inc. | Lennox | ML180UH090V48B** | Federally-Regulated Consumer Product | Non-Weatherized, Non-Condensin | 1730 | 258 |  | 12/23/2020 | 87660 | 204457115 | 12/01/2021
Lennox Industries Inc. | Lennox | SLP98DF110XV60C-* | Federally-Regulated Consumer Product | Non-Weatherized, Condensing Ga | 2283 | 166 |  | 10/03/2019 |  |  | 12/01/2021
Lennox Industries Inc. | Lennox | SLP98UH070XV36B-* | Federally-Regulated Consumer Product | Non-Weatherized, Condensing Ga | 1492 | 125 |  | 10/03/2019 |  |  | 12/01/2021
Lennox Industries Inc. | Lennox | SLP99DF090XV48C-* | Federally-Regulated Consumer Product | Non-Weatherized, Condensing Ga | 1823 | 275 |  | 08/26/2020 | 31136 | 205534331 | 12/01/2021
Lennox Industries Inc. | Lennox | ML180UH045E36A** | Federally-Regulated Consumer Product | Non-Weatherized, Non-Condensin | 1249 | 237 |  | 11/11/2020 | 43950 | 10581928 | 12/01/2021
Lennox Industries Inc. | Lennox | SLP99UH090XV36C-* | Federally-Regulated Consumer Product | Non-Weatherized, Condensing Ga | 1503 | 261 |  | 08/26/2020 | 31527 | 205534324 | 12/01/2021
Lennox Industries Inc. | Lennox | SLP98DF070XV36B-* | Federally-Regulated Consumer Product | Non-Weatherized, Condensing Ga | 1416 | 120 |  | 10/03/2019 |  |  | 12/01/2021
Lennox Industries Inc. | Lennox | ML296UH090XV48C-* | Federally-Regulated Consumer Product | Non-Weatherized, Condensing Ga | 1820 | 275 |  | 08/26/2020 | 57582 | 202735180 | 12/01/2021
Lennox Industries Inc. | Lennox | ML180UH090E48B** | Federally-Regulated Consumer Product | Non-Weatherized, Non-Condensin | 1628 | 254 |  | 11/11/2020 | 87272 | 10581932 | 12/01/2021
Lennox Industries Inc. | Lennox | SLP99DF070XV36B-* | Federally-Regulated Consumer Product | Non-Weatherized, Condensing Ga | 1416 | 257 |  | 08/26/2020 | 23254 | 205534329 | 12/01/2021
Lennox Industries Inc. | Lennox | ML180UH070XE36B** | Federally-Regulated Consumer Product | Non-Weatherized, Non-Condensin | 1361 | 242 |  | 11/11/2020 | 65645 | 10581931 | 12/01/2021
Lennox Industries Inc. | Lennox | ML180UH135E60D** | Federally-Regulated Consumer Product | Non-Weatherized, Non-Condensin | 2248 | 281 |  | 11/11/2020 | 132455 | 10581937 | 12/01/2021
Lennox Industries Inc. | Allied Commercial | LGH060**EX*P | Federally-Regulated Consumer Product | Weatherized Non-Condensing Gas | 2797 | 302 |  | 10/03/2019 |  |  | 12/01/2021
Lennox Industries Inc. | Allied Commercial | KGB036**EY*P | Federally-Regulated Consumer Product | Weatherized Non-Condensing Gas | 1526 | 239 |  | 10/03/2019 |  |  | 12/01/2021
Daikin Comfort Technologies Manufacturing, L.P. | Daikin | DC80VC1005CX | Federally-Regulated Consumer Product | Non-Weatherized, Non-Condensin | 1754 | 259 | 259.176 | 10/04/2019 |  |  | 12/01/2021
Daikin Comfort Technologies Manufacturing, L.P. | Daikin | DRG0601DH******A* | Federally-Regulated Consumer Product | Weatherized Non-Condensing Gas | 2401 | 304 |  | 06/02/2021 | 105992 | 206319870 | 12/01/2021
Daikin Comfort Technologies Manufacturing, L.P. | Daikin | DM96SE0805CU | Federally-Regulated Consumer Product | Non-Weatherized, Condensing Ga | 2011 | 283 |  | 08/05/2020 | 80484 | 203503515 | 12/01/2021
Daikin Comfort Technologies Manufacturing, L.P. | Daikin | DC80VC0603BX | Federally-Regulated Consumer Product | Non-Weatherized, Non-Condensin | 1212 | 235 | 235.328 | 10/04/2019 |  |  | 12/01/2021
Daikin Comfort Technologies Manufacturing, L.P. | Daikin | DRG0601DM******A* | Federally-Regulated Consumer Product | Weatherized Non-Condensing Gas | 2130 | 292 |  | 06/02/2021 | 86577 | 206319869 | 12/01/2021
Daikin Comfort Technologies Manufacturing, L.P. | Daikin | DC80VC0803BX | Federally-Regulated Consumer Product | Non-Weatherized, Non-Condensin | 1411 | 244 | 244.084 | 10/04/2019 |  |  | 12/01/2021
Lennox Industries Inc. | Airease | A80DF1E045A12** | Federally-Regulated Consumer Product | Non-Weatherized, Non-Condensin | 1233 | 236 |  | 11/11/2020 | 44020 | 202181789 | 12/01/2021
Lennox Industries Inc. | Airease | A80UH1E045A12** | Federally-Regulated Consumer Product | Non-Weatherized, Non-Condensin | 1249 | 237 |  | 11/11/2020 | 43950 | 202181494 | 12/01/2021
Lennox Industries Inc. | Airease | A80UH1E070B12** | Federally-Regulated Consumer Product | Non-Weatherized, Non-Condensin | 1361 | 242 |  | 11/11/2020 | 65645 | 202181498 | 12/01/2021
Lennox Industries Inc. | Airease | A80UH1E090C20** | Federally-Regulated Consumer Product | Non-Weatherized, Non-Condensin | 2081 | 274 |  | 08/26/2020 | 87931 | 202181506 | 12/01/2021
Lennox Industries Inc. | Airease | A80UH1E090B16** | Federally-Regulated Consumer Product | Non-Weatherized, Non-Condensin | 1628 | 254 |  | 11/11/2020 | 87272 | 202181502 | 12/01/2021
Lennox Industries Inc. | Airease | A80DF1E110C20** | Federally-Regulated Consumer Product | Non-Weatherized, Non-Condensin | 2147 | 276 |  | 11/11/2020 | 111057 | 202181836 | 12/01/2021
Lennox Industries Inc. | Airease | A80DF1E070B12** | Federally-Regulated Consumer Product | Non-Weatherized, Non-Condensin | 1369 | 242 |  | 08/26/2020 | 66107 | 202181807 | 12/01/2021
Lennox Industries Inc. | Airease | A80DF1E090B16** | Federally-Regulated Consumer Product | Non-Weatherized, Non-Condensin | 1639 | 254 |  | 11/11/2020 | 87767 | 202181819 | 12/01/2021
Lennox Industries Inc. | Airease | A80UH1E110C20** | Federally-Regulated Consumer Product | Non-Weatherized, Non-Condensin | 2053 | 272 |  | 08/26/2020 | 109478 | 202181510 | 12/01/2021
Lennox Industries Inc. | Airease | A80UH1E135D20** | Federally-Regulated Consumer Product | Non-Weatherized, Non-Condensin | 2248 | 281 |  | 11/11/2020 | 132455 | 202181514 | 12/01/2021
Daikin Comfort Technologies Manufacturing, L.P. | Daikin | DM80VC0804CXA* | Federally-Regulated Consumer Product | Non-Weatherized, Non-Condensin | 1780 | 260 | 260.32 | 07/22/2020 | 56000 | 9924925 | 12/01/2021
Daikin Comfort Technologies Manufacturing, L.P. | Daikin | DM96VC1205DN | Federally-Regulated Consumer Product | Non-Weatherized, Condensing Ga | 2234 | 293 | 293.296 | 07/22/2020 | 84195 | 7368886 | 12/01/2021
Daikin Comfort Technologies Manufacturing, L.P. | Daikin | DC97MC1005CN | Federally-Regulated Consumer Product | Non-Weatherized, Condensing Ga | 1662 | 268 | 268.128 | 07/22/2020 | 50000 | 7424281 | 12/01/2021
Daikin Comfort Technologies Manufacturing, L.P. | Daikin | DM80VC0803BXA* | Federally-Regulated Consumer Product | Non-Weatherized, Non-Condensin | 1165 | 233 | 233.26 | 07/22/2020 | 56000 | 9924923 | 12/01/2021
Daikin Comfort Technologies Manufacturing, L.P. | Daikin | DM96TN1004CN | Federally-Regulated Consumer Product | Non-Weatherized, Condensing Ga | 1810 | 275 |  | 09/22/2021 | 70973 | 207349323 | 12/01/2021
Daikin Comfort Technologies Manufacturing, L.P. | Daikin | DM97MC1205DN | Federally-Regulated Consumer Product | Non-Weatherized, Condensing Ga | 2234 | 293 | 293.296 | 07/22/2020 | 60000 | 7424277 | 12/01/2021
Daikin Comfort Technologies Manufacturing, L.P. | Daikin | DM97MC1005CN | Federally-Regulated Consumer Product | Non-Weatherized, Condensing Ga | 2145 | 289 | 289.38 | 07/22/2020 | 50000 | 7424276 | 12/01/2021
Daikin Comfort Technologies Manufacturing, L.P. | Daikin | DC97MC0603BN | Federally-Regulated Consumer Product | Non-Weatherized, Condensing Ga | 1160 | 246 | 246.04 | 07/22/2020 | 30000 | 7424278 | 12/01/2021
Daikin Comfort Technologies Manufacturing, L.P. | Daikin | DM96VC1005CN | Federally-Regulated Consumer Product | Non-Weatherized, Condensing Ga | 2145 | 289 | 289.38 | 07/22/2020 | 70261 | 7368885 | 12/01/2021
Daikin Comfort Technologies Manufacturing, L.P. | Daikin | DP14GM3004041 | Federally-Regulated Consumer Product | Weatherized Non-Condensing Gas | 1160 | 250 | 250.04 | 07/22/2020 | 40255 | 7502579 | 12/01/2021
Daikin Comfort Technologies Manufacturing, L.P. | Daikin | DP14GM2404041 | Federally-Regulated Consumer Product | Weatherized Non-Condensing Gas | 1044 | 241 | 244.936 | 07/22/2020 | 40281 | 7502577 | 12/01/2021
Daikin Comfort Technologies Manufacturing, L.P. | Daikin | DP14GM3606041 | Federally-Regulated Consumer Product | Weatherized Non-Condensing Gas | 1485 | 264 | 264.34 | 07/22/2020 | 60286 | 7502582 | 12/01/2021
Daikin Comfort Technologies Manufacturing, L.P. | Goodman | GPG1424040M41 | Federally-Regulated Consumer Product | Weatherized Non-Condensing Gas | 1044 | 241 |  | 02/24/2021 | 40281 | 7502562 | 12/01/2021
Daikin Comfort Technologies Manufacturing, L.P. | Goodman | GMES960805CU | Federally-Regulated Consumer Product | Non-Weatherized, Condensing Ga | 2011 | 283 |  | 08/05/2020 | 80484 | 203495467 | 12/01/2021
Daikin Comfort Technologies Manufacturing, L.P. | Goodman | GPG1642100M41 | Federally-Regulated Consumer Product | Weatherized Non-Condensing Gas | 1571 | 268 | 268.124 | 10/04/2019 |  |  | 12/01/2021
Daikin Comfort Technologies Manufacturing, L.P. | Goodman | GPG1430040M41 | Federally-Regulated Consumer Product | Weatherized Non-Condensing Gas | 1160 | 250 | 250.04 | 10/04/2019 |  |  | 12/01/2021
Daikin Comfort Technologies Manufacturing, L.P. | Goodman | GPG1630080M41 | Federally-Regulated Consumer Product | Weatherized Non-Condensing Gas | 1161 | 250 | 250.084 | 10/04/2019 |  |  | 12/01/2021
Daikin Comfort Technologies Manufacturing, L.P. | Goodman | GPG1648100M41 | Federally-Regulated Consumer Product | Weatherized Non-Condensing Gas | 1681 | 269 | 272.964 | 10/04/2019 |  |  | 12/01/2021
Daikin Comfort Technologies Manufacturing, L.P. | Goodman | GPG1660140M41 | Federally-Regulated Consumer Product | Weatherized Non-Condensing Gas | 2002 | 287 | 287.088 | 10/04/2019 |  |  | 12/01/2021
Daikin Comfort Technologies Manufacturing, L.P. | Goodman | GM9C961004CN | Federally-Regulated Consumer Product | Non-Weatherized, Condensing Ga | 1810 | 275 |  | 09/22/2021 | 70973 | 207349262 | 12/01/2021
Daikin Comfort Technologies Manufacturing, L.P. | Goodman | GPG1624060M41 | Federally-Regulated Consumer Product | Weatherized Non-Condensing Gas | 1085 | 243 | 246.74 | 10/04/2019 |  |  | 12/01/2021
Daikin Comfort Technologies Manufacturing, L.P. | Goodman | GPG1436060M41 | Federally-Regulated Consumer Product | Weatherized Non-Condensing Gas | 1485 | 264 | 264.34 | 10/04/2019 |  |  | 12/01/2021
Johnson Controls, Inc. | GUARDIAN BY JOHNSON CONTROLS | PCG4A240752X2 | Federally-Regulated Consumer Product | Weatherized Non-Condensing Gas | 1394 | 255 |  | 12/01/2021 | 75189 | 202346018 | 12/01/2021
Johnson Controls, Inc. | GUARDIAN BY JOHNSON CONTROLS | PCG4A300502X2 | Federally-Regulated Consumer Product | Weatherized Non-Condensing Gas | 1130 | 244 |  | 12/01/2021 | 49570 | 202346019 | 12/01/2021
Johnson Controls, Inc. | GUARDIAN BY JOHNSON CONTROLS | PCG4A300752X2 | Federally-Regulated Consumer Product | Weatherized Non-Condensing Gas | 1414 | 256 |  | 12/01/2021 | 75125 | 202346020 | 12/01/2021
Johnson Controls, Inc. | EVCON BY JOHNSON CONTROLS | PCG4A300752X4 | Federally-Regulated Consumer Product | Weatherized Non-Condensing Gas | 1191 | 250 |  | 12/01/2021 | 75681 | 206077397 | 12/01/2021
Johnson Controls, Inc. | EVCON BY JOHNSON CONTROLS | TM9Y120D20MP11 | Federally-Regulated Consumer Product | Non-Weatherized, Condensing Ga | 1931 | 274 |  | 12/01/2021 | 78281 | 8412992 | 12/01/2021
Johnson Controls, Inc. | EVCON BY JOHNSON CONTROLS | PCG6B601252X4 | Federally-Regulated Consumer Product | Weatherized Non-Condensing Gas | 2609 | 312 |  | 12/01/2021 | 82056 | 206136996 | 12/01/2021
Johnson Controls, Inc. | EVCON BY JOHNSON CONTROLS | PCG6B480652X4 | Federally-Regulated Consumer Product | Weatherized Non-Condensing Gas | 1708 | 273 |  | 12/01/2021 | 43352 | 206136961 | 12/01/2021
Johnson Controls, Inc. | EVCON BY JOHNSON CONTROLS | TM9Y100C20MP11 | Federally-Regulated Consumer Product | Non-Weatherized, Condensing Ga | 1827 | 270 |  | 12/01/2021 | 65485 | 8412991 | 12/01/2021
Johnson Controls, Inc. | EVCON BY JOHNSON CONTROLS | PHG4B420652X4 | Federally-Regulated Consumer Product | Weatherized Non-Condensing Gas | 1722 | 273 |  | 12/01/2021 | 65857 | 206338255 | 12/01/2021
Johnson Controls, Inc. | EVCON BY JOHNSON CONTROLS | PCG4A240752X4 | Federally-Regulated Consumer Product | Weatherized Non-Condensing Gas | 1221 | 251 |  | 12/01/2021 | 75481 | 206077376 | 12/01/2021
Johnson Controls, Inc. | EVCON BY JOHNSON CONTROLS | PCG4B481252X4 | Federally-Regulated Consumer Product | Weatherized Non-Condensing Gas | 1962 | 284 |  | 12/01/2021 | 126252 | 206077564 | 12/01/2021
Johnson Controls, Inc. | EVCON BY JOHNSON CONTROLS | PCG4A360502X4 | Federally-Regulated Consumer Product | Weatherized Non-Condensing Gas | 1346 | 257 |  | 12/01/2021 | 50288 | 206077406 | 12/01/2021
Johnson Controls, Inc. | EVCON BY JOHNSON CONTROLS | PCG6B600652X1 | Federally-Regulated Consumer Product | Weatherized Non-Condensing Gas | 1791 | 272 |  | 12/01/2021 | 43624 | 9133278 | 12/01/2021
Johnson Controls, Inc. | EVCON BY JOHNSON CONTROLS | MM9E080B12MP11 | Federally-Regulated Consumer Product | Mobile Home Non-Weatherized, C | 1468 | 320 |  | 12/01/2021 | 80561 | 203325014 | 12/01/2021
Johnson Controls, Inc. | EVCON BY JOHNSON CONTROLS | PCG4A421002X4 | Federally-Regulated Consumer Product | Weatherized Non-Condensing Gas | 1571 | 267 |  | 12/01/2021 | 100288 | 206077446 | 12/01/2021
Johnson Controls, Inc. | EVCON BY JOHNSON CONTROLS | PCG4A300502X4 | Federally-Regulated Consumer Product | Weatherized Non-Condensing Gas | 1205 | 251 |  | 12/01/2021 | 50202 | 206077387 | 12/01/2021
Johnson Controls, Inc. | EVCON BY JOHNSON CONTROLS | PCG6A360752X4 | Federally-Regulated Consumer Product | Weatherized Non-Condensing Gas | 1444 | 261 |  | 12/01/2021 | 49644 | 206168422 | 12/01/2021
Johnson Controls, Inc. | EVCON BY JOHNSON CONTROLS | TM8Y080C16MP11 | Federally-Regulated Consumer Product | Non-Weatherized, Non-Condensin | 1628 | 249 |  | 12/01/2021 | 51991 | 8413055 | 12/01/2021
Johnson Controls, Inc. | EVCON BY JOHNSON CONTROLS | PCG4A420752X4 | Federally-Regulated Consumer Product | Weatherized Non-Condensing Gas | 1566 | 267 |  | 12/01/2021 | 74995 | 206077436 | 12/01/2021
Johnson Controls, Inc. | EVCON BY JOHNSON CONTROLS | PCG6B481002X4 | Federally-Regulated Consumer Product | Weatherized Non-Condensing Gas | 1641 | 270 |  | 12/01/2021 | 64812 | 206136968 | 12/01/2021
Johnson Controls, Inc. | EVCON BY JOHNSON CONTROLS | PCG6B481252X1 | Federally-Regulated Consumer Product | Weatherized Non-Condensing Gas | 1747 | 270 |  | 12/01/2021 | 82081 | 9133277 | 12/01/2021
Johnson Controls, Inc. | EVCON BY JOHNSON CONTROLS | TM8Y080B12MP11 | Federally-Regulated Consumer Product | Non-Weatherized, Non-Condensin | 1373 | 238 |  | 12/01/2021 | 52180 | 8413054 | 12/01/2021
Johnson Controls, Inc. | EVCON BY JOHNSON CONTROLS | TM9Y100C16MP11 | Federally-Regulated Consumer Product | Non-Weatherized, Condensing Ga | 1497 | 256 |  | 12/01/2021 | 64620 | 8412989 | 12/01/2021
Johnson Controls, Inc. | EVCON BY JOHNSON CONTROLS | PCG4A240502X4 | Federally-Regulated Consumer Product | Weatherized Non-Condensing Gas | 968 | 240 |  | 12/01/2021 | 50146 | 206077366 | 12/01/2021
Johnson Controls, Inc. | EVCON BY JOHNSON CONTROLS | TM8Y100C20MP11 | Federally-Regulated Consumer Product | Non-Weatherized, Non-Condensin | 2060 | 267 |  | 12/01/2021 | 65024 | 8413057 | 12/01/2021
Johnson Controls, Inc. | EVCON BY JOHNSON CONTROLS | PCG6B420652X1 | Federally-Regulated Consumer Product | Weatherized Non-Condensing Gas | 1313 | 252 |  | 12/01/2021 | 42709 | 9133273 | 12/01/2021
Johnson Controls, Inc. | EVCON BY JOHNSON CONTROLS | PHG4B420652X1 | Federally-Regulated Consumer Product | Weatherized Non-Condensing Gas | 1817 | 273 |  | 12/01/2021 | 65567 | 8550714 | 12/01/2021
Johnson Controls, Inc. | EVCON BY JOHNSON CONTROLS | TMLE100C20MP11 | Federally-Regulated Consumer Product | Non-Weatherized, Non-Condensin | 2201 | 273 |  | 12/01/2021 | 99043 | 203489637 | 12/01/2021
Johnson Controls, Inc. | EVCON BY JOHNSON CONTROLS | PCG6B360652X1 | Federally-Regulated Consumer Product | Weatherized Non-Condensing Gas | 1170 | 245 |  | 12/01/2021 | 43310 | 9133271 | 12/01/2021
Johnson Controls, Inc. | EVCON BY JOHNSON CONTROLS | PCG6B481252X4 | Federally-Regulated Consumer Product | Weatherized Non-Condensing Gas | 2461 | 306 |  | 12/01/2021 | 82013 | 206136975 | 12/01/2021
Johnson Controls, Inc. | EVCON BY JOHNSON CONTROLS | PCG4B601252X4 | Federally-Regulated Consumer Product | Weatherized Non-Condensing Gas | 2166 | 293 |  | 12/01/2021 | 125911 | 206077585 | 12/01/2021
Johnson Controls, Inc. | EVCON BY JOHNSON CONTROLS | PCG6A361002X4 | Federally-Regulated Consumer Product | Weatherized Non-Condensing Gas | 1937 | 283 |  | 12/01/2021 | 64302 | 206168436 | 12/01/2021
Johnson Controls, Inc. | EVCON BY JOHNSON CONTROLS | PCG6A240502X4 | Federally-Regulated Consumer Product | Weatherized Non-Condensing Gas | 1023 | 243 |  | 12/01/2021 | 33330 | 206136940 | 12/01/2021
Johnson Controls, Inc. | EVCON BY JOHNSON CONTROLS | MM9E060B12MP11 | Federally-Regulated Consumer Product | Mobile Home Non-Weatherized, C | 1333 | 310 |  | 12/01/2021 | 60177 | 203325013 | 12/01/2021
Johnson Controls, Inc. | EVCON BY JOHNSON CONTROLS | PCG6B481002X1 | Federally-Regulated Consumer Product | Weatherized Non-Condensing Gas | 1569 | 263 |  | 12/01/2021 | 65481 | 9133276 | 12/01/2021
Johnson Controls, Inc. | EVCON BY JOHNSON CONTROLS | PCG4B601002X4 | Federally-Regulated Consumer Product | Weatherized Non-Condensing Gas | 2113 | 291 |  | 12/01/2021 | 100990 | 206077578 | 12/01/2021
Johnson Controls, Inc. | EVCON BY JOHNSON CONTROLS | TM9Y080B12MP11 | Federally-Regulated Consumer Product | Non-Weatherized, Condensing Ga | 1336 | 249 |  | 12/01/2021 | 52156 | 8412987 | 12/01/2021
Johnson Controls, Inc. | EVCON BY JOHNSON CONTROLS | TMLE080B12MP11 | Federally-Regulated Consumer Product | Non-Weatherized, Non-Condensin | 1311 | 235 |  | 12/01/2021 | 79634 | 203489607 | 12/01/2021
Johnson Controls, Inc. | EVCON BY JOHNSON CONTROLS | MM9E100C16MP11 | Federally-Regulated Consumer Product | Mobile Home Non-Weatherized, C | 1672 | 334 |  | 12/01/2021 | 99431 | 203325017 | 12/01/2021
Johnson Controls, Inc. | EVCON BY JOHNSON CONTROLS | PCG4B481002X2 | Federally-Regulated Consumer Product | Weatherized Non-Condensing Gas | 2010 | 282 |  | 12/01/2021 | 100104 | 203041742 | 12/01/2021
Johnson Controls, Inc. | EVCON BY JOHNSON CONTROLS | PCG4B600652X4 | Federally-Regulated Consumer Product | Weatherized Non-Condensing Gas | 2015 | 286 |  | 12/01/2021 | 64842 | 206077571 | 12/01/2021
Johnson Controls, Inc. | EVCON BY JOHNSON CONTROLS | MM9E080C20MP11 | Federally-Regulated Consumer Product | Mobile Home Non-Weatherized, C | 1871 | 348 |  | 12/01/2021 | 78901 | 203325016 | 12/01/2021
Johnson Controls, Inc. | EVCON BY JOHNSON CONTROLS | PCG6B601002X4 | Federally-Regulated Consumer Product | Weatherized Non-Condensing Gas | 1803 | 277 |  | 12/01/2021 | 65888 | 206136989 | 12/01/2021
Johnson Controls, Inc. | EVCON BY JOHNSON CONTROLS | TM8Y060A12MP11 | Federally-Regulated Consumer Product | Non-Weatherized, Non-Condensin | 1332 | 236 |  | 12/01/2021 | 39003 | 8413053 | 12/01/2021
Johnson Controls, Inc. | EVCON BY JOHNSON CONTROLS | PCG6A240502X1 | Federally-Regulated Consumer Product | Weatherized Non-Condensing Gas | 705 | 225 |  | 12/01/2021 | 33081 | 9133267 | 12/01/2021
Johnson Controls, Inc. | EVCON BY JOHNSON CONTROLS | PCG4A361002X4 | Federally-Regulated Consumer Product | Weatherized Non-Condensing Gas | 1538 | 265 |  | 12/01/2021 | 100492 | 206077426 | 12/01/2021
Johnson Controls, Inc. | EVCON BY JOHNSON CONTROLS | MM9E080C16MP11 | Federally-Regulated Consumer Product | Mobile Home Non-Weatherized, C | 1641 | 332 |  | 12/01/2021 | 80008 | 203325015 | 12/01/2021
Johnson Controls, Inc. | EVCON BY JOHNSON CONTROLS | TM8Y120C20MP11 | Federally-Regulated Consumer Product | Non-Weatherized, Non-Condensin | 1967 | 263 |  | 12/01/2021 | 78553 | 8413058 | 12/01/2021
Johnson Controls, Inc. | EVCON BY JOHNSON CONTROLS | PCG4A360752X4 | Federally-Regulated Consumer Product | Weatherized Non-Condensing Gas | 1384 | 259 |  | 12/01/2021 | 75187 | 206077417 | 12/01/2021
Johnson Controls, Inc. | EVCON BY JOHNSON CONTROLS | PCG6B601002X1 | Federally-Regulated Consumer Product | Weatherized Non-Condensing Gas | 1773 | 271 |  | 12/01/2021 | 65461 | 9133279 | 12/01/2021
Johnson Controls, Inc. | EVCON BY JOHNSON CONTROLS | PCG4B481002X4 | Federally-Regulated Consumer Product | Weatherized Non-Condensing Gas | 1684 | 272 |  | 12/01/2021 | 101771 | 206077557 | 12/01/2021
Johnson Controls, Inc. | EVCON BY JOHNSON CONTROLS | PCG6A300502X1 | Federally-Regulated Consumer Product | Weatherized Non-Condensing Gas | 1019 | 239 |  | 12/01/2021 | 33056 | 9133269 | 12/01/2021
Johnson Controls, Inc. | EVCON BY JOHNSON CONTROLS | PCG6A300752X1 | Federally-Regulated Consumer Product | Weatherized Non-Condensing Gas | 1099 | 242 |  | 12/01/2021 | 49013 | 9133270 | 12/01/2021
Johnson Controls, Inc. | EVCON BY JOHNSON CONTROLS | PCG6B421002X1 | Federally-Regulated Consumer Product | Weatherized Non-Condensing Gas | 1352 | 253 |  | 12/01/2021 | 64465 | 9133274 | 12/01/2021
Johnson Controls, Inc. | EVCON BY JOHNSON CONTROLS | PCG6A240752X4 | Federally-Regulated Consumer Product | Weatherized Non-Condensing Gas | 1526 | 265 |  | 12/01/2021 | 49150 | 206136947 | 12/01/2021
Johnson Controls, Inc. | EVCON BY JOHNSON CONTROLS | TM9Y080C16MP11 | Federally-Regulated Consumer Product | Non-Weatherized, Condensing Ga | 1404 | 252 |  | 12/01/2021 | 52617 | 8412988 | 12/01/2021
Johnson Controls, Inc. | EVCON BY JOHNSON CONTROLS | PCG4B480652X4 | Federally-Regulated Consumer Product | Weatherized Non-Condensing Gas | 1823 | 278 |  | 12/01/2021 | 65339 | 206077550 | 12/01/2021
Johnson Controls, Inc. | EVCON BY JOHNSON CONTROLS | TM8Y100C16MP11 | Federally-Regulated Consumer Product | Non-Weatherized, Non-Condensin | 1600 | 247 |  | 12/01/2021 | 65143 | 8413056 | 12/01/2021
Nordyne, LLC | All Pro | VG7TN-080D-E35C1 | Federally-Regulated Consumer Product | Non-Weatherized, Condensing Ga | 1718 | 271 |  | 12/01/2021 | 52461 | 207192216 | 12/01/2021
Nordyne, LLC | All Pro | VR8GE-042K096C1 | Federally-Regulated Consumer Product | Weatherized Non-Condensing Gas | 1540 | 267 |  | 12/01/2021 | 97780 | 207192230 | 12/01/2021
Nordyne, LLC | All Pro | VG7TC-060D-E24B1 | Federally-Regulated Consumer Product | Non-Weatherized, Condensing Ga | 1222 | 249 |  | 12/01/2021 | 39014 | 207192176 | 12/01/2021
Nordyne, LLC | All Pro | VR8GE-042K072C1 | Federally-Regulated Consumer Product | Weatherized Non-Condensing Gas | 1817 | 279 |  | 12/01/2021 | 72195 | 207192232 | 12/01/2021
Nordyne, LLC | All Pro | VG7TE-100D-E35C1 | Federally-Regulated Consumer Product | Non-Weatherized, Condensing Ga | 1783 | 273 |  | 12/01/2021 | 64758 | 207192214 | 12/01/2021
Nordyne, LLC | All Pro | VR8GE-048K096C1 | Federally-Regulated Consumer Product | Weatherized Non-Condensing Gas | 1818 | 279 |  | 12/01/2021 | 95561 | 207192231 | 12/01/2021
Nordyne, LLC | All Pro | VG7TN-115D-E45D1 | Federally-Regulated Consumer Product | Non-Weatherized, Condensing Ga | 2198 | 292 |  | 12/01/2021 | 75317 | 207192218 | 12/01/2021
Nordyne, LLC | All Pro | VG7TN-060D-E24B1 | Federally-Regulated Consumer Product | Non-Weatherized, Condensing Ga | 1304 | 252 |  | 12/01/2021 | 39517 | 207192215 | 12/01/2021
Nordyne, LLC | All Pro | VG7TE-080D-V35C1 | Federally-Regulated Consumer Product | Non-Weatherized, Condensing Ga | 1798 | 274 |  | 12/01/2021 | 74070 | 207192213 | 12/01/2021
Nordyne, LLC | All Pro | VG7TC-060*-E24B1 | Federally-Regulated Consumer Product | Non-Weatherized, Condensing Ga | 1222 | 249 |  | 12/01/2021 | 39014 | 207192219 | 12/01/2021
Nordyne, LLC | All Pro | VG7TA-100C-E35C1 | Federally-Regulated Consumer Product | Non-Weatherized, Non-Condensin | 1668 | 255 |  | 12/01/2021 | 63969 | 207192212 | 12/01/2021
Nordyne, LLC | All Pro | VR8GE-X60K096C1 | Federally-Regulated Consumer Product | Weatherized Non-Condensing Gas | 2028 | 288 |  | 12/01/2021 | 94398 | 207192227 | 12/01/2021
Nordyne, LLC | All Pro | VG7TE-060D-V24B1 | Federally-Regulated Consumer Product | Non-Weatherized, Condensing Ga | 1334 | 254 |  | 12/01/2021 | 38697 | 207192209 | 12/01/2021
Nordyne, LLC | All Pro | VR8GE-030K072C1 | Federally-Regulated Consumer Product | Weatherized Non-Condensing Gas | 1280 | 255 |  | 12/01/2021 | 71272 | 207192224 | 12/01/2021
Nordyne, LLC | All Pro | VG7TE-080D-E35C1 | Federally-Regulated Consumer Product | Non-Weatherized, Condensing Ga | 1764 | 273 |  | 12/01/2021 | 52933 | 207192181 | 12/01/2021
Nordyne, LLC | All Pro | VR8GE-024K072C1 | Federally-Regulated Consumer Product | Weatherized Non-Condensing Gas | 1280 | 255 |  | 12/01/2021 | 71272 | 207192223 | 12/01/2021
Nordyne, LLC | All Pro | VR8GE-024K045C1 | Federally-Regulated Consumer Product | Weatherized Non-Condensing Gas | 1024 | 244 |  | 12/01/2021 | 45216 | 207192233 | 12/01/2021
Nordyne, LLC | All Pro | VR8GE-X60K120C1 | Federally-Regulated Consumer Product | Weatherized Non-Condensing Gas | 2073 | 290 |  | 12/01/2021 | 119379 | 207192225 | 12/01/2021
Nordyne, LLC | All Pro | VG7TA-080C-E24B1 | Federally-Regulated Consumer Product | Non-Weatherized, Non-Condensin | 1277 | 238 |  | 12/01/2021 | 52213 | 207192211 | 12/01/2021
Nordyne, LLC | All Pro | VR8GE-036K096C1 | Federally-Regulated Consumer Product | Weatherized Non-Condensing Gas | 1704 | 274 |  | 12/01/2021 | 97452 | 207192229 | 12/01/2021
Nordyne, LLC | All Pro | VR8GE-036K072C1 | Federally-Regulated Consumer Product | Weatherized Non-Condensing Gas | 1349 | 258 |  | 12/01/2021 | 72437 | 207192226 | 12/01/2021
Nordyne, LLC | All Pro | VG7TN-100D-E35C1 | Federally-Regulated Consumer Product | Non-Weatherized, Condensing Ga | 1711 | 270 |  | 12/01/2021 | 65214 | 207192217 | 12/01/2021
Nordyne, LLC | All Pro | VG7TE-060D-E24B1 | Federally-Regulated Consumer Product | Non-Weatherized, Condensing Ga | 1315 | 252 |  | 12/01/2021 | 38212 | 207192180 | 12/01/2021
Allied Air | Concord | PRGE1460-126EP-* | Federally-Regulated Consumer Product | Weatherized Non-Condensing Gas | 1881 | 282 |  | 12/01/2021 | 125813 | 204026379 | 12/01/2021
Allied Air | Concord | PRPG*1442-072EP-** | Federally-Regulated Consumer Product | Weatherized Non-Condensing Gas | 1299 | 256 |  | 12/01/2021 | 71694 | 206900622 | 12/01/2021
Allied Air | Concord | PRGE1448-126EP-* | Federally-Regulated Consumer Product | Weatherized Non-Condensing Gas | 1898 | 280 |  | 12/01/2021 | 126349 | 204026373 | 12/01/2021
Allied Air | Concord | PRPG*1460-126EP-** | Federally-Regulated Consumer Product | Weatherized Non-Condensing Gas | 1881 | 282 |  | 12/01/2021 | 125813 | 206900633 | 12/01/2021
Allied Air | Concord | PRGX1442-072EP-* | Federally-Regulated Consumer Product | Weatherized Non-Condensing Gas | 1299 | 256 |  | 12/01/2021 | 71694 | 204026365 | 12/01/2021
Allied Air | Concord | PRGE1442-072EP-* | Federally-Regulated Consumer Product | Weatherized Non-Condensing Gas | 1299 | 256 |  | 12/01/2021 | 71694 | 204026363 | 12/01/2021
Rheem Sales Company, Inc. | Ruud | RGEA14042AJT10XAC | Federally-Regulated Consumer Product | Weatherized Non-Condensing Gas | 1494 | 265 |  | 12/01/2021 | 99609 | 206606651 | 12/01/2021
Rheem Sales Company, Inc. | Ruud | RGEA15048AJV10XAB | Federally-Regulated Consumer Product | Weatherized Non-Condensing Gas | 1720 | 275 |  | 12/01/2021 | 99897 | 203404598 | 12/01/2021
Rheem Sales Company, Inc. | Ruud | RGEA14042AJT081AC | Federally-Regulated Consumer Product | Weatherized Non-Condensing Gas | 1494 | 265 |  | 12/01/2021 | 99609 | 206606638 | 12/01/2021
Rheem Sales Company, Inc. | Ruud | RGEA14030AJT06UAA | Federally-Regulated Consumer Product | Weatherized Non-Condensing Gas | 1125 | 248 |  | 12/01/2021 | 60094 | 205965531 | 12/01/2021
Rheem Sales Company, Inc. | Ruud | RGEA14048AJT081AB | Federally-Regulated Consumer Product | Weatherized Non-Condensing Gas | 1809 | 279 |  | 12/01/2021 | 99189 | 203404486 | 12/01/2021
Rheem Sales Company, Inc. | Ruud | RGEA16036AJV102AB | Federally-Regulated Consumer Product | Weatherized Non-Condensing Gas | 1648 | 272 |  | 12/01/2021 | 76362 | 203404622 | 12/01/2021
Rheem Sales Company, Inc. | Ruud | RGEA14036AJT06XAC | Federally-Regulated Consumer Product | Weatherized Non-Condensing Gas | 1430 | 262 |  | 12/01/2021 | 99665 | 206606616 | 12/01/2021
Rheem Sales Company, Inc. | Ruud | RGEA14024AJT08XAC | Federally-Regulated Consumer Product | Weatherized Non-Condensing Gas | 1127 | 249 |  | 12/01/2021 | 80320 | 206606589 | 12/01/2021
Rheem Sales Company, Inc. | Ruud | RGEA16048AJV10TAB | Federally-Regulated Consumer Product | Weatherized Non-Condensing Gas | 1845 | 280 |  | 12/01/2021 | 76171 | 203404632 | 12/01/2021
Rheem Sales Company, Inc. | Ruud | RGEA14048AJT10XAB | Federally-Regulated Consumer Product | Weatherized Non-Condensing Gas | 1809 | 279 |  | 12/01/2021 | 99189 | 203404498 | 12/01/2021
Rheem Sales Company, Inc. | Ruud | RGEA14048AJT10UAA | Federally-Regulated Consumer Product | Weatherized Non-Condensing Gas | 1832 | 280 |  | 12/01/2021 | 100370 | 205965537 | 12/01/2021
Rheem Sales Company, Inc. | Ruud | RGEA14036AJT101AC | Federally-Regulated Consumer Product | Weatherized Non-Condensing Gas | 1430 | 262 |  | 12/01/2021 | 99665 | 206606629 | 12/01/2021
Rheem Sales Company, Inc. | Ruud | RGEA15030AJV06XAB | Federally-Regulated Consumer Product | Weatherized Non-Condensing Gas | 1402 | 261 |  | 12/01/2021 | 80658 | 203404530 | 12/01/2021
Rheem Sales Company, Inc. | Ruud | RGEA14030AJT081AC | Federally-Regulated Consumer Product | Weatherized Non-Condensing Gas | 1147 | 249 |  | 12/01/2021 | 79965 | 206606602 | 12/01/2021
Rheem Sales Company, Inc. | Ruud | RGEA15048AJV101AB | Federally-Regulated Consumer Product | Weatherized Non-Condensing Gas | 1720 | 275 |  | 12/01/2021 | 99897 | 203404594 | 12/01/2021
Rheem Sales Company, Inc. | Ruud | RGEA14030AJT061AC | Federally-Regulated Consumer Product | Weatherized Non-Condensing Gas | 1147 | 249 |  | 12/01/2021 | 79965 | 206606593 | 12/01/2021
Rheem Sales Company, Inc. | Ruud | RGEA14024AJT06XAC | Federally-Regulated Consumer Product | Weatherized Non-Condensing Gas | 1127 | 249 |  | 12/01/2021 | 80320 | 206606580 | 12/01/2021
Rheem Sales Company, Inc. | Ruud | RGEA15030AJV081AB | Federally-Regulated Consumer Product | Weatherized Non-Condensing Gas | 1402 | 261 |  | 12/01/2021 | 80658 | 203404534 | 12/01/2021
Rheem Sales Company, Inc. | Ruud | RGEA14030AJT06XAC | Federally-Regulated Consumer Product | Weatherized Non-Condensing Gas | 1147 | 249 |  | 12/01/2021 | 79965 | 206606598 | 12/01/2021
Rheem Sales Company, Inc. | Ruud | RGEA14024AJT06UAA | Federally-Regulated Consumer Product | Weatherized Non-Condensing Gas | 1236 | 253 |  | 12/01/2021 | 61566 | 205965533 | 12/01/2021
Rheem Sales Company, Inc. | Ruud | RGEA14030AJT08XAC | Federally-Regulated Consumer Product | Weatherized Non-Condensing Gas | 1147 | 249 |  | 12/01/2021 | 79965 | 206606607 | 12/01/2021
Rheem Sales Company, Inc. | Ruud | RGEA14048AJT08XAB | Federally-Regulated Consumer Product | Weatherized Non-Condensing Gas | 1809 | 279 |  | 12/01/2021 | 99189 | 203404490 | 12/01/2021
Rheem Sales Company, Inc. | Ruud | R801TA075521ZSB | Federally-Regulated Consumer Product | Non-Weatherized, Non-Condensin | 1883 | 265 |  | 12/01/2021 | 75029 | 201710106 | 12/01/2021
Rheem Sales Company, Inc. | Ruud | RGEA15060AJV101AB | Federally-Regulated Consumer Product | Weatherized Non-Condensing Gas | 2166 | 294 |  | 12/01/2021 | 100081 | 203404602 | 12/01/2021
Rheem Sales Company, Inc. | Ruud | RGECZR060AJT12**B | Federally-Regulated Consumer Product | Weatherized Non-Condensing Gas | 2183 | 266 |  | 12/01/2021 | 83968 | 206778653 | 12/01/2021
Rheem Sales Company, Inc. | Ruud | RGEA16036AJV10TAB | Federally-Regulated Consumer Product | Weatherized Non-Condensing Gas | 1648 | 272 |  | 12/01/2021 | 76362 | 203404624 | 12/01/2021
Rheem Sales Company, Inc. | Ruud | RGEA14042AJT08UAA | Federally-Regulated Consumer Product | Weatherized Non-Condensing Gas | 1635 | 271 |  | 12/01/2021 | 80943 | 205965538 | 12/01/2021
Rheem Sales Company, Inc. | Ruud | RGEA15030AJV08XAB | Federally-Regulated Consumer Product | Weatherized Non-Condensing Gas | 1402 | 261 |  | 12/01/2021 | 80658 | 203404538 | 12/01/2021
Rheem Sales Company, Inc. | Ruud | RGEA16048AJV102AB | Federally-Regulated Consumer Product | Weatherized Non-Condensing Gas | 1845 | 280 |  | 12/01/2021 | 76171 | 203404630 | 12/01/2021
Rheem Sales Company, Inc. | Ruud | RGEA14036AJT081AC | Federally-Regulated Consumer Product | Weatherized Non-Condensing Gas | 1430 | 262 |  | 12/01/2021 | 99665 | 206606620 | 12/01/2021
Rheem Sales Company, Inc. | Ruud | RGEA14036AJT08UAA | Federally-Regulated Consumer Product | Weatherized Non-Condensing Gas | 1382 | 260 |  | 12/01/2021 | 80891 | 205965535 | 12/01/2021
Rheem Sales Company, Inc. | Ruud | RGEA14048AJT101AB | Federally-Regulated Consumer Product | Weatherized Non-Condensing Gas | 1809 | 279 |  | 12/01/2021 | 99189 | 203404494 | 12/01/2021
Rheem Sales Company, Inc. | Ruud | R801TA070417MUA | Federally-Regulated Consumer Product | Non-Weatherized, Non-Condensin | 1823 | 262 |  | 12/01/2021 | 70109 | 204501684 | 12/01/2021
Rheem Sales Company, Inc. | Ruud | RGEA15030AJV061AB | Federally-Regulated Consumer Product | Weatherized Non-Condensing Gas | 1402 | 261 |  | 12/01/2021 | 80658 | 203404526 | 12/01/2021
Rheem Sales Company, Inc. | Ruud | RGEA15060AJV10XAB | Federally-Regulated Consumer Product | Weatherized Non-Condensing Gas | 2166 | 294 |  | 12/01/2021 | 100081 | 203404606 | 12/01/2021
Rheem Sales Company, Inc. | Ruud | RGEA14060AJT10UAA | Federally-Regulated Consumer Product | Weatherized Non-Condensing Gas | 2066 | 290 |  | 12/01/2021 | 100130 | 205965539 | 12/01/2021
Rheem Sales Company, Inc. | Ruud | R801TB100521MUA | Federally-Regulated Consumer Product | Non-Weatherized, Non-Condensin | 2096 | 274 |  | 12/01/2021 | 100583 | 204501687 | 12/01/2021
Rheem Sales Company, Inc. | Ruud | RGEA14036AJT061AC | Federally-Regulated Consumer Product | Weatherized Non-Condensing Gas | 1430 | 262 |  | 12/01/2021 | 99665 | 206606611 | 12/01/2021
Rheem Sales Company, Inc. | Ruud | RGEA14042AJT101AC | Federally-Regulated Consumer Product | Weatherized Non-Condensing Gas | 1494 | 265 |  | 12/01/2021 | 99609 | 206606647 | 12/01/2021
Rheem Sales Company, Inc. | Ruud | R801TA075521ZXB | Federally-Regulated Consumer Product | Non-Weatherized, Non-Condensin | 1883 | 265 |  | 12/01/2021 | 75029 | 201710108 | 12/01/2021
Rheem Sales Company, Inc. | Ruud | RGEA14036AJT10XAC | Federally-Regulated Consumer Product | Weatherized Non-Condensing Gas | 1430 | 262 |  | 12/01/2021 | 99665 | 206606634 | 12/01/2021
Rheem Sales Company, Inc. | Ruud | RGEA14036AJT061AB | Federally-Regulated Consumer Product | Weatherized Non-Condensing Gas | 1430 | 262 |  | 12/01/2021 | 99665 | 203404450 | 12/01/2021
Rheem Sales Company, Inc. | Ruud | RGEA14024AJT081AC | Federally-Regulated Consumer Product | Weatherized Non-Condensing Gas | 1127 | 249 |  | 12/01/2021 | 80320 | 206606584 | 12/01/2021
Rheem Sales Company, Inc. | Ruud | RGECZR060AJT12**A | Federally-Regulated Consumer Product | Weatherized Non-Condensing Gas | 2183 | 266 |  | 12/01/2021 | 83968 | 203473672 | 12/01/2021
Rheem Sales Company, Inc. | Ruud | RGEA14042AJT08XAC | Federally-Regulated Consumer Product | Weatherized Non-Condensing Gas | 1494 | 265 |  | 12/01/2021 | 99609 | 206606642 | 12/01/2021
Rheem Sales Company, Inc. | Ruud | RGEA14048AJT08UAA | Federally-Regulated Consumer Product | Weatherized Non-Condensing Gas | 2026 | 288 |  | 12/01/2021 | 80019 | 205965536 | 12/01/2021
Rheem Sales Company, Inc. | Ruud | RGEA14036AJT08XAC | Federally-Regulated Consumer Product | Weatherized Non-Condensing Gas | 1430 | 262 |  | 12/01/2021 | 99665 | 206606625 | 12/01/2021
Rheem Sales Company, Inc. | Ruud | RGEA14024AJT061AC | Federally-Regulated Consumer Product | Weatherized Non-Condensing Gas | 1127 | 249 |  | 12/01/2021 | 80320 | 206606575 | 12/01/2021
Rheem Sales Company, Inc. | Ruud | RGEA14036AJT06UAA | Federally-Regulated Consumer Product | Weatherized Non-Condensing Gas | 1434 | 262 |  | 12/01/2021 | 60723 | 205965534 | 12/01/2021
Rheem Sales Company, Inc. | Ruud | R801TA050417MUA | Federally-Regulated Consumer Product | Non-Weatherized, Non-Condensin | 1502 | 248 |  | 12/01/2021 | 50342 | 204501681 | 12/01/2021
Rheem Sales Company, Inc. | CLIMATEMASTER | RGEA14030AJT061AC | Federally-Regulated Consumer Product | Weatherized Non-Condensing Gas | 1147 | 249 |  | 12/01/2021 | 79965 | 206606660 | 12/01/2021
Rheem Sales Company, Inc. | CLIMATEMASTER | RGEA14042AJT08XAC | Federally-Regulated Consumer Product | Weatherized Non-Condensing Gas | 1494 | 265 |  | 12/01/2021 | 99609 | 206606671 | 12/01/2021
Rheem Sales Company, Inc. | CLIMATEMASTER | RGEA14042AJT08UAA | Federally-Regulated Consumer Product | Weatherized Non-Condensing Gas | 1635 | 271 |  | 12/01/2021 | 80943 | 205965569 | 12/01/2021
Rheem Sales Company, Inc. | CLIMATEMASTER | RGEA15036BJV061AA | Federally-Regulated Consumer Product | Weatherized Non-Condensing Gas | 1355 | 258 |  | 12/01/2021 | 99675 | 205785528 | 12/01/2021
Rheem Sales Company, Inc. | CLIMATEMASTER | RGEA14024AJT061AC | Federally-Regulated Consumer Product | Weatherized Non-Condensing Gas | 1127 | 249 |  | 12/01/2021 | 80320 | 206606656 | 12/01/2021
Rheem Sales Company, Inc. | CLIMATEMASTER | RGEA14030AJT06XAC | Federally-Regulated Consumer Product | Weatherized Non-Condensing Gas | 1147 | 249 |  | 12/01/2021 | 79965 | 206606661 | 12/01/2021
Rheem Sales Company, Inc. | CLIMATEMASTER | RGEA14042AJT081AC | Federally-Regulated Consumer Product | Weatherized Non-Condensing Gas | 1494 | 265 |  | 12/01/2021 | 99609 | 206606670 | 12/01/2021
Rheem Sales Company, Inc. | CLIMATEMASTER | RGEA15060AJV101AB | Federally-Regulated Consumer Product | Weatherized Non-Condensing Gas | 2166 | 294 |  | 12/01/2021 | 100081 | 205785542 | 12/01/2021
Rheem Sales Company, Inc. | CLIMATEMASTER | RGEA14024AJT06XAC | Federally-Regulated Consumer Product | Weatherized Non-Condensing Gas | 1127 | 249 |  | 12/01/2021 | 80320 | 206606657 | 12/01/2021
Rheem Sales Company, Inc. | CLIMATEMASTER | RGEA14060CJT101AA | Federally-Regulated Consumer Product | Weatherized Non-Condensing Gas | 1911 | 283 |  | 12/01/2021 | 99261 | 205785518 | 12/01/2021
Rheem Sales Company, Inc. | CLIMATEMASTER | RGEA14048AJT10UAA | Federally-Regulated Consumer Product | Weatherized Non-Condensing Gas | 1832 | 280 |  | 12/01/2021 | 100370 | 205965568 | 12/01/2021
Rheem Sales Company, Inc. | CLIMATEMASTER | RGEA15024BJV06XAA | Federally-Regulated Consumer Product | Weatherized Non-Condensing Gas | 1395 | 260 |  | 12/01/2021 | 80305 | 205785521 | 12/01/2021
Rheem Sales Company, Inc. | CLIMATEMASTER | RGEA14030AJT08XAC | Federally-Regulated Consumer Product | Weatherized Non-Condensing Gas | 1147 | 249 |  | 12/01/2021 | 79965 | 206606663 | 12/01/2021
Rheem Sales Company, Inc. | CLIMATEMASTER | RGEA14048AJT081AB | Federally-Regulated Consumer Product | Weatherized Non-Condensing Gas | 1809 | 279 |  | 12/01/2021 | 99189 | 205785514 | 12/01/2021
Rheem Sales Company, Inc. | CLIMATEMASTER | RGEA14036AJT061AB | Federally-Regulated Consumer Product | Weatherized Non-Condensing Gas | 1430 | 262 |  | 12/01/2021 | 99665 | 205785504 | 12/01/2021
Rheem Sales Company, Inc. | CLIMATEMASTER | RGECZR060AJT12**A | Federally-Regulated Consumer Product | Weatherized Non-Condensing Gas | 2183 | 266 |  | 12/01/2021 | 83968 | 205785563 | 12/01/2021
Rheem Sales Company, Inc. | CLIMATEMASTER | RGEA15042BJV101AA | Federally-Regulated Consumer Product | Weatherized Non-Condensing Gas | 1375 | 260 |  | 12/01/2021 | 101119 | 205785536 | 12/01/2021
Rheem Sales Company, Inc. | CLIMATEMASTER | RGEA14048AJT101AB | Federally-Regulated Consumer Product | Weatherized Non-Condensing Gas | 1809 | 279 |  | 12/01/2021 | 99189 | 205785516 | 12/01/2021
Rheem Sales Company, Inc. | CLIMATEMASTER | RGEA14048AJT10XAB | Federally-Regulated Consumer Product | Weatherized Non-Condensing Gas | 1809 | 279 |  | 12/01/2021 | 99189 | 205785517 | 12/01/2021
Rheem Sales Company, Inc. | CLIMATEMASTER | RGEA14036AJT06XAC | Federally-Regulated Consumer Product | Weatherized Non-Condensing Gas | 1430 | 262 |  | 12/01/2021 | 99665 | 206606665 | 12/01/2021
Rheem Sales Company, Inc. | CLIMATEMASTER | RGEA15048AJV10XAB | Federally-Regulated Consumer Product | Weatherized Non-Condensing Gas | 1720 | 275 |  | 12/01/2021 | 99897 | 205785541 | 12/01/2021
Rheem Sales Company, Inc. | CLIMATEMASTER | RGEA15036BJV08XAA | Federally-Regulated Consumer Product | Weatherized Non-Condensing Gas | 1355 | 259 |  | 12/01/2021 | 99675 | 205785531 | 12/01/2021
Rheem Sales Company, Inc. | CLIMATEMASTER | RGEA14030AJT081AC | Federally-Regulated Consumer Product | Weatherized Non-Condensing Gas | 1147 | 249 |  | 12/01/2021 | 79965 | 206606662 | 12/01/2021
Rheem Sales Company, Inc. | CLIMATEMASTER | RGEA16036AJV10TAB | Federally-Regulated Consumer Product | Weatherized Non-Condensing Gas | 1648 | 272 |  | 12/01/2021 | 76362 | 205785551 | 12/01/2021
Rheem Sales Company, Inc. | CLIMATEMASTER | RGEA14024AJT06UAA | Federally-Regulated Consumer Product | Weatherized Non-Condensing Gas | 1236 | 253 |  | 12/01/2021 | 61566 | 205965564 | 12/01/2021
Rheem Sales Company, Inc. | CLIMATEMASTER | RGEA15042BJV081AA | Federally-Regulated Consumer Product | Weatherized Non-Condensing Gas | 1375 | 260 |  | 12/01/2021 | 101119 | 205785534 | 12/01/2021
Rheem Sales Company, Inc. | CLIMATEMASTER | RGEA14042AJT10XAC | Federally-Regulated Consumer Product | Weatherized Non-Condensing Gas | 1494 | 265 |  | 12/01/2021 | 99609 | 206606673 | 12/01/2021
Rheem Sales Company, Inc. | CLIMATEMASTER | RGEA15060AJV10XAB | Federally-Regulated Consumer Product | Weatherized Non-Condensing Gas | 2166 | 294 |  | 12/01/2021 | 100081 | 205785543 | 12/01/2021
Rheem Sales Company, Inc. | CLIMATEMASTER | RGEA14024AJT08XAC | Federally-Regulated Consumer Product | Weatherized Non-Condensing Gas | 1127 | 249 |  | 12/01/2021 | 80320 | 206606659 | 12/01/2021
Rheem Sales Company, Inc. | CLIMATEMASTER | RGEA14030AJT06UAA | Federally-Regulated Consumer Product | Weatherized Non-Condensing Gas | 1125 | 248 |  | 12/01/2021 | 60094 | 205965562 | 12/01/2021
Rheem Sales Company, Inc. | CLIMATEMASTER | RGEA16036AJV102AB | Federally-Regulated Consumer Product | Weatherized Non-Condensing Gas | 1648 | 272 |  | 12/01/2021 | 76362 | 205785550 | 12/01/2021
Rheem Sales Company, Inc. | CLIMATEMASTER | RGEA15030AJV06XAB | Federally-Regulated Consumer Product | Weatherized Non-Condensing Gas | 1402 | 261 |  | 12/01/2021 | 80658 | 205785525 | 12/01/2021
Rheem Sales Company, Inc. | CLIMATEMASTER | RGEA15024BJV08XAA | Federally-Regulated Consumer Product | Weatherized Non-Condensing Gas | 1395 | 260 |  | 12/01/2021 | 80305 | 205785523 | 12/01/2021
Rheem Sales Company, Inc. | CLIMATEMASTER | RGEA15036BJV10XAA | Federally-Regulated Consumer Product | Weatherized Non-Condensing Gas | 1355 | 259 |  | 12/01/2021 | 99675 | 205785533 | 12/01/2021
Rheem Sales Company, Inc. | CLIMATEMASTER | RGEA14036AJT08XAC | Federally-Regulated Consumer Product | Weatherized Non-Condensing Gas | 1430 | 262 |  | 12/01/2021 | 99665 | 206606667 | 12/01/2021
Rheem Sales Company, Inc. | CLIMATEMASTER | RGEA15042BJV08XAA | Federally-Regulated Consumer Product | Weatherized Non-Condensing Gas | 1375 | 260 |  | 12/01/2021 | 101119 | 205785535 | 12/01/2021
Rheem Sales Company, Inc. | CLIMATEMASTER | RGEA16048AJV10TAB | Federally-Regulated Consumer Product | Weatherized Non-Condensing Gas | 1845 | 280 |  | 12/01/2021 | 76171 | 205785555 | 12/01/2021
Rheem Sales Company, Inc. | CLIMATEMASTER | RGEA14024AJT081AC | Federally-Regulated Consumer Product | Weatherized Non-Condensing Gas | 1127 | 249 |  | 12/01/2021 | 80320 | 206606658 | 12/01/2021
Rheem Sales Company, Inc. | CLIMATEMASTER | RGEA15042BJV10XAA | Federally-Regulated Consumer Product | Weatherized Non-Condensing Gas | 1375 | 260 |  | 12/01/2021 | 101119 | 205785537 | 12/01/2021
Rheem Sales Company, Inc. | CLIMATEMASTER | RGEA15048AJV101AB | Federally-Regulated Consumer Product | Weatherized Non-Condensing Gas | 1720 | 275 |  | 12/01/2021 | 99897 | 205785540 | 12/01/2021
Rheem Sales Company, Inc. | CLIMATEMASTER | RGEA15036BJV06XAA | Federally-Regulated Consumer Product | Weatherized Non-Condensing Gas | 1355 | 258 |  | 12/01/2021 | 99675 | 205785529 | 12/01/2021
Rheem Sales Company, Inc. | CLIMATEMASTER | RGEA15036BJV081AA | Federally-Regulated Consumer Product | Weatherized Non-Condensing Gas | 1355 | 259 |  | 12/01/2021 | 99675 | 205785530 | 12/01/2021
Rheem Sales Company, Inc. | CLIMATEMASTER | RGEA14060CJT10XAA | Federally-Regulated Consumer Product | Weatherized Non-Condensing Gas | 1911 | 283 |  | 12/01/2021 | 99261 | 205785519 | 12/01/2021
Rheem Sales Company, Inc. | CLIMATEMASTER | RGEA14036AJT061AC | Federally-Regulated Consumer Product | Weatherized Non-Condensing Gas | 1430 | 262 |  | 12/01/2021 | 99665 | 206606664 | 12/01/2021
Rheem Sales Company, Inc. | CLIMATEMASTER | RGEA14036AJT10XAC | Federally-Regulated Consumer Product | Weatherized Non-Condensing Gas | 1430 | 262 |  | 12/01/2021 | 99665 | 206606669 | 12/01/2021
Rheem Sales Company, Inc. | CLIMATEMASTER | RGEA15036BJV101AA | Federally-Regulated Consumer Product | Weatherized Non-Condensing Gas | 1355 | 259 |  | 12/01/2021 | 99675 | 205785532 | 12/01/2021
Rheem Sales Company, Inc. | CLIMATEMASTER | RGEA14048AJT08UAA | Federally-Regulated Consumer Product | Weatherized Non-Condensing Gas | 2026 | 288 |  | 12/01/2021 | 80019 | 205965567 | 12/01/2021
Rheem Sales Company, Inc. | CLIMATEMASTER | RGEA15030AJV081AB | Federally-Regulated Consumer Product | Weatherized Non-Condensing Gas | 1402 | 261 |  | 12/01/2021 | 80658 | 205785526 | 12/01/2021
Rheem Sales Company, Inc. | CLIMATEMASTER | RGEA15030AJV061AB | Federally-Regulated Consumer Product | Weatherized Non-Condensing Gas | 1402 | 261 |  | 12/01/2021 | 80658 | 205785524 | 12/01/2021
Rheem Sales Company, Inc. | CLIMATEMASTER | RGEA14042AJT101AC | Federally-Regulated Consumer Product | Weatherized Non-Condensing Gas | 1494 | 265 |  | 12/01/2021 | 99609 | 206606672 | 12/01/2021
Rheem Sales Company, Inc. | CLIMATEMASTER | RGEA14060AJT10UAA | Federally-Regulated Consumer Product | Weatherized Non-Condensing Gas | 2066 | 290 |  | 12/01/2021 | 100130 | 205965570 | 12/01/2021
Rheem Sales Company, Inc. | CLIMATEMASTER | RGEA15030AJV08XAB | Federally-Regulated Consumer Product | Weatherized Non-Condensing Gas | 1402 | 261 |  | 12/01/2021 | 80658 | 205785527 | 12/01/2021
Rheem Sales Company, Inc. | CLIMATEMASTER | RGEA14036AJT081AC | Federally-Regulated Consumer Product | Weatherized Non-Condensing Gas | 1430 | 262 |  | 12/01/2021 | 99665 | 206606666 | 12/01/2021
Rheem Sales Company, Inc. | CLIMATEMASTER | RGEA15024BJV061AA | Federally-Regulated Consumer Product | Weatherized Non-Condensing Gas | 1395 | 260 |  | 12/01/2021 | 80305 | 205785520 | 12/01/2021
Rheem Sales Company, Inc. | CLIMATEMASTER | RGEA16048AJV102AB | Federally-Regulated Consumer Product | Weatherized Non-Condensing Gas | 1845 | 280 |  | 12/01/2021 | 76171 | 205785554 | 12/01/2021
Rheem Sales Company, Inc. | CLIMATEMASTER | RGEA14036AJT08UAA | Federally-Regulated Consumer Product | Weatherized Non-Condensing Gas | 1382 | 260 |  | 12/01/2021 | 80891 | 205965566 | 12/01/2021
Rheem Sales Company, Inc. | CLIMATEMASTER | RGEA14036AJT06UAA | Federally-Regulated Consumer Product | Weatherized Non-Condensing Gas | 1434 | 262 |  | 12/01/2021 | 60723 | 205965565 | 12/01/2021
Rheem Sales Company, Inc. | CLIMATEMASTER | RGEA14048AJT08XAB | Federally-Regulated Consumer Product | Weatherized Non-Condensing Gas | 1809 | 279 |  | 12/01/2021 | 99189 | 205785515 | 12/01/2021
Rheem Sales Company, Inc. | CLIMATEMASTER | RGEA15024BJV081AA | Federally-Regulated Consumer Product | Weatherized Non-Condensing Gas | 1395 | 260 |  | 12/01/2021 | 80305 | 205785522 | 12/01/2021
Rheem Sales Company, Inc. | CLIMATEMASTER | RGEA14036AJT101AC | Federally-Regulated Consumer Product | Weatherized Non-Condensing Gas | 1430 | 262 |  | 12/01/2021 | 99665 | 206606668 | 12/01/2021
Allied Air | Century | TGRG601261P-2 | Federally-Regulated Consumer Product | Weatherized Non-Condensing Gas | 1881 | 282 |  | 12/01/2021 | 125813 | 206901358 | 12/01/2021
Allied Air | Century | TGRG48126M-* | Federally-Regulated Consumer Product | Weatherized Non-Condensing Gas | 1898 | 280 |  | 12/01/2021 | 126349 | 204029803 | 12/01/2021
Allied Air | Century | TGRG42721M-* | Federally-Regulated Consumer Product | Weatherized Non-Condensing Gas | 1299 | 256 |  | 12/01/2021 | 71694 | 204029800 | 12/01/2021
Allied Air | Century | TGRG60126M-* | Federally-Regulated Consumer Product | Weatherized Non-Condensing Gas | 1881 | 282 |  | 12/01/2021 | 125813 | 204029805 | 12/01/2021
Johnson Controls, Inc. | COLEMAN BY JOHNSON CONTROLS | PCG4A300752X2 | Federally-Regulated Consumer Product | Weatherized Non-Condensing Gas | 1414 | 256 |  | 12/01/2021 | 75125 | 202345992 | 12/01/2021
Johnson Controls, Inc. | COLEMAN BY JOHNSON CONTROLS | PCG4A300502X2 | Federally-Regulated Consumer Product | Weatherized Non-Condensing Gas | 1130 | 244 |  | 12/01/2021 | 49570 | 202345991 | 12/01/2021
Johnson Controls, Inc. | COLEMAN BY JOHNSON CONTROLS | PCG4A240752X2 | Federally-Regulated Consumer Product | Weatherized Non-Condensing Gas | 1394 | 255 |  | 12/01/2021 | 75189 | 202345990 | 12/01/2021
Johnson Controls, Inc. | YORK BY JOHNSON CONTROLS | PCG6B601252X4 | Federally-Regulated Consumer Product | Weatherized Non-Condensing Gas | 2609 | 312 |  | 12/01/2021 | 82056 | 206136991 | 12/01/2021
Johnson Controls, Inc. | YORK BY JOHNSON CONTROLS | PCG4B481252X4 | Federally-Regulated Consumer Product | Weatherized Non-Condensing Gas | 1962 | 284 |  | 12/01/2021 | 126252 | 206077559 | 12/01/2021
Johnson Controls, Inc. | YORK BY JOHNSON CONTROLS | PCG4B600652X4 | Federally-Regulated Consumer Product | Weatherized Non-Condensing Gas | 2015 | 286 |  | 12/01/2021 | 64842 | 206077566 | 12/01/2021
Johnson Controls, Inc. | YORK BY JOHNSON CONTROLS | PCG4A300752X2 | Federally-Regulated Consumer Product | Weatherized Non-Condensing Gas | 1414 | 256 |  | 12/01/2021 | 75125 | 202345985 | 12/01/2021
Johnson Controls, Inc. | YORK BY JOHNSON CONTROLS | PCG6B421002X1 | Federally-Regulated Consumer Product | Weatherized Non-Condensing Gas | 1352 | 253 |  | 12/01/2021 | 64465 | 9133232 | 12/01/2021
Johnson Controls, Inc. | YORK BY JOHNSON CONTROLS | PCG6B481002X1 | Federally-Regulated Consumer Product | Weatherized Non-Condensing Gas | 1569 | 263 |  | 12/01/2021 | 65481 | 9133234 | 12/01/2021
Johnson Controls, Inc. | YORK BY JOHNSON CONTROLS | TM9Y100C16MP11 | Federally-Regulated Consumer Product | Non-Weatherized, Condensing Ga | 1497 | 256 |  | 12/01/2021 | 64620 | 8412960 | 12/01/2021
Johnson Controls, Inc. | YORK BY JOHNSON CONTROLS | TM8V080C16MP12 | Federally-Regulated Consumer Product | Non-Weatherized, Non-Condensin | 1715 | 252 |  | 12/01/2021 | 52202 | 10533780 | 12/01/2021
Johnson Controls, Inc. | YORK BY JOHNSON CONTROLS | PCG6A300752X1 | Federally-Regulated Consumer Product | Weatherized Non-Condensing Gas | 1099 | 242 |  | 12/01/2021 | 49013 | 9133228 | 12/01/2021
Johnson Controls, Inc. | YORK BY JOHNSON CONTROLS | TM9Y100C20MP11 | Federally-Regulated Consumer Product | Non-Weatherized, Condensing Ga | 1827 | 270 |  | 12/01/2021 | 65485 | 8412956 | 12/01/2021
Johnson Controls, Inc. | YORK BY JOHNSON CONTROLS | PHG6A300752X1 | Federally-Regulated Consumer Product | Weatherized Non-Condensing Gas | 1099 | 242 |  | 12/01/2021 | 49013 | 10277499 | 12/01/2021
Johnson Controls, Inc. | YORK BY JOHNSON CONTROLS | TM8Y080C16MP11 | Federally-Regulated Consumer Product | Non-Weatherized, Non-Condensin | 1628 | 249 |  | 12/01/2021 | 51991 | 8412953 | 12/01/2021
Johnson Controls, Inc. | YORK BY JOHNSON CONTROLS | TM8Y060A12MP11 | Federally-Regulated Consumer Product | Non-Weatherized, Non-Condensin | 1332 | 236 |  | 12/01/2021 | 39003 | 8412954 | 12/01/2021
Johnson Controls, Inc. | YORK BY JOHNSON CONTROLS | PCG6B600652X1 | Federally-Regulated Consumer Product | Weatherized Non-Condensing Gas | 1791 | 272 |  | 12/01/2021 | 43624 | 9133236 | 12/01/2021
Johnson Controls, Inc. | YORK BY JOHNSON CONTROLS | YP9C080B12MP13 | Federally-Regulated Consumer Product | Non-Weatherized, Condensing Ga | 1425 | 253 |  | 12/01/2021 | 30285 | 10533808 | 12/01/2021
Johnson Controls, Inc. | YORK BY JOHNSON CONTROLS | PCG6B480652X4 | Federally-Regulated Consumer Product | Weatherized Non-Condensing Gas | 1708 | 273 |  | 12/01/2021 | 43352 | 206136956 | 12/01/2021
Johnson Controls, Inc. | YORK BY JOHNSON CONTROLS | PCG4A300502X4 | Federally-Regulated Consumer Product | Weatherized Non-Condensing Gas | 1205 | 251 |  | 12/01/2021 | 50202 | 206077379 | 12/01/2021
Johnson Controls, Inc. | YORK BY JOHNSON CONTROLS | TM9Y080C16MP11 | Federally-Regulated Consumer Product | Non-Weatherized, Condensing Ga | 1404 | 252 |  | 12/01/2021 | 52617 | 8412959 | 12/01/2021
Johnson Controls, Inc. | YORK BY JOHNSON CONTROLS | PHG4B420652X1 | Federally-Regulated Consumer Product | Weatherized Non-Condensing Gas | 1817 | 273 |  | 12/01/2021 | 65567 | 8550658 | 12/01/2021
Johnson Controls, Inc. | YORK BY JOHNSON CONTROLS | PCG4A360752X4 | Federally-Regulated Consumer Product | Weatherized Non-Condensing Gas | 1384 | 259 |  | 12/01/2021 | 75187 | 206077410 | 12/01/2021
Johnson Controls, Inc. | YORK BY JOHNSON CONTROLS | TM8Y100C20MP11 | Federally-Regulated Consumer Product | Non-Weatherized, Non-Condensin | 2060 | 267 |  | 12/01/2021 | 65024 | 8412951 | 12/01/2021
Johnson Controls, Inc. | YORK BY JOHNSON CONTROLS | PCG4A240752X2 | Federally-Regulated Consumer Product | Weatherized Non-Condensing Gas | 1394 | 255 |  | 12/01/2021 | 75189 | 202345983 | 12/01/2021
Johnson Controls, Inc. | YORK BY JOHNSON CONTROLS | YPLC100C20MP13 | Federally-Regulated Consumer Product | Non-Weatherized, Non-Condensin | 2229 | 274 |  | 12/01/2021 | 48317 | 10533817 | 12/01/2021
Johnson Controls, Inc. | YORK BY JOHNSON CONTROLS | PCG6B601002X1 | Federally-Regulated Consumer Product | Weatherized Non-Condensing Gas | 1773 | 271 |  | 12/01/2021 | 65461 | 9133237 | 12/01/2021
Johnson Controls, Inc. | YORK BY JOHNSON CONTROLS | TMLV060A12MP12 | Federally-Regulated Consumer Product | Non-Weatherized, Non-Condensin | 1387 | 238 |  | 12/01/2021 | 39193 | 10533791 | 12/01/2021
Johnson Controls, Inc. | YORK BY JOHNSON CONTROLS | TM8Y120C20MP11 | Federally-Regulated Consumer Product | Non-Weatherized, Non-Condensin | 1967 | 263 |  | 12/01/2021 | 78553 | 8412952 | 12/01/2021
Johnson Controls, Inc. | YORK BY JOHNSON CONTROLS | PCG4A300752X4 | Federally-Regulated Consumer Product | Weatherized Non-Condensing Gas | 1191 | 250 |  | 12/01/2021 | 75681 | 206077390 | 12/01/2021
Johnson Controls, Inc. | YORK BY JOHNSON CONTROLS | PCG6A240502X4 | Federally-Regulated Consumer Product | Weatherized Non-Condensing Gas | 1023 | 243 |  | 12/01/2021 | 33330 | 206136935 | 12/01/2021
Johnson Controls, Inc. | YORK BY JOHNSON CONTROLS | PCG6A300502X1 | Federally-Regulated Consumer Product | Weatherized Non-Condensing Gas | 1019 | 239 |  | 12/01/2021 | 33056 | 9133227 | 12/01/2021
Johnson Controls, Inc. | YORK BY JOHNSON CONTROLS | TM8V100C20MP12 | Federally-Regulated Consumer Product | Non-Weatherized, Non-Condensin | 2291 | 277 |  | 12/01/2021 | 65187 | 10533782 | 12/01/2021
Johnson Controls, Inc. | YORK BY JOHNSON CONTROLS | PCG4B481002X4 | Federally-Regulated Consumer Product | Weatherized Non-Condensing Gas | 1684 | 272 |  | 12/01/2021 | 101771 | 206077552 | 12/01/2021
Johnson Controls, Inc. | YORK BY JOHNSON CONTROLS | ZE060*10A1******** | Federally-Regulated Consumer Product | Weatherized Non-Condensing Gas | 2253 | 298 |  | 12/01/2021 | 100000 | 203975755 | 12/01/2021
Johnson Controls, Inc. | YORK BY JOHNSON CONTROLS | PCG4A300752X3 | Federally-Regulated Consumer Product | Weatherized Non-Condensing Gas | 1414 | 256 |  | 12/01/2021 | 75125 | 205281281 | 12/01/2021
Johnson Controls, Inc. | YORK BY JOHNSON CONTROLS | PCG6B420652X1 | Federally-Regulated Consumer Product | Weatherized Non-Condensing Gas | 1313 | 252 |  | 12/01/2021 | 42709 | 9133231 | 12/01/2021
Johnson Controls, Inc. | YORK BY JOHNSON CONTROLS | PCG4B481002X2 | Federally-Regulated Consumer Product | Weatherized Non-Condensing Gas | 2010 | 282 |  | 12/01/2021 | 100104 | 203041713 | 12/01/2021
Johnson Controls, Inc. | YORK BY JOHNSON CONTROLS | PCG6B481252X1 | Federally-Regulated Consumer Product | Weatherized Non-Condensing Gas | 1747 | 270 |  | 12/01/2021 | 82081 | 9133235 | 12/01/2021
Johnson Controls, Inc. | YORK BY JOHNSON CONTROLS | TM8Y100C16MP11 | Federally-Regulated Consumer Product | Non-Weatherized, Non-Condensin | 1600 | 247 |  | 12/01/2021 | 65143 | 8412950 | 12/01/2021
Johnson Controls, Inc. | YORK BY JOHNSON CONTROLS | PCG4A360502X4 | Federally-Regulated Consumer Product | Weatherized Non-Condensing Gas | 1346 | 257 |  | 12/01/2021 | 50288 | 206077399 | 12/01/2021
Johnson Controls, Inc. | YORK BY JOHNSON CONTROLS | PHG4B420652X4 | Federally-Regulated Consumer Product | Weatherized Non-Condensing Gas | 1722 | 273 |  | 12/01/2021 | 65857 | 206338250 | 12/01/2021
Johnson Controls, Inc. | YORK BY JOHNSON CONTROLS | TM8V080B12MP12 | Federally-Regulated Consumer Product | Non-Weatherized, Non-Condensin | 1479 | 242 |  | 12/01/2021 | 51960 | 10533779 | 12/01/2021
Johnson Controls, Inc. | YORK BY JOHNSON CONTROLS | PCG4A240502X4 | Federally-Regulated Consumer Product | Weatherized Non-Condensing Gas | 968 | 240 |  | 12/01/2021 | 50146 | 206077358 | 12/01/2021
Johnson Controls, Inc. | YORK BY JOHNSON CONTROLS | PCG6A360752X4 | Federally-Regulated Consumer Product | Weatherized Non-Condensing Gas | 1444 | 261 |  | 12/01/2021 | 49644 | 206168411 | 12/01/2021
Johnson Controls, Inc. | YORK BY JOHNSON CONTROLS | YPLC060A12MP13 | Federally-Regulated Consumer Product | Non-Weatherized, Non-Condensin | 1330 | 236 |  | 12/01/2021 | 30082 | 10533813 | 12/01/2021
Johnson Controls, Inc. | YORK BY JOHNSON CONTROLS | TM9Y120D20MP11 | Federally-Regulated Consumer Product | Non-Weatherized, Condensing Ga | 1931 | 274 |  | 12/01/2021 | 78281 | 8412955 | 12/01/2021
Johnson Controls, Inc. | YORK BY JOHNSON CONTROLS | PCG6A240502X1 | Federally-Regulated Consumer Product | Weatherized Non-Condensing Gas | 705 | 225 |  | 12/01/2021 | 33081 | 9133225 | 12/01/2021
Johnson Controls, Inc. | YORK BY JOHNSON CONTROLS | TMLE100C20MP11 | Federally-Regulated Consumer Product | Non-Weatherized, Non-Condensin | 2201 | 273 |  | 12/01/2021 | 99043 | 203489633 | 12/01/2021
Johnson Controls, Inc. | YORK BY JOHNSON CONTROLS | PCG4A361002X4 | Federally-Regulated Consumer Product | Weatherized Non-Condensing Gas | 1538 | 265 |  | 12/01/2021 | 100492 | 206077420 | 12/01/2021
Johnson Controls, Inc. | YORK BY JOHNSON CONTROLS | PCG6B360652X1 | Federally-Regulated Consumer Product | Weatherized Non-Condensing Gas | 1170 | 245 |  | 12/01/2021 | 43310 | 9133229 | 12/01/2021
Johnson Controls, Inc. | YORK BY JOHNSON CONTROLS | TM8Y080B12MP11 | Federally-Regulated Consumer Product | Non-Weatherized, Non-Condensin | 1373 | 238 |  | 12/01/2021 | 52180 | 8412949 | 12/01/2021
Johnson Controls, Inc. | YORK BY JOHNSON CONTROLS | PCG6A361002X4 | Federally-Regulated Consumer Product | Weatherized Non-Condensing Gas | 1937 | 283 |  | 12/01/2021 | 64302 | 206168425 | 12/01/2021
Johnson Controls, Inc. | YORK BY JOHNSON CONTROLS | TM9Y080B12MP11 | Federally-Regulated Consumer Product | Non-Weatherized, Condensing Ga | 1336 | 249 |  | 12/01/2021 | 52156 | 8412958 | 12/01/2021
Johnson Controls, Inc. | YORK BY JOHNSON CONTROLS | PCG4B601002X4 | Federally-Regulated Consumer Product | Weatherized Non-Condensing Gas | 2113 | 291 |  | 12/01/2021 | 100990 | 206077573 | 12/01/2021
Johnson Controls, Inc. | YORK BY JOHNSON CONTROLS | TM9V060B12MP12 | Federally-Regulated Consumer Product | Non-Weatherized, Condensing Ga | 1344 | 249 |  | 12/01/2021 | 40471 | 10533785 | 12/01/2021
Johnson Controls, Inc. | YORK BY JOHNSON CONTROLS | PCG6B481002X4 | Federally-Regulated Consumer Product | Weatherized Non-Condensing Gas | 1641 | 270 |  | 12/01/2021 | 64812 | 206136963 | 12/01/2021
Johnson Controls, Inc. | YORK BY JOHNSON CONTROLS | TM8V060A12MP12 | Federally-Regulated Consumer Product | Non-Weatherized, Non-Condensin | 1387 | 238 |  | 12/01/2021 | 39193 | 10533778 | 12/01/2021
Johnson Controls, Inc. | YORK BY JOHNSON CONTROLS | PCG6A240752X4 | Federally-Regulated Consumer Product | Weatherized Non-Condensing Gas | 1526 | 265 |  | 12/01/2021 | 49150 | 206136942 | 12/01/2021
Johnson Controls, Inc. | YORK BY JOHNSON CONTROLS | PCG6B601002X4 | Federally-Regulated Consumer Product | Weatherized Non-Condensing Gas | 1803 | 277 |  | 12/01/2021 | 65888 | 206136984 | 12/01/2021
Johnson Controls, Inc. | YORK BY JOHNSON CONTROLS | PCG6B481252X4 | Federally-Regulated Consumer Product | Weatherized Non-Condensing Gas | 2461 | 306 |  | 12/01/2021 | 82013 | 206136970 | 12/01/2021
Johnson Controls, Inc. | YORK BY JOHNSON CONTROLS | J05ZE*10A1******** | Federally-Regulated Consumer Product | Weatherized Non-Condensing Gas | 2253 | 298 |  | 12/01/2021 | 100000 | 203975795 | 12/01/2021
Johnson Controls, Inc. | YORK BY JOHNSON CONTROLS | PHG6B481002X1 | Federally-Regulated Consumer Product | Weatherized Non-Condensing Gas | 1569 | 263 |  | 12/01/2021 | 65481 | 10277505 | 12/01/2021
Johnson Controls, Inc. | YORK BY JOHNSON CONTROLS | PCG4A421002X4 | Federally-Regulated Consumer Product | Weatherized Non-Condensing Gas | 1571 | 267 |  | 12/01/2021 | 100288 | 206077439 | 12/01/2021
Johnson Controls, Inc. | YORK BY JOHNSON CONTROLS | PCG4B601252X4 | Federally-Regulated Consumer Product | Weatherized Non-Condensing Gas | 2166 | 293 |  | 12/01/2021 | 125911 | 206077580 | 12/01/2021
Johnson Controls, Inc. | YORK BY JOHNSON CONTROLS | PCG4B480652X4 | Federally-Regulated Consumer Product | Weatherized Non-Condensing Gas | 1823 | 278 |  | 12/01/2021 | 65339 | 206077545 | 12/01/2021
Johnson Controls, Inc. | YORK BY JOHNSON CONTROLS | PCG4A240752X4 | Federally-Regulated Consumer Product | Weatherized Non-Condensing Gas | 1221 | 251 |  | 12/01/2021 | 75481 | 206077368 | 12/01/2021
Johnson Controls, Inc. | YORK BY JOHNSON CONTROLS | PCG4A420752X4 | Federally-Regulated Consumer Product | Weatherized Non-Condensing Gas | 1566 | 267 |  | 12/01/2021 | 74995 | 206077429 | 12/01/2021
Johnson Controls, Inc. | YORK BY JOHNSON CONTROLS | TMLE080B12MP11 | Federally-Regulated Consumer Product | Non-Weatherized, Non-Condensin | 1311 | 235 |  | 12/01/2021 | 79634 | 203489603 | 12/01/2021
Johnson Controls, Inc. | YORK BY JOHNSON CONTROLS | PHG6B421002X1 | Federally-Regulated Consumer Product | Weatherized Non-Condensing Gas | 1352 | 253 |  | 12/01/2021 | 64465 | 10277503 | 12/01/2021
Johnson Controls, Inc. | EVCON BY JOHNSON CONTROLS | PCG4A300752X2 | Federally-Regulated Consumer Product | Weatherized Non-Condensing Gas | 1414 | 256 |  | 12/01/2021 | 75125 | 202346006 | 12/01/2021
Johnson Controls, Inc. | EVCON BY JOHNSON CONTROLS | PCG4A240752X2 | Federally-Regulated Consumer Product | Weatherized Non-Condensing Gas | 1394 | 255 |  | 12/01/2021 | 75189 | 202346004 | 12/01/2021
Johnson Controls, Inc. | EVCON BY JOHNSON CONTROLS | PCG4A300502X2 | Federally-Regulated Consumer Product | Weatherized Non-Condensing Gas | 1130 | 244 |  | 12/01/2021 | 49570 | 202346005 | 12/01/2021
Johnson Controls, Inc. | LUXAIRE BY JOHNSON CONTROLS | TMLE100C20MP11 | Federally-Regulated Consumer Product | Non-Weatherized, Non-Condensin | 2201 | 273 |  | 12/01/2021 | 99043 | 203489635 | 12/01/2021
Johnson Controls, Inc. | LUXAIRE BY JOHNSON CONTROLS | PCG4B601002X4 | Federally-Regulated Consumer Product | Weatherized Non-Condensing Gas | 2113 | 291 |  | 12/01/2021 | 100990 | 206077575 | 12/01/2021
Johnson Controls, Inc. | LUXAIRE BY JOHNSON CONTROLS | PHG4B420652X4 | Federally-Regulated Consumer Product | Weatherized Non-Condensing Gas | 1722 | 273 |  | 12/01/2021 | 65857 | 206338252 | 12/01/2021
Johnson Controls, Inc. | LUXAIRE BY JOHNSON CONTROLS | TM9Y080C16MP11 | Federally-Regulated Consumer Product | Non-Weatherized, Condensing Ga | 1404 | 252 |  | 12/01/2021 | 52617 | 8413004 | 12/01/2021
Johnson Controls, Inc. | LUXAIRE BY JOHNSON CONTROLS | PCG4A361002X4 | Federally-Regulated Consumer Product | Weatherized Non-Condensing Gas | 1538 | 265 |  | 12/01/2021 | 100492 | 206077422 | 12/01/2021
Johnson Controls, Inc. | LUXAIRE BY JOHNSON CONTROLS | TM8Y060A12MP11 | Federally-Regulated Consumer Product | Non-Weatherized, Non-Condensin | 1332 | 236 |  | 12/01/2021 | 39003 | 8413065 | 12/01/2021
Johnson Controls, Inc. | LUXAIRE BY JOHNSON CONTROLS | PCG4A300502X4 | Federally-Regulated Consumer Product | Weatherized Non-Condensing Gas | 1205 | 251 |  | 12/01/2021 | 50202 | 206077383 | 12/01/2021
Johnson Controls, Inc. | LUXAIRE BY JOHNSON CONTROLS | PCG4B480652X4 | Federally-Regulated Consumer Product | Weatherized Non-Condensing Gas | 1823 | 278 |  | 12/01/2021 | 65339 | 206077547 | 12/01/2021
Johnson Controls, Inc. | LUXAIRE BY JOHNSON CONTROLS | TM9Y100C16MP11 | Federally-Regulated Consumer Product | Non-Weatherized, Condensing Ga | 1497 | 256 |  | 12/01/2021 | 64620 | 8413005 | 12/01/2021
Johnson Controls, Inc. | LUXAIRE BY JOHNSON CONTROLS | PCG4A300752X4 | Federally-Regulated Consumer Product | Weatherized Non-Condensing Gas | 1191 | 250 |  | 12/01/2021 | 75681 | 206077393 | 12/01/2021
Johnson Controls, Inc. | LUXAIRE BY JOHNSON CONTROLS | PCG6B600652X1 | Federally-Regulated Consumer Product | Weatherized Non-Condensing Gas | 1791 | 272 |  | 12/01/2021 | 43624 | 9133264 | 12/01/2021
Johnson Controls, Inc. | LUXAIRE BY JOHNSON CONTROLS | PCG6A240502X4 | Federally-Regulated Consumer Product | Weatherized Non-Condensing Gas | 1023 | 243 |  | 12/01/2021 | 33330 | 206136937 | 12/01/2021
Johnson Controls, Inc. | LUXAIRE BY JOHNSON CONTROLS | TM9Y080B12MP11 | Federally-Regulated Consumer Product | Non-Weatherized, Condensing Ga | 1336 | 249 |  | 12/01/2021 | 52156 | 8413003 | 12/01/2021
Johnson Controls, Inc. | LUXAIRE BY JOHNSON CONTROLS | PCG6A300502X1 | Federally-Regulated Consumer Product | Weatherized Non-Condensing Gas | 1019 | 239 |  | 12/01/2021 | 33056 | 9133255 | 12/01/2021
Johnson Controls, Inc. | LUXAIRE BY JOHNSON CONTROLS | PCG4A240502X4 | Federally-Regulated Consumer Product | Weatherized Non-Condensing Gas | 968 | 240 |  | 12/01/2021 | 50146 | 206077362 | 12/01/2021
Johnson Controls, Inc. | LUXAIRE BY JOHNSON CONTROLS | TM8Y100C16MP11 | Federally-Regulated Consumer Product | Non-Weatherized, Non-Condensin | 1600 | 247 |  | 12/01/2021 | 65143 | 8413068 | 12/01/2021
Johnson Controls, Inc. | LUXAIRE BY JOHNSON CONTROLS | PCG4B601252X4 | Federally-Regulated Consumer Product | Weatherized Non-Condensing Gas | 2166 | 293 |  | 12/01/2021 | 125911 | 206077582 | 12/01/2021
Johnson Controls, Inc. | LUXAIRE BY JOHNSON CONTROLS | PCG6B481252X4 | Federally-Regulated Consumer Product | Weatherized Non-Condensing Gas | 2461 | 306 |  | 12/01/2021 | 82013 | 206136972 | 12/01/2021
Johnson Controls, Inc. | LUXAIRE BY JOHNSON CONTROLS | PCG4A420752X4 | Federally-Regulated Consumer Product | Weatherized Non-Condensing Gas | 1566 | 267 |  | 12/01/2021 | 74995 | 206077431 | 12/01/2021
Johnson Controls, Inc. | LUXAIRE BY JOHNSON CONTROLS | PCG4A240752X4 | Federally-Regulated Consumer Product | Weatherized Non-Condensing Gas | 1221 | 251 |  | 12/01/2021 | 75481 | 206077371 | 12/01/2021
Johnson Controls, Inc. | LUXAIRE BY JOHNSON CONTROLS | TM8Y080B12MP11 | Federally-Regulated Consumer Product | Non-Weatherized, Non-Condensin | 1373 | 238 |  | 12/01/2021 | 52180 | 8413066 | 12/01/2021
Johnson Controls, Inc. | LUXAIRE BY JOHNSON CONTROLS | PCG6A361002X4 | Federally-Regulated Consumer Product | Weatherized Non-Condensing Gas | 1937 | 283 |  | 12/01/2021 | 64302 | 206168430 | 12/01/2021
Johnson Controls, Inc. | LUXAIRE BY JOHNSON CONTROLS | PCG6B481002X4 | Federally-Regulated Consumer Product | Weatherized Non-Condensing Gas | 1641 | 270 |  | 12/01/2021 | 64812 | 206136965 | 12/01/2021
Johnson Controls, Inc. | LUXAIRE BY JOHNSON CONTROLS | TM9Y100C20MP11 | Federally-Regulated Consumer Product | Non-Weatherized, Condensing Ga | 1827 | 270 |  | 12/01/2021 | 65485 | 8413006 | 12/01/2021
Johnson Controls, Inc. | LUXAIRE BY JOHNSON CONTROLS | TM8Y100C20MP11 | Federally-Regulated Consumer Product | Non-Weatherized, Non-Condensin | 2060 | 267 |  | 12/01/2021 | 65024 | 8413069 | 12/01/2021
Johnson Controls, Inc. | LUXAIRE BY JOHNSON CONTROLS | PCG6B480652X4 | Federally-Regulated Consumer Product | Weatherized Non-Condensing Gas | 1708 | 273 |  | 12/01/2021 | 43352 | 206136958 | 12/01/2021
Johnson Controls, Inc. | LUXAIRE BY JOHNSON CONTROLS | PCG4A360502X4 | Federally-Regulated Consumer Product | Weatherized Non-Condensing Gas | 1346 | 257 |  | 12/01/2021 | 50288 | 206077402 | 12/01/2021
Johnson Controls, Inc. | LUXAIRE BY JOHNSON CONTROLS | PCG6B481002X1 | Federally-Regulated Consumer Product | Weatherized Non-Condensing Gas | 1569 | 263 |  | 12/01/2021 | 65481 | 9133262 | 12/01/2021
Johnson Controls, Inc. | LUXAIRE BY JOHNSON CONTROLS | PCG4B600652X4 | Federally-Regulated Consumer Product | Weatherized Non-Condensing Gas | 2015 | 286 |  | 12/01/2021 | 64842 | 206077568 | 12/01/2021
Johnson Controls, Inc. | LUXAIRE BY JOHNSON CONTROLS | PCG6B481252X1 | Federally-Regulated Consumer Product | Weatherized Non-Condensing Gas | 1747 | 270 |  | 12/01/2021 | 82081 | 9133263 | 12/01/2021
Johnson Controls, Inc. | LUXAIRE BY JOHNSON CONTROLS | PCG4B481002X2 | Federally-Regulated Consumer Product | Weatherized Non-Condensing Gas | 2010 | 282 |  | 12/01/2021 | 100104 | 203041732 | 12/01/2021
Johnson Controls, Inc. | LUXAIRE BY JOHNSON CONTROLS | PCG6B421002X1 | Federally-Regulated Consumer Product | Weatherized Non-Condensing Gas | 1352 | 253 |  | 12/01/2021 | 64465 | 9133260 | 12/01/2021
Johnson Controls, Inc. | LUXAIRE BY JOHNSON CONTROLS | PCG6B420652X1 | Federally-Regulated Consumer Product | Weatherized Non-Condensing Gas | 1313 | 252 |  | 12/01/2021 | 42709 | 9133259 | 12/01/2021
Johnson Controls, Inc. | LUXAIRE BY JOHNSON CONTROLS | PCG6A240752X4 | Federally-Regulated Consumer Product | Weatherized Non-Condensing Gas | 1526 | 265 |  | 12/01/2021 | 49150 | 206136944 | 12/01/2021
Johnson Controls, Inc. | LUXAIRE BY JOHNSON CONTROLS | PHG4B420652X1 | Federally-Regulated Consumer Product | Weatherized Non-Condensing Gas | 1817 | 273 |  | 12/01/2021 | 65567 | 8550686 | 12/01/2021
Johnson Controls, Inc. | LUXAIRE BY JOHNSON CONTROLS | TM8Y080C16MP11 | Federally-Regulated Consumer Product | Non-Weatherized, Non-Condensin | 1628 | 249 |  | 12/01/2021 | 51991 | 8413067 | 12/01/2021
Johnson Controls, Inc. | LUXAIRE BY JOHNSON CONTROLS | TMLE080B12MP11 | Federally-Regulated Consumer Product | Non-Weatherized, Non-Condensin | 1311 | 235 |  | 12/01/2021 | 79634 | 203489605 | 12/01/2021
Johnson Controls, Inc. | LUXAIRE BY JOHNSON CONTROLS | PCG4B481252X4 | Federally-Regulated Consumer Product | Weatherized Non-Condensing Gas | 1962 | 284 |  | 12/01/2021 | 126252 | 206077561 | 12/01/2021
Johnson Controls, Inc. | LUXAIRE BY JOHNSON CONTROLS | PCG6B601002X1 | Federally-Regulated Consumer Product | Weatherized Non-Condensing Gas | 1773 | 271 |  | 12/01/2021 | 65461 | 9133265 | 12/01/2021
Johnson Controls, Inc. | LUXAIRE BY JOHNSON CONTROLS | PCG6B360652X1 | Federally-Regulated Consumer Product | Weatherized Non-Condensing Gas | 1170 | 245 |  | 12/01/2021 | 43310 | 9133257 | 12/01/2021
Johnson Controls, Inc. | LUXAIRE BY JOHNSON CONTROLS | PCG6B601252X4 | Federally-Regulated Consumer Product | Weatherized Non-Condensing Gas | 2609 | 312 |  | 12/01/2021 | 82056 | 206136993 | 12/01/2021
Johnson Controls, Inc. | LUXAIRE BY JOHNSON CONTROLS | PCG6A300752X1 | Federally-Regulated Consumer Product | Weatherized Non-Condensing Gas | 1099 | 242 |  | 12/01/2021 | 49013 | 9133256 | 12/01/2021
Johnson Controls, Inc. | LUXAIRE BY JOHNSON CONTROLS | PCG4A360752X4 | Federally-Regulated Consumer Product | Weatherized Non-Condensing Gas | 1384 | 259 |  | 12/01/2021 | 75187 | 206077412 | 12/01/2021
Johnson Controls, Inc. | LUXAIRE BY JOHNSON CONTROLS | PCG4B481002X4 | Federally-Regulated Consumer Product | Weatherized Non-Condensing Gas | 1684 | 272 |  | 12/01/2021 | 101771 | 206077554 | 12/01/2021
Johnson Controls, Inc. | LUXAIRE BY JOHNSON CONTROLS | PCG6A240502X1 | Federally-Regulated Consumer Product | Weatherized Non-Condensing Gas | 705 | 225 |  | 12/01/2021 | 33081 | 9133253 | 12/01/2021
Johnson Controls, Inc. | LUXAIRE BY JOHNSON CONTROLS | TM8Y120C20MP11 | Federally-Regulated Consumer Product | Non-Weatherized, Non-Condensin | 1967 | 263 |  | 12/01/2021 | 78553 | 8413070 | 12/01/2021
Johnson Controls, Inc. | LUXAIRE BY JOHNSON CONTROLS | PCG6B601002X4 | Federally-Regulated Consumer Product | Weatherized Non-Condensing Gas | 1803 | 277 |  | 12/01/2021 | 65888 | 206136986 | 12/01/2021
Johnson Controls, Inc. | LUXAIRE BY JOHNSON CONTROLS | PCG4A421002X4 | Federally-Regulated Consumer Product | Weatherized Non-Condensing Gas | 1571 | 267 |  | 12/01/2021 | 100288 | 206077441 | 12/01/2021
Johnson Controls, Inc. | LUXAIRE BY JOHNSON CONTROLS | TM9Y120D20MP11 | Federally-Regulated Consumer Product | Non-Weatherized, Condensing Ga | 1931 | 274 |  | 12/01/2021 | 78281 | 8413007 | 12/01/2021
Johnson Controls, Inc. | LUXAIRE BY JOHNSON CONTROLS | PCG6A360752X4 | Federally-Regulated Consumer Product | Weatherized Non-Condensing Gas | 1444 | 261 |  | 12/01/2021 | 49644 | 206168416 | 12/01/2021
Allied Air | XAAE | PRPG*1448-126EP-** | Federally-Regulated Consumer Product | Weatherized Non-Condensing Gas | 1898 | 280 |  | 12/01/2021 | 126349 | 206900607 | 12/01/2021
Nordyne, LLC | Nutone | KG7TA-100C-E35C1 | Federally-Regulated Consumer Product | Non-Weatherized, Non-Condensin | 1668 | 255 |  | 12/01/2021 | 63969 | 204036804 | 12/01/2021
Nordyne, LLC | Nutone | KG7TA-100C-E35CP | Federally-Regulated Consumer Product | Non-Weatherized, Non-Condensin | 1668 | 255 |  | 12/01/2021 | 63969 | 207455921 | 12/01/2021
Nordyne, LLC | Nutone | FG7TN-080D-V35CP | Federally-Regulated Consumer Product | Non-Weatherized, Condensing Ga | 1785 | 274 |  | 12/01/2021 | 52907 | 207456158 | 12/01/2021
Nordyne, LLC | Nutone | FG7TC-080D-V35C1 | Federally-Regulated Consumer Product | Non-Weatherized, Condensing Ga | 1873 | 277 |  | 12/01/2021 | 50261 | 204036834 | 12/01/2021
Nordyne, LLC | Nutone | FG7TN-115D-V45C1 | Federally-Regulated Consumer Product | Non-Weatherized, Condensing Ga | 1798 | 274 |  | 12/01/2021 | 74070 | 204036963 | 12/01/2021
Nordyne, LLC | Nutone | KG7TN-100D-E35CP | Federally-Regulated Consumer Product | Non-Weatherized, Condensing Ga | 1711 | 270 |  | 12/01/2021 | 65214 | 207456162 | 12/01/2021
Nordyne, LLC | Nutone | KG7TA-080C-E24BP | Federally-Regulated Consumer Product | Non-Weatherized, Non-Condensin | 1277 | 238 |  | 12/01/2021 | 52213 | 207455917 | 12/01/2021
Nordyne, LLC | Nutone | KG7TC-060*-E24BP | Federally-Regulated Consumer Product | Non-Weatherized, Condensing Ga | 1222 | 249 |  | 12/01/2021 | 39014 | 207456204 | 12/01/2021
Nordyne, LLC | Nutone | FG7TC-100D-V35CP | Federally-Regulated Consumer Product | Non-Weatherized, Condensing Ga | 1826 | 275 |  | 12/01/2021 | 64473 | 207456135 | 12/01/2021
Nordyne, LLC | Nutone | FG7TC-080*-V35C1 | Federally-Regulated Consumer Product | Non-Weatherized, Condensing Ga | 1873 | 277 |  | 12/01/2021 | 50261 | 204037048 | 12/01/2021
Nordyne, LLC | Nutone | DF6SF-X60K120CB | Federally-Regulated Consumer Product | Weatherized Non-Condensing Gas | 1988 | 286 |  | 12/01/2021 | 80700 | 201709859 | 12/01/2021
Nordyne, LLC | Nutone | FG7TE-060D-V24BP | Federally-Regulated Consumer Product | Non-Weatherized, Condensing Ga | 1334 | 254 |  | 12/01/2021 | 38697 | 207456307 | 12/01/2021
Nordyne, LLC | Nutone | FG7TE-080D-E35CP | Federally-Regulated Consumer Product | Non-Weatherized, Condensing Ga | 1764 | 273 |  | 12/01/2021 | 52933 | 207456178 | 12/01/2021
Nordyne, LLC | Nutone | KG7TE-100D-E35C1 | Federally-Regulated Consumer Product | Non-Weatherized, Condensing Ga | 1783 | 273 |  | 12/01/2021 | 64758 | 204036927 | 12/01/2021
Nordyne, LLC | Nutone | R8GE-024K072C1 | Federally-Regulated Consumer Product | Weatherized Non-Condensing Gas | 1280 | 255 |  | 12/01/2021 | 71272 | 204040777 | 12/01/2021
Nordyne, LLC | Nutone | FG7TC-100*-V35CP | Federally-Regulated Consumer Product | Non-Weatherized, Condensing Ga | 1826 | 275 |  | 12/01/2021 | 64473 | 207456233 | 12/01/2021
Nordyne, LLC | Nutone | FG7TE-080D-V35CP | Federally-Regulated Consumer Product | Non-Weatherized, Condensing Ga | 1829 | 275 |  | 12/01/2021 | 52182 | 207456181 | 12/01/2021
Nordyne, LLC | Nutone | FG7TA-080C-V24B1 | Federally-Regulated Consumer Product | Non-Weatherized, Non-Condensin | 1277 | 238 |  | 12/01/2021 | 52213 | 204037036 | 12/01/2021
Nordyne, LLC | Nutone | FG7TE-080D-V35C1 | Federally-Regulated Consumer Product | Non-Weatherized, Condensing Ga | 1829 | 275 |  | 12/01/2021 | 52182 | 204036972 | 12/01/2021
Nordyne, LLC | Nutone | FG7TE-100D-E35C1 | Federally-Regulated Consumer Product | Non-Weatherized, Condensing Ga | 1783 | 273 |  | 12/01/2021 | 64758 | 204036921 | 12/01/2021
Nordyne, LLC | Nutone | KG7TE-060D-E24BP | Federally-Regulated Consumer Product | Non-Weatherized, Condensing Ga | 1315 | 252 |  | 12/01/2021 | 38212 | 207456238 | 12/01/2021
Nordyne, LLC | Nutone | FG7TA-080C-V24BP | Federally-Regulated Consumer Product | Non-Weatherized, Non-Condensin | 1277 | 238 |  | 12/01/2021 | 52213 | 207455926 | 12/01/2021
Nordyne, LLC | Nutone | KG7TN-115D-E45DP | Federally-Regulated Consumer Product | Non-Weatherized, Condensing Ga | 2198 | 292 |  | 12/01/2021 | 75317 | 207456167 | 12/01/2021
Nordyne, LLC | Nutone | FG7TE-100D-V35CP | Federally-Regulated Consumer Product | Non-Weatherized, Condensing Ga | 1819 | 275 |  | 12/01/2021 | 65338 | 207456304 | 12/01/2021
Nordyne, LLC | Nutone | KG7TN-080D-E35CP | Federally-Regulated Consumer Product | Non-Weatherized, Condensing Ga | 1718 | 271 |  | 12/01/2021 | 52461 | 207456151 | 12/01/2021
Nordyne, LLC | Nutone | R8GE-X60K120C1 | Federally-Regulated Consumer Product | Weatherized Non-Condensing Gas | 2073 | 290 |  | 12/01/2021 | 119379 | 204040801 | 12/01/2021
Nordyne, LLC | Nutone | FG7TC-100*-V35C1 | Federally-Regulated Consumer Product | Non-Weatherized, Condensing Ga | 1826 | 275 |  | 12/01/2021 | 64473 | 204037054 | 12/01/2021
Nordyne, LLC | Nutone | FG7TE-100D-V35C1 | Federally-Regulated Consumer Product | Non-Weatherized, Condensing Ga | 1819 | 275 |  | 12/01/2021 | 65338 | 205411498 | 12/01/2021
Nordyne, LLC | Nutone | FG7TC-100D-V35C1 | Federally-Regulated Consumer Product | Non-Weatherized, Condensing Ga | 1826 | 275 |  | 12/01/2021 | 64473 | 204036849 | 12/01/2021
Nordyne, LLC | Nutone | FG7TE-060D-E24B1 | Federally-Regulated Consumer Product | Non-Weatherized, Condensing Ga | 1315 | 252 |  | 12/01/2021 | 38212 | 204037057 | 12/01/2021
Nordyne, LLC | Nutone | KG7TN-060D-E24BP | Federally-Regulated Consumer Product | Non-Weatherized, Condensing Ga | 1304 | 252 |  | 12/01/2021 | 39517 | 207456193 | 12/01/2021
Nordyne, LLC | Nutone | KG7TE-080D-E35CP | Federally-Regulated Consumer Product | Non-Weatherized, Condensing Ga | 1764 | 273 |  | 12/01/2021 | 52933 | 207456185 | 12/01/2021
Nordyne, LLC | Nutone | FG7TN-115D-V45CP | Federally-Regulated Consumer Product | Non-Weatherized, Condensing Ga | 1798 | 274 |  | 12/01/2021 | 74070 | 207456174 | 12/01/2021
Nordyne, LLC | Nutone | KG7TE-060D-E24B1 | Federally-Regulated Consumer Product | Non-Weatherized, Condensing Ga | 1315 | 252 |  | 12/01/2021 | 38212 | 204037062 | 12/01/2021
Nordyne, LLC | Nutone | KG7TC-060D-E24BP | Federally-Regulated Consumer Product | Non-Weatherized, Condensing Ga | 1222 | 249 |  | 12/01/2021 | 39014 | 207456110 | 12/01/2021
Nordyne, LLC | Nutone | R8GE-X60K096C1 | Federally-Regulated Consumer Product | Weatherized Non-Condensing Gas | 2028 | 288 |  | 12/01/2021 | 94398 | 204093442 | 12/01/2021
Nordyne, LLC | Nutone | FG7TN-060D-V24BP | Federally-Regulated Consumer Product | Non-Weatherized, Condensing Ga | 1405 | 257 |  | 12/01/2021 | 38964 | 207456199 | 12/01/2021
Nordyne, LLC | Nutone | KG7TN-100D-E35C1 | Federally-Regulated Consumer Product | Non-Weatherized, Condensing Ga | 1711 | 270 |  | 12/01/2021 | 65214 | 204036948 | 12/01/2021
Nordyne, LLC | Nutone | KG7TN-060D-E24B1 | Federally-Regulated Consumer Product | Non-Weatherized, Condensing Ga | 1304 | 252 |  | 12/01/2021 | 39517 | 204036988 | 12/01/2021
Nordyne, LLC | Nutone | FG7TE-100D-E35CP | Federally-Regulated Consumer Product | Non-Weatherized, Condensing Ga | 1783 | 273 |  | 12/01/2021 | 64758 | 207456142 | 12/01/2021
Nordyne, LLC | Nutone | DF6SF-X48K120CB | Federally-Regulated Consumer Product | Weatherized Non-Condensing Gas | 1988 | 286 |  | 12/01/2021 | 80700 | 201709849 | 12/01/2021
Nordyne, LLC | Nutone | FG7TC-080*-V35CP | Federally-Regulated Consumer Product | Non-Weatherized, Condensing Ga | 1873 | 277 |  | 12/01/2021 | 50261 | 207456228 | 12/01/2021
Nordyne, LLC | Nutone | KG7TA-080C-E24B1 | Federally-Regulated Consumer Product | Non-Weatherized, Non-Condensin | 1277 | 238 |  | 12/01/2021 | 52213 | 204036796 | 12/01/2021
Nordyne, LLC | Nutone | FG7TC-080D-V35CP | Federally-Regulated Consumer Product | Non-Weatherized, Condensing Ga | 1873 | 277 |  | 12/01/2021 | 50261 | 207456125 | 12/01/2021
Nordyne, LLC | Nutone | KG7TE-100D-E35CP | Federally-Regulated Consumer Product | Non-Weatherized, Condensing Ga | 1783 | 273 |  | 12/01/2021 | 64758 | 207456146 | 12/01/2021
Nordyne, LLC | Nutone | R8GE-030K072C1 | Federally-Regulated Consumer Product | Weatherized Non-Condensing Gas | 1280 | 255 |  | 12/01/2021 | 71272 | 204040789 | 12/01/2021
Nordyne, LLC | Nutone | FG7TE-060D-E24BP | Federally-Regulated Consumer Product | Non-Weatherized, Condensing Ga | 1315 | 252 |  | 12/01/2021 | 38212 | 207456235 | 12/01/2021
Nordyne, LLC | Nutone | R8GE-036K072C1 | Federally-Regulated Consumer Product | Weatherized Non-Condensing Gas | 1349 | 258 |  | 12/01/2021 | 72437 | 204093433 | 12/01/2021
Allied Air | ARMSTRONG AIR | PRPGE1448-126EP-* | Federally-Regulated Consumer Product | Weatherized Non-Condensing Gas | 1898 | 280 | 283 | 12/09/2020 | 126349 | 204026317 | 12/01/2021
Allied Air | ARMSTRONG AIR | PRPDF1424-072EP-* | Federally-Regulated Consumer Product | Weatherized Non-Condensing Gas | 1100 | 247 | 247 | 12/09/2020 | 71693 | 204026325 | 12/01/2021
Allied Air | ARMSTRONG AIR | PRPGE1442-072EP-* | Federally-Regulated Consumer Product | Weatherized Non-Condensing Gas | 1299 | 256 | 256 | 12/09/2020 | 71694 | 204026307 | 12/01/2021
Allied Air | ARMSTRONG AIR | PRPGE1624-072VP-* | Federally-Regulated Consumer Product | Weatherized Non-Condensing Gas | 1330 | 254 | 258 | 12/09/2020 | 53940 | 204008082 | 12/01/2021
Allied Air | ARMSTRONG AIR | PRPDF1442-072EP-* | Federally-Regulated Consumer Product | Weatherized Non-Condensing Gas | 1299 | 256 | 256 | 12/09/2020 | 71694 | 204026333 | 12/01/2021
Allied Air | ARMSTRONG AIR | PRPGX1442-072EP-* | Federally-Regulated Consumer Product | Weatherized Non-Condensing Gas | 1299 | 256 | 256 | 12/09/2020 | 71694 | 204026309 | 12/01/2021
Allied Air | ARMSTRONG AIR | PRPGE1460-126EP-* | Federally-Regulated Consumer Product | Weatherized Non-Condensing Gas | 1881 | 282 | 282 | 12/09/2020 | 125813 | 204026323 | 12/01/2021
Allied Air | ARMSTRONG AIR | PRPDF1430-072EP-* | Federally-Regulated Consumer Product | Weatherized Non-Condensing Gas | 1100 | 247 | 247 | 12/09/2020 | 71693 | 204026327 | 12/01/2021
Allied Air | ARMSTRONG AIR | PRPG*1442-072EP-** | Federally-Regulated Consumer Product | Weatherized Non-Condensing Gas | 1299 | 256 | 256 | 04/14/2021 | 71694 | 206900601 | 12/01/2021
Allied Air | ARMSTRONG AIR | PRPDF1448-126EP-* | Federally-Regulated Consumer Product | Weatherized Non-Condensing Gas | 1898 | 280 | 283 | 12/09/2020 | 126349 | 204026337 | 12/01/2021
Allied Air | ARMSTRONG AIR | PRPDF1460-126EP-* | Federally-Regulated Consumer Product | Weatherized Non-Condensing Gas | 1881 | 282 | 282 | 12/09/2020 | 125813 | 204026339 | 12/01/2021
Allied Air | ARMSTRONG AIR | PRPGX1624-072VP-* | Federally-Regulated Consumer Product | Weatherized Non-Condensing Gas | 1330 | 254 | 258 | 12/09/2020 | 53940 | 204008084 | 12/01/2021
Allied Air | ARMSTRONG AIR | A80US2V110C20-** | Federally-Regulated Consumer Product | Non-Weatherized, Non-Condensin | 2109 | 275 | 275 | 11/18/2020 | 71736 | 203999278 | 12/01/2021
Allied Air | ARMSTRONG AIR | PRPG*1460-126EP-** | Federally-Regulated Consumer Product | Weatherized Non-Condensing Gas | 1881 | 282 | 282 | 04/14/2021 | 125813 | 206900605 | 12/01/2021
Nordyne, LLC | Airtemp | VG7TN-100D-E35CP | Federally-Regulated Consumer Product | Non-Weatherized, Condensing Ga | 1711 | 270 |  | 12/01/2021 | 65214 | 207465498 | 12/01/2021
Nordyne, LLC | Airtemp | VG7TE-080D-V35CP | Federally-Regulated Consumer Product | Non-Weatherized, Condensing Ga | 1798 | 274 |  | 12/01/2021 | 74070 | 207465494 | 12/01/2021
Nordyne, LLC | Airtemp | VG7TE-060D-E24BP | Federally-Regulated Consumer Product | Non-Weatherized, Condensing Ga | 1315 | 252 |  | 12/01/2021 | 38212 | 207465492 | 12/01/2021
Nordyne, LLC | Airtemp | VR8GE-024K072C1 | Federally-Regulated Consumer Product | Weatherized Non-Condensing Gas | 1280 | 255 |  | 12/01/2021 | 71272 | 204093462 | 12/01/2021
Nordyne, LLC | Airtemp | VG7TN-060D-E24BP | Federally-Regulated Consumer Product | Non-Weatherized, Condensing Ga | 1304 | 252 |  | 12/01/2021 | 39517 | 207465496 | 12/01/2021
Nordyne, LLC | Airtemp | VG7TE-060D-E24B1 | Federally-Regulated Consumer Product | Non-Weatherized, Condensing Ga | 1315 | 252 |  | 12/01/2021 | 38212 | 204038587 | 12/01/2021
Nordyne, LLC | Airtemp | VG7TN-100D-E35C1 | Federally-Regulated Consumer Product | Non-Weatherized, Condensing Ga | 1711 | 270 |  | 12/01/2021 | 65214 | 204038593 | 12/01/2021
Nordyne, LLC | Airtemp | VR8GE-X60K120C1 | Federally-Regulated Consumer Product | Weatherized Non-Condensing Gas | 2073 | 290 |  | 12/01/2021 | 119379 | 204093464 | 12/01/2021
Nordyne, LLC | Airtemp | VG7TE-080D-V35C1 | Federally-Regulated Consumer Product | Non-Weatherized, Condensing Ga | 1798 | 274 |  | 12/01/2021 | 74070 | 204038589 | 12/01/2021
Nordyne, LLC | Airtemp | VR8GE-036K072C1 | Federally-Regulated Consumer Product | Weatherized Non-Condensing Gas | 1349 | 258 |  | 12/01/2021 | 72437 | 204093466 | 12/01/2021
Nordyne, LLC | Airtemp | VG7TC-060D-E24BP | Federally-Regulated Consumer Product | Non-Weatherized, Condensing Ga | 1222 | 249 |  | 12/01/2021 | 39014 | 207465488 | 12/01/2021
Nordyne, LLC | Airtemp | VG7TN-115D-E45DP | Federally-Regulated Consumer Product | Non-Weatherized, Condensing Ga | 2198 | 292 |  | 12/01/2021 | 75317 | 207465499 | 12/01/2021
Nordyne, LLC | Airtemp | VG7TE-100D-E35C1 | Federally-Regulated Consumer Product | Non-Weatherized, Condensing Ga | 1783 | 273 |  | 12/01/2021 | 64758 | 204038590 | 12/01/2021
Nordyne, LLC | Airtemp | VG7TE-060D-V24BP | Federally-Regulated Consumer Product | Non-Weatherized, Condensing Ga | 1334 | 254 |  | 12/01/2021 | 38697 | 207465504 | 12/01/2021
Nordyne, LLC | Airtemp | VG7TE-100D-E35CP | Federally-Regulated Consumer Product | Non-Weatherized, Condensing Ga | 1783 | 273 |  | 12/01/2021 | 64758 | 207465495 | 12/01/2021
Nordyne, LLC | Airtemp | VG7TA-100C-E35CP | Federally-Regulated Consumer Product | Non-Weatherized, Non-Condensin | 1668 | 255 |  | 12/01/2021 | 63969 | 207465510 | 12/01/2021
Nordyne, LLC | Airtemp | VR8GE-030K072C1 | Federally-Regulated Consumer Product | Weatherized Non-Condensing Gas | 1280 | 255 |  | 12/01/2021 | 71272 | 204093463 | 12/01/2021
Nordyne, LLC | Airtemp | VR8GE-024K045C1 | Federally-Regulated Consumer Product | Weatherized Non-Condensing Gas | 1024 | 244 |  | 12/01/2021 | 45216 | 204093465 | 12/01/2021
Nordyne, LLC | Airtemp | VG7TA-080C-E24BP | Federally-Regulated Consumer Product | Non-Weatherized, Non-Condensin | 1277 | 238 |  | 12/01/2021 | 52213 | 207465509 | 12/01/2021
Nordyne, LLC | Airtemp | VG7TE-080D-E35CP | Federally-Regulated Consumer Product | Non-Weatherized, Condensing Ga | 1764 | 273 |  | 12/01/2021 | 52933 | 207465493 | 12/01/2021
Nordyne, LLC | Airtemp | VG7TN-060D-E24B1 | Federally-Regulated Consumer Product | Non-Weatherized, Condensing Ga | 1304 | 252 |  | 12/01/2021 | 39517 | 204038591 | 12/01/2021
Nordyne, LLC | Airtemp | VR8GE-X60K096C1 | Federally-Regulated Consumer Product | Weatherized Non-Condensing Gas | 2028 | 288 |  | 12/01/2021 | 94398 | 204093467 | 12/01/2021
Nordyne, LLC | Airtemp | VG7TN-080D-E35CP | Federally-Regulated Consumer Product | Non-Weatherized, Condensing Ga | 1718 | 271 |  | 12/01/2021 | 52461 | 207465497 | 12/01/2021
Johnson Controls, Inc. | COLEMAN BY JOHNSON CONTROLS | PCG6A240502X1 | Federally-Regulated Consumer Product | Weatherized Non-Condensing Gas | 705 | 225 |  | 12/01/2021 | 33081 | 9133239 | 12/01/2021
Johnson Controls, Inc. | COLEMAN BY JOHNSON CONTROLS | PHG4B420652X1 | Federally-Regulated Consumer Product | Weatherized Non-Condensing Gas | 1817 | 273 |  | 12/01/2021 | 65567 | 8550672 | 12/01/2021
Johnson Controls, Inc. | COLEMAN BY JOHNSON CONTROLS | TM8V080B12MP12 | Federally-Regulated Consumer Product | Non-Weatherized, Non-Condensin | 1479 | 242 |  | 12/01/2021 | 51960 | 204829717 | 12/01/2021
Johnson Controls, Inc. | COLEMAN BY JOHNSON CONTROLS | PCG6B600652X1 | Federally-Regulated Consumer Product | Weatherized Non-Condensing Gas | 1791 | 272 |  | 12/01/2021 | 43624 | 9133250 | 12/01/2021
Johnson Controls, Inc. | COLEMAN BY JOHNSON CONTROLS | TMLE100C20MP11 | Federally-Regulated Consumer Product | Non-Weatherized, Non-Condensin | 2201 | 273 |  | 12/01/2021 | 99043 | 203489634 | 12/01/2021
Johnson Controls, Inc. | COLEMAN BY JOHNSON CONTROLS | PHG6B421002X1 | Federally-Regulated Consumer Product | Weatherized Non-Condensing Gas | 1352 | 253 |  | 12/01/2021 | 64465 | 204829661 | 12/01/2021
Johnson Controls, Inc. | COLEMAN BY JOHNSON CONTROLS | TM8V060A12MP12 | Federally-Regulated Consumer Product | Non-Weatherized, Non-Condensin | 1387 | 238 |  | 12/01/2021 | 39193 | 204829713 | 12/01/2021
Johnson Controls, Inc. | COLEMAN BY JOHNSON CONTROLS | PCG6B481002X1 | Federally-Regulated Consumer Product | Weatherized Non-Condensing Gas | 1569 | 263 |  | 12/01/2021 | 65481 | 9133248 | 12/01/2021
Johnson Controls, Inc. | COLEMAN BY JOHNSON CONTROLS | PCG4B601252X4 | Federally-Regulated Consumer Product | Weatherized Non-Condensing Gas | 2166 | 293 |  | 12/01/2021 | 125911 | 206077581 | 12/01/2021
Johnson Controls, Inc. | COLEMAN BY JOHNSON CONTROLS | TM8Y060A12MP11 | Federally-Regulated Consumer Product | Non-Weatherized, Non-Condensin | 1332 | 236 |  | 12/01/2021 | 39003 | 8413047 | 12/01/2021
Johnson Controls, Inc. | COLEMAN BY JOHNSON CONTROLS | PCG6A240752X4 | Federally-Regulated Consumer Product | Weatherized Non-Condensing Gas | 1526 | 265 |  | 12/01/2021 | 49150 | 206136943 | 12/01/2021
Johnson Controls, Inc. | COLEMAN BY JOHNSON CONTROLS | MM9E080B12MP11 | Federally-Regulated Consumer Product | Mobile Home Non-Weatherized, C | 1468 | 320 |  | 12/01/2021 | 80561 | 203325004 | 12/01/2021
Johnson Controls, Inc. | COLEMAN BY JOHNSON CONTROLS | MM9E080C20MP11 | Federally-Regulated Consumer Product | Mobile Home Non-Weatherized, C | 1871 | 348 |  | 12/01/2021 | 78901 | 203325006 | 12/01/2021
Johnson Controls, Inc. | COLEMAN BY JOHNSON CONTROLS | PHG6A300752X1 | Federally-Regulated Consumer Product | Weatherized Non-Condensing Gas | 1099 | 242 |  | 12/01/2021 | 49013 | 204829659 | 12/01/2021
Johnson Controls, Inc. | COLEMAN BY JOHNSON CONTROLS | PHG6B481002X1 | Federally-Regulated Consumer Product | Weatherized Non-Condensing Gas | 1569 | 263 |  | 12/01/2021 | 65481 | 204829663 | 12/01/2021
Johnson Controls, Inc. | COLEMAN BY JOHNSON CONTROLS | TM8V080C16MP12 | Federally-Regulated Consumer Product | Non-Weatherized, Non-Condensin | 1715 | 252 |  | 12/01/2021 | 52202 | 204829721 | 12/01/2021
Johnson Controls, Inc. | COLEMAN BY JOHNSON CONTROLS | TM9Y100C16MP11 | Federally-Regulated Consumer Product | Non-Weatherized, Condensing Ga | 1497 | 256 |  | 12/01/2021 | 64620 | 8412980 | 12/01/2021
Johnson Controls, Inc. | COLEMAN BY JOHNSON CONTROLS | PCG4A361002X4 | Federally-Regulated Consumer Product | Weatherized Non-Condensing Gas | 1538 | 265 |  | 12/01/2021 | 100492 | 206077421 | 12/01/2021
Johnson Controls, Inc. | COLEMAN BY JOHNSON CONTROLS | PCG6B360652X1 | Federally-Regulated Consumer Product | Weatherized Non-Condensing Gas | 1170 | 245 |  | 12/01/2021 | 43310 | 9133243 | 12/01/2021
Johnson Controls, Inc. | COLEMAN BY JOHNSON CONTROLS | PCG6A300502X1 | Federally-Regulated Consumer Product | Weatherized Non-Condensing Gas | 1019 | 239 |  | 12/01/2021 | 33056 | 9133241 | 12/01/2021
Johnson Controls, Inc. | COLEMAN BY JOHNSON CONTROLS | PCG4B481002X2 | Federally-Regulated Consumer Product | Weatherized Non-Condensing Gas | 2010 | 282 |  | 12/01/2021 | 100104 | 203041721 | 12/01/2021
Johnson Controls, Inc. | COLEMAN BY JOHNSON CONTROLS | PCG4B600652X4 | Federally-Regulated Consumer Product | Weatherized Non-Condensing Gas | 2015 | 286 |  | 12/01/2021 | 64842 | 206077567 | 12/01/2021
Johnson Controls, Inc. | COLEMAN BY JOHNSON CONTROLS | PCG6A240502X4 | Federally-Regulated Consumer Product | Weatherized Non-Condensing Gas | 1023 | 243 |  | 12/01/2021 | 33330 | 206136936 | 12/01/2021
Johnson Controls, Inc. | COLEMAN BY JOHNSON CONTROLS | PCG6B601002X1 | Federally-Regulated Consumer Product | Weatherized Non-Condensing Gas | 1773 | 271 |  | 12/01/2021 | 65461 | 9133251 | 12/01/2021
Johnson Controls, Inc. | COLEMAN BY JOHNSON CONTROLS | TM8Y120C20MP11 | Federally-Regulated Consumer Product | Non-Weatherized, Non-Condensin | 1967 | 263 |  | 12/01/2021 | 78553 | 8413052 | 12/01/2021
Johnson Controls, Inc. | COLEMAN BY JOHNSON CONTROLS | PCG4A421002X4 | Federally-Regulated Consumer Product | Weatherized Non-Condensing Gas | 1571 | 267 |  | 12/01/2021 | 100288 | 206077440 | 12/01/2021
Johnson Controls, Inc. | COLEMAN BY JOHNSON CONTROLS | PCG4B480652X4 | Federally-Regulated Consumer Product | Weatherized Non-Condensing Gas | 1823 | 278 |  | 12/01/2021 | 65339 | 206077546 | 12/01/2021
Johnson Controls, Inc. | COLEMAN BY JOHNSON CONTROLS | PCG4B601002X4 | Federally-Regulated Consumer Product | Weatherized Non-Condensing Gas | 2113 | 291 |  | 12/01/2021 | 100990 | 206077574 | 12/01/2021
Johnson Controls, Inc. | COLEMAN BY JOHNSON CONTROLS | PCG6B481252X1 | Federally-Regulated Consumer Product | Weatherized Non-Condensing Gas | 1747 | 270 |  | 12/01/2021 | 82081 | 9133249 | 12/01/2021
Johnson Controls, Inc. | COLEMAN BY JOHNSON CONTROLS | TM9Y080B12MP11 | Federally-Regulated Consumer Product | Non-Weatherized, Condensing Ga | 1336 | 249 |  | 12/01/2021 | 52156 | 8412978 | 12/01/2021
Johnson Controls, Inc. | COLEMAN BY JOHNSON CONTROLS | TM9Y120D20MP11 | Federally-Regulated Consumer Product | Non-Weatherized, Condensing Ga | 1931 | 274 |  | 12/01/2021 | 78281 | 8412982 | 12/01/2021
Johnson Controls, Inc. | COLEMAN BY JOHNSON CONTROLS | PCG6B601252X4 | Federally-Regulated Consumer Product | Weatherized Non-Condensing Gas | 2609 | 312 |  | 12/01/2021 | 82056 | 206136992 | 12/01/2021
Johnson Controls, Inc. | COLEMAN BY JOHNSON CONTROLS | MM9E060B12MP11 | Federally-Regulated Consumer Product | Mobile Home Non-Weatherized, C | 1333 | 310 |  | 12/01/2021 | 60177 | 203325003 | 12/01/2021
Johnson Controls, Inc. | COLEMAN BY JOHNSON CONTROLS | TMLE080B12MP11 | Federally-Regulated Consumer Product | Non-Weatherized, Non-Condensin | 1311 | 235 |  | 12/01/2021 | 79634 | 203489604 | 12/01/2021
Johnson Controls, Inc. | COLEMAN BY JOHNSON CONTROLS | TM8Y100C16MP11 | Federally-Regulated Consumer Product | Non-Weatherized, Non-Condensin | 1600 | 247 |  | 12/01/2021 | 65143 | 8413050 | 12/01/2021
Johnson Controls, Inc. | COLEMAN BY JOHNSON CONTROLS | TM8Y080C16MP11 | Federally-Regulated Consumer Product | Non-Weatherized, Non-Condensin | 1628 | 249 |  | 12/01/2021 | 51991 | 8413049 | 12/01/2021
Johnson Controls, Inc. | COLEMAN BY JOHNSON CONTROLS | PCG6B601002X4 | Federally-Regulated Consumer Product | Weatherized Non-Condensing Gas | 1803 | 277 |  | 12/01/2021 | 65888 | 206136985 | 12/01/2021
Johnson Controls, Inc. | COLEMAN BY JOHNSON CONTROLS | PCG6B421002X1 | Federally-Regulated Consumer Product | Weatherized Non-Condensing Gas | 1352 | 253 |  | 12/01/2021 | 64465 | 9133246 | 12/01/2021
Johnson Controls, Inc. | COLEMAN BY JOHNSON CONTROLS | PCG6A361002X4 | Federally-Regulated Consumer Product | Weatherized Non-Condensing Gas | 1937 | 283 |  | 12/01/2021 | 64302 | 206168427 | 12/01/2021
Johnson Controls, Inc. | COLEMAN BY JOHNSON CONTROLS | PCG4A240752X4 | Federally-Regulated Consumer Product | Weatherized Non-Condensing Gas | 1221 | 251 |  | 12/01/2021 | 75481 | 206077370 | 12/01/2021
Johnson Controls, Inc. | COLEMAN BY JOHNSON CONTROLS | PCG6B420652X1 | Federally-Regulated Consumer Product | Weatherized Non-Condensing Gas | 1313 | 252 |  | 12/01/2021 | 42709 | 9133245 | 12/01/2021
Johnson Controls, Inc. | COLEMAN BY JOHNSON CONTROLS | TM8Y080B12MP11 | Federally-Regulated Consumer Product | Non-Weatherized, Non-Condensin | 1373 | 238 |  | 12/01/2021 | 52180 | 8413048 | 12/01/2021
Johnson Controls, Inc. | COLEMAN BY JOHNSON CONTROLS | PCG6A360752X4 | Federally-Regulated Consumer Product | Weatherized Non-Condensing Gas | 1444 | 261 |  | 12/01/2021 | 49644 | 206168415 | 12/01/2021
Johnson Controls, Inc. | COLEMAN BY JOHNSON CONTROLS | TMLV060A12MP12 | Federally-Regulated Consumer Product | Non-Weatherized, Non-Condensin | 1387 | 238 |  | 12/01/2021 | 39193 | 204829693 | 12/01/2021
Johnson Controls, Inc. | COLEMAN BY JOHNSON CONTROLS | MM9E100C16MP11 | Federally-Regulated Consumer Product | Mobile Home Non-Weatherized, C | 1672 | 334 |  | 12/01/2021 | 99431 | 203325007 | 12/01/2021
Johnson Controls, Inc. | COLEMAN BY JOHNSON CONTROLS | PCG4B481002X4 | Federally-Regulated Consumer Product | Weatherized Non-Condensing Gas | 1684 | 272 |  | 12/01/2021 | 101771 | 206077553 | 12/01/2021
Johnson Controls, Inc. | COLEMAN BY JOHNSON CONTROLS | PCG4A360502X4 | Federally-Regulated Consumer Product | Weatherized Non-Condensing Gas | 1346 | 257 |  | 12/01/2021 | 50288 | 206077401 | 12/01/2021
Johnson Controls, Inc. | COLEMAN BY JOHNSON CONTROLS | MM9E080C16MP11 | Federally-Regulated Consumer Product | Mobile Home Non-Weatherized, C | 1641 | 332 |  | 12/01/2021 | 80008 | 203325005 | 12/01/2021
Johnson Controls, Inc. | COLEMAN BY JOHNSON CONTROLS | PCG4A360752X4 | Federally-Regulated Consumer Product | Weatherized Non-Condensing Gas | 1384 | 259 |  | 12/01/2021 | 75187 | 206077411 | 12/01/2021
Johnson Controls, Inc. | COLEMAN BY JOHNSON CONTROLS | TM8Y100C20MP11 | Federally-Regulated Consumer Product | Non-Weatherized, Non-Condensin | 2060 | 267 |  | 12/01/2021 | 65024 | 8413051 | 12/01/2021
Johnson Controls, Inc. | COLEMAN BY JOHNSON CONTROLS | PCG4A240502X4 | Federally-Regulated Consumer Product | Weatherized Non-Condensing Gas | 968 | 240 |  | 12/01/2021 | 50146 | 206077360 | 12/01/2021
Johnson Controls, Inc. | COLEMAN BY JOHNSON CONTROLS | PCG4A420752X4 | Federally-Regulated Consumer Product | Weatherized Non-Condensing Gas | 1566 | 267 |  | 12/01/2021 | 74995 | 206077430 | 12/01/2021
Johnson Controls, Inc. | COLEMAN BY JOHNSON CONTROLS | PCG4B481252X4 | Federally-Regulated Consumer Product | Weatherized Non-Condensing Gas | 1962 | 284 |  | 12/01/2021 | 126252 | 206077560 | 12/01/2021
Johnson Controls, Inc. | COLEMAN BY JOHNSON CONTROLS | PCG4A300752X4 | Federally-Regulated Consumer Product | Weatherized Non-Condensing Gas | 1191 | 250 |  | 12/01/2021 | 75681 | 206077392 | 12/01/2021
Johnson Controls, Inc. | COLEMAN BY JOHNSON CONTROLS | PCG4A300502X4 | Federally-Regulated Consumer Product | Weatherized Non-Condensing Gas | 1205 | 251 |  | 12/01/2021 | 50202 | 206077381 | 12/01/2021
Johnson Controls, Inc. | COLEMAN BY JOHNSON CONTROLS | PCG6B481252X4 | Federally-Regulated Consumer Product | Weatherized Non-Condensing Gas | 2461 | 306 |  | 12/01/2021 | 82013 | 206136971 | 12/01/2021
Johnson Controls, Inc. | COLEMAN BY JOHNSON CONTROLS | PCG6A300752X1 | Federally-Regulated Consumer Product | Weatherized Non-Condensing Gas | 1099 | 242 |  | 12/01/2021 | 49013 | 9133242 | 12/01/2021
Johnson Controls, Inc. | COLEMAN BY JOHNSON CONTROLS | PCG6B481002X4 | Federally-Regulated Consumer Product | Weatherized Non-Condensing Gas | 1641 | 270 |  | 12/01/2021 | 64812 | 206136964 | 12/01/2021
Johnson Controls, Inc. | COLEMAN BY JOHNSON CONTROLS | TM9Y100C20MP11 | Federally-Regulated Consumer Product | Non-Weatherized, Condensing Ga | 1827 | 270 |  | 12/01/2021 | 65485 | 8412981 | 12/01/2021
Johnson Controls, Inc. | COLEMAN BY JOHNSON CONTROLS | TM9Y080C16MP11 | Federally-Regulated Consumer Product | Non-Weatherized, Condensing Ga | 1404 | 252 |  | 12/01/2021 | 52617 | 8412979 | 12/01/2021
Johnson Controls, Inc. | COLEMAN BY JOHNSON CONTROLS | PHG4B420652X4 | Federally-Regulated Consumer Product | Weatherized Non-Condensing Gas | 1722 | 273 |  | 12/01/2021 | 65857 | 206338251 | 12/01/2021
Rheem Sales Company, Inc. | DURASTAR | DR80UAT0502314SA | Federally-Regulated Consumer Product | Non-Weatherized, Non-Condensin | 1260 | 183 |  | 12/01/2021 | 35654 | 205783260 | 12/01/2021
Rheem Sales Company, Inc. | DURASTAR | DR80DAT0501314SA | Federally-Regulated Consumer Product | Non-Weatherized, Non-Condensin | 1223 | 236 |  | 12/01/2021 | 51119 | 206235437 | 12/01/2021
Carrier Corp. - Indianapolis | Grandaire | WFSX080C060A* | Federally-Regulated Consumer Product | Mobile Home Non-Weatherized, C | 1837 | 276 |  | 12/01/2021 | 79777 | 203360747 | 12/01/2021
Carrier Corp. - Indianapolis | Grandaire | WFSX060B042A**D | Federally-Regulated Consumer Product | Mobile Home Non-Weatherized, C | 1346 | 254 |  | 12/01/2021 | 60102 | 203360751 | 12/01/2021
Carrier Corp. - Indianapolis | Grandaire | WFSX080C060A**D | Federally-Regulated Consumer Product | Mobile Home Non-Weatherized, C | 1837 | 276 |  | 12/01/2021 | 79777 | 203360753 | 12/01/2021
Carrier Corp. - Indianapolis | Grandaire | WFSX040B036A**D | Federally-Regulated Consumer Product | Mobile Home Non-Weatherized, C | 998 | 239 |  | 12/01/2021 | 40139 | 203360750 | 12/01/2021
Nordyne, LLC | NORTEK GLOBAL HVAC LLC | MG3P-072U1AAC* | Federally-Regulated Consumer Product | Mobile Home Non-Weatherized, C | 2099 | 287 |  | 12/01/2021 | 72868 | 205234638 | 12/01/2021
Nordyne, LLC | NORTEK GLOBAL HVAC LLC | G7TC-100*-V35C1 | Federally-Regulated Consumer Product | Non-Weatherized, Condensing Ga | 1826 | 275 |  | 12/01/2021 | 64473 | 204036787 | 12/01/2021
Nordyne, LLC | NORTEK GLOBAL HVAC LLC | G7TC-100*-V35CP | Federally-Regulated Consumer Product | Non-Weatherized, Condensing Ga | 1826 | 275 |  | 12/01/2021 | 64473 | 207455911 | 12/01/2021
Nordyne, LLC | NORTEK GLOBAL HVAC LLC | MG3P-090U1AAC* | Federally-Regulated Consumer Product | Mobile Home Non-Weatherized, C | 2021 | 383 |  | 12/01/2021 | 91333 | 205126688 | 12/01/2021
Nordyne, LLC | NORTEK GLOBAL HVAC LLC | G7TN-060D-E24B1 | Federally-Regulated Consumer Product | Non-Weatherized, Condensing Ga | 1304 | 252 |  | 12/01/2021 | 39517 | 204036771 | 12/01/2021
Nordyne, LLC | NORTEK GLOBAL HVAC LLC | G7TN-115D-V45D1 | Federally-Regulated Consumer Product | Non-Weatherized, Condensing Ga | 1798 | 274 |  | 12/01/2021 | 74070 | 204036777 | 12/01/2021
Nordyne, LLC | NORTEK GLOBAL HVAC LLC | MG3S-080T2*AC1 | Federally-Regulated Consumer Product | Non-Weatherized, Condensing Ga | 1785 | 274 |  | 12/01/2021 | 52907 | 205962941 | 12/01/2021
Nordyne, LLC | NORTEK GLOBAL HVAC LLC | G7TC-080D-V35C1 | Federally-Regulated Consumer Product | Non-Weatherized, Condensing Ga | 1873 | 277 |  | 12/01/2021 | 50261 | 204036763 | 12/01/2021
Nordyne, LLC | NORTEK GLOBAL HVAC LLC | G7TE-060D-E24B1 | Federally-Regulated Consumer Product | Non-Weatherized, Condensing Ga | 1315 | 252 |  | 12/01/2021 | 38212 | 204036767 | 12/01/2021
Nordyne, LLC | NORTEK GLOBAL HVAC LLC | G7TN-115D-E45DP | Federally-Regulated Consumer Product | Non-Weatherized, Condensing Ga | 2198 | 292 |  | 12/01/2021 | 75317 | 207455904 | 12/01/2021
Nordyne, LLC | NORTEK GLOBAL HVAC LLC | MG2S-072F2ABM* | Federally-Regulated Consumer Product | Mobile Home Non-Weatherized, C | 1565 | 350 |  | 12/01/2021 | 46903 | 203049492 | 12/01/2021
Nordyne, LLC | NORTEK GLOBAL HVAC LLC | MG3S-080T2*ACP | Federally-Regulated Consumer Product | Non-Weatherized, Condensing Ga | 1785 | 274 |  | 12/01/2021 | 52907 | 207455885 | 12/01/2021
Nordyne, LLC | NORTEK GLOBAL HVAC LLC | G7TA-080C-V24B1 | Federally-Regulated Consumer Product | Non-Weatherized, Non-Condensin | 1277 | 238 |  | 12/01/2021 | 52213 | 204036757 | 12/01/2021
Nordyne, LLC | NORTEK GLOBAL HVAC LLC | G7TC-080*-V35C1 | Federally-Regulated Consumer Product | Non-Weatherized, Condensing Ga | 1873 | 277 |  | 12/01/2021 | 50261 | 204036785 | 12/01/2021
Nordyne, LLC | NORTEK GLOBAL HVAC LLC | G7TC-060*-E24BP | Federally-Regulated Consumer Product | Non-Weatherized, Condensing Ga | 1222 | 249 |  | 12/01/2021 | 39014 | 207455906 | 12/01/2021
Nordyne, LLC | NORTEK GLOBAL HVAC LLC | G7TE-080D-V35CP | Federally-Regulated Consumer Product | Non-Weatherized, Condensing Ga | 1798 | 274 |  | 12/01/2021 | 74070 | 207455897 | 12/01/2021
Nordyne, LLC | NORTEK GLOBAL HVAC LLC | MG3P-090U1*AC* | Federally-Regulated Consumer Product | Mobile Home Non-Weatherized, C | 2021 | 383 |  | 12/01/2021 | 91333 | 205126689 | 12/01/2021
Nordyne, LLC | NORTEK GLOBAL HVAC LLC | MG2R-045T1A*M* | Federally-Regulated Consumer Product | Mobile Home Non-Weatherized, C | 1624 | 337 |  | 12/01/2021 | 44484 | 204600147 | 12/01/2021
Nordyne, LLC | NORTEK GLOBAL HVAC LLC | MG3S-080T2AAC1 | Federally-Regulated Consumer Product | Mobile Home Non-Weatherized, C | 1835 | 370 |  | 12/01/2021 | 51517 | 205962940 | 12/01/2021
Nordyne, LLC | NORTEK GLOBAL HVAC LLC | G7TA-080C-V24BP | Federally-Regulated Consumer Product | Non-Weatherized, Non-Condensin | 1277 | 238 |  | 12/01/2021 | 52213 | 207455856 | 12/01/2021
Nordyne, LLC | NORTEK GLOBAL HVAC LLC | G7TN-100D-E35CP | Federally-Regulated Consumer Product | Non-Weatherized, Condensing Ga | 1711 | 270 |  | 12/01/2021 | 65214 | 207455903 | 12/01/2021
Nordyne, LLC | NORTEK GLOBAL HVAC LLC | G7TN-060D-E24BP | Federally-Regulated Consumer Product | Non-Weatherized, Condensing Ga | 1304 | 252 |  | 12/01/2021 | 39517 | 207455899 | 12/01/2021
Nordyne, LLC | NORTEK GLOBAL HVAC LLC | G7TA-080C-E24BP | Federally-Regulated Consumer Product | Non-Weatherized, Non-Condensin | 1277 | 238 |  | 12/01/2021 | 52213 | 207455857 | 12/01/2021
Nordyne, LLC | NORTEK GLOBAL HVAC LLC | G7TE-080D-E35CP | Federally-Regulated Consumer Product | Non-Weatherized, Condensing Ga | 1764 | 273 |  | 12/01/2021 | 52933 | 207455896 | 12/01/2021
Nordyne, LLC | NORTEK GLOBAL HVAC LLC | MG2S-060F2ABM* | Federally-Regulated Consumer Product | Mobile Home Non-Weatherized, C | 1292 | 330 |  | 12/01/2021 | 39969 | 203049486 | 12/01/2021
Nordyne, LLC | NORTEK GLOBAL HVAC LLC | MG2S-045F2ABM* | Federally-Regulated Consumer Product | Mobile Home Non-Weatherized, C | 1603 | 352 |  | 12/01/2021 | 29516 | 203049481 | 12/01/2021
Nordyne, LLC | NORTEK GLOBAL HVAC LLC | MG2R-072T1A*M* | Federally-Regulated Consumer Product | Mobile Home Non-Weatherized, C | 1607 | 354 |  | 12/01/2021 | 71866 | 204600149 | 12/01/2021
Nordyne, LLC | NORTEK GLOBAL HVAC LLC | G7TC-100D-V35C1 | Federally-Regulated Consumer Product | Non-Weatherized, Condensing Ga | 1826 | 275 |  | 12/01/2021 | 64473 | 204036765 | 12/01/2021
Nordyne, LLC | NORTEK GLOBAL HVAC LLC | MG2S-072T2ABM* | Federally-Regulated Consumer Product | Mobile Home Non-Weatherized, C | 1701 | 359 |  | 12/01/2021 | 46718 | 203049493 | 12/01/2021
Nordyne, LLC | NORTEK GLOBAL HVAC LLC | MG1E-090F1A*M1 | Federally-Regulated Consumer Product | Mobile Home Non-Weatherized, N | 1474 | 247 |  | 12/01/2021 | 85906 | 204541457 | 12/01/2021
Nordyne, LLC | NORTEK GLOBAL HVAC LLC | G7TA-080C-E24B1 | Federally-Regulated Consumer Product | Non-Weatherized, Non-Condensin | 1277 | 238 |  | 12/01/2021 | 52213 | 204036758 | 12/01/2021
Nordyne, LLC | NORTEK GLOBAL HVAC LLC | MG2S-045T2ABM* | Federally-Regulated Consumer Product | Mobile Home Non-Weatherized, C | 1603 | 352 |  | 12/01/2021 | 29096 | 203049484 | 12/01/2021
Nordyne, LLC | NORTEK GLOBAL HVAC LLC | G7TE-100D-V35C1 | Federally-Regulated Consumer Product | Non-Weatherized, Condensing Ga | 1819 | 275 |  | 12/01/2021 | 65338 | 205411087 | 12/01/2021
Nordyne, LLC | NORTEK GLOBAL HVAC LLC | G7TE-100D-E35CP | Federally-Regulated Consumer Product | Non-Weatherized, Condensing Ga | 1783 | 273 |  | 12/01/2021 | 64758 | 207455898 | 12/01/2021
Nordyne, LLC | NORTEK GLOBAL HVAC LLC | G7TA-100C-E35CP | Federally-Regulated Consumer Product | Non-Weatherized, Non-Condensin | 1668 | 255 |  | 12/01/2021 | 63969 | 207455858 | 12/01/2021
Nordyne, LLC | NORTEK GLOBAL HVAC LLC | G7TE-100D-E35C1 | Federally-Regulated Consumer Product | Non-Weatherized, Condensing Ga | 1783 | 273 |  | 12/01/2021 | 64758 | 204036770 | 12/01/2021
Nordyne, LLC | NORTEK GLOBAL HVAC LLC | G7TN-115D-V45DP | Federally-Regulated Consumer Product | Non-Weatherized, Condensing Ga | 1798 | 274 |  | 12/01/2021 | 74070 | 207455905 | 12/01/2021
Nordyne, LLC | NORTEK GLOBAL HVAC LLC | G7TE-060D-V24BP | Federally-Regulated Consumer Product | Non-Weatherized, Condensing Ga | 1334 | 254 |  | 12/01/2021 | 38697 | 207456043 | 12/01/2021
Nordyne, LLC | NORTEK GLOBAL HVAC LLC | MG3S-080T2AACP | Federally-Regulated Consumer Product | Mobile Home Non-Weatherized, C | 1835 | 370 |  | 12/01/2021 | 51517 | 207455884 | 12/01/2021
Nordyne, LLC | NORTEK GLOBAL HVAC LLC | G7TC-100D-V35CP | Federally-Regulated Consumer Product | Non-Weatherized, Condensing Ga | 1826 | 275 |  | 12/01/2021 | 64473 | 207455893 | 12/01/2021
Nordyne, LLC | NORTEK GLOBAL HVAC LLC | G7TE-080D-V35C1 | Federally-Regulated Consumer Product | Non-Weatherized, Condensing Ga | 1798 | 274 |  | 12/01/2021 | 74070 | 204036769 | 12/01/2021
Nordyne, LLC | NORTEK GLOBAL HVAC LLC | G7TC-080*-V35CP | Federally-Regulated Consumer Product | Non-Weatherized, Condensing Ga | 1873 | 277 |  | 12/01/2021 | 50261 | 207455909 | 12/01/2021
Nordyne, LLC | NORTEK GLOBAL HVAC LLC | G7TN-060D-V24BP | Federally-Regulated Consumer Product | Non-Weatherized, Condensing Ga | 1405 | 257 |  | 12/01/2021 | 38964 | 207455900 | 12/01/2021
Nordyne, LLC | NORTEK GLOBAL HVAC LLC | MG1E-077F1A*M1 | Federally-Regulated Consumer Product | Mobile Home Non-Weatherized, N | 1253 | 237 |  | 12/01/2021 | 77346 | 204112425 | 12/01/2021
Nordyne, LLC | NORTEK GLOBAL HVAC LLC | G7TN-100D-E35C1 | Federally-Regulated Consumer Product | Non-Weatherized, Condensing Ga | 1711 | 270 |  | 12/01/2021 | 65214 | 204036775 | 12/01/2021
Nordyne, LLC | NORTEK GLOBAL HVAC LLC | G7TE-060D-E24BP | Federally-Regulated Consumer Product | Non-Weatherized, Condensing Ga | 1315 | 252 |  | 12/01/2021 | 38212 | 207455895 | 12/01/2021
Nordyne, LLC | NORTEK GLOBAL HVAC LLC | G7TN-080D-E35CP | Federally-Regulated Consumer Product | Non-Weatherized, Condensing Ga | 1718 | 271 |  | 12/01/2021 | 52461 | 207455901 | 12/01/2021
Nordyne, LLC | NORTEK GLOBAL HVAC LLC | G7TA-100C-E35C1 | Federally-Regulated Consumer Product | Non-Weatherized, Non-Condensin | 1668 | 255 |  | 12/01/2021 | 63969 | 204036759 | 12/01/2021
Nordyne, LLC | NORTEK GLOBAL HVAC LLC | G7TC-060D-E24BP | Federally-Regulated Consumer Product | Non-Weatherized, Condensing Ga | 1222 | 249 |  | 12/01/2021 | 39014 | 207455888 | 12/01/2021
Nordyne, LLC | NORTEK GLOBAL HVAC LLC | G7TE-100D-V35CP | Federally-Regulated Consumer Product | Non-Weatherized, Condensing Ga | 1819 | 275 |  | 12/01/2021 | 65338 | 207456035 | 12/01/2021
Nordyne, LLC | NORTEK GLOBAL HVAC LLC | G7TN-080D-V35CP | Federally-Regulated Consumer Product | Non-Weatherized, Condensing Ga | 1785 | 274 |  | 12/01/2021 | 52907 | 207455902 | 12/01/2021
Nordyne, LLC | NORTEK GLOBAL HVAC LLC | G7TC-080D-V35CP | Federally-Regulated Consumer Product | Non-Weatherized, Condensing Ga | 1873 | 277 |  | 12/01/2021 | 50261 | 207455891 | 12/01/2021
Nordyne, LLC | NORTEK GLOBAL HVAC LLC | R8GE-024K045C1 | Federally-Regulated Consumer Product | Weatherized Non-Condensing Gas | 1024 | 244 |  | 12/01/2021 | 45216 | 204040843 | 12/01/2021
Rheem Sales Company, Inc. | Fujitsu | RGEA15060AJV101AB | Federally-Regulated Consumer Product | Weatherized Non-Condensing Gas | 2166 | 294 |  | 12/01/2021 | 100081 | 204117066 | 12/01/2021
Rheem Sales Company, Inc. | Fujitsu | RGEA14048AJT081AB | Federally-Regulated Consumer Product | Weatherized Non-Condensing Gas | 1809 | 279 |  | 12/01/2021 | 99189 | 204117038 | 12/01/2021
Rheem Sales Company, Inc. | Fujitsu | RGEA14048AJT08XAB | Federally-Regulated Consumer Product | Weatherized Non-Condensing Gas | 1809 | 279 |  | 12/01/2021 | 99189 | 204117039 | 12/01/2021
Rheem Sales Company, Inc. | Fujitsu | RGEA15060AJV10XAB | Federally-Regulated Consumer Product | Weatherized Non-Condensing Gas | 2166 | 294 |  | 12/01/2021 | 100081 | 204117067 | 12/01/2021
Rheem Sales Company, Inc. | Fujitsu | RGEA14036AJT08UAA | Federally-Regulated Consumer Product | Weatherized Non-Condensing Gas | 1382 | 260 |  | 12/01/2021 | 80891 | 205965580 | 12/01/2021
Rheem Sales Company, Inc. | Fujitsu | FF50174TS80Z | Federally-Regulated Consumer Product | Non-Weatherized, Non-Condensin | 1502 | 248 |  | 12/01/2021 | 50342 | 204515049 | 12/01/2021
Rheem Sales Company, Inc. | Fujitsu | RGEA15030AJV081AB | Federally-Regulated Consumer Product | Weatherized Non-Condensing Gas | 1402 | 261 |  | 12/01/2021 | 80658 | 204117050 | 12/01/2021
Rheem Sales Company, Inc. | Fujitsu | RGEA14024AJT081AC | Federally-Regulated Consumer Product | Weatherized Non-Condensing Gas | 1127 | 249 |  | 12/01/2021 | 80320 | 206606676 | 12/01/2021
Rheem Sales Company, Inc. | Fujitsu | RGEA14024AJT08XAC | Federally-Regulated Consumer Product | Weatherized Non-Condensing Gas | 1127 | 249 |  | 12/01/2021 | 80320 | 206606677 | 12/01/2021
Rheem Sales Company, Inc. | Fujitsu | RGEA14036AJT06UAA | Federally-Regulated Consumer Product | Weatherized Non-Condensing Gas | 1434 | 262 |  | 12/01/2021 | 60723 | 205965579 | 12/01/2021
Rheem Sales Company, Inc. | Fujitsu | RGEA14036AJT081AC | Federally-Regulated Consumer Product | Weatherized Non-Condensing Gas | 1430 | 262 |  | 12/01/2021 | 99665 | 206606684 | 12/01/2021
Rheem Sales Company, Inc. | Fujitsu | RGEA14042AJT10XAC | Federally-Regulated Consumer Product | Weatherized Non-Condensing Gas | 1494 | 265 |  | 12/01/2021 | 99609 | 206606691 | 12/01/2021
Rheem Sales Company, Inc. | Fujitsu | RGEA14048AJT101AB | Federally-Regulated Consumer Product | Weatherized Non-Condensing Gas | 1809 | 279 |  | 12/01/2021 | 99189 | 204117040 | 12/01/2021
Rheem Sales Company, Inc. | Fujitsu | FF70174TS80Z | Federally-Regulated Consumer Product | Non-Weatherized, Non-Condensin | 1823 | 262 |  | 12/01/2021 | 70109 | 204515050 | 12/01/2021
Rheem Sales Company, Inc. | Fujitsu | RGEA14030AJT081AC | Federally-Regulated Consumer Product | Weatherized Non-Condensing Gas | 1147 | 249 |  | 12/01/2021 | 79965 | 206606680 | 12/01/2021
Rheem Sales Company, Inc. | Fujitsu | RGEA14030AJT06UAA | Federally-Regulated Consumer Product | Weatherized Non-Condensing Gas | 1125 | 248 |  | 12/01/2021 | 60094 | 205965576 | 12/01/2021
Rheem Sales Company, Inc. | Fujitsu | RGEA14030AJT06XAC | Federally-Regulated Consumer Product | Weatherized Non-Condensing Gas | 1147 | 249 |  | 12/01/2021 | 79965 | 206606679 | 12/01/2021
Rheem Sales Company, Inc. | Fujitsu | RGEA14030AJT08XAC | Federally-Regulated Consumer Product | Weatherized Non-Condensing Gas | 1147 | 249 |  | 12/01/2021 | 79965 | 206606681 | 12/01/2021
Rheem Sales Company, Inc. | Fujitsu | RGEA14036AJT06XAC | Federally-Regulated Consumer Product | Weatherized Non-Condensing Gas | 1430 | 262 |  | 12/01/2021 | 99665 | 206606683 | 12/01/2021
Rheem Sales Company, Inc. | Fujitsu | RGEA14036AJT08XAC | Federally-Regulated Consumer Product | Weatherized Non-Condensing Gas | 1430 | 262 |  | 12/01/2021 | 99665 | 206606685 | 12/01/2021
Rheem Sales Company, Inc. | Fujitsu | FF75215TS80D | Federally-Regulated Consumer Product | Non-Weatherized, Non-Condensin | 1883 | 265 |  | 12/01/2021 | 75029 | 10515120 | 12/01/2021
Rheem Sales Company, Inc. | Fujitsu | RGEA14060AJT10UAA | Federally-Regulated Consumer Product | Weatherized Non-Condensing Gas | 2066 | 290 |  | 12/01/2021 | 100130 | 205965584 | 12/01/2021
Rheem Sales Company, Inc. | Fujitsu | RGEA14036AJT061AC | Federally-Regulated Consumer Product | Weatherized Non-Condensing Gas | 1430 | 262 |  | 12/01/2021 | 99665 | 206606682 | 12/01/2021
Rheem Sales Company, Inc. | Fujitsu | RGEA15030AJV08XAB | Federally-Regulated Consumer Product | Weatherized Non-Condensing Gas | 1402 | 261 |  | 12/01/2021 | 80658 | 204117051 | 12/01/2021
Rheem Sales Company, Inc. | Fujitsu | RGEA14024AJT06XAC | Federally-Regulated Consumer Product | Weatherized Non-Condensing Gas | 1127 | 249 |  | 12/01/2021 | 80320 | 206606675 | 12/01/2021
Rheem Sales Company, Inc. | Fujitsu | FF75215TS80Y | Federally-Regulated Consumer Product | Non-Weatherized, Non-Condensin | 1883 | 265 |  | 12/01/2021 | 75029 | 10515121 | 12/01/2021
Rheem Sales Company, Inc. | Fujitsu | RGEA15030AJV061AB | Federally-Regulated Consumer Product | Weatherized Non-Condensing Gas | 1402 | 261 |  | 12/01/2021 | 80658 | 204117048 | 12/01/2021
Rheem Sales Company, Inc. | Fujitsu | RGEA14042AJT08XAC | Federally-Regulated Consumer Product | Weatherized Non-Condensing Gas | 1494 | 265 |  | 12/01/2021 | 99609 | 206606689 | 12/01/2021
Rheem Sales Company, Inc. | Fujitsu | RGEA14036AJT101AC | Federally-Regulated Consumer Product | Weatherized Non-Condensing Gas | 1430 | 262 |  | 12/01/2021 | 99665 | 206606686 | 12/01/2021
Rheem Sales Company, Inc. | Fujitsu | RGEA14030AJT061AC | Federally-Regulated Consumer Product | Weatherized Non-Condensing Gas | 1147 | 249 |  | 12/01/2021 | 79965 | 206606678 | 12/01/2021
Rheem Sales Company, Inc. | Fujitsu | RGEA14024AJT06UAA | Federally-Regulated Consumer Product | Weatherized Non-Condensing Gas | 1236 | 253 |  | 12/01/2021 | 61566 | 205965578 | 12/01/2021
Rheem Sales Company, Inc. | Fujitsu | RGEA14042AJT08UAA | Federally-Regulated Consumer Product | Weatherized Non-Condensing Gas | 1635 | 271 |  | 12/01/2021 | 80943 | 205965583 | 12/01/2021
Rheem Sales Company, Inc. | Fujitsu | RGECZR060AJT12**A | Federally-Regulated Consumer Product | Weatherized Non-Condensing Gas | 2183 | 266 |  | 12/01/2021 | 83968 | 205785672 | 12/01/2021
Rheem Sales Company, Inc. | Fujitsu | FF100215TS80ZB | Federally-Regulated Consumer Product | Non-Weatherized, Non-Condensin | 2096 | 274 |  | 12/01/2021 | 100583 | 204515051 | 12/01/2021
Rheem Sales Company, Inc. | Fujitsu | RGEA14042AJT101AC | Federally-Regulated Consumer Product | Weatherized Non-Condensing Gas | 1494 | 265 |  | 12/01/2021 | 99609 | 206606690 | 12/01/2021
Rheem Sales Company, Inc. | Fujitsu | RGEA14036AJT10XAC | Federally-Regulated Consumer Product | Weatherized Non-Condensing Gas | 1430 | 262 |  | 12/01/2021 | 99665 | 206606687 | 12/01/2021
Rheem Sales Company, Inc. | Fujitsu | RGEA14048AJT10XAB | Federally-Regulated Consumer Product | Weatherized Non-Condensing Gas | 1809 | 279 |  | 12/01/2021 | 99189 | 204117041 | 12/01/2021
Rheem Sales Company, Inc. | Fujitsu | RGEA14048AJT08UAA | Federally-Regulated Consumer Product | Weatherized Non-Condensing Gas | 2026 | 288 |  | 12/01/2021 | 80019 | 205965581 | 12/01/2021
Rheem Sales Company, Inc. | Fujitsu | RGEA15048AJV10XAB | Federally-Regulated Consumer Product | Weatherized Non-Condensing Gas | 1720 | 275 |  | 12/01/2021 | 99897 | 204117065 | 12/01/2021
Rheem Sales Company, Inc. | Fujitsu | RGEA14042AJT081AC | Federally-Regulated Consumer Product | Weatherized Non-Condensing Gas | 1494 | 265 |  | 12/01/2021 | 99609 | 206606688 | 12/01/2021
Rheem Sales Company, Inc. | Fujitsu | RGEA14024AJT061AC | Federally-Regulated Consumer Product | Weatherized Non-Condensing Gas | 1127 | 249 |  | 12/01/2021 | 80320 | 206606674 | 12/01/2021
Rheem Sales Company, Inc. | Fujitsu | RGEA15048AJV101AB | Federally-Regulated Consumer Product | Weatherized Non-Condensing Gas | 1720 | 275 |  | 12/01/2021 | 99897 | 204117064 | 12/01/2021
Rheem Sales Company, Inc. | Fujitsu | RGEA15030AJV06XAB | Federally-Regulated Consumer Product | Weatherized Non-Condensing Gas | 1402 | 261 |  | 12/01/2021 | 80658 | 204117049 | 12/01/2021
Rheem Sales Company, Inc. | Fujitsu | RGEA14048AJT10UAA | Federally-Regulated Consumer Product | Weatherized Non-Condensing Gas | 1832 | 280 |  | 12/01/2021 | 100370 | 205965582 | 12/01/2021
Rheem Sales Company, Inc. | Fujitsu | RGECZR060AJT12**B | Federally-Regulated Consumer Product | Weatherized Non-Condensing Gas | 2183 | 266 |  | 12/01/2021 | 83968 | 206778671 | 12/01/2021
Johnson Controls, Inc. | LUXAIRE BY JOHNSON CONTROLS | PCG4A240752X2 | Federally-Regulated Consumer Product | Weatherized Non-Condensing Gas | 1394 | 255 |  | 12/01/2021 | 75189 | 202345997 | 12/01/2021
Johnson Controls, Inc. | LUXAIRE BY JOHNSON CONTROLS | PCG4A300502X2 | Federally-Regulated Consumer Product | Weatherized Non-Condensing Gas | 1130 | 244 |  | 12/01/2021 | 49570 | 202345998 | 12/01/2021
Johnson Controls, Inc. | LUXAIRE BY JOHNSON CONTROLS | PCG4A300752X2 | Federally-Regulated Consumer Product | Weatherized Non-Condensing Gas | 1414 | 256 |  | 12/01/2021 | 75125 | 202345999 | 12/01/2021
Rheem Sales Company, Inc. | Thermal Zone | RGEA14024AJT061AC | Federally-Regulated Consumer Product | Weatherized Non-Condensing Gas | 1127 | 249 |  | 12/01/2021 | 80320 | 206606710 | 12/01/2021
Rheem Sales Company, Inc. | Thermal Zone | RGEA14042AJT08UAA | Federally-Regulated Consumer Product | Weatherized Non-Condensing Gas | 1635 | 271 |  | 12/01/2021 | 80943 | 205965603 | 12/01/2021
Rheem Sales Company, Inc. | Thermal Zone | RGEA14024AJT06UAA | Federally-Regulated Consumer Product | Weatherized Non-Condensing Gas | 1236 | 253 |  | 12/01/2021 | 61566 | 205965598 | 12/01/2021
Rheem Sales Company, Inc. | Thermal Zone | RGEA14030AJT06XAC | Federally-Regulated Consumer Product | Weatherized Non-Condensing Gas | 1147 | 249 |  | 12/01/2021 | 79965 | 206606715 | 12/01/2021
Rheem Sales Company, Inc. | Thermal Zone | TZ80DSX050A30SA | Federally-Regulated Consumer Product | Non-Weatherized, Non-Condensin | 1223 | 236 |  | 12/01/2021 | 51119 | 205001031 | 12/01/2021
Rheem Sales Company, Inc. | Thermal Zone | RGEA14030AJT06UAA | Federally-Regulated Consumer Product | Weatherized Non-Condensing Gas | 1125 | 248 |  | 12/01/2021 | 60094 | 205965596 | 12/01/2021
Rheem Sales Company, Inc. | Thermal Zone | TZ80MSX070B40UA | Federally-Regulated Consumer Product | Non-Weatherized, Non-Condensin | 1823 | 262 |  | 12/01/2021 | 70109 | 204515053 | 12/01/2021
Rheem Sales Company, Inc. | Thermal Zone | RGEA14036AJT061AC | Federally-Regulated Consumer Product | Weatherized Non-Condensing Gas | 1430 | 262 |  | 12/01/2021 | 99665 | 206606718 | 12/01/2021
Rheem Sales Company, Inc. | Thermal Zone | RGEA14036AJT101AC | Federally-Regulated Consumer Product | Weatherized Non-Condensing Gas | 1430 | 262 |  | 12/01/2021 | 99665 | 206606722 | 12/01/2021
Rheem Sales Company, Inc. | Thermal Zone | RGEA14036AJT08XAC | Federally-Regulated Consumer Product | Weatherized Non-Condensing Gas | 1430 | 262 |  | 12/01/2021 | 99665 | 206606721 | 12/01/2021
Rheem Sales Company, Inc. | Thermal Zone | TZ80DSX050A30XA | Federally-Regulated Consumer Product | Non-Weatherized, Non-Condensin | 1223 | 236 |  | 12/01/2021 | 51119 | 205001035 | 12/01/2021
Rheem Sales Company, Inc. | Thermal Zone | RGEA14030AJT081AC | Federally-Regulated Consumer Product | Weatherized Non-Condensing Gas | 1147 | 249 |  | 12/01/2021 | 79965 | 206606716 | 12/01/2021
Rheem Sales Company, Inc. | Thermal Zone | RGEA14024AJT081AC | Federally-Regulated Consumer Product | Weatherized Non-Condensing Gas | 1127 | 249 |  | 12/01/2021 | 80320 | 206606712 | 12/01/2021
Rheem Sales Company, Inc. | Thermal Zone | RGEA14042AJT10XAC | Federally-Regulated Consumer Product | Weatherized Non-Condensing Gas | 1494 | 265 |  | 12/01/2021 | 99609 | 206606727 | 12/01/2021
Rheem Sales Company, Inc. | Thermal Zone | RGEA14042AJT08XAC | Federally-Regulated Consumer Product | Weatherized Non-Condensing Gas | 1494 | 265 |  | 12/01/2021 | 99609 | 206606725 | 12/01/2021
Rheem Sales Company, Inc. | Thermal Zone | RGEA14036AJT06UAA | Federally-Regulated Consumer Product | Weatherized Non-Condensing Gas | 1434 | 262 |  | 12/01/2021 | 60723 | 205965599 | 12/01/2021
Rheem Sales Company, Inc. | Thermal Zone | RGEA14042AJT101AC | Federally-Regulated Consumer Product | Weatherized Non-Condensing Gas | 1494 | 265 |  | 12/01/2021 | 99609 | 206606726 | 12/01/2021
Rheem Sales Company, Inc. | Thermal Zone | RGEA14036AJT06XAC | Federally-Regulated Consumer Product | Weatherized Non-Condensing Gas | 1430 | 262 |  | 12/01/2021 | 99665 | 206606719 | 12/01/2021
Rheem Sales Company, Inc. | Thermal Zone | RGEA14060AJT10UAA | Federally-Regulated Consumer Product | Weatherized Non-Condensing Gas | 2066 | 290 |  | 12/01/2021 | 100130 | 205965604 | 12/01/2021
Rheem Sales Company, Inc. | Thermal Zone | RGEA14048AJT10UAA | Federally-Regulated Consumer Product | Weatherized Non-Condensing Gas | 1832 | 280 |  | 12/01/2021 | 100370 | 205965602 | 12/01/2021
Rheem Sales Company, Inc. | Thermal Zone | RGEA14030AJT08XAC | Federally-Regulated Consumer Product | Weatherized Non-Condensing Gas | 1147 | 249 |  | 12/01/2021 | 79965 | 206606717 | 12/01/2021
Rheem Sales Company, Inc. | Thermal Zone | RGEA14042AJT081AC | Federally-Regulated Consumer Product | Weatherized Non-Condensing Gas | 1494 | 265 |  | 12/01/2021 | 99609 | 206606724 | 12/01/2021
Rheem Sales Company, Inc. | Thermal Zone | RGEA14030AJT061AC | Federally-Regulated Consumer Product | Weatherized Non-Condensing Gas | 1147 | 249 |  | 12/01/2021 | 79965 | 206606714 | 12/01/2021
Rheem Sales Company, Inc. | Thermal Zone | TZ80MSX050B40UA | Federally-Regulated Consumer Product | Non-Weatherized, Non-Condensin | 1502 | 248 |  | 12/01/2021 | 50342 | 204515052 | 12/01/2021
Rheem Sales Company, Inc. | Thermal Zone | RGEA14036AJT08UAA | Federally-Regulated Consumer Product | Weatherized Non-Condensing Gas | 1382 | 260 |  | 12/01/2021 | 80891 | 205965600 | 12/01/2021
Rheem Sales Company, Inc. | Thermal Zone | RGEA14036AJT081AC | Federally-Regulated Consumer Product | Weatherized Non-Condensing Gas | 1430 | 262 |  | 12/01/2021 | 99665 | 206606720 | 12/01/2021
Rheem Sales Company, Inc. | Thermal Zone | TZ80MSX100C50UB | Federally-Regulated Consumer Product | Non-Weatherized, Non-Condensin | 2096 | 274 |  | 12/01/2021 | 100583 | 204515054 | 12/01/2021
Rheem Sales Company, Inc. | Thermal Zone | TZ80DSC050A30SA | Federally-Regulated Consumer Product | Non-Weatherized, Non-Condensin | 1223 | 236 |  | 12/01/2021 | 51119 | 205001032 | 12/01/2021
Rheem Sales Company, Inc. | Thermal Zone | TZ80DSC050A30XA | Federally-Regulated Consumer Product | Non-Weatherized, Non-Condensin | 1223 | 236 |  | 12/01/2021 | 51119 | 205001036 | 12/01/2021
Rheem Sales Company, Inc. | Thermal Zone | RGEA14024AJT06XAC | Federally-Regulated Consumer Product | Weatherized Non-Condensing Gas | 1127 | 249 |  | 12/01/2021 | 80320 | 206606711 | 12/01/2021
Rheem Sales Company, Inc. | Thermal Zone | RGEA14048AJT08UAA | Federally-Regulated Consumer Product | Weatherized Non-Condensing Gas | 2026 | 288 |  | 12/01/2021 | 80019 | 205965601 | 12/01/2021
Rheem Sales Company, Inc. | Thermal Zone | RGEA14024AJT08XAC | Federally-Regulated Consumer Product | Weatherized Non-Condensing Gas | 1127 | 249 |  | 12/01/2021 | 80320 | 206606713 | 12/01/2021
Rheem Sales Company, Inc. | Thermal Zone | RGEA14036AJT10XAC | Federally-Regulated Consumer Product | Weatherized Non-Condensing Gas | 1430 | 262 |  | 12/01/2021 | 99665 | 206606723 | 12/01/2021
Nordyne, LLC | Kelvinator | R8GE-X60K096C1 | Federally-Regulated Consumer Product | Weatherized Non-Condensing Gas | 2028 | 288 |  | 12/01/2021 | 94398 | 204093438 | 12/01/2021
Nordyne, LLC | Kelvinator | R8GE-036K072C1 | Federally-Regulated Consumer Product | Weatherized Non-Condensing Gas | 1349 | 258 |  | 12/01/2021 | 72437 | 204093429 | 12/01/2021
Nordyne, LLC | Kelvinator | R8GE-024K072C1 | Federally-Regulated Consumer Product | Weatherized Non-Condensing Gas | 1280 | 255 |  | 12/01/2021 | 71272 | 204040772 | 12/01/2021
Nordyne, LLC | Kelvinator | R8GE-X60K120C1 | Federally-Regulated Consumer Product | Weatherized Non-Condensing Gas | 2073 | 290 |  | 12/01/2021 | 119379 | 204040796 | 12/01/2021
Nordyne, LLC | Kelvinator | R8GE-030K072C1 | Federally-Regulated Consumer Product | Weatherized Non-Condensing Gas | 1280 | 255 |  | 12/01/2021 | 71272 | 204040784 | 12/01/2021
Nordyne, LLC | OXBOX | J962V060BDVSAB | Federally-Regulated Consumer Product | Non-Weatherized, Condensing Ga | 1405 | 257 |  | 12/01/2021 | 38964 | 207465535 | 12/01/2021
Nordyne, LLC | OXBOX | J962V115DDVSAB | Federally-Regulated Consumer Product | Non-Weatherized, Condensing Ga | 1798 | 274 |  | 12/01/2021 | 74070 | 207465537 | 12/01/2021
Nordyne, LLC | OXBOX | J952V080CUVSAB | Federally-Regulated Consumer Product | Non-Weatherized, Condensing Ga | 1873 | 277 |  | 12/01/2021 | 50261 | 207465533 | 12/01/2021
Nordyne, LLC | OXBOX | J952V100CUVSAB | Federally-Regulated Consumer Product | Non-Weatherized, Condensing Ga | 1826 | 275 |  | 12/01/2021 | 64473 | 207465534 | 12/01/2021
Nordyne, LLC | OXBOX | J962V080CDVSAB | Federally-Regulated Consumer Product | Non-Weatherized, Condensing Ga | 1785 | 274 |  | 12/01/2021 | 52907 | 207465536 | 12/01/2021
Allied Air | BLUERIDGE | BPRPGE1460-126EP-* | Federally-Regulated Consumer Product | Weatherized Non-Condensing Gas | 1881 | 282 |  | 12/01/2021 | 125813 | 206901367 | 12/01/2021
Daikin Comfort Technologies Manufacturing, L.P. | Goodman | GPG1424040M41 | Federally-Regulated Consumer Product | Weatherized Non-Condensing Gas | 1044 | 241 |  | 12/01/2021 | 40281 | 7502562 | 12/01/2021
Daikin Comfort Technologies Manufacturing, L.P. | Goodman | GMES960805CU | Federally-Regulated Consumer Product | Non-Weatherized, Condensing Ga | 2011 | 283 |  | 12/01/2021 | 80484 | 203495467 | 12/01/2021
Daikin Comfort Technologies Manufacturing, L.P. | Goodman | GPG1642100M41 | Federally-Regulated Consumer Product | Weatherized Non-Condensing Gas | 1571 | 268 |  | 12/01/2021 | 79254 | 8079861 | 12/01/2021
Daikin Comfort Technologies Manufacturing, L.P. | Goodman | GPG1430040M41 | Federally-Regulated Consumer Product | Weatherized Non-Condensing Gas | 1160 | 250 |  | 12/01/2021 | 40255 | 7502564 | 12/01/2021
Daikin Comfort Technologies Manufacturing, L.P. | Goodman | GPG1630080M41 | Federally-Regulated Consumer Product | Weatherized Non-Condensing Gas | 1161 | 250 |  | 12/01/2021 | 60217 | 8079863 | 12/01/2021
Daikin Comfort Technologies Manufacturing, L.P. | Goodman | GPG1648100M41 | Federally-Regulated Consumer Product | Weatherized Non-Condensing Gas | 1681 | 269 |  | 12/01/2021 | 75447 | 8079865 | 12/01/2021
Daikin Comfort Technologies Manufacturing, L.P. | Goodman | GPG1660140M41 | Federally-Regulated Consumer Product | Weatherized Non-Condensing Gas | 2002 | 287 |  | 12/01/2021 | 105655 | 10190318 | 12/01/2021
Daikin Comfort Technologies Manufacturing, L.P. | Goodman | GM9C961004CN | Federally-Regulated Consumer Product | Non-Weatherized, Condensing Ga | 1810 | 275 |  | 12/01/2021 | 70973 | 207349262 | 12/01/2021
Daikin Comfort Technologies Manufacturing, L.P. | Goodman | GPG1624060M41 | Federally-Regulated Consumer Product | Weatherized Non-Condensing Gas | 1085 | 243 |  | 12/01/2021 | 44751 | 8079862 | 12/01/2021
Daikin Comfort Technologies Manufacturing, L.P. | Goodman | GPG1436060M41 | Federally-Regulated Consumer Product | Weatherized Non-Condensing Gas | 1485 | 264 |  | 12/01/2021 | 60286 | 7502567 | 12/01/2021
Nordyne, LLC | Frigidaire | KG7TE-100D-E35C1 | Federally-Regulated Consumer Product | Non-Weatherized, Condensing Ga | 1783 | 273 |  | 12/01/2021 | 64758 | 204036924 | 12/01/2021
Nordyne, LLC | Frigidaire | FG7TN-115D-V45CP | Federally-Regulated Consumer Product | Non-Weatherized, Condensing Ga | 1798 | 274 |  | 12/01/2021 | 74070 | 207456171 | 12/01/2021
Nordyne, LLC | Frigidaire | FG7TA-080C-V24B1 | Federally-Regulated Consumer Product | Non-Weatherized, Non-Condensin | 1277 | 238 |  | 12/01/2021 | 52213 | 204037033 | 12/01/2021
Nordyne, LLC | Frigidaire | FG7TC-080D-V35CP | Federally-Regulated Consumer Product | Non-Weatherized, Condensing Ga | 1873 | 277 |  | 12/01/2021 | 50261 | 207456122 | 12/01/2021
Nordyne, LLC | Frigidaire | FG7TE-080D-E35CP | Federally-Regulated Consumer Product | Non-Weatherized, Condensing Ga | 1764 | 273 |  | 12/01/2021 | 52933 | 207456177 | 12/01/2021
Nordyne, LLC | Frigidaire | FG7TE-100D-V35C1 | Federally-Regulated Consumer Product | Non-Weatherized, Condensing Ga | 1819 | 275 |  | 12/01/2021 | 65338 | 205411497 | 12/01/2021
Nordyne, LLC | Frigidaire | FG7TE-060D-E24BP | Federally-Regulated Consumer Product | Non-Weatherized, Condensing Ga | 1315 | 252 |  | 12/01/2021 | 38212 | 207456234 | 12/01/2021
Nordyne, LLC | Frigidaire | FG7TE-100D-V35CP | Federally-Regulated Consumer Product | Non-Weatherized, Condensing Ga | 1819 | 275 |  | 12/01/2021 | 65338 | 207456303 | 12/01/2021
Nordyne, LLC | Frigidaire | R8GE-036K072C1 | Federally-Regulated Consumer Product | Weatherized Non-Condensing Gas | 1349 | 258 |  | 12/01/2021 | 72437 | 204093426 | 12/01/2021
Nordyne, LLC | Frigidaire | KG7TE-100D-E35CP | Federally-Regulated Consumer Product | Non-Weatherized, Condensing Ga | 1783 | 273 |  | 12/01/2021 | 64758 | 207456144 | 12/01/2021
Nordyne, LLC | Frigidaire | FG7TC-100*-V35C1 | Federally-Regulated Consumer Product | Non-Weatherized, Condensing Ga | 1826 | 275 |  | 12/01/2021 | 64473 | 204037051 | 12/01/2021
Nordyne, LLC | Frigidaire | FG7TE-100D-E35CP | Federally-Regulated Consumer Product | Non-Weatherized, Condensing Ga | 1783 | 273 |  | 12/01/2021 | 64758 | 207456141 | 12/01/2021
Nordyne, LLC | Frigidaire | FG7TN-115D-V45C1 | Federally-Regulated Consumer Product | Non-Weatherized, Condensing Ga | 1798 | 274 |  | 12/01/2021 | 74070 | 204036960 | 12/01/2021
Nordyne, LLC | Frigidaire | FG7TE-060D-E24B1 | Federally-Regulated Consumer Product | Non-Weatherized, Condensing Ga | 1315 | 252 |  | 12/01/2021 | 38212 | 204037056 | 12/01/2021
Nordyne, LLC | Frigidaire | KG7TA-080C-E24BP | Federally-Regulated Consumer Product | Non-Weatherized, Non-Condensin | 1277 | 238 |  | 12/01/2021 | 52213 | 207455915 | 12/01/2021
Nordyne, LLC | Frigidaire | FG7TC-080*-V35CP | Federally-Regulated Consumer Product | Non-Weatherized, Condensing Ga | 1873 | 277 |  | 12/01/2021 | 50261 | 207456225 | 12/01/2021
Nordyne, LLC | Frigidaire | KG7TC-060*-E24BP | Federally-Regulated Consumer Product | Non-Weatherized, Condensing Ga | 1222 | 249 |  | 12/01/2021 | 39014 | 207456202 | 12/01/2021
Nordyne, LLC | Frigidaire | KG7TN-080D-E35CP | Federally-Regulated Consumer Product | Non-Weatherized, Condensing Ga | 1718 | 271 |  | 12/01/2021 | 52461 | 207456149 | 12/01/2021
Nordyne, LLC | Frigidaire | KG7TA-100C-E35C1 | Federally-Regulated Consumer Product | Non-Weatherized, Non-Condensin | 1668 | 255 |  | 12/01/2021 | 63969 | 204036800 | 12/01/2021
Nordyne, LLC | Frigidaire | R8GE-X60K096C1 | Federally-Regulated Consumer Product | Weatherized Non-Condensing Gas | 2028 | 288 |  | 12/01/2021 | 94398 | 204093435 | 12/01/2021
Nordyne, LLC | Frigidaire | R8GE-048K096C1 | Federally-Regulated Consumer Product | Weatherized Non-Condensing Gas | 1818 | 279 |  | 12/01/2021 | 95561 | 204093453 | 12/01/2021
Nordyne, LLC | Frigidaire | FG7TN-080D-V35CP | Federally-Regulated Consumer Product | Non-Weatherized, Condensing Ga | 1785 | 274 |  | 12/01/2021 | 52907 | 207456155 | 12/01/2021
Nordyne, LLC | Frigidaire | KG7TE-060D-E24BP | Federally-Regulated Consumer Product | Non-Weatherized, Condensing Ga | 1315 | 252 |  | 12/01/2021 | 38212 | 207456236 | 12/01/2021
Nordyne, LLC | Frigidaire | KG7TN-100D-E35C1 | Federally-Regulated Consumer Product | Non-Weatherized, Condensing Ga | 1711 | 270 |  | 12/01/2021 | 65214 | 204036945 | 12/01/2021
Nordyne, LLC | Frigidaire | KG7TE-080D-E35CP | Federally-Regulated Consumer Product | Non-Weatherized, Condensing Ga | 1764 | 273 |  | 12/01/2021 | 52933 | 207456183 | 12/01/2021
Nordyne, LLC | Frigidaire | R8GE-042K096C1 | Federally-Regulated Consumer Product | Weatherized Non-Condensing Gas | 1540 | 267 |  | 12/01/2021 | 97780 | 204093444 | 12/01/2021
Nordyne, LLC | Frigidaire | FG7TC-100D-V35CP | Federally-Regulated Consumer Product | Non-Weatherized, Condensing Ga | 1826 | 275 |  | 12/01/2021 | 64473 | 207456132 | 12/01/2021
Nordyne, LLC | Frigidaire | KG7TC-060D-E24BP | Federally-Regulated Consumer Product | Non-Weatherized, Condensing Ga | 1222 | 249 |  | 12/01/2021 | 39014 | 207456108 | 12/01/2021
Nordyne, LLC | Frigidaire | FG7TC-080D-V35C1 | Federally-Regulated Consumer Product | Non-Weatherized, Condensing Ga | 1873 | 277 |  | 12/01/2021 | 50261 | 204036831 | 12/01/2021
Nordyne, LLC | Frigidaire | R8GE-042K072C1 | Federally-Regulated Consumer Product | Weatherized Non-Condensing Gas | 1817 | 279 |  | 12/01/2021 | 72195 | 204040833 | 12/01/2021
Nordyne, LLC | Frigidaire | R8GE-024K072C1 | Federally-Regulated Consumer Product | Weatherized Non-Condensing Gas | 1280 | 255 |  | 12/01/2021 | 71272 | 204040769 | 12/01/2021
Nordyne, LLC | Frigidaire | KG7TN-060D-E24BP | Federally-Regulated Consumer Product | Non-Weatherized, Condensing Ga | 1304 | 252 |  | 12/01/2021 | 39517 | 207456191 | 12/01/2021
Nordyne, LLC | Frigidaire | FG7TE-060D-V24BP | Federally-Regulated Consumer Product | Non-Weatherized, Condensing Ga | 1334 | 254 |  | 12/01/2021 | 38697 | 207456306 | 12/01/2021
Nordyne, LLC | Frigidaire | KG7TA-080C-E24B1 | Federally-Regulated Consumer Product | Non-Weatherized, Non-Condensin | 1277 | 238 |  | 12/01/2021 | 52213 | 204036792 | 12/01/2021
Nordyne, LLC | Frigidaire | KG7TE-060D-E24B1 | Federally-Regulated Consumer Product | Non-Weatherized, Condensing Ga | 1315 | 252 |  | 12/01/2021 | 38212 | 204037059 | 12/01/2021
Nordyne, LLC | Frigidaire | FG7TN-060D-V24BP | Federally-Regulated Consumer Product | Non-Weatherized, Condensing Ga | 1405 | 257 |  | 12/01/2021 | 38964 | 207456196 | 12/01/2021
Nordyne, LLC | Frigidaire | KG7TN-060D-E24B1 | Federally-Regulated Consumer Product | Non-Weatherized, Condensing Ga | 1304 | 252 |  | 12/01/2021 | 39517 | 204036985 | 12/01/2021
Nordyne, LLC | Frigidaire | FG7TC-080*-V35C1 | Federally-Regulated Consumer Product | Non-Weatherized, Condensing Ga | 1873 | 277 |  | 12/01/2021 | 50261 | 204037045 | 12/01/2021
Nordyne, LLC | Frigidaire | KG7TA-100C-E35CP | Federally-Regulated Consumer Product | Non-Weatherized, Non-Condensin | 1668 | 255 |  | 12/01/2021 | 63969 | 207455919 | 12/01/2021
Nordyne, LLC | Frigidaire | FG7TE-080D-V35C1 | Federally-Regulated Consumer Product | Non-Weatherized, Condensing Ga | 1829 | 275 |  | 12/01/2021 | 52182 | 204036971 | 12/01/2021
Nordyne, LLC | Frigidaire | KG7TN-100D-E35CP | Federally-Regulated Consumer Product | Non-Weatherized, Condensing Ga | 1711 | 270 |  | 12/01/2021 | 65214 | 207456160 | 12/01/2021
Nordyne, LLC | Frigidaire | FG7TC-100*-V35CP | Federally-Regulated Consumer Product | Non-Weatherized, Condensing Ga | 1826 | 275 |  | 12/01/2021 | 64473 | 207456230 | 12/01/2021
Nordyne, LLC | Frigidaire | FG7TE-080D-V35CP | Federally-Regulated Consumer Product | Non-Weatherized, Condensing Ga | 1829 | 275 |  | 12/01/2021 | 52182 | 207456180 | 12/01/2021
Nordyne, LLC | Frigidaire | R8GE-030K072C1 | Federally-Regulated Consumer Product | Weatherized Non-Condensing Gas | 1280 | 255 |  | 12/01/2021 | 71272 | 204040780 | 12/01/2021
Nordyne, LLC | Frigidaire | R8GE-X60K120C1 | Federally-Regulated Consumer Product | Weatherized Non-Condensing Gas | 2073 | 290 |  | 12/01/2021 | 119379 | 204040792 | 12/01/2021
Nordyne, LLC | Frigidaire | FG7TC-100D-V35C1 | Federally-Regulated Consumer Product | Non-Weatherized, Condensing Ga | 1826 | 275 |  | 12/01/2021 | 64473 | 204036846 | 12/01/2021
Nordyne, LLC | Frigidaire | FG7TE-100D-E35C1 | Federally-Regulated Consumer Product | Non-Weatherized, Condensing Ga | 1783 | 273 |  | 12/01/2021 | 64758 | 204036920 | 12/01/2021
Nordyne, LLC | Frigidaire | KG7TN-115D-E45DP | Federally-Regulated Consumer Product | Non-Weatherized, Condensing Ga | 2198 | 292 |  | 12/01/2021 | 75317 | 207456165 | 12/01/2021
Nordyne, LLC | Frigidaire | R8GE-036K096C1 | Federally-Regulated Consumer Product | Weatherized Non-Condensing Gas | 1704 | 274 |  | 12/01/2021 | 97452 | 204040819 | 12/01/2021
Nordyne, LLC | Frigidaire | FG7TA-080C-V24BP | Federally-Regulated Consumer Product | Non-Weatherized, Non-Condensin | 1277 | 238 |  | 12/01/2021 | 52213 | 207455923 | 12/01/2021
Rheem Sales Company, Inc. | Rheem | RGECZR060AJT12**B | Federally-Regulated Consumer Product | Weatherized Non-Condensing Gas | 2183 | 266 |  | 12/01/2021 | 83968 | 206717349 | 12/01/2021
Rheem Sales Company, Inc. | Rheem | RGEA14036AJT061AB | Federally-Regulated Consumer Product | Weatherized Non-Condensing Gas | 1430 | 262 |  | 12/01/2021 | 99665 | 203404449 | 12/01/2021
Rheem Sales Company, Inc. | Rheem | RGEA14036AJT081AC | Federally-Regulated Consumer Product | Weatherized Non-Condensing Gas | 1430 | 262 |  | 12/01/2021 | 99665 | 206606415 | 12/01/2021
Rheem Sales Company, Inc. | Rheem | RGEA14048AJT101AB | Federally-Regulated Consumer Product | Weatherized Non-Condensing Gas | 1809 | 279 |  | 12/01/2021 | 99189 | 203404493 | 12/01/2021
Rheem Sales Company, Inc. | Rheem | RGEA15060AJV10XAB | Federally-Regulated Consumer Product | Weatherized Non-Condensing Gas | 2166 | 294 |  | 12/01/2021 | 100081 | 203404605 | 12/01/2021
Rheem Sales Company, Inc. | Rheem | RGEA14030AJT081AB | Federally-Regulated Consumer Product | Weatherized Non-Condensing Gas | 1147 | 249 |  | 12/01/2021 | 79965 | 203404441 | 12/01/2021
Rheem Sales Company, Inc. | Rheem | RGEA14036AJT101AC | Federally-Regulated Consumer Product | Weatherized Non-Condensing Gas | 1430 | 262 |  | 12/01/2021 | 99665 | 206606416 | 12/01/2021
Rheem Sales Company, Inc. | Rheem | RGEA14048AJT08UAA | Federally-Regulated Consumer Product | Weatherized Non-Condensing Gas | 2026 | 288 |  | 12/01/2021 | 80019 | 205962903 | 12/01/2021
Rheem Sales Company, Inc. | Rheem | RGEA15030AJV08XAB | Federally-Regulated Consumer Product | Weatherized Non-Condensing Gas | 1402 | 261 |  | 12/01/2021 | 80658 | 203404537 | 12/01/2021
Rheem Sales Company, Inc. | Rheem | R801TA075521ZSB | Federally-Regulated Consumer Product | Non-Weatherized, Non-Condensin | 1883 | 265 |  | 12/01/2021 | 75029 | 201710105 | 12/01/2021
Rheem Sales Company, Inc. | Rheem | RGEA14030AJT06UAA | Federally-Regulated Consumer Product | Weatherized Non-Condensing Gas | 1125 | 248 |  | 12/01/2021 | 60094 | 205963369 | 12/01/2021
Rheem Sales Company, Inc. | Rheem | RGEA14030AJT08XAC | Federally-Regulated Consumer Product | Weatherized Non-Condensing Gas | 1147 | 249 |  | 12/01/2021 | 79965 | 206606606 | 12/01/2021
Rheem Sales Company, Inc. | Rheem | RGEA14042AJT081AC | Federally-Regulated Consumer Product | Weatherized Non-Condensing Gas | 1494 | 265 |  | 12/01/2021 | 99609 | 206606417 | 12/01/2021
Rheem Sales Company, Inc. | Rheem | RGEA14048AJT081AB | Federally-Regulated Consumer Product | Weatherized Non-Condensing Gas | 1809 | 279 |  | 12/01/2021 | 99189 | 203404485 | 12/01/2021
Rheem Sales Company, Inc. | Rheem | RGEA14024AJT061AC | Federally-Regulated Consumer Product | Weatherized Non-Condensing Gas | 1127 | 249 |  | 12/01/2021 | 80320 | 206606410 | 12/01/2021
Rheem Sales Company, Inc. | Rheem | RGEA16036AJV102AB | Federally-Regulated Consumer Product | Weatherized Non-Condensing Gas | 1648 | 272 |  | 12/01/2021 | 76362 | 203404621 | 12/01/2021
Rheem Sales Company, Inc. | Rheem | RGEA15030AJV081AB | Federally-Regulated Consumer Product | Weatherized Non-Condensing Gas | 1402 | 261 |  | 12/01/2021 | 80658 | 203404533 | 12/01/2021
Rheem Sales Company, Inc. | Rheem | RGEA14042AJT10XAC | Federally-Regulated Consumer Product | Weatherized Non-Condensing Gas | 1494 | 265 |  | 12/01/2021 | 99609 | 206606654 | 12/01/2021
Rheem Sales Company, Inc. | Rheem | RGEA14042AJT08XAC | Federally-Regulated Consumer Product | Weatherized Non-Condensing Gas | 1494 | 265 |  | 12/01/2021 | 99609 | 206606645 | 12/01/2021
Rheem Sales Company, Inc. | Rheem | RGEA14030AJT06XAC | Federally-Regulated Consumer Product | Weatherized Non-Condensing Gas | 1147 | 249 |  | 12/01/2021 | 79965 | 206606597 | 12/01/2021
Rheem Sales Company, Inc. | Rheem | RGEA14060AJT10UAA | Federally-Regulated Consumer Product | Weatherized Non-Condensing Gas | 2066 | 290 |  | 12/01/2021 | 100130 | 205962906 | 12/01/2021
Rheem Sales Company, Inc. | Rheem | RGEA14048AJT08XAB | Federally-Regulated Consumer Product | Weatherized Non-Condensing Gas | 1809 | 279 |  | 12/01/2021 | 99189 | 203404489 | 12/01/2021
Rheem Sales Company, Inc. | Rheem | RGEA14036AJT08XAC | Federally-Regulated Consumer Product | Weatherized Non-Condensing Gas | 1430 | 262 |  | 12/01/2021 | 99665 | 206606624 | 12/01/2021
Rheem Sales Company, Inc. | Rheem | RGEA14030AJT081AC | Federally-Regulated Consumer Product | Weatherized Non-Condensing Gas | 1147 | 249 |  | 12/01/2021 | 79965 | 206606413 | 12/01/2021
Rheem Sales Company, Inc. | Rheem | RGEA16036AJV10TAB | Federally-Regulated Consumer Product | Weatherized Non-Condensing Gas | 1648 | 272 |  | 12/01/2021 | 76362 | 203404623 | 12/01/2021
Rheem Sales Company, Inc. | Rheem | RGEA15030AJV06XAB | Federally-Regulated Consumer Product | Weatherized Non-Condensing Gas | 1402 | 261 |  | 12/01/2021 | 80658 | 203404529 | 12/01/2021
Rheem Sales Company, Inc. | Rheem | R801TB100521MUA | Federally-Regulated Consumer Product | Non-Weatherized, Non-Condensin | 2096 | 274 |  | 12/01/2021 | 100583 | 204501609 | 12/01/2021
Rheem Sales Company, Inc. | Rheem | RGEA14024AJT081AC | Federally-Regulated Consumer Product | Weatherized Non-Condensing Gas | 1127 | 249 |  | 12/01/2021 | 80320 | 206606411 | 12/01/2021
Rheem Sales Company, Inc. | Rheem | RGEA14042AJT101AC | Federally-Regulated Consumer Product | Weatherized Non-Condensing Gas | 1494 | 265 |  | 12/01/2021 | 99609 | 206606418 | 12/01/2021
Rheem Sales Company, Inc. | Rheem | RGEA14036AJT06XAC | Federally-Regulated Consumer Product | Weatherized Non-Condensing Gas | 1430 | 262 |  | 12/01/2021 | 99665 | 206606615 | 12/01/2021
Rheem Sales Company, Inc. | Rheem | RGEA15030AJV061AB | Federally-Regulated Consumer Product | Weatherized Non-Condensing Gas | 1402 | 261 |  | 12/01/2021 | 80658 | 203404525 | 12/01/2021
Rheem Sales Company, Inc. | Rheem | RGEA14036AJT10XAC | Federally-Regulated Consumer Product | Weatherized Non-Condensing Gas | 1430 | 262 |  | 12/01/2021 | 99665 | 206606633 | 12/01/2021
Rheem Sales Company, Inc. | Rheem | RGECZR060AJT12**A | Federally-Regulated Consumer Product | Weatherized Non-Condensing Gas | 2183 | 266 |  | 12/01/2021 | 83968 | 203473619 | 12/01/2021
Rheem Sales Company, Inc. | Rheem | RGEA16048AJV102AB | Federally-Regulated Consumer Product | Weatherized Non-Condensing Gas | 1845 | 280 |  | 12/01/2021 | 76171 | 203404629 | 12/01/2021
Rheem Sales Company, Inc. | Rheem | RGEA14024AJT06XAC | Federally-Regulated Consumer Product | Weatherized Non-Condensing Gas | 1127 | 249 |  | 12/01/2021 | 80320 | 206606579 | 12/01/2021
Rheem Sales Company, Inc. | Rheem | R801TA075521ZXB | Federally-Regulated Consumer Product | Non-Weatherized, Non-Condensin | 1883 | 265 |  | 12/01/2021 | 75029 | 201710107 | 12/01/2021
Rheem Sales Company, Inc. | Rheem | R801TA070417MUA | Federally-Regulated Consumer Product | Non-Weatherized, Non-Condensin | 1823 | 262 |  | 12/01/2021 | 70109 | 204501608 | 12/01/2021
Rheem Sales Company, Inc. | Rheem | RGEA14042AJT08UAA | Federally-Regulated Consumer Product | Weatherized Non-Condensing Gas | 1635 | 271 |  | 12/01/2021 | 80943 | 205962905 | 12/01/2021
Rheem Sales Company, Inc. | Rheem | RGEA14048AJT10UAA | Federally-Regulated Consumer Product | Weatherized Non-Condensing Gas | 1832 | 280 |  | 12/01/2021 | 100370 | 205962904 | 12/01/2021
Rheem Sales Company, Inc. | Rheem | RGEA15048AJV10XAB | Federally-Regulated Consumer Product | Weatherized Non-Condensing Gas | 1720 | 275 |  | 12/01/2021 | 99897 | 203404597 | 12/01/2021
Rheem Sales Company, Inc. | Rheem | RGEA14030AJT061AC | Federally-Regulated Consumer Product | Weatherized Non-Condensing Gas | 1147 | 249 |  | 12/01/2021 | 79965 | 206606412 | 12/01/2021
Rheem Sales Company, Inc. | Rheem | RGEA15048AJV101AB | Federally-Regulated Consumer Product | Weatherized Non-Condensing Gas | 1720 | 275 |  | 12/01/2021 | 99897 | 203404593 | 12/01/2021
Rheem Sales Company, Inc. | Rheem | RGEA15060AJV101AB | Federally-Regulated Consumer Product | Weatherized Non-Condensing Gas | 2166 | 294 |  | 12/01/2021 | 100081 | 203404601 | 12/01/2021
Rheem Sales Company, Inc. | Rheem | RGEA14024AJT08XAC | Federally-Regulated Consumer Product | Weatherized Non-Condensing Gas | 1127 | 249 |  | 12/01/2021 | 80320 | 206606588 | 12/01/2021
Rheem Sales Company, Inc. | Rheem | RGEA14024AJT06UAA | Federally-Regulated Consumer Product | Weatherized Non-Condensing Gas | 1236 | 253 |  | 12/01/2021 | 61566 | 205962900 | 12/01/2021
Rheem Sales Company, Inc. | Rheem | RGEA14048AJT10XAB | Federally-Regulated Consumer Product | Weatherized Non-Condensing Gas | 1809 | 279 |  | 12/01/2021 | 99189 | 203404497 | 12/01/2021
Rheem Sales Company, Inc. | Rheem | RGEA14036AJT061AC | Federally-Regulated Consumer Product | Weatherized Non-Condensing Gas | 1430 | 262 |  | 12/01/2021 | 99665 | 206606414 | 12/01/2021
Rheem Sales Company, Inc. | Rheem | RGEA14036AJT08UAA | Federally-Regulated Consumer Product | Weatherized Non-Condensing Gas | 1382 | 260 |  | 12/01/2021 | 80891 | 205962902 | 12/01/2021
Rheem Sales Company, Inc. | Rheem | RGEA14036AJT06UAA | Federally-Regulated Consumer Product | Weatherized Non-Condensing Gas | 1434 | 262 |  | 12/01/2021 | 60723 | 205962901 | 12/01/2021
Rheem Sales Company, Inc. | Rheem | RGEA16048AJV10TAB | Federally-Regulated Consumer Product | Weatherized Non-Condensing Gas | 1845 | 280 |  | 12/01/2021 | 76171 | 203404631 | 12/01/2021
Rheem Sales Company, Inc. | Rheem | R801TA050417MUA | Federally-Regulated Consumer Product | Non-Weatherized, Non-Condensin | 1502 | 248 |  | 12/01/2021 | 50342 | 204501607 | 12/01/2021
Daikin Comfort Technologies Manufacturing, L.P. | Amana | APG1436060M41 | Federally-Regulated Consumer Product | Weatherized Non-Condensing Gas | 1485 | 264 |  | 12/01/2021 | 60286 | 7502597 | 12/01/2021
Daikin Comfort Technologies Manufacturing, L.P. | Amana | APG1430040M41 | Federally-Regulated Consumer Product | Weatherized Non-Condensing Gas | 1160 | 250 |  | 12/01/2021 | 40255 | 7502594 | 12/01/2021
Daikin Comfort Technologies Manufacturing, L.P. | Amana | AM9C961004CN | Federally-Regulated Consumer Product | Non-Weatherized, Condensing Ga | 1810 | 275 |  | 12/01/2021 | 70973 | 207349310 | 12/01/2021
Daikin Comfort Technologies Manufacturing, L.P. | Amana | APG1424040M41 | Federally-Regulated Consumer Product | Weatherized Non-Condensing Gas | 1044 | 241 |  | 12/01/2021 | 40281 | 7502592 | 12/01/2021
Nordyne, LLC | Intertherm | MG2S-060F2ABM* | Federally-Regulated Consumer Product | Mobile Home Non-Weatherized, C | 1292 | 330 |  | 12/01/2021 | 39969 | 203053451 | 12/01/2021
Nordyne, LLC | Intertherm | R8GE-030K072C1 | Federally-Regulated Consumer Product | Weatherized Non-Condensing Gas | 1280 | 255 |  | 12/01/2021 | 71272 | 204040783 | 12/01/2021
Nordyne, LLC | Intertherm | FG7TC-080*-V35C1 | Federally-Regulated Consumer Product | Non-Weatherized, Condensing Ga | 1873 | 277 |  | 12/01/2021 | 50261 | 204037046 | 12/01/2021
Nordyne, LLC | Intertherm | MG3S-080T2AACP | Federally-Regulated Consumer Product | Mobile Home Non-Weatherized, C | 1835 | 370 |  | 12/01/2021 | 51517 | 207456089 | 12/01/2021
Nordyne, LLC | Intertherm | FG7TC-100D-V35C1 | Federally-Regulated Consumer Product | Non-Weatherized, Condensing Ga | 1826 | 275 |  | 12/01/2021 | 64473 | 204036847 | 12/01/2021
Nordyne, LLC | Intertherm | FG7TC-100*-V35C1 | Federally-Regulated Consumer Product | Non-Weatherized, Condensing Ga | 1826 | 275 |  | 12/01/2021 | 64473 | 204037052 | 12/01/2021
Nordyne, LLC | Intertherm | FG7TC-100D-V35CP | Federally-Regulated Consumer Product | Non-Weatherized, Condensing Ga | 1826 | 275 |  | 12/01/2021 | 64473 | 207456133 | 12/01/2021
Nordyne, LLC | Intertherm | FG7TN-115D-V45C1 | Federally-Regulated Consumer Product | Non-Weatherized, Condensing Ga | 1798 | 274 |  | 12/01/2021 | 74070 | 204036961 | 12/01/2021
Nordyne, LLC | Intertherm | MG3P-072U1AAC* | Federally-Regulated Consumer Product | Mobile Home Non-Weatherized, C | 2099 | 287 |  | 12/01/2021 | 72868 | 205234673 | 12/01/2021
Nordyne, LLC | Intertherm | MG2R-045T1A*M* | Federally-Regulated Consumer Product | Mobile Home Non-Weatherized, C | 1624 | 337 |  | 12/01/2021 | 44484 | 204600213 | 12/01/2021
Nordyne, LLC | Intertherm | R8GE-X60K120C1 | Federally-Regulated Consumer Product | Weatherized Non-Condensing Gas | 2073 | 290 |  | 12/01/2021 | 119379 | 204040795 | 12/01/2021
Nordyne, LLC | Intertherm | FG7TA-080C-V24BP | Federally-Regulated Consumer Product | Non-Weatherized, Non-Condensin | 1277 | 238 |  | 12/01/2021 | 52213 | 207455924 | 12/01/2021
Nordyne, LLC | Intertherm | MG1E-077F1A*M1 | Federally-Regulated Consumer Product | Mobile Home Non-Weatherized, N | 1253 | 237 |  | 12/01/2021 | 77346 | 204112433 | 12/01/2021
Nordyne, LLC | Intertherm | MG3S-080T2*AC1 | Federally-Regulated Consumer Product | Non-Weatherized, Condensing Ga | 1785 | 274 |  | 12/01/2021 | 52907 | 205962959 | 12/01/2021
Nordyne, LLC | Intertherm | MG2S-072T2ABM* | Federally-Regulated Consumer Product | Mobile Home Non-Weatherized, C | 1701 | 359 |  | 12/01/2021 | 46718 | 203053455 | 12/01/2021
Nordyne, LLC | Intertherm | MG2S-045T2ABM* | Federally-Regulated Consumer Product | Mobile Home Non-Weatherized, C | 1603 | 352 |  | 12/01/2021 | 29096 | 203053449 | 12/01/2021
Nordyne, LLC | Intertherm | FG7TC-100*-V35CP | Federally-Regulated Consumer Product | Non-Weatherized, Condensing Ga | 1826 | 275 |  | 12/01/2021 | 64473 | 207456231 | 12/01/2021
Nordyne, LLC | Intertherm | R8GE-036K072C1 | Federally-Regulated Consumer Product | Weatherized Non-Condensing Gas | 1349 | 258 |  | 12/01/2021 | 72437 | 204093428 | 12/01/2021
Nordyne, LLC | Intertherm | MG2S-072F2ABM* | Federally-Regulated Consumer Product | Mobile Home Non-Weatherized, C | 1565 | 350 |  | 12/01/2021 | 46903 | 203053453 | 12/01/2021
Nordyne, LLC | Intertherm | FG7TC-080D-V35C1 | Federally-Regulated Consumer Product | Non-Weatherized, Condensing Ga | 1873 | 277 |  | 12/01/2021 | 50261 | 204036832 | 12/01/2021
Nordyne, LLC | Intertherm | MG2R-072T1A*M* | Federally-Regulated Consumer Product | Mobile Home Non-Weatherized, C | 1607 | 354 |  | 12/01/2021 | 71866 | 204600224 | 12/01/2021
Nordyne, LLC | Intertherm | MG3S-080T2*ACP | Federally-Regulated Consumer Product | Non-Weatherized, Condensing Ga | 1785 | 274 |  | 12/01/2021 | 52907 | 207456093 | 12/01/2021
Nordyne, LLC | Intertherm | FG7TC-080D-V35CP | Federally-Regulated Consumer Product | Non-Weatherized, Condensing Ga | 1873 | 277 |  | 12/01/2021 | 50261 | 207456123 | 12/01/2021
Nordyne, LLC | Intertherm | MG3P-090U1AAC* | Federally-Regulated Consumer Product | Mobile Home Non-Weatherized, C | 2021 | 383 |  | 12/01/2021 | 91333 | 205126719 | 12/01/2021
Nordyne, LLC | Intertherm | MG1E-090F1A*M1 | Federally-Regulated Consumer Product | Mobile Home Non-Weatherized, N | 1474 | 247 |  | 12/01/2021 | 85906 | 204541460 | 12/01/2021
Nordyne, LLC | Intertherm | FG7TC-080*-V35CP | Federally-Regulated Consumer Product | Non-Weatherized, Condensing Ga | 1873 | 277 |  | 12/01/2021 | 50261 | 207456226 | 12/01/2021
Nordyne, LLC | Intertherm | R8GE-024K072C1 | Federally-Regulated Consumer Product | Weatherized Non-Condensing Gas | 1280 | 255 |  | 12/01/2021 | 71272 | 204040771 | 12/01/2021
Nordyne, LLC | Intertherm | R8GE-X60K096C1 | Federally-Regulated Consumer Product | Weatherized Non-Condensing Gas | 2028 | 288 |  | 12/01/2021 | 94398 | 204093437 | 12/01/2021
Nordyne, LLC | Intertherm | MG3S-080T2AAC1 | Federally-Regulated Consumer Product | Mobile Home Non-Weatherized, C | 1835 | 370 |  | 12/01/2021 | 51517 | 205962955 | 12/01/2021
Nordyne, LLC | Intertherm | DF6SF-X48K120CB | Federally-Regulated Consumer Product | Weatherized Non-Condensing Gas | 1988 | 286 |  | 12/01/2021 | 80700 | 201709845 | 12/01/2021
Nordyne, LLC | Intertherm | FG7TN-080D-V35CP | Federally-Regulated Consumer Product | Non-Weatherized, Condensing Ga | 1785 | 274 |  | 12/01/2021 | 52907 | 207456156 | 12/01/2021
Nordyne, LLC | Intertherm | FG7TN-060D-V24BP | Federally-Regulated Consumer Product | Non-Weatherized, Condensing Ga | 1405 | 257 |  | 12/01/2021 | 38964 | 207456197 | 12/01/2021
Nordyne, LLC | Intertherm | DF6SF-X60K120CB | Federally-Regulated Consumer Product | Weatherized Non-Condensing Gas | 1988 | 286 |  | 12/01/2021 | 80700 | 201709855 | 12/01/2021
Nordyne, LLC | Intertherm | MG3P-090U1*AC* | Federally-Regulated Consumer Product | Mobile Home Non-Weatherized, C | 2021 | 383 |  | 12/01/2021 | 91333 | 205126720 | 12/01/2021
Nordyne, LLC | Intertherm | FG7TA-080C-V24B1 | Federally-Regulated Consumer Product | Non-Weatherized, Non-Condensin | 1277 | 238 |  | 12/01/2021 | 52213 | 204037034 | 12/01/2021
Nordyne, LLC | Intertherm | MG2S-045F2ABM* | Federally-Regulated Consumer Product | Mobile Home Non-Weatherized, C | 1603 | 352 |  | 12/01/2021 | 29516 | 203053448 | 12/01/2021
Carrier Corp. - Indianapolis | Carrier | 48VRNE480903* | Federally-Regulated Consumer Product | Weatherized Non-Condensing Gas | 1918 | 283 |  | 12/01/2021 | 58473 | 204037141 | 12/01/2021
Carrier Corp. - Indianapolis | Carrier | 48VR-E480903* | Federally-Regulated Consumer Product | Weatherized Non-Condensing Gas | 1918 | 283 |  | 12/01/2021 | 58473 | 204037127 | 12/01/2021
Carrier Corp. - Indianapolis | Carrier | 48VGNE481303* | Federally-Regulated Consumer Product | Weatherized Non-Condensing Gas | 2030 | 288 |  | 12/01/2021 | 84422 | 204037089 | 12/01/2021
Johnson Controls, Inc. | FRASER-JOHNSTON BY JOHNSON CONTROLS | PCG4B601002X4 | Federally-Regulated Consumer Product | Weatherized Non-Condensing Gas | 2113 | 291 |  | 12/01/2021 | 100990 | 206077576 | 12/01/2021
Johnson Controls, Inc. | FRASER-JOHNSTON BY JOHNSON CONTROLS | PCG4B481002X2 | Federally-Regulated Consumer Product | Weatherized Non-Condensing Gas | 2010 | 282 |  | 12/01/2021 | 100104 | 203041752 | 12/01/2021
Johnson Controls, Inc. | FRASER-JOHNSTON BY JOHNSON CONTROLS | TM8V080B12MP12 | Federally-Regulated Consumer Product | Non-Weatherized, Non-Condensin | 1479 | 242 |  | 12/01/2021 | 51960 | 204829719 | 12/01/2021
Johnson Controls, Inc. | FRASER-JOHNSTON BY JOHNSON CONTROLS | PCG6B601002X1 | Federally-Regulated Consumer Product | Weatherized Non-Condensing Gas | 1773 | 271 |  | 12/01/2021 | 65461 | 9133293 | 12/01/2021
Johnson Controls, Inc. | FRASER-JOHNSTON BY JOHNSON CONTROLS | PCG6B601252X4 | Federally-Regulated Consumer Product | Weatherized Non-Condensing Gas | 2609 | 312 |  | 12/01/2021 | 82056 | 206136994 | 12/01/2021
Johnson Controls, Inc. | FRASER-JOHNSTON BY JOHNSON CONTROLS | PCG4B600652X4 | Federally-Regulated Consumer Product | Weatherized Non-Condensing Gas | 2015 | 286 |  | 12/01/2021 | 64842 | 206077569 | 12/01/2021
Johnson Controls, Inc. | FRASER-JOHNSTON BY JOHNSON CONTROLS | PCG6A240502X4 | Federally-Regulated Consumer Product | Weatherized Non-Condensing Gas | 1023 | 243 |  | 12/01/2021 | 33330 | 206136938 | 12/01/2021
Johnson Controls, Inc. | FRASER-JOHNSTON BY JOHNSON CONTROLS | PCG6B421002X1 | Federally-Regulated Consumer Product | Weatherized Non-Condensing Gas | 1352 | 253 |  | 12/01/2021 | 64465 | 9133288 | 12/01/2021
Johnson Controls, Inc. | FRASER-JOHNSTON BY JOHNSON CONTROLS | TMLE100C20MP11 | Federally-Regulated Consumer Product | Non-Weatherized, Non-Condensin | 2201 | 273 |  | 12/01/2021 | 99043 | 203489636 | 12/01/2021
Johnson Controls, Inc. | FRASER-JOHNSTON BY JOHNSON CONTROLS | PCG6A240752X4 | Federally-Regulated Consumer Product | Weatherized Non-Condensing Gas | 1526 | 265 |  | 12/01/2021 | 49150 | 206136945 | 12/01/2021
Johnson Controls, Inc. | FRASER-JOHNSTON BY JOHNSON CONTROLS | PCG6A300752X1 | Federally-Regulated Consumer Product | Weatherized Non-Condensing Gas | 1099 | 242 |  | 12/01/2021 | 49013 | 9133284 | 12/01/2021
Johnson Controls, Inc. | FRASER-JOHNSTON BY JOHNSON CONTROLS | PCG4B480652X4 | Federally-Regulated Consumer Product | Weatherized Non-Condensing Gas | 1823 | 278 |  | 12/01/2021 | 65339 | 206077548 | 12/01/2021
Johnson Controls, Inc. | FRASER-JOHNSTON BY JOHNSON CONTROLS | TMLE080B12MP11 | Federally-Regulated Consumer Product | Non-Weatherized, Non-Condensin | 1311 | 235 |  | 12/01/2021 | 79634 | 203489606 | 12/01/2021
Johnson Controls, Inc. | FRASER-JOHNSTON BY JOHNSON CONTROLS | TM8Y120C20MP11 | Federally-Regulated Consumer Product | Non-Weatherized, Non-Condensin | 1967 | 263 |  | 12/01/2021 | 78553 | 8413064 | 12/01/2021
Johnson Controls, Inc. | FRASER-JOHNSTON BY JOHNSON CONTROLS | TM8Y060A12MP11 | Federally-Regulated Consumer Product | Non-Weatherized, Non-Condensin | 1332 | 236 |  | 12/01/2021 | 39003 | 8413059 | 12/01/2021
Johnson Controls, Inc. | FRASER-JOHNSTON BY JOHNSON CONTROLS | PCG4B601252X4 | Federally-Regulated Consumer Product | Weatherized Non-Condensing Gas | 2166 | 293 |  | 12/01/2021 | 125911 | 206077583 | 12/01/2021
Johnson Controls, Inc. | FRASER-JOHNSTON BY JOHNSON CONTROLS | PCG6B600652X1 | Federally-Regulated Consumer Product | Weatherized Non-Condensing Gas | 1791 | 272 |  | 12/01/2021 | 43624 | 9133292 | 12/01/2021
Johnson Controls, Inc. | FRASER-JOHNSTON BY JOHNSON CONTROLS | TM9Y120D20MP11 | Federally-Regulated Consumer Product | Non-Weatherized, Condensing Ga | 1931 | 274 |  | 12/01/2021 | 78281 | 8413000 | 12/01/2021
Johnson Controls, Inc. | FRASER-JOHNSTON BY JOHNSON CONTROLS | PCG6A300502X1 | Federally-Regulated Consumer Product | Weatherized Non-Condensing Gas | 1019 | 239 |  | 12/01/2021 | 33056 | 9133283 | 12/01/2021
Johnson Controls, Inc. | FRASER-JOHNSTON BY JOHNSON CONTROLS | TM8Y080B12MP11 | Federally-Regulated Consumer Product | Non-Weatherized, Non-Condensin | 1373 | 238 |  | 12/01/2021 | 52180 | 8413060 | 12/01/2021
Johnson Controls, Inc. | FRASER-JOHNSTON BY JOHNSON CONTROLS | PCG4A360502X4 | Federally-Regulated Consumer Product | Weatherized Non-Condensing Gas | 1346 | 257 |  | 12/01/2021 | 50288 | 206077403 | 12/01/2021
Johnson Controls, Inc. | FRASER-JOHNSTON BY JOHNSON CONTROLS | PCG6B481252X1 | Federally-Regulated Consumer Product | Weatherized Non-Condensing Gas | 1747 | 270 |  | 12/01/2021 | 82081 | 9133291 | 12/01/2021
Johnson Controls, Inc. | FRASER-JOHNSTON BY JOHNSON CONTROLS | PHG6A300752X1 | Federally-Regulated Consumer Product | Weatherized Non-Condensing Gas | 1099 | 242 |  | 12/01/2021 | 49013 | 204829673 | 12/01/2021
Johnson Controls, Inc. | FRASER-JOHNSTON BY JOHNSON CONTROLS | PCG4A240502X4 | Federally-Regulated Consumer Product | Weatherized Non-Condensing Gas | 968 | 240 |  | 12/01/2021 | 50146 | 206077363 | 12/01/2021
Johnson Controls, Inc. | FRASER-JOHNSTON BY JOHNSON CONTROLS | TM9Y080B12MP11 | Federally-Regulated Consumer Product | Non-Weatherized, Condensing Ga | 1336 | 249 |  | 12/01/2021 | 52156 | 8412996 | 12/01/2021
Johnson Controls, Inc. | FRASER-JOHNSTON BY JOHNSON CONTROLS | TM9Y100C16MP11 | Federally-Regulated Consumer Product | Non-Weatherized, Condensing Ga | 1497 | 256 |  | 12/01/2021 | 64620 | 8412998 | 12/01/2021
Johnson Controls, Inc. | FRASER-JOHNSTON BY JOHNSON CONTROLS | PCG6B601002X4 | Federally-Regulated Consumer Product | Weatherized Non-Condensing Gas | 1803 | 277 |  | 12/01/2021 | 65888 | 206136987 | 12/01/2021
Johnson Controls, Inc. | FRASER-JOHNSTON BY JOHNSON CONTROLS | TM8Y100C20MP11 | Federally-Regulated Consumer Product | Non-Weatherized, Non-Condensin | 2060 | 267 |  | 12/01/2021 | 65024 | 8413063 | 12/01/2021
Johnson Controls, Inc. | FRASER-JOHNSTON BY JOHNSON CONTROLS | TM8V060A12MP12 | Federally-Regulated Consumer Product | Non-Weatherized, Non-Condensin | 1387 | 238 |  | 12/01/2021 | 39193 | 204829715 | 12/01/2021
Johnson Controls, Inc. | FRASER-JOHNSTON BY JOHNSON CONTROLS | TM9Y080C16MP11 | Federally-Regulated Consumer Product | Non-Weatherized, Condensing Ga | 1404 | 252 |  | 12/01/2021 | 52617 | 8412997 | 12/01/2021
Johnson Controls, Inc. | FRASER-JOHNSTON BY JOHNSON CONTROLS | PHG6B481002X1 | Federally-Regulated Consumer Product | Weatherized Non-Condensing Gas | 1569 | 263 |  | 12/01/2021 | 65481 | 204829677 | 12/01/2021
Johnson Controls, Inc. | FRASER-JOHNSTON BY JOHNSON CONTROLS | PCG6B481002X4 | Federally-Regulated Consumer Product | Weatherized Non-Condensing Gas | 1641 | 270 |  | 12/01/2021 | 64812 | 206136966 | 12/01/2021
Johnson Controls, Inc. | FRASER-JOHNSTON BY JOHNSON CONTROLS | TM8Y100C16MP11 | Federally-Regulated Consumer Product | Non-Weatherized, Non-Condensin | 1600 | 247 |  | 12/01/2021 | 65143 | 8413062 | 12/01/2021
Johnson Controls, Inc. | FRASER-JOHNSTON BY JOHNSON CONTROLS | PHG6B421002X1 | Federally-Regulated Consumer Product | Weatherized Non-Condensing Gas | 1352 | 253 |  | 12/01/2021 | 64465 | 204829675 | 12/01/2021
Johnson Controls, Inc. | FRASER-JOHNSTON BY JOHNSON CONTROLS | PCG6A361002X4 | Federally-Regulated Consumer Product | Weatherized Non-Condensing Gas | 1937 | 283 |  | 12/01/2021 | 64302 | 206168431 | 12/01/2021
Johnson Controls, Inc. | FRASER-JOHNSTON BY JOHNSON CONTROLS | PCG4A240752X4 | Federally-Regulated Consumer Product | Weatherized Non-Condensing Gas | 1221 | 251 |  | 12/01/2021 | 75481 | 206077373 | 12/01/2021
Johnson Controls, Inc. | FRASER-JOHNSTON BY JOHNSON CONTROLS | TM8Y080C16MP11 | Federally-Regulated Consumer Product | Non-Weatherized, Non-Condensin | 1628 | 249 |  | 12/01/2021 | 51991 | 8413061 | 12/01/2021
Johnson Controls, Inc. | FRASER-JOHNSTON BY JOHNSON CONTROLS | PCG4A360752X4 | Federally-Regulated Consumer Product | Weatherized Non-Condensing Gas | 1384 | 259 |  | 12/01/2021 | 75187 | 206077414 | 12/01/2021
Johnson Controls, Inc. | FRASER-JOHNSTON BY JOHNSON CONTROLS | PCG6B360652X1 | Federally-Regulated Consumer Product | Weatherized Non-Condensing Gas | 1170 | 245 |  | 12/01/2021 | 43310 | 9133285 | 12/01/2021
Johnson Controls, Inc. | FRASER-JOHNSTON BY JOHNSON CONTROLS | TM8V080C16MP12 | Federally-Regulated Consumer Product | Non-Weatherized, Non-Condensin | 1715 | 252 |  | 12/01/2021 | 52202 | 204829723 | 12/01/2021
Johnson Controls, Inc. | FRASER-JOHNSTON BY JOHNSON CONTROLS | PCG4A300752X4 | Federally-Regulated Consumer Product | Weatherized Non-Condensing Gas | 1191 | 250 |  | 12/01/2021 | 75681 | 206077394 | 12/01/2021
Johnson Controls, Inc. | FRASER-JOHNSTON BY JOHNSON CONTROLS | PCG6B481002X1 | Federally-Regulated Consumer Product | Weatherized Non-Condensing Gas | 1569 | 263 |  | 12/01/2021 | 65481 | 9133290 | 12/01/2021
Johnson Controls, Inc. | FRASER-JOHNSTON BY JOHNSON CONTROLS | TMLV060A12MP12 | Federally-Regulated Consumer Product | Non-Weatherized, Non-Condensin | 1387 | 238 |  | 12/01/2021 | 39193 | 204829695 | 12/01/2021
Johnson Controls, Inc. | FRASER-JOHNSTON BY JOHNSON CONTROLS | PCG6B480652X4 | Federally-Regulated Consumer Product | Weatherized Non-Condensing Gas | 1708 | 273 |  | 12/01/2021 | 43352 | 206136959 | 12/01/2021
Johnson Controls, Inc. | FRASER-JOHNSTON BY JOHNSON CONTROLS | PCG4A361002X4 | Federally-Regulated Consumer Product | Weatherized Non-Condensing Gas | 1538 | 265 |  | 12/01/2021 | 100492 | 206077424 | 12/01/2021
Johnson Controls, Inc. | FRASER-JOHNSTON BY JOHNSON CONTROLS | PCG6A240502X1 | Federally-Regulated Consumer Product | Weatherized Non-Condensing Gas | 705 | 225 |  | 12/01/2021 | 33081 | 9133281 | 12/01/2021
Johnson Controls, Inc. | FRASER-JOHNSTON BY JOHNSON CONTROLS | PCG4B481252X4 | Federally-Regulated Consumer Product | Weatherized Non-Condensing Gas | 1962 | 284 |  | 12/01/2021 | 126252 | 206077562 | 12/01/2021
Johnson Controls, Inc. | FRASER-JOHNSTON BY JOHNSON CONTROLS | PHG4B420652X4 | Federally-Regulated Consumer Product | Weatherized Non-Condensing Gas | 1722 | 273 |  | 12/01/2021 | 65857 | 206338253 | 12/01/2021
Johnson Controls, Inc. | FRASER-JOHNSTON BY JOHNSON CONTROLS | PHG4B420652X1 | Federally-Regulated Consumer Product | Weatherized Non-Condensing Gas | 1817 | 273 |  | 12/01/2021 | 65567 | 8550700 | 12/01/2021
Johnson Controls, Inc. | FRASER-JOHNSTON BY JOHNSON CONTROLS | TM9Y100C20MP11 | Federally-Regulated Consumer Product | Non-Weatherized, Condensing Ga | 1827 | 270 |  | 12/01/2021 | 65485 | 8412999 | 12/01/2021
Johnson Controls, Inc. | FRASER-JOHNSTON BY JOHNSON CONTROLS | TM8V100C20MP12 | Federally-Regulated Consumer Product | Non-Weatherized, Non-Condensin | 2291 | 277 |  | 12/01/2021 | 65187 | 204829731 | 12/01/2021
Johnson Controls, Inc. | FRASER-JOHNSTON BY JOHNSON CONTROLS | PCG6B481252X4 | Federally-Regulated Consumer Product | Weatherized Non-Condensing Gas | 2461 | 306 |  | 12/01/2021 | 82013 | 206136973 | 12/01/2021
Johnson Controls, Inc. | FRASER-JOHNSTON BY JOHNSON CONTROLS | PCG6B420652X1 | Federally-Regulated Consumer Product | Weatherized Non-Condensing Gas | 1313 | 252 |  | 12/01/2021 | 42709 | 9133287 | 12/01/2021
Johnson Controls, Inc. | FRASER-JOHNSTON BY JOHNSON CONTROLS | PCG4A300502X4 | Federally-Regulated Consumer Product | Weatherized Non-Condensing Gas | 1205 | 251 |  | 12/01/2021 | 50202 | 206077385 | 12/01/2021
Johnson Controls, Inc. | FRASER-JOHNSTON BY JOHNSON CONTROLS | PCG4A421002X4 | Federally-Regulated Consumer Product | Weatherized Non-Condensing Gas | 1571 | 267 |  | 12/01/2021 | 100288 | 206077443 | 12/01/2021
Johnson Controls, Inc. | FRASER-JOHNSTON BY JOHNSON CONTROLS | PCG4A420752X4 | Federally-Regulated Consumer Product | Weatherized Non-Condensing Gas | 1566 | 267 |  | 12/01/2021 | 74995 | 206077433 | 12/01/2021
Johnson Controls, Inc. | FRASER-JOHNSTON BY JOHNSON CONTROLS | PCG6A360752X4 | Federally-Regulated Consumer Product | Weatherized Non-Condensing Gas | 1444 | 261 |  | 12/01/2021 | 49644 | 206168417 | 12/01/2021
Johnson Controls, Inc. | FRASER-JOHNSTON BY JOHNSON CONTROLS | PCG4B481002X4 | Federally-Regulated Consumer Product | Weatherized Non-Condensing Gas | 1684 | 272 |  | 12/01/2021 | 101771 | 206077555 | 12/01/2021
Nordyne, LLC | Gibson | R8GE-036K072C1 | Federally-Regulated Consumer Product | Weatherized Non-Condensing Gas | 1349 | 258 |  | 12/01/2021 | 72437 | 204093427 | 12/01/2021
Nordyne, LLC | Gibson | KG7TE-080D-E35CP | Federally-Regulated Consumer Product | Non-Weatherized, Condensing Ga | 1764 | 273 |  | 12/01/2021 | 52933 | 207456184 | 12/01/2021
Nordyne, LLC | Gibson | KG7TE-100D-E35C1 | Federally-Regulated Consumer Product | Non-Weatherized, Condensing Ga | 1783 | 273 |  | 12/01/2021 | 64758 | 204036925 | 12/01/2021
Nordyne, LLC | Gibson | KG7TA-100C-E35CP | Federally-Regulated Consumer Product | Non-Weatherized, Non-Condensin | 1668 | 255 |  | 12/01/2021 | 63969 | 207455920 | 12/01/2021
Nordyne, LLC | Gibson | KG7TC-060D-E24BP | Federally-Regulated Consumer Product | Non-Weatherized, Condensing Ga | 1222 | 249 |  | 12/01/2021 | 39014 | 207456109 | 12/01/2021
Nordyne, LLC | Gibson | KG7TN-115D-E45DP | Federally-Regulated Consumer Product | Non-Weatherized, Condensing Ga | 2198 | 292 |  | 12/01/2021 | 75317 | 207456166 | 12/01/2021
Nordyne, LLC | Gibson | KG7TC-060*-E24BP | Federally-Regulated Consumer Product | Non-Weatherized, Condensing Ga | 1222 | 249 |  | 12/01/2021 | 39014 | 207456203 | 12/01/2021
Nordyne, LLC | Gibson | KG7TN-060D-E24B1 | Federally-Regulated Consumer Product | Non-Weatherized, Condensing Ga | 1304 | 252 |  | 12/01/2021 | 39517 | 204036986 | 12/01/2021
Nordyne, LLC | Gibson | R8GE-X60K096C1 | Federally-Regulated Consumer Product | Weatherized Non-Condensing Gas | 2028 | 288 |  | 12/01/2021 | 94398 | 204093436 | 12/01/2021
Nordyne, LLC | Gibson | R8GE-X60K120C1 | Federally-Regulated Consumer Product | Weatherized Non-Condensing Gas | 2073 | 290 |  | 12/01/2021 | 119379 | 204040794 | 12/01/2021
Nordyne, LLC | Gibson | KG7TE-100D-E35CP | Federally-Regulated Consumer Product | Non-Weatherized, Condensing Ga | 1783 | 273 |  | 12/01/2021 | 64758 | 207456145 | 12/01/2021
Nordyne, LLC | Gibson | KG7TN-100D-E35C1 | Federally-Regulated Consumer Product | Non-Weatherized, Condensing Ga | 1711 | 270 |  | 12/01/2021 | 65214 | 204036946 | 12/01/2021
Nordyne, LLC | Gibson | R8GE-024K072C1 | Federally-Regulated Consumer Product | Weatherized Non-Condensing Gas | 1280 | 255 |  | 12/01/2021 | 71272 | 204040770 | 12/01/2021
Nordyne, LLC | Gibson | KG7TA-080C-E24B1 | Federally-Regulated Consumer Product | Non-Weatherized, Non-Condensin | 1277 | 238 |  | 12/01/2021 | 52213 | 204036794 | 12/01/2021
Nordyne, LLC | Gibson | KG7TN-080D-E35CP | Federally-Regulated Consumer Product | Non-Weatherized, Condensing Ga | 1718 | 271 |  | 12/01/2021 | 52461 | 207456150 | 12/01/2021
Nordyne, LLC | Gibson | KG7TN-100D-E35CP | Federally-Regulated Consumer Product | Non-Weatherized, Condensing Ga | 1711 | 270 |  | 12/01/2021 | 65214 | 207456161 | 12/01/2021
Nordyne, LLC | Gibson | KG7TE-060D-E24B1 | Federally-Regulated Consumer Product | Non-Weatherized, Condensing Ga | 1315 | 252 |  | 12/01/2021 | 38212 | 204037060 | 12/01/2021
Nordyne, LLC | Gibson | R8GE-030K072C1 | Federally-Regulated Consumer Product | Weatherized Non-Condensing Gas | 1280 | 255 |  | 12/01/2021 | 71272 | 204040782 | 12/01/2021
Nordyne, LLC | Gibson | KG7TA-080C-E24BP | Federally-Regulated Consumer Product | Non-Weatherized, Non-Condensin | 1277 | 238 |  | 12/01/2021 | 52213 | 207455916 | 12/01/2021
Nordyne, LLC | Gibson | KG7TA-100C-E35C1 | Federally-Regulated Consumer Product | Non-Weatherized, Non-Condensin | 1668 | 255 |  | 12/01/2021 | 63969 | 204036802 | 12/01/2021
Nordyne, LLC | Gibson | KG7TE-060D-E24BP | Federally-Regulated Consumer Product | Non-Weatherized, Condensing Ga | 1315 | 252 |  | 12/01/2021 | 38212 | 207456237 | 12/01/2021
Nordyne, LLC | Gibson | KG7TN-060D-E24BP | Federally-Regulated Consumer Product | Non-Weatherized, Condensing Ga | 1304 | 252 |  | 12/01/2021 | 39517 | 207456192 | 12/01/2021
Daikin Comfort Technologies Manufacturing, L.P. | Daikin | DM80VC0804CXA* | Federally-Regulated Consumer Product | Non-Weatherized, Non-Condensin | 1780 | 260 |  | 12/01/2021 | 56000 | 9924925 | 12/01/2021
Daikin Comfort Technologies Manufacturing, L.P. | Daikin | DM96VC1205DN | Federally-Regulated Consumer Product | Non-Weatherized, Condensing Ga | 2234 | 293 |  | 12/01/2021 | 84195 | 7368886 | 12/01/2021
Daikin Comfort Technologies Manufacturing, L.P. | Daikin | DC97MC1005CN | Federally-Regulated Consumer Product | Non-Weatherized, Condensing Ga | 1662 | 268 |  | 12/01/2021 | 50000 | 7424281 | 12/01/2021
Daikin Comfort Technologies Manufacturing, L.P. | Daikin | DM80VC0803BXA* | Federally-Regulated Consumer Product | Non-Weatherized, Non-Condensin | 1165 | 233 |  | 12/01/2021 | 56000 | 9924923 | 12/01/2021
Daikin Comfort Technologies Manufacturing, L.P. | Daikin | DM96TN1004CN | Federally-Regulated Consumer Product | Non-Weatherized, Condensing Ga | 1810 | 275 |  | 12/01/2021 | 70973 | 207349323 | 12/01/2021
Daikin Comfort Technologies Manufacturing, L.P. | Daikin | DM97MC1205DN | Federally-Regulated Consumer Product | Non-Weatherized, Condensing Ga | 2234 | 293 |  | 12/01/2021 | 60000 | 7424277 | 12/01/2021
Daikin Comfort Technologies Manufacturing, L.P. | Daikin | DM97MC1005CN | Federally-Regulated Consumer Product | Non-Weatherized, Condensing Ga | 2145 | 289 |  | 12/01/2021 | 50000 | 7424276 | 12/01/2021
Daikin Comfort Technologies Manufacturing, L.P. | Daikin | DC97MC0603BN | Federally-Regulated Consumer Product | Non-Weatherized, Condensing Ga | 1160 | 246 |  | 12/01/2021 | 30000 | 7424278 | 12/01/2021
Daikin Comfort Technologies Manufacturing, L.P. | Daikin | DM96VC1005CN | Federally-Regulated Consumer Product | Non-Weatherized, Condensing Ga | 2145 | 289 |  | 12/01/2021 | 70261 | 7368885 | 12/01/2021
Daikin Comfort Technologies Manufacturing, L.P. | Daikin | DP14GM3004041 | Federally-Regulated Consumer Product | Weatherized Non-Condensing Gas | 1160 | 250 |  | 12/01/2021 | 40255 | 7502579 | 12/01/2021
Daikin Comfort Technologies Manufacturing, L.P. | Daikin | DP14GM2404041 | Federally-Regulated Consumer Product | Weatherized Non-Condensing Gas | 1044 | 241 |  | 12/01/2021 | 40281 | 7502577 | 12/01/2021
Daikin Comfort Technologies Manufacturing, L.P. | Daikin | DP14GM3606041 | Federally-Regulated Consumer Product | Weatherized Non-Condensing Gas | 1485 | 264 |  | 12/01/2021 | 60286 | 7502582 | 12/01/2021
Carrier Corp. - Indianapolis | Kenmore | PGR536090K**0G* | Federally-Regulated Consumer Product | Weatherized Non-Condensing Gas | 1520 | 266 |  | 12/01/2021 | 58502 | 204038340 | 12/01/2021
Carrier Corp. - Indianapolis | Kenmore | PGR560115K**0G* | Federally-Regulated Consumer Product | Weatherized Non-Condensing Gas | 1981 | 286 |  | 12/01/2021 | 75066 | 204038347 | 12/01/2021
Carrier Corp. - Indianapolis | Kenmore | PGR560090K**0G* | Federally-Regulated Consumer Product | Weatherized Non-Condensing Gas | 1988 | 286 |  | 12/01/2021 | 58481 | 204038346 | 12/01/2021
Carrier Corp. - Indianapolis | Kenmore | G97CMN0602120A*D | Federally-Regulated Consumer Product | Non-Weatherized, Condensing Ga | 1897 | 278 |  | 12/01/2021 | 24235 | 203924644 | 12/01/2021
Carrier Corp. - Indianapolis | Kenmore | PGR530060K**0G* | Federally-Regulated Consumer Product | Weatherized Non-Condensing Gas | 1364 | 259 |  | 12/01/2021 | 39190 | 204038338 | 12/01/2021
Carrier Corp. - Indianapolis | Kenmore | PGR560090K**1G* | Federally-Regulated Consumer Product | Weatherized Non-Condensing Gas | 1988 | 286 |  | 12/01/2021 | 58481 | 204038360 | 12/01/2021
Carrier Corp. - Indianapolis | Kenmore | N95ESN0401712A**D | Federally-Regulated Consumer Product | Mobile Home Non-Weatherized, C | 998 | 239 |  | 12/01/2021 | 40139 | 203360702 | 12/01/2021
Carrier Corp. - Indianapolis | Kenmore | PDD436090K**1G* | Federally-Regulated Consumer Product | Weatherized Non-Condensing Gas | 1584 | 269 |  | 12/01/2021 | 90364 | 204038249 | 12/01/2021
Carrier Corp. - Indianapolis | Kenmore | PGR524060K**0G* | Federally-Regulated Consumer Product | Weatherized Non-Condensing Gas | 1194 | 252 |  | 12/01/2021 | 39139 | 204038336 | 12/01/2021
Carrier Corp. - Indianapolis | Kenmore | PGR542090K**0G* | Federally-Regulated Consumer Product | Weatherized Non-Condensing Gas | 1603 | 270 |  | 12/01/2021 | 57969 | 204038342 | 12/01/2021
Carrier Corp. - Indianapolis | Kenmore | PDD442060K**1G* | Federally-Regulated Consumer Product | Weatherized Non-Condensing Gas | 1514 | 266 |  | 12/01/2021 | 60394 | 204038250 | 12/01/2021
Carrier Corp. - Indianapolis | Kenmore | G97CMN0601714A | Federally-Regulated Consumer Product | Non-Weatherized, Condensing Ga | 1392 | 256 |  | 12/01/2021 | 23828 | 203924570 | 12/01/2021
Carrier Corp. - Indianapolis | Kenmore | PGR536060K**1G* | Federally-Regulated Consumer Product | Weatherized Non-Condensing Gas | 1413 | 261 |  | 12/01/2021 | 39780 | 204038353 | 12/01/2021
Carrier Corp. - Indianapolis | Kenmore | F97CMN0602120A*D | Federally-Regulated Consumer Product | Non-Weatherized, Condensing Ga | 1897 | 278 |  | 12/01/2021 | 24235 | 203924616 | 12/01/2021
Carrier Corp. - Indianapolis | Kenmore | PGD442060K**0G* | Federally-Regulated Consumer Product | Weatherized Non-Condensing Gas | 1514 | 266 |  | 12/01/2021 | 60394 | 204038289 | 12/01/2021
Carrier Corp. - Indianapolis | Kenmore | F97CMN1002122A*D | Federally-Regulated Consumer Product | Non-Weatherized, Condensing Ga | 2192 | 291 |  | 12/01/2021 | 39903 | 203924625 | 12/01/2021
Carrier Corp. - Indianapolis | Kenmore | F97CMN0602120A | Federally-Regulated Consumer Product | Non-Weatherized, Condensing Ga | 1897 | 278 |  | 12/01/2021 | 24235 | 203924553 | 12/01/2021
Carrier Corp. - Indianapolis | Kenmore | F96VTN0601714A*D | Federally-Regulated Consumer Product | Non-Weatherized, Condensing Ga | 1459 | 259 |  | 12/01/2021 | 39051 | 203359192 | 12/01/2021
Carrier Corp. - Indianapolis | Kenmore | G97CMN0601714A*D | Federally-Regulated Consumer Product | Non-Weatherized, Condensing Ga | 1392 | 256 |  | 12/01/2021 | 23828 | 203924636 | 12/01/2021
Carrier Corp. - Indianapolis | Kenmore | G97CMN1202422A*D | Federally-Regulated Consumer Product | Non-Weatherized, Condensing Ga | 2271 | 295 |  | 12/01/2021 | 48091 | 203924676 | 12/01/2021
Carrier Corp. - Indianapolis | Kenmore | PGR536090K**1G* | Federally-Regulated Consumer Product | Weatherized Non-Condensing Gas | 1520 | 266 |  | 12/01/2021 | 58502 | 204038354 | 12/01/2021
Carrier Corp. - Indianapolis | Kenmore | G97CMN0602120A | Federally-Regulated Consumer Product | Non-Weatherized, Condensing Ga | 1897 | 278 |  | 12/01/2021 | 24235 | 203924578 | 12/01/2021
Carrier Corp. - Indianapolis | Kenmore | PDD436060K**0G* | Federally-Regulated Consumer Product | Weatherized Non-Condensing Gas | 1687 | 273 |  | 12/01/2021 | 60973 | 204038235 | 12/01/2021
Carrier Corp. - Indianapolis | Kenmore | PGR530040K**0G* | Federally-Regulated Consumer Product | Weatherized Non-Condensing Gas | 1166 | 250 |  | 12/01/2021 | 26017 | 204038337 | 12/01/2021
Carrier Corp. - Indianapolis | Kenmore | PGR536060K**0G* | Federally-Regulated Consumer Product | Weatherized Non-Condensing Gas | 1413 | 261 |  | 12/01/2021 | 39780 | 204038339 | 12/01/2021
Carrier Corp. - Indianapolis | Kenmore | F97CMN0601714A*D | Federally-Regulated Consumer Product | Non-Weatherized, Condensing Ga | 1392 | 256 |  | 12/01/2021 | 23828 | 203924613 | 12/01/2021
Carrier Corp. - Indianapolis | Kenmore | PDD436090K**0G* | Federally-Regulated Consumer Product | Weatherized Non-Condensing Gas | 1584 | 269 |  | 12/01/2021 | 90364 | 204038236 | 12/01/2021
Carrier Corp. - Indianapolis | Kenmore | PGR530060K**1G* | Federally-Regulated Consumer Product | Weatherized Non-Condensing Gas | 1364 | 259 |  | 12/01/2021 | 39190 | 204038352 | 12/01/2021
Carrier Corp. - Indianapolis | Kenmore | PGR548115K**0G* | Federally-Regulated Consumer Product | Weatherized Non-Condensing Gas | 1990 | 287 |  | 12/01/2021 | 75066 | 204038344 | 12/01/2021
Carrier Corp. - Indianapolis | Kenmore | PGR542060K**1G* | Federally-Regulated Consumer Product | Weatherized Non-Condensing Gas | 1772 | 277 |  | 12/01/2021 | 39066 | 204038355 | 12/01/2021
Carrier Corp. - Indianapolis | Kenmore | PDD436060K**1G* | Federally-Regulated Consumer Product | Weatherized Non-Condensing Gas | 1687 | 273 |  | 12/01/2021 | 60973 | 204038248 | 12/01/2021
Carrier Corp. - Indianapolis | Kenmore | PGR524040K**1G* | Federally-Regulated Consumer Product | Weatherized Non-Condensing Gas | 1081 | 247 |  | 12/01/2021 | 25982 | 204038349 | 12/01/2021
Carrier Corp. - Indianapolis | Kenmore | F97CMN1202422A*D | Federally-Regulated Consumer Product | Non-Weatherized, Condensing Ga | 2271 | 295 |  | 12/01/2021 | 48091 | 203924628 | 12/01/2021
Carrier Corp. - Indianapolis | Kenmore | G97CMN0802120A | Federally-Regulated Consumer Product | Non-Weatherized, Condensing Ga | 2026 | 284 |  | 12/01/2021 | 31724 | 203924594 | 12/01/2021
Carrier Corp. - Indianapolis | Kenmore | G97CMN1002122A*D | Federally-Regulated Consumer Product | Non-Weatherized, Condensing Ga | 2192 | 291 |  | 12/01/2021 | 39903 | 203924668 | 12/01/2021
Carrier Corp. - Indianapolis | Kenmore | F97CMN0601714A | Federally-Regulated Consumer Product | Non-Weatherized, Condensing Ga | 1392 | 256 |  | 12/01/2021 | 23828 | 203924550 | 12/01/2021
Carrier Corp. - Indianapolis | Kenmore | G96VTN0601714A*D | Federally-Regulated Consumer Product | Non-Weatherized, Condensing Ga | 1459 | 259 |  | 12/01/2021 | 39051 | 203359288 | 12/01/2021
Carrier Corp. - Indianapolis | Kenmore | PDD442060K**0G* | Federally-Regulated Consumer Product | Weatherized Non-Condensing Gas | 1514 | 266 |  | 12/01/2021 | 60394 | 204038237 | 12/01/2021
Carrier Corp. - Indianapolis | Kenmore | PGR560115K**1G* | Federally-Regulated Consumer Product | Weatherized Non-Condensing Gas | 1981 | 286 |  | 12/01/2021 | 75066 | 204038361 | 12/01/2021
Carrier Corp. - Indianapolis | Kenmore | PGR542090K**1G* | Federally-Regulated Consumer Product | Weatherized Non-Condensing Gas | 1603 | 270 |  | 12/01/2021 | 57969 | 204038356 | 12/01/2021
Carrier Corp. - Indianapolis | Kenmore | F97CMN0802120A*D | Federally-Regulated Consumer Product | Non-Weatherized, Condensing Ga | 2026 | 284 |  | 12/01/2021 | 31724 | 203924622 | 12/01/2021
Carrier Corp. - Indianapolis | Kenmore | F97CMN0802120A | Federally-Regulated Consumer Product | Non-Weatherized, Condensing Ga | 2026 | 284 |  | 12/01/2021 | 31724 | 203924679 | 12/01/2021
Carrier Corp. - Indianapolis | Kenmore | PGR524040K**0G* | Federally-Regulated Consumer Product | Weatherized Non-Condensing Gas | 1081 | 247 |  | 12/01/2021 | 25982 | 204038335 | 12/01/2021
Carrier Corp. - Indianapolis | Kenmore | F97CMN1202422A | Federally-Regulated Consumer Product | Non-Weatherized, Condensing Ga | 2271 | 295 |  | 12/01/2021 | 48091 | 203924562 | 12/01/2021
Carrier Corp. - Indianapolis | Kenmore | PDS436060K**0G* | Federally-Regulated Consumer Product | Weatherized Non-Condensing Gas | 1687 | 273 |  | 12/01/2021 | 60973 | 204038261 | 12/01/2021
Carrier Corp. - Indianapolis | Kenmore | PGR548115K**1G* | Federally-Regulated Consumer Product | Weatherized Non-Condensing Gas | 1990 | 287 |  | 12/01/2021 | 75066 | 204038358 | 12/01/2021
Carrier Corp. - Indianapolis | Kenmore | PGR548090K**1G* | Federally-Regulated Consumer Product | Weatherized Non-Condensing Gas | 1918 | 283 |  | 12/01/2021 | 58473 | 204038357 | 12/01/2021
Carrier Corp. - Indianapolis | Kenmore | N95ESN0802120A**D | Federally-Regulated Consumer Product | Mobile Home Non-Weatherized, C | 1837 | 276 |  | 12/01/2021 | 79777 | 203360705 | 12/01/2021
Carrier Corp. - Indianapolis | Kenmore | PGR548130K**0G* | Federally-Regulated Consumer Product | Weatherized Non-Condensing Gas | 2030 | 288 |  | 12/01/2021 | 84422 | 204038345 | 12/01/2021
Carrier Corp. - Indianapolis | Kenmore | PGR542060K**0G* | Federally-Regulated Consumer Product | Weatherized Non-Condensing Gas | 1772 | 277 |  | 12/01/2021 | 39066 | 204038341 | 12/01/2021
Carrier Corp. - Indianapolis | Kenmore | G97CMN1202422A | Federally-Regulated Consumer Product | Non-Weatherized, Condensing Ga | 2271 | 295 |  | 12/01/2021 | 48091 | 203924610 | 12/01/2021
Carrier Corp. - Indianapolis | Kenmore | PGR560130K**0G* | Federally-Regulated Consumer Product | Weatherized Non-Condensing Gas | 1979 | 286 |  | 12/01/2021 | 85032 | 204038348 | 12/01/2021
Carrier Corp. - Indianapolis | Kenmore | F97CMN1002122A | Federally-Regulated Consumer Product | Non-Weatherized, Condensing Ga | 2192 | 291 |  | 12/01/2021 | 39903 | 203924559 | 12/01/2021
Carrier Corp. - Indianapolis | Kenmore | PDS436060K**1G* | Federally-Regulated Consumer Product | Weatherized Non-Condensing Gas | 1687 | 273 |  | 12/01/2021 | 60973 | 204038274 | 12/01/2021
Carrier Corp. - Indianapolis | Kenmore | PGR524060K**1G* | Federally-Regulated Consumer Product | Weatherized Non-Condensing Gas | 1194 | 252 |  | 12/01/2021 | 39139 | 204038350 | 12/01/2021
Carrier Corp. - Indianapolis | Kenmore | PGR560130K**1G* | Federally-Regulated Consumer Product | Weatherized Non-Condensing Gas | 1979 | 286 |  | 12/01/2021 | 85032 | 204038362 | 12/01/2021
Carrier Corp. - Indianapolis | Kenmore | PGR548090K**0G* | Federally-Regulated Consumer Product | Weatherized Non-Condensing Gas | 1918 | 283 |  | 12/01/2021 | 58473 | 204038343 | 12/01/2021
Carrier Corp. - Indianapolis | Kenmore | N95ESN0802120A* | Federally-Regulated Consumer Product | Mobile Home Non-Weatherized, C | 1837 | 276 |  | 12/01/2021 | 79777 | 203360699 | 12/01/2021
Carrier Corp. - Indianapolis | Kenmore | G97CMN0802120A*D | Federally-Regulated Consumer Product | Non-Weatherized, Condensing Ga | 2026 | 284 |  | 12/01/2021 | 31724 | 203924660 | 12/01/2021
Carrier Corp. - Indianapolis | Kenmore | N95ESN0601714A**D | Federally-Regulated Consumer Product | Mobile Home Non-Weatherized, C | 1346 | 254 |  | 12/01/2021 | 60102 | 203360703 | 12/01/2021
Carrier Corp. - Indianapolis | Kenmore | PGR548130K**1G* | Federally-Regulated Consumer Product | Weatherized Non-Condensing Gas | 2030 | 288 |  | 12/01/2021 | 84422 | 204038359 | 12/01/2021
Carrier Corp. - Indianapolis | Kenmore | PGD442060K**1G* | Federally-Regulated Consumer Product | Weatherized Non-Condensing Gas | 1514 | 266 |  | 12/01/2021 | 60394 | 204038302 | 12/01/2021
Carrier Corp. - Indianapolis | Kenmore | G97CMN1002122A | Federally-Regulated Consumer Product | Non-Weatherized, Condensing Ga | 2192 | 291 |  | 12/01/2021 | 39903 | 203924602 | 12/01/2021
Carrier Corp. - Indianapolis | Kenmore | PGR530040K**1G* | Federally-Regulated Consumer Product | Weatherized Non-Condensing Gas | 1166 | 250 |  | 12/01/2021 | 26017 | 204038351 | 12/01/2021
Johnson Controls, Inc. | FRASER-JOHNSTON BY JOHNSON CONTROLS | PCG4A300502X3 | Federally-Regulated Consumer Product | Weatherized Non-Condensing Gas | 1130 | 244 |  | 12/01/2021 | 49570 | 205281300 | 12/01/2021
Johnson Controls, Inc. | FRASER-JOHNSTON BY JOHNSON CONTROLS | PCG4A240752X2 | Federally-Regulated Consumer Product | Weatherized Non-Condensing Gas | 1394 | 255 |  | 12/01/2021 | 75189 | 202346011 | 12/01/2021
Johnson Controls, Inc. | FRASER-JOHNSTON BY JOHNSON CONTROLS | PCG4A300752X3 | Federally-Regulated Consumer Product | Weatherized Non-Condensing Gas | 1414 | 256 |  | 12/01/2021 | 75125 | 205281301 | 12/01/2021
Johnson Controls, Inc. | FRASER-JOHNSTON BY JOHNSON CONTROLS | PCG4A300752X2 | Federally-Regulated Consumer Product | Weatherized Non-Condensing Gas | 1414 | 256 |  | 12/01/2021 | 75125 | 202346013 | 12/01/2021
Johnson Controls, Inc. | FRASER-JOHNSTON BY JOHNSON CONTROLS | PCG4A300502X2 | Federally-Regulated Consumer Product | Weatherized Non-Condensing Gas | 1130 | 244 |  | 12/01/2021 | 49570 | 202346012 | 12/01/2021
Rheem Sales Company, Inc. | Mainline | RGEA14048AJT08XAB | Federally-Regulated Consumer Product | Weatherized Non-Condensing Gas | 1809 | 279 |  | 12/01/2021 | 99189 | 204117087 | 12/01/2021
Rheem Sales Company, Inc. | Mainline | RGEA15030AJV081AB | Federally-Regulated Consumer Product | Weatherized Non-Condensing Gas | 1402 | 261 |  | 12/01/2021 | 80658 | 204117098 | 12/01/2021
Rheem Sales Company, Inc. | Mainline | ML801CA050314ZXA | Federally-Regulated Consumer Product | Non-Weatherized, Non-Condensin | 1223 | 236 |  | 12/01/2021 | 51119 | 205001028 | 12/01/2021
Rheem Sales Company, Inc. | Mainline | RGEA15060AJV10XAB | Federally-Regulated Consumer Product | Weatherized Non-Condensing Gas | 2166 | 294 |  | 12/01/2021 | 100081 | 204117115 | 12/01/2021
Rheem Sales Company, Inc. | Mainline | RGEA16036AJV102AB | Federally-Regulated Consumer Product | Weatherized Non-Condensing Gas | 1648 | 272 |  | 12/01/2021 | 76362 | 205785639 | 12/01/2021
Rheem Sales Company, Inc. | Mainline | RGEA15042BJV101AA | Federally-Regulated Consumer Product | Weatherized Non-Condensing Gas | 1375 | 260 |  | 12/01/2021 | 101119 | 205724700 | 12/01/2021
Rheem Sales Company, Inc. | Mainline | RGEA14048AJT10UAA | Federally-Regulated Consumer Product | Weatherized Non-Condensing Gas | 1832 | 280 |  | 12/01/2021 | 100370 | 205965592 | 12/01/2021
Rheem Sales Company, Inc. | Mainline | RGEA14036AJT061AC | Federally-Regulated Consumer Product | Weatherized Non-Condensing Gas | 1430 | 262 |  | 12/01/2021 | 99665 | 206606700 | 12/01/2021
Rheem Sales Company, Inc. | Mainline | RGEA14042AJT08UAA | Federally-Regulated Consumer Product | Weatherized Non-Condensing Gas | 1635 | 271 |  | 12/01/2021 | 80943 | 205965593 | 12/01/2021
Rheem Sales Company, Inc. | Mainline | RGEA14036AJT06UAA | Federally-Regulated Consumer Product | Weatherized Non-Condensing Gas | 1434 | 262 |  | 12/01/2021 | 60723 | 205965589 | 12/01/2021
Rheem Sales Company, Inc. | Mainline | ML801TA075521ZSB | Federally-Regulated Consumer Product | Non-Weatherized, Non-Condensin | 1883 | 265 |  | 12/01/2021 | 75029 | 10378093 | 12/01/2021
Rheem Sales Company, Inc. | Mainline | RGEA14048AJT101AB | Federally-Regulated Consumer Product | Weatherized Non-Condensing Gas | 1809 | 279 |  | 12/01/2021 | 99189 | 204117088 | 12/01/2021
Rheem Sales Company, Inc. | Mainline | RGEA14036AJT101AC | Federally-Regulated Consumer Product | Weatherized Non-Condensing Gas | 1430 | 262 |  | 12/01/2021 | 99665 | 206606704 | 12/01/2021
Rheem Sales Company, Inc. | Mainline | RGEA15024BJV06XAA | Federally-Regulated Consumer Product | Weatherized Non-Condensing Gas | 1395 | 260 |  | 12/01/2021 | 80305 | 205724689 | 12/01/2021
Rheem Sales Company, Inc. | Mainline | RGEA14030AJT08XAC | Federally-Regulated Consumer Product | Weatherized Non-Condensing Gas | 1147 | 249 |  | 12/01/2021 | 79965 | 206606699 | 12/01/2021
Rheem Sales Company, Inc. | Mainline | RGEA14048AJT081AB | Federally-Regulated Consumer Product | Weatherized Non-Condensing Gas | 1809 | 279 |  | 12/01/2021 | 99189 | 204117086 | 12/01/2021
Rheem Sales Company, Inc. | Mainline | ML801TA075521ZXB | Federally-Regulated Consumer Product | Non-Weatherized, Non-Condensin | 1883 | 265 |  | 12/01/2021 | 75029 | 10378094 | 12/01/2021
Rheem Sales Company, Inc. | Mainline | RGEA15060AJV101AB | Federally-Regulated Consumer Product | Weatherized Non-Condensing Gas | 2166 | 294 |  | 12/01/2021 | 100081 | 204117114 | 12/01/2021
Rheem Sales Company, Inc. | Mainline | RGEA15042BJV08XAA | Federally-Regulated Consumer Product | Weatherized Non-Condensing Gas | 1375 | 260 |  | 12/01/2021 | 101119 | 205724699 | 12/01/2021
Rheem Sales Company, Inc. | Mainline | RGEA15036BJV08XAA | Federally-Regulated Consumer Product | Weatherized Non-Condensing Gas | 1355 | 259 |  | 12/01/2021 | 99675 | 205724695 | 12/01/2021
Rheem Sales Company, Inc. | Mainline | RGEA15036BJV061AA | Federally-Regulated Consumer Product | Weatherized Non-Condensing Gas | 1355 | 258 |  | 12/01/2021 | 99675 | 205724692 | 12/01/2021
Rheem Sales Company, Inc. | Mainline | RGEA14048AJT08UAA | Federally-Regulated Consumer Product | Weatherized Non-Condensing Gas | 2026 | 288 |  | 12/01/2021 | 80019 | 205965591 | 12/01/2021
Rheem Sales Company, Inc. | Mainline | RGECZR060AJT12**A | Federally-Regulated Consumer Product | Weatherized Non-Condensing Gas | 2183 | 266 |  | 12/01/2021 | 83968 | 205785652 | 12/01/2021
Rheem Sales Company, Inc. | Mainline | RGEA14030AJT06XAC | Federally-Regulated Consumer Product | Weatherized Non-Condensing Gas | 1147 | 249 |  | 12/01/2021 | 79965 | 206606697 | 12/01/2021
Rheem Sales Company, Inc. | Mainline | ML801CA050314ZSA | Federally-Regulated Consumer Product | Non-Weatherized, Non-Condensin | 1223 | 236 |  | 12/01/2021 | 51119 | 205001024 | 12/01/2021
Rheem Sales Company, Inc. | Mainline | RGEA14036AJT081AC | Federally-Regulated Consumer Product | Weatherized Non-Condensing Gas | 1430 | 262 |  | 12/01/2021 | 99665 | 206606702 | 12/01/2021
Rheem Sales Company, Inc. | Mainline | RGEA14024AJT06UAA | Federally-Regulated Consumer Product | Weatherized Non-Condensing Gas | 1236 | 253 |  | 12/01/2021 | 61566 | 205965588 | 12/01/2021
Rheem Sales Company, Inc. | Mainline | RGEA15048AJV101AB | Federally-Regulated Consumer Product | Weatherized Non-Condensing Gas | 1720 | 275 |  | 12/01/2021 | 99897 | 204117112 | 12/01/2021
Rheem Sales Company, Inc. | Mainline | RGEA15024BJV081AA | Federally-Regulated Consumer Product | Weatherized Non-Condensing Gas | 1395 | 260 |  | 12/01/2021 | 80305 | 205724690 | 12/01/2021
Rheem Sales Company, Inc. | Mainline | RGEA16048AJV10TAB | Federally-Regulated Consumer Product | Weatherized Non-Condensing Gas | 1845 | 280 |  | 12/01/2021 | 76171 | 205785644 | 12/01/2021
Rheem Sales Company, Inc. | Mainline | MP801CA050314ZSA | Federally-Regulated Consumer Product | Non-Weatherized, Non-Condensin | 1223 | 236 |  | 12/01/2021 | 51119 | 205348175 | 12/01/2021
Rheem Sales Company, Inc. | Mainline | RGEA15030AJV061AB | Federally-Regulated Consumer Product | Weatherized Non-Condensing Gas | 1402 | 261 |  | 12/01/2021 | 80658 | 204117096 | 12/01/2021
Rheem Sales Company, Inc. | Mainline | RGEA14042AJT10XAC | Federally-Regulated Consumer Product | Weatherized Non-Condensing Gas | 1494 | 265 |  | 12/01/2021 | 99609 | 206606709 | 12/01/2021
Rheem Sales Company, Inc. | Mainline | RGEA14060CJT10XAA | Federally-Regulated Consumer Product | Weatherized Non-Condensing Gas | 1911 | 283 |  | 12/01/2021 | 99261 | 205724687 | 12/01/2021
Rheem Sales Company, Inc. | Mainline | RGEA14042AJT081AC | Federally-Regulated Consumer Product | Weatherized Non-Condensing Gas | 1494 | 265 |  | 12/01/2021 | 99609 | 206606706 | 12/01/2021
Rheem Sales Company, Inc. | Mainline | RGEA14024AJT081AC | Federally-Regulated Consumer Product | Weatherized Non-Condensing Gas | 1127 | 249 |  | 12/01/2021 | 80320 | 206606694 | 12/01/2021
Rheem Sales Company, Inc. | Mainline | ML801TA070417MUA | Federally-Regulated Consumer Product | Non-Weatherized, Non-Condensin | 1823 | 262 |  | 12/01/2021 | 70109 | 204515056 | 12/01/2021
Rheem Sales Company, Inc. | Mainline | MP801TA070417MUA | Federally-Regulated Consumer Product | Non-Weatherized, Non-Condensin | 1823 | 262 |  | 12/01/2021 | 70109 | 205348202 | 12/01/2021
Rheem Sales Company, Inc. | Mainline | RGEA14060AJT10UAA | Federally-Regulated Consumer Product | Weatherized Non-Condensing Gas | 2066 | 290 |  | 12/01/2021 | 100130 | 205965594 | 12/01/2021
Rheem Sales Company, Inc. | Mainline | MP801TA050417MUA | Federally-Regulated Consumer Product | Non-Weatherized, Non-Condensin | 1502 | 248 |  | 12/01/2021 | 50342 | 205348200 | 12/01/2021
Rheem Sales Company, Inc. | Mainline | RGEA15030AJV06XAB | Federally-Regulated Consumer Product | Weatherized Non-Condensing Gas | 1402 | 261 |  | 12/01/2021 | 80658 | 204117097 | 12/01/2021
Rheem Sales Company, Inc. | Mainline | RGEA14036AJT10XAC | Federally-Regulated Consumer Product | Weatherized Non-Condensing Gas | 1430 | 262 |  | 12/01/2021 | 99665 | 206606705 | 12/01/2021
Rheem Sales Company, Inc. | Mainline | RGEA15036BJV081AA | Federally-Regulated Consumer Product | Weatherized Non-Condensing Gas | 1355 | 259 |  | 12/01/2021 | 99675 | 205724694 | 12/01/2021
Rheem Sales Company, Inc. | Mainline | RGECZR060AJT12**B | Federally-Regulated Consumer Product | Weatherized Non-Condensing Gas | 2183 | 266 |  | 12/01/2021 | 83968 | 206778677 | 12/01/2021
Rheem Sales Company, Inc. | Mainline | ML801TB100521MUA | Federally-Regulated Consumer Product | Non-Weatherized, Non-Condensin | 2096 | 274 |  | 12/01/2021 | 100583 | 204515057 | 12/01/2021
Rheem Sales Company, Inc. | Mainline | RGEA16036AJV10TAB | Federally-Regulated Consumer Product | Weatherized Non-Condensing Gas | 1648 | 272 |  | 12/01/2021 | 76362 | 205785640 | 12/01/2021
Rheem Sales Company, Inc. | Mainline | RGEA15042BJV10XAA | Federally-Regulated Consumer Product | Weatherized Non-Condensing Gas | 1375 | 260 |  | 12/01/2021 | 101119 | 205724701 | 12/01/2021
Rheem Sales Company, Inc. | Mainline | RGEA15042BJV081AA | Federally-Regulated Consumer Product | Weatherized Non-Condensing Gas | 1375 | 260 |  | 12/01/2021 | 101119 | 205724698 | 12/01/2021
Rheem Sales Company, Inc. | Mainline | ML801TA050314ZSA | Federally-Regulated Consumer Product | Non-Weatherized, Non-Condensin | 1223 | 236 |  | 12/01/2021 | 51119 | 205001023 | 12/01/2021
Rheem Sales Company, Inc. | Mainline | RGEA14030AJT061AC | Federally-Regulated Consumer Product | Weatherized Non-Condensing Gas | 1147 | 249 |  | 12/01/2021 | 79965 | 206606696 | 12/01/2021
Rheem Sales Company, Inc. | Mainline | RGEA14036AJT061AB | Federally-Regulated Consumer Product | Weatherized Non-Condensing Gas | 1430 | 262 |  | 12/01/2021 | 99665 | 204117076 | 12/01/2021
Rheem Sales Company, Inc. | Mainline | RGEA14042AJT08XAC | Federally-Regulated Consumer Product | Weatherized Non-Condensing Gas | 1494 | 265 |  | 12/01/2021 | 99609 | 206606707 | 12/01/2021
Rheem Sales Company, Inc. | Mainline | RGEA14048AJT10XAB | Federally-Regulated Consumer Product | Weatherized Non-Condensing Gas | 1809 | 279 |  | 12/01/2021 | 99189 | 204117089 | 12/01/2021
Rheem Sales Company, Inc. | Mainline | RGEA15024BJV08XAA | Federally-Regulated Consumer Product | Weatherized Non-Condensing Gas | 1395 | 260 |  | 12/01/2021 | 80305 | 205724691 | 12/01/2021
Rheem Sales Company, Inc. | Mainline | ML801TA050314ZXA | Federally-Regulated Consumer Product | Non-Weatherized, Non-Condensin | 1223 | 236 |  | 12/01/2021 | 51119 | 205001027 | 12/01/2021
Rheem Sales Company, Inc. | Mainline | RGEA14036AJT08UAA | Federally-Regulated Consumer Product | Weatherized Non-Condensing Gas | 1382 | 260 |  | 12/01/2021 | 80891 | 205965590 | 12/01/2021
Rheem Sales Company, Inc. | Mainline | RGEA15024BJV061AA | Federally-Regulated Consumer Product | Weatherized Non-Condensing Gas | 1395 | 260 |  | 12/01/2021 | 80305 | 205724688 | 12/01/2021
Rheem Sales Company, Inc. | Mainline | MP801CA050314ZXA | Federally-Regulated Consumer Product | Non-Weatherized, Non-Condensin | 1223 | 236 |  | 12/01/2021 | 51119 | 205348176 | 12/01/2021
Rheem Sales Company, Inc. | Mainline | RGEA14030AJT081AC | Federally-Regulated Consumer Product | Weatherized Non-Condensing Gas | 1147 | 249 |  | 12/01/2021 | 79965 | 206606698 | 12/01/2021
Rheem Sales Company, Inc. | Mainline | RGEA15036BJV06XAA | Federally-Regulated Consumer Product | Weatherized Non-Condensing Gas | 1355 | 258 |  | 12/01/2021 | 99675 | 205724693 | 12/01/2021
Rheem Sales Company, Inc. | Mainline | RGEA14036AJT06XAC | Federally-Regulated Consumer Product | Weatherized Non-Condensing Gas | 1430 | 262 |  | 12/01/2021 | 99665 | 206606701 | 12/01/2021
Rheem Sales Company, Inc. | Mainline | RGEA15048AJV10XAB | Federally-Regulated Consumer Product | Weatherized Non-Condensing Gas | 1720 | 275 |  | 12/01/2021 | 99897 | 204117113 | 12/01/2021
Rheem Sales Company, Inc. | Mainline | RGEA15030AJV08XAB | Federally-Regulated Consumer Product | Weatherized Non-Condensing Gas | 1402 | 261 |  | 12/01/2021 | 80658 | 204117099 | 12/01/2021
Rheem Sales Company, Inc. | Mainline | RGEA15036BJV101AA | Federally-Regulated Consumer Product | Weatherized Non-Condensing Gas | 1355 | 259 |  | 12/01/2021 | 99675 | 205724696 | 12/01/2021
Rheem Sales Company, Inc. | Mainline | RGEA14024AJT08XAC | Federally-Regulated Consumer Product | Weatherized Non-Condensing Gas | 1127 | 249 |  | 12/01/2021 | 80320 | 206606695 | 12/01/2021
Rheem Sales Company, Inc. | Mainline | MP801TB100521MUA | Federally-Regulated Consumer Product | Non-Weatherized, Non-Condensin | 2096 | 274 |  | 12/01/2021 | 100583 | 205348223 | 12/01/2021
Rheem Sales Company, Inc. | Mainline | RGEA14030AJT06UAA | Federally-Regulated Consumer Product | Weatherized Non-Condensing Gas | 1125 | 248 |  | 12/01/2021 | 60094 | 205965586 | 12/01/2021
Rheem Sales Company, Inc. | Mainline | RGEA16048AJV102AB | Federally-Regulated Consumer Product | Weatherized Non-Condensing Gas | 1845 | 280 |  | 12/01/2021 | 76171 | 205785643 | 12/01/2021
Rheem Sales Company, Inc. | Mainline | RGEA14036AJT08XAC | Federally-Regulated Consumer Product | Weatherized Non-Condensing Gas | 1430 | 262 |  | 12/01/2021 | 99665 | 206606703 | 12/01/2021
Rheem Sales Company, Inc. | Mainline | RGEA14024AJT06XAC | Federally-Regulated Consumer Product | Weatherized Non-Condensing Gas | 1127 | 249 |  | 12/01/2021 | 80320 | 206606693 | 12/01/2021
Rheem Sales Company, Inc. | Mainline | RGEA14042AJT101AC | Federally-Regulated Consumer Product | Weatherized Non-Condensing Gas | 1494 | 265 |  | 12/01/2021 | 99609 | 206606708 | 12/01/2021
Rheem Sales Company, Inc. | Mainline | RGEA14024AJT061AC | Federally-Regulated Consumer Product | Weatherized Non-Condensing Gas | 1127 | 249 |  | 12/01/2021 | 80320 | 206606692 | 12/01/2021
Rheem Sales Company, Inc. | Mainline | RGEA15036BJV10XAA | Federally-Regulated Consumer Product | Weatherized Non-Condensing Gas | 1355 | 259 |  | 12/01/2021 | 99675 | 205724697 | 12/01/2021
Rheem Sales Company, Inc. | Mainline | RGEA14060CJT101AA | Federally-Regulated Consumer Product | Weatherized Non-Condensing Gas | 1911 | 283 |  | 12/01/2021 | 99261 | 205724686 | 12/01/2021
Rheem Sales Company, Inc. | Mainline | ML801TA050417MUA | Federally-Regulated Consumer Product | Non-Weatherized, Non-Condensin | 1502 | 248 |  | 12/01/2021 | 50342 | 204515055 | 12/01/2021
Lennox Industries Inc. | Lennox | LGH060**EX*P | Federally-Regulated Consumer Product | Weatherized Non-Condensing Gas | 2797 | 302 |  | 12/01/2021 | 115243 | 3660012 | 12/01/2021
Lennox Industries Inc. | Lennox | ML180UH045V36A** | Federally-Regulated Consumer Product | Non-Weatherized, Non-Condensin | 1506 | 248 |  | 12/01/2021 | 44126 | 204457111 | 12/01/2021
Lennox Industries Inc. | Lennox | SLP99UH110XV60C-* | Federally-Regulated Consumer Product | Non-Weatherized, Condensing Ga | 2256 | 294 |  | 12/01/2021 | 39215 | 205534327 | 12/01/2021
Lennox Industries Inc. | Lennox | KGB036**EY*P | Federally-Regulated Consumer Product | Weatherized Non-Condensing Gas | 1526 | 239 |  | 12/01/2021 | 108439 | 204033692 | 12/01/2021
Lennox Industries Inc. | Lennox | ML180DF090E48B** | Federally-Regulated Consumer Product | Non-Weatherized, Non-Condensin | 1639 | 254 |  | 12/01/2021 | 87767 | 10581926 | 12/01/2021
Lennox Industries Inc. | Lennox | ML180UH070V36B** | Federally-Regulated Consumer Product | Non-Weatherized, Non-Condensin | 1455 | 246 |  | 12/01/2021 | 66220 | 204457113 | 12/01/2021
Lennox Industries Inc. | Lennox | ML180DF110E60C** | Federally-Regulated Consumer Product | Non-Weatherized, Non-Condensin | 2147 | 276 |  | 12/01/2021 | 111057 | 10581927 | 12/01/2021
Lennox Industries Inc. | Lennox | ML180UH110XE60C** | Federally-Regulated Consumer Product | Non-Weatherized, Non-Condensin | 2053 | 272 |  | 12/01/2021 | 109478 | 10581936 | 12/01/2021
Lennox Industries Inc. | Lennox | ML296DF090XV60C-* | Federally-Regulated Consumer Product | Non-Weatherized, Condensing Ga | 2123 | 288 |  | 12/01/2021 | 56779 | 202575919 | 12/01/2021
Lennox Industries Inc. | Lennox | ML180UH110V60C** | Federally-Regulated Consumer Product | Non-Weatherized, Non-Condensin | 2188 | 278 |  | 12/01/2021 | 111586 | 204457116 | 12/01/2021
Lennox Industries Inc. | Lennox | ML180UH090E60C** | Federally-Regulated Consumer Product | Non-Weatherized, Non-Condensin | 2081 | 274 |  | 12/01/2021 | 87931 | 10581933 | 12/01/2021
Lennox Industries Inc. | Lennox | SLP98DF090XV48C-* | Federally-Regulated Consumer Product | Non-Weatherized, Condensing Ga | 1823 | 166 |  | 12/01/2021 | 31136 | 4792123 | 12/01/2021
Lennox Industries Inc. | Lennox | ML180UH070V36A** | Federally-Regulated Consumer Product | Non-Weatherized, Non-Condensin | 1500 | 248 |  | 12/01/2021 | 65652 | 204457112 | 12/01/2021
Lennox Industries Inc. | Lennox | SLP99DF090XV60C-* | Federally-Regulated Consumer Product | Non-Weatherized, Condensing Ga | 2232 | 293 |  | 12/01/2021 | 30917 | 205534332 | 12/01/2021
Lennox Industries Inc. | Lennox | ML180DF070E36B** | Federally-Regulated Consumer Product | Non-Weatherized, Non-Condensin | 1369 | 242 |  | 12/01/2021 | 66107 | 10581925 | 12/01/2021
Lennox Industries Inc. | Lennox | ML180DF045E36A** | Federally-Regulated Consumer Product | Non-Weatherized, Non-Condensin | 1233 | 236 |  | 12/01/2021 | 44020 | 10581924 | 12/01/2021
Lennox Industries Inc. | Lennox | ML180UH045XE36A** | Federally-Regulated Consumer Product | Non-Weatherized, Non-Condensin | 1249 | 237 |  | 12/01/2021 | 43950 | 10581929 | 12/01/2021
Lennox Industries Inc. | Lennox | ML296DF070XV48B-* | Federally-Regulated Consumer Product | Non-Weatherized, Condensing Ga | 1882 | 278 |  | 12/01/2021 | 43013 | 202575918 | 12/01/2021
Lennox Industries Inc. | Lennox | ML296DF045XV36B-* | Federally-Regulated Consumer Product | Non-Weatherized, Condensing Ga | 1325 | 253 |  | 12/01/2021 | 28499 | 202575917 | 12/01/2021
Lennox Industries Inc. | Lennox | SLP98DF090XV60C-* | Federally-Regulated Consumer Product | Non-Weatherized, Condensing Ga | 2232 | 210 |  | 12/01/2021 | 30917 | 4792124 | 12/01/2021
Lennox Industries Inc. | Lennox | SLP99DF090XV36C-* | Federally-Regulated Consumer Product | Non-Weatherized, Condensing Ga | 1377 | 256 |  | 12/01/2021 | 31145 | 205534330 | 12/01/2021
Lennox Industries Inc. | Lennox | ML296UH070XV36B-* | Federally-Regulated Consumer Product | Non-Weatherized, Condensing Ga | 1413 | 257 |  | 12/01/2021 | 43058 | 202575921 | 12/01/2021
Lennox Industries Inc. | Lennox | ML180UH090XE48B** | Federally-Regulated Consumer Product | Non-Weatherized, Non-Condensin | 1628 | 254 |  | 12/01/2021 | 87272 | 10581934 | 12/01/2021
Lennox Industries Inc. | Lennox | SLP99UH090XV48C-* | Federally-Regulated Consumer Product | Non-Weatherized, Condensing Ga | 1948 | 281 |  | 12/01/2021 | 31311 | 205534325 | 12/01/2021
Lennox Industries Inc. | Lennox | ML180UH110E60C** | Federally-Regulated Consumer Product | Non-Weatherized, Non-Condensin | 2053 | 272 |  | 12/01/2021 | 109478 | 10581935 | 12/01/2021
Lennox Industries Inc. | Lennox | ML296UH110XV60C-* | Federally-Regulated Consumer Product | Non-Weatherized, Condensing Ga | 2083 | 287 |  | 12/01/2021 | 71341 | 202575923 | 12/01/2021
Lennox Industries Inc. | Lennox | ML296UH045XV36B-* | Federally-Regulated Consumer Product | Non-Weatherized, Condensing Ga | 1310 | 253 |  | 12/01/2021 | 28806 | 202575920 | 12/01/2021
Lennox Industries Inc. | Lennox | ML180UH070E36B** | Federally-Regulated Consumer Product | Non-Weatherized, Non-Condensin | 1361 | 242 |  | 12/01/2021 | 65645 | 10581930 | 12/01/2021
Lennox Industries Inc. | Lennox | ML180UH090V48B** | Federally-Regulated Consumer Product | Non-Weatherized, Non-Condensin | 1730 | 258 |  | 12/01/2021 | 87660 | 204457115 | 12/01/2021
Lennox Industries Inc. | Lennox | SLP98DF110XV60C-* | Federally-Regulated Consumer Product | Non-Weatherized, Condensing Ga | 2283 | 166 |  | 12/01/2021 | 39262 | 4792125 | 12/01/2021
Lennox Industries Inc. | Lennox | SLP98UH070XV36B-* | Federally-Regulated Consumer Product | Non-Weatherized, Condensing Ga | 1492 | 125 |  | 12/01/2021 | 23104 | 4792115 | 12/01/2021
Lennox Industries Inc. | Lennox | SLP99DF090XV48C-* | Federally-Regulated Consumer Product | Non-Weatherized, Condensing Ga | 1823 | 275 |  | 12/01/2021 | 31136 | 205534331 | 12/01/2021
Lennox Industries Inc. | Lennox | ML180UH045E36A** | Federally-Regulated Consumer Product | Non-Weatherized, Non-Condensin | 1249 | 237 |  | 12/01/2021 | 43950 | 10581928 | 12/01/2021
Lennox Industries Inc. | Lennox | SLP99UH090XV36C-* | Federally-Regulated Consumer Product | Non-Weatherized, Condensing Ga | 1503 | 261 |  | 12/01/2021 | 31527 | 205534324 | 12/01/2021
Lennox Industries Inc. | Lennox | SLP98DF070XV36B-* | Federally-Regulated Consumer Product | Non-Weatherized, Condensing Ga | 1416 | 120 |  | 12/01/2021 | 23254 | 4792121 | 12/01/2021
Lennox Industries Inc. | Lennox | ML296UH090XV48C-* | Federally-Regulated Consumer Product | Non-Weatherized, Condensing Ga | 1820 | 275 |  | 12/01/2021 | 57582 | 202735180 | 12/01/2021
Lennox Industries Inc. | Lennox | ML180UH090E48B** | Federally-Regulated Consumer Product | Non-Weatherized, Non-Condensin | 1628 | 254 |  | 12/01/2021 | 87272 | 10581932 | 12/01/2021
Lennox Industries Inc. | Lennox | SLP99DF070XV36B-* | Federally-Regulated Consumer Product | Non-Weatherized, Condensing Ga | 1416 | 257 |  | 12/01/2021 | 23254 | 205534329 | 12/01/2021
Lennox Industries Inc. | Lennox | ML180UH070XE36B** | Federally-Regulated Consumer Product | Non-Weatherized, Non-Condensin | 1361 | 242 |  | 12/01/2021 | 65645 | 10581931 | 12/01/2021
Lennox Industries Inc. | Lennox | ML180UH135E60D** | Federally-Regulated Consumer Product | Non-Weatherized, Non-Condensin | 2248 | 281 |  | 12/01/2021 | 132455 | 10581937 | 12/01/2021
Daikin Comfort Technologies Manufacturing, L.P. | Daikin | DC80VC1005CX | Federally-Regulated Consumer Product | Non-Weatherized, Non-Condensin | 1754 | 259 |  | 12/01/2021 | 75610 | 202274200 | 12/01/2021
Daikin Comfort Technologies Manufacturing, L.P. | Daikin | DRG0601DH******A* | Federally-Regulated Consumer Product | Weatherized Non-Condensing Gas | 2401 | 304 |  | 12/01/2021 | 105992 | 206319870 | 12/01/2021
Daikin Comfort Technologies Manufacturing, L.P. | Daikin | DM96SE0805CU | Federally-Regulated Consumer Product | Non-Weatherized, Condensing Ga | 2011 | 283 |  | 12/01/2021 | 80484 | 203503515 | 12/01/2021
Daikin Comfort Technologies Manufacturing, L.P. | Daikin | DC80VC0603BX | Federally-Regulated Consumer Product | Non-Weatherized, Non-Condensin | 1212 | 235 |  | 12/01/2021 | 42000 | 202274201 | 12/01/2021
Daikin Comfort Technologies Manufacturing, L.P. | Daikin | DRG0601DM******A* | Federally-Regulated Consumer Product | Weatherized Non-Condensing Gas | 2130 | 292 |  | 12/01/2021 | 86577 | 206319869 | 12/01/2021
Daikin Comfort Technologies Manufacturing, L.P. | Daikin | DC80VC0803BX | Federally-Regulated Consumer Product | Non-Weatherized, Non-Condensin | 1411 | 244 |  | 12/01/2021 | 56000 | 202274198 | 12/01/2021
Carrier Corp. - Indianapolis | Tempstar | PGR560090K**1G* | Federally-Regulated Consumer Product | Weatherized Non-Condensing Gas | 1988 | 286 |  | 12/01/2021 | 58481 | 204038492 | 12/01/2021
Carrier Corp. - Indianapolis | Tempstar | PGR560090K**0G* | Federally-Regulated Consumer Product | Weatherized Non-Condensing Gas | 1988 | 286 |  | 12/01/2021 | 58481 | 204038478 | 12/01/2021
Carrier Corp. - Indianapolis | Tempstar | PGR548090K**0G* | Federally-Regulated Consumer Product | Weatherized Non-Condensing Gas | 1918 | 283 |  | 12/01/2021 | 58473 | 204038475 | 12/01/2021
Johnson Controls, Inc. | CHAMPION HEATING AND COOLING | TMLE080B12MP11 | Federally-Regulated Consumer Product | Non-Weatherized, Non-Condensin | 1311 | 235 | 240 | 12/01/2021 | 79634 | 203489608 | 12/01/2021
Johnson Controls, Inc. | CHAMPION HEATING AND COOLING | TM8V080B12MP12 | Federally-Regulated Consumer Product | Non-Weatherized, Non-Condensin | 1479 | 242 | 247 | 12/01/2021 | 51960 | 10534151 | 12/01/2021
Johnson Controls, Inc. | CHAMPION HEATING AND COOLING | PCG6A360752X4 | Federally-Regulated Consumer Product | Weatherized Non-Condensing Gas | 1444 | 261 | 263 | 12/01/2021 | 49644 | 206168423 | 12/01/2021
Johnson Controls, Inc. | CHAMPION HEATING AND COOLING | ZD-05*10A1******** | Federally-Regulated Consumer Product | Weatherized Non-Condensing Gas | 2253 | 298 | 298 | 12/01/2021 | 100000 | 203975763 | 12/01/2021
Johnson Controls, Inc. | CHAMPION HEATING AND COOLING | PCG4B601002X4 | Federally-Regulated Consumer Product | Weatherized Non-Condensing Gas | 2113 | 291 | 292 | 12/01/2021 | 100990 | 206077579 | 12/01/2021
Johnson Controls, Inc. | CHAMPION HEATING AND COOLING | PCG6B601002X4 | Federally-Regulated Consumer Product | Weatherized Non-Condensing Gas | 1803 | 277 | 278 | 12/01/2021 | 65888 | 206136990 | 12/01/2021
Johnson Controls, Inc. | CHAMPION HEATING AND COOLING | PCG6B480652X4 | Federally-Regulated Consumer Product | Weatherized Non-Condensing Gas | 1708 | 273 | 274 | 12/01/2021 | 43352 | 206136962 | 12/01/2021
Johnson Controls, Inc. | CHAMPION HEATING AND COOLING | TMLV060A12MP12 | Federally-Regulated Consumer Product | Non-Weatherized, Non-Condensin | 1387 | 238 | 243 | 12/01/2021 | 39193 | 10534163 | 12/01/2021
Johnson Controls, Inc. | CHAMPION HEATING AND COOLING | PCG4A300752X4 | Federally-Regulated Consumer Product | Weatherized Non-Condensing Gas | 1191 | 250 | 251 | 12/01/2021 | 75681 | 206077398 | 12/01/2021
Johnson Controls, Inc. | CHAMPION HEATING AND COOLING | TM8Y100C20MP11 | Federally-Regulated Consumer Product | Non-Weatherized, Non-Condensin | 2060 | 267 | 273 | 12/01/2021 | 65024 | 8950259 | 12/01/2021
Johnson Controls, Inc. | CHAMPION HEATING AND COOLING | PCG4A421002X4 | Federally-Regulated Consumer Product | Weatherized Non-Condensing Gas | 1571 | 267 | 268 | 12/01/2021 | 100288 | 206077448 | 12/01/2021
Johnson Controls, Inc. | CHAMPION HEATING AND COOLING | TM8V100C20MP12 | Federally-Regulated Consumer Product | Non-Weatherized, Non-Condensin | 2291 | 277 | 283 | 12/01/2021 | 65187 | 10534154 | 12/01/2021
Johnson Controls, Inc. | CHAMPION HEATING AND COOLING | PCG4A360752X4 | Federally-Regulated Consumer Product | Weatherized Non-Condensing Gas | 1384 | 259 | 260 | 12/01/2021 | 75187 | 206077419 | 12/01/2021
Johnson Controls, Inc. | CHAMPION HEATING AND COOLING | PCG4A300502X4 | Federally-Regulated Consumer Product | Weatherized Non-Condensing Gas | 1205 | 251 | 252 | 12/01/2021 | 50202 | 206077389 | 12/01/2021
Johnson Controls, Inc. | CHAMPION HEATING AND COOLING | PCG4B600652X4 | Federally-Regulated Consumer Product | Weatherized Non-Condensing Gas | 2015 | 286 | 288 | 12/01/2021 | 64842 | 206077572 | 12/01/2021
Johnson Controls, Inc. | CHAMPION HEATING AND COOLING | TM9Y080B12MP11 | Federally-Regulated Consumer Product | Non-Weatherized, Condensing Ga | 1336 | 249 | 254 | 12/01/2021 | 52156 | 8950266 | 12/01/2021
Johnson Controls, Inc. | CHAMPION HEATING AND COOLING | PCG4A360502X4 | Federally-Regulated Consumer Product | Weatherized Non-Condensing Gas | 1346 | 257 | 258 | 12/01/2021 | 50288 | 206077408 | 12/01/2021
Johnson Controls, Inc. | CHAMPION HEATING AND COOLING | PCG4A240502X4 | Federally-Regulated Consumer Product | Weatherized Non-Condensing Gas | 968 | 240 | 242 | 12/01/2021 | 50146 | 206077367 | 12/01/2021
Johnson Controls, Inc. | CHAMPION HEATING AND COOLING | PCG6B481002X4 | Federally-Regulated Consumer Product | Weatherized Non-Condensing Gas | 1641 | 270 | 271 | 12/01/2021 | 64812 | 206136969 | 12/01/2021
Johnson Controls, Inc. | CHAMPION HEATING AND COOLING | PCG4B481002X4 | Federally-Regulated Consumer Product | Weatherized Non-Condensing Gas | 1684 | 272 | 273 | 12/01/2021 | 101771 | 206077558 | 12/01/2021
Johnson Controls, Inc. | CHAMPION HEATING AND COOLING | TM8Y080C16MP11 | Federally-Regulated Consumer Product | Non-Weatherized, Non-Condensin | 1628 | 249 | 254 | 12/01/2021 | 51991 | 8950261 | 12/01/2021
Johnson Controls, Inc. | CHAMPION HEATING AND COOLING | TM8V060A12MP12 | Federally-Regulated Consumer Product | Non-Weatherized, Non-Condensin | 1387 | 238 | 243 | 12/01/2021 | 39193 | 10534150 | 12/01/2021
Johnson Controls, Inc. | CHAMPION HEATING AND COOLING | PCG4B481252X4 | Federally-Regulated Consumer Product | Weatherized Non-Condensing Gas | 1962 | 284 | 285 | 12/01/2021 | 126252 | 206077565 | 12/01/2021
Johnson Controls, Inc. | CHAMPION HEATING AND COOLING | PCG4B480652X4 | Federally-Regulated Consumer Product | Weatherized Non-Condensing Gas | 1823 | 278 | 279 | 12/01/2021 | 65339 | 206077551 | 12/01/2021
Johnson Controls, Inc. | CHAMPION HEATING AND COOLING | PHG4B420652X4 | Federally-Regulated Consumer Product | Weatherized Non-Condensing Gas | 1722 | 273 | 275 | 12/01/2021 | 65857 | 206338256 | 12/01/2021
Johnson Controls, Inc. | CHAMPION HEATING AND COOLING | TM9V060B12MP12 | Federally-Regulated Consumer Product | Non-Weatherized, Condensing Ga | 1344 | 249 | 254 | 12/01/2021 | 40471 | 10534157 | 12/01/2021
Johnson Controls, Inc. | CHAMPION HEATING AND COOLING | TM8V080C16MP12 | Federally-Regulated Consumer Product | Non-Weatherized, Non-Condensin | 1715 | 252 | 257 | 12/01/2021 | 52202 | 10534152 | 12/01/2021
Johnson Controls, Inc. | CHAMPION HEATING AND COOLING | PCG4A240752X4 | Federally-Regulated Consumer Product | Weatherized Non-Condensing Gas | 1221 | 251 | 253 | 12/01/2021 | 75481 | 206077378 | 12/01/2021
Johnson Controls, Inc. | CHAMPION HEATING AND COOLING | TM8Y100C16MP11 | Federally-Regulated Consumer Product | Non-Weatherized, Non-Condensin | 1600 | 247 | 252 | 12/01/2021 | 65143 | 8950258 | 12/01/2021
Johnson Controls, Inc. | CHAMPION HEATING AND COOLING | PCG6B601252X4 | Federally-Regulated Consumer Product | Weatherized Non-Condensing Gas | 2609 | 312 | 314 | 12/01/2021 | 82056 | 206136997 | 12/01/2021
Johnson Controls, Inc. | CHAMPION HEATING AND COOLING | PCG6A361002X4 | Federally-Regulated Consumer Product | Weatherized Non-Condensing Gas | 1937 | 283 | 284 | 12/01/2021 | 64302 | 206168438 | 12/01/2021
Johnson Controls, Inc. | CHAMPION HEATING AND COOLING | PCG6B481252X4 | Federally-Regulated Consumer Product | Weatherized Non-Condensing Gas | 2461 | 306 | 307 | 12/01/2021 | 82013 | 206136976 | 12/01/2021
Johnson Controls, Inc. | CHAMPION HEATING AND COOLING | PCG4A420752X4 | Federally-Regulated Consumer Product | Weatherized Non-Condensing Gas | 1566 | 267 | 268 | 12/01/2021 | 74995 | 206077437 | 12/01/2021
Johnson Controls, Inc. | CHAMPION HEATING AND COOLING | TM8Y080B12MP11 | Federally-Regulated Consumer Product | Non-Weatherized, Non-Condensin | 1373 | 238 | 242 | 12/01/2021 | 52180 | 8950257 | 12/01/2021
Johnson Controls, Inc. | CHAMPION HEATING AND COOLING | TM9Y120D20MP11 | Federally-Regulated Consumer Product | Non-Weatherized, Condensing Ga | 1931 | 274 | 280 | 12/01/2021 | 78281 | 8950263 | 12/01/2021
Johnson Controls, Inc. | CHAMPION HEATING AND COOLING | PCG4A361002X4 | Federally-Regulated Consumer Product | Weatherized Non-Condensing Gas | 1538 | 265 | 267 | 12/01/2021 | 100492 | 206077427 | 12/01/2021
Johnson Controls, Inc. | CHAMPION HEATING AND COOLING | TM8Y120C20MP11 | Federally-Regulated Consumer Product | Non-Weatherized, Non-Condensin | 1967 | 263 | 269 | 12/01/2021 | 78553 | 8950260 | 12/01/2021
Johnson Controls, Inc. | CHAMPION HEATING AND COOLING | PCG6A240502X4 | Federally-Regulated Consumer Product | Weatherized Non-Condensing Gas | 1023 | 243 | 244 | 12/01/2021 | 33330 | 206136941 | 12/01/2021
Johnson Controls, Inc. | CHAMPION HEATING AND COOLING | TM9Y080C16MP11 | Federally-Regulated Consumer Product | Non-Weatherized, Condensing Ga | 1404 | 252 | 257 | 12/01/2021 | 52617 | 8950267 | 12/01/2021
Johnson Controls, Inc. | CHAMPION HEATING AND COOLING | PCG4B601252X4 | Federally-Regulated Consumer Product | Weatherized Non-Condensing Gas | 2166 | 293 | 294 | 12/01/2021 | 125911 | 206077586 | 12/01/2021
Johnson Controls, Inc. | CHAMPION HEATING AND COOLING | TM9Y100C20MP11 | Federally-Regulated Consumer Product | Non-Weatherized, Condensing Ga | 1827 | 270 | 275 | 12/01/2021 | 65485 | 8950264 | 12/01/2021
Johnson Controls, Inc. | CHAMPION HEATING AND COOLING | TMLE100C20MP11 | Federally-Regulated Consumer Product | Non-Weatherized, Non-Condensin | 2201 | 273 | 279 | 12/01/2021 | 99043 | 203489638 | 12/01/2021
Johnson Controls, Inc. | CHAMPION HEATING AND COOLING | PCG6A240752X4 | Federally-Regulated Consumer Product | Weatherized Non-Condensing Gas | 1526 | 265 | 266 | 12/01/2021 | 49150 | 206136948 | 12/01/2021
Johnson Controls, Inc. | CHAMPION HEATING AND COOLING | TM8Y060A12MP11 | Federally-Regulated Consumer Product | Non-Weatherized, Non-Condensin | 1332 | 236 | 241 | 12/01/2021 | 39003 | 8950262 | 12/01/2021
Johnson Controls, Inc. | CHAMPION HEATING AND COOLING | TM9Y100C16MP11 | Federally-Regulated Consumer Product | Non-Weatherized, Condensing Ga | 1497 | 256 | 261 | 12/01/2021 | 64620 | 8950268 | 12/01/2021
Lennox Industries Inc. | Airease | A80DF1E045A12** | Federally-Regulated Consumer Product | Non-Weatherized, Non-Condensin | 1233 | 236 |  | 12/01/2021 | 44020 | 202181789 | 12/01/2021
Lennox Industries Inc. | Airease | A80UH1E045A12** | Federally-Regulated Consumer Product | Non-Weatherized, Non-Condensin | 1249 | 237 |  | 12/01/2021 | 43950 | 202181494 | 12/01/2021
Lennox Industries Inc. | Airease | A80UH1E070B12** | Federally-Regulated Consumer Product | Non-Weatherized, Non-Condensin | 1361 | 242 |  | 12/01/2021 | 65645 | 202181498 | 12/01/2021
Lennox Industries Inc. | Airease | A80UH1E090C20** | Federally-Regulated Consumer Product | Non-Weatherized, Non-Condensin | 2081 | 274 |  | 12/01/2021 | 87931 | 202181506 | 12/01/2021
Lennox Industries Inc. | Airease | A80UH1E090B16** | Federally-Regulated Consumer Product | Non-Weatherized, Non-Condensin | 1628 | 254 |  | 12/01/2021 | 87272 | 202181502 | 12/01/2021
Lennox Industries Inc. | Airease | A80DF1E110C20** | Federally-Regulated Consumer Product | Non-Weatherized, Non-Condensin | 2147 | 276 |  | 12/01/2021 | 111057 | 202181836 | 12/01/2021
Lennox Industries Inc. | Airease | A80DF1E070B12** | Federally-Regulated Consumer Product | Non-Weatherized, Non-Condensin | 1369 | 242 |  | 12/01/2021 | 66107 | 202181807 | 12/01/2021
Lennox Industries Inc. | Airease | A80DF1E090B16** | Federally-Regulated Consumer Product | Non-Weatherized, Non-Condensin | 1639 | 254 |  | 12/01/2021 | 87767 | 202181819 | 12/01/2021
Lennox Industries Inc. | Airease | A80UH1E110C20** | Federally-Regulated Consumer Product | Non-Weatherized, Non-Condensin | 2053 | 272 |  | 12/01/2021 | 109478 | 202181510 | 12/01/2021
Lennox Industries Inc. | Airease | A80UH1E135D20** | Federally-Regulated Consumer Product | Non-Weatherized, Non-Condensin | 2248 | 281 |  | 12/01/2021 | 132455 | 202181514 | 12/01/2021
Nordyne, LLC | Nordyne | R8GE-X60K120C1 | Federally-Regulated Consumer Product | Weatherized Non-Condensing Gas | 2073 | 290 |  | 12/01/2021 | 119379 | 204040799 | 12/01/2021
Nordyne, LLC | Nordyne | R8GE-024K072C1 | Federally-Regulated Consumer Product | Weatherized Non-Condensing Gas | 1280 | 255 |  | 12/01/2021 | 71272 | 204040776 | 12/01/2021
Nordyne, LLC | Nordyne | R8GE-030K072C1 | Federally-Regulated Consumer Product | Weatherized Non-Condensing Gas | 1280 | 255 |  | 12/01/2021 | 71272 | 204040788 | 12/01/2021
Nordyne, LLC | Nordyne | R8GE-036K072C1 | Federally-Regulated Consumer Product | Weatherized Non-Condensing Gas | 1349 | 258 |  | 12/01/2021 | 72437 | 204093432 | 12/01/2021
Nordyne, LLC | Nordyne | R8GE-X60K096C1 | Federally-Regulated Consumer Product | Weatherized Non-Condensing Gas | 2028 | 288 |  | 12/01/2021 | 94398 | 204093441 | 12/01/2021
Nordyne, LLC | Maytag | PGC2TE080DE35CP | Federally-Regulated Consumer Product | Non-Weatherized, Condensing Ga | 1764 | 273 |  | 12/01/2021 | 52933 | 207456276 | 12/01/2021
Nordyne, LLC | Maytag | PGC2TC100*V35C1 | Federally-Regulated Consumer Product | Non-Weatherized, Condensing Ga | 1826 | 275 |  | 12/01/2021 | 64473 | 204037015 | 12/01/2021
Nordyne, LLC | Maytag | PGC2TN115DV45D1 | Federally-Regulated Consumer Product | Non-Weatherized, Condensing Ga | 1798 | 274 |  | 12/01/2021 | 74070 | 204036958 | 12/01/2021
Nordyne, LLC | Maytag | DF6SF-X60K120CB | Federally-Regulated Consumer Product | Weatherized Non-Condensing Gas | 1988 | 286 |  | 12/01/2021 | 80700 | 201709856 | 12/01/2021
Nordyne, LLC | Maytag | PPG3GE024K045C1 | Federally-Regulated Consumer Product | Weatherized Non-Condensing Gas | 1024 | 244 |  | 12/01/2021 | 45216 | 204040759 | 12/01/2021
Nordyne, LLC | Maytag | MG1E-090F1A*M1 | Federally-Regulated Consumer Product | Mobile Home Non-Weatherized, N | 1474 | 247 |  | 12/01/2021 | 85906 | 204541462 | 12/01/2021
Nordyne, LLC | Maytag | MG3S-080T2AAC1 | Federally-Regulated Consumer Product | Mobile Home Non-Weatherized, C | 1835 | 370 |  | 12/01/2021 | 51517 | 205962954 | 12/01/2021
Nordyne, LLC | Maytag | PGC2TE100DE35C1 | Federally-Regulated Consumer Product | Non-Weatherized, Condensing Ga | 1783 | 273 |  | 12/01/2021 | 64758 | 205309130 | 12/01/2021
Nordyne, LLC | Maytag | PGC2TE060DE24BP | Federally-Regulated Consumer Product | Non-Weatherized, Condensing Ga | 1315 | 252 |  | 12/01/2021 | 38212 | 207456275 | 12/01/2021
Nordyne, LLC | Maytag | MG2S-060F2ABM* | Federally-Regulated Consumer Product | Mobile Home Non-Weatherized, C | 1292 | 330 |  | 12/01/2021 | 39969 | 203049601 | 12/01/2021
Nordyne, LLC | Maytag | MG2R-072T1A*M* | Federally-Regulated Consumer Product | Mobile Home Non-Weatherized, C | 1607 | 354 |  | 12/01/2021 | 71866 | 204600226 | 12/01/2021
Nordyne, LLC | Maytag | MG3P-090U1*AC* | Federally-Regulated Consumer Product | Mobile Home Non-Weatherized, C | 2021 | 383 |  | 12/01/2021 | 91333 | 205126712 | 12/01/2021
Nordyne, LLC | Maytag | PGC2TE100DV35C1 | Federally-Regulated Consumer Product | Non-Weatherized, Condensing Ga | 1819 | 275 |  | 12/01/2021 | 65338 | 205770228 | 12/01/2021
Nordyne, LLC | Maytag | PGC2TC080*V35C1 | Federally-Regulated Consumer Product | Non-Weatherized, Condensing Ga | 1873 | 277 |  | 12/01/2021 | 50261 | 204037006 | 12/01/2021
Nordyne, LLC | Maytag | R8GE-X60K120C1 | Federally-Regulated Consumer Product | Weatherized Non-Condensing Gas | 2073 | 290 |  | 12/01/2021 | 119379 | 204040797 | 12/01/2021
Nordyne, LLC | Maytag | PGC2TE060DE24B1 | Federally-Regulated Consumer Product | Non-Weatherized, Condensing Ga | 1315 | 252 |  | 12/01/2021 | 38212 | 205309128 | 12/01/2021
Nordyne, LLC | Maytag | R8GE-024K072C1 | Federally-Regulated Consumer Product | Weatherized Non-Condensing Gas | 1280 | 255 |  | 12/01/2021 | 71272 | 204040773 | 12/01/2021
Nordyne, LLC | Maytag | MG1E-077F1A*M1 | Federally-Regulated Consumer Product | Mobile Home Non-Weatherized, N | 1253 | 237 |  | 12/01/2021 | 77346 | 204112435 | 12/01/2021
Nordyne, LLC | Maytag | MG3P-090U1AAC* | Federally-Regulated Consumer Product | Mobile Home Non-Weatherized, C | 2021 | 383 |  | 12/01/2021 | 91333 | 205126711 | 12/01/2021
Nordyne, LLC | Maytag | R8GE-036K072C1 | Federally-Regulated Consumer Product | Weatherized Non-Condensing Gas | 1349 | 258 |  | 12/01/2021 | 72437 | 204093430 | 12/01/2021
Nordyne, LLC | Maytag | PGC2TC080*V35CP | Federally-Regulated Consumer Product | Non-Weatherized, Condensing Ga | 1873 | 277 |  | 12/01/2021 | 50261 | 207456205 | 12/01/2021
Nordyne, LLC | Maytag | PGC2TC080DV35CP | Federally-Regulated Consumer Product | Non-Weatherized, Condensing Ga | 1873 | 277 |  | 12/01/2021 | 50261 | 207456116 | 12/01/2021
Nordyne, LLC | Maytag | MG2S-045F2ABM* | Federally-Regulated Consumer Product | Mobile Home Non-Weatherized, C | 1603 | 352 |  | 12/01/2021 | 29516 | 203049590 | 12/01/2021
Nordyne, LLC | Maytag | PDF2SFX24K080CB | Federally-Regulated Consumer Product | Weatherized Non-Condensing Gas | 1190 | 251 |  | 12/01/2021 | 53000 | 8048120 | 12/01/2021
Nordyne, LLC | Maytag | PGC2TC080DV35C1 | Federally-Regulated Consumer Product | Non-Weatherized, Condensing Ga | 1873 | 277 |  | 12/01/2021 | 50261 | 204036821 | 12/01/2021
Nordyne, LLC | Maytag | PGC2TCP00*V35CP | Federally-Regulated Consumer Product | Non-Weatherized, Condensing Ga | 1826 | 275 |  | 12/01/2021 | 64473 | 207456210 | 12/01/2021
Nordyne, LLC | Maytag | PGC2TA080CV24BP | Federally-Regulated Consumer Product | Non-Weatherized, Non-Condensin | 1277 | 238 |  | 12/01/2021 | 52213 | 207455913 | 12/01/2021
Nordyne, LLC | Maytag | PPG3GE036K072C1 | Federally-Regulated Consumer Product | Weatherized Non-Condensing Gas | 1349 | 258 |  | 12/01/2021 | 72437 | 204040760 | 12/01/2021
Nordyne, LLC | Maytag | MG2S-072T2ABM* | Federally-Regulated Consumer Product | Mobile Home Non-Weatherized, C | 1701 | 359 |  | 12/01/2021 | 46718 | 203049623 | 12/01/2021
Nordyne, LLC | Maytag | MG2S-045T2ABM* | Federally-Regulated Consumer Product | Mobile Home Non-Weatherized, C | 1603 | 352 |  | 12/01/2021 | 29096 | 203049596 | 12/01/2021
Nordyne, LLC | Maytag | PGC2TE080C35VCP | Federally-Regulated Consumer Product | Non-Weatherized, Condensing Ga | 1798 | 274 |  | 12/01/2021 | 74070 | 207456175 | 12/01/2021
Nordyne, LLC | Maytag | PPG3GE024K072C1 | Federally-Regulated Consumer Product | Weatherized Non-Condensing Gas | 1280 | 255 |  | 12/01/2021 | 71272 | 204040756 | 12/01/2021
Nordyne, LLC | Maytag | PPG3GEX60K096C1 | Federally-Regulated Consumer Product | Weatherized Non-Condensing Gas | 2028 | 288 |  | 12/01/2021 | 94398 | 204040761 | 12/01/2021
Nordyne, LLC | Maytag | PGC2TN115DV45DP | Federally-Regulated Consumer Product | Non-Weatherized, Condensing Ga | 1798 | 274 |  | 12/01/2021 | 74070 | 207456169 | 12/01/2021
Nordyne, LLC | Maytag | PGC2TCP00DV35CP | Federally-Regulated Consumer Product | Non-Weatherized, Condensing Ga | 1826 | 275 |  | 12/01/2021 | 64473 | 207456126 | 12/01/2021
Nordyne, LLC | Maytag | PGC2TE080C35VC1 | Federally-Regulated Consumer Product | Non-Weatherized, Condensing Ga | 1798 | 274 |  | 12/01/2021 | 74070 | 204036965 | 12/01/2021
Nordyne, LLC | Maytag | PGC2TC100DV35C1 | Federally-Regulated Consumer Product | Non-Weatherized, Condensing Ga | 1826 | 275 |  | 12/01/2021 | 64473 | 204036836 | 12/01/2021
Nordyne, LLC | Maytag | PDF2SFX48K120CB | Federally-Regulated Consumer Product | Weatherized Non-Condensing Gas | 1988 | 286 |  | 12/01/2021 | 80700 | 8006242 | 12/01/2021
Nordyne, LLC | Maytag | R8GE-X60K096C1 | Federally-Regulated Consumer Product | Weatherized Non-Condensing Gas | 2028 | 288 |  | 12/01/2021 | 94398 | 204093439 | 12/01/2021
Nordyne, LLC | Maytag | PGC2TE100DE35CP | Federally-Regulated Consumer Product | Non-Weatherized, Condensing Ga | 1783 | 273 |  | 12/01/2021 | 64758 | 207456277 | 12/01/2021
Nordyne, LLC | Maytag | PDF2SFX60K120CB | Federally-Regulated Consumer Product | Weatherized Non-Condensing Gas | 1988 | 286 |  | 12/01/2021 | 80700 | 8006243 | 12/01/2021
Nordyne, LLC | Maytag | DF6SF-X48K120CB | Federally-Regulated Consumer Product | Weatherized Non-Condensing Gas | 1988 | 286 |  | 12/01/2021 | 80700 | 201709846 | 12/01/2021
Nordyne, LLC | Maytag | PGC2TN060DV24BP | Federally-Regulated Consumer Product | Non-Weatherized, Condensing Ga | 1405 | 257 |  | 12/01/2021 | 38964 | 207456187 | 12/01/2021
Nordyne, LLC | Maytag | MG3S-080T2*ACP | Federally-Regulated Consumer Product | Non-Weatherized, Condensing Ga | 1785 | 274 |  | 12/01/2021 | 52907 | 207456092 | 12/01/2021
Nordyne, LLC | Maytag | MG2R-045T1A*M* | Federally-Regulated Consumer Product | Mobile Home Non-Weatherized, C | 1624 | 337 |  | 12/01/2021 | 44484 | 204600215 | 12/01/2021
Nordyne, LLC | Maytag | PGC2TN080DV35CP | Federally-Regulated Consumer Product | Non-Weatherized, Condensing Ga | 1785 | 274 |  | 12/01/2021 | 52907 | 207456153 | 12/01/2021
Nordyne, LLC | Maytag | R8GE-030K072C1 | Federally-Regulated Consumer Product | Weatherized Non-Condensing Gas | 1280 | 255 |  | 12/01/2021 | 71272 | 204040785 | 12/01/2021
Nordyne, LLC | Maytag | MG3P-072U1AAC* | Federally-Regulated Consumer Product | Mobile Home Non-Weatherized, C | 2099 | 287 |  | 12/01/2021 | 72868 | 205234671 | 12/01/2021
Nordyne, LLC | Maytag | MG3S-080T2AACP | Federally-Regulated Consumer Product | Mobile Home Non-Weatherized, C | 1835 | 370 |  | 12/01/2021 | 51517 | 207456088 | 12/01/2021
Nordyne, LLC | Maytag | MG2S-072F2ABM* | Federally-Regulated Consumer Product | Mobile Home Non-Weatherized, C | 1565 | 350 |  | 12/01/2021 | 46903 | 203049616 | 12/01/2021
Nordyne, LLC | Maytag | PPG3GEX60K120C1 | Federally-Regulated Consumer Product | Weatherized Non-Condensing Gas | 2073 | 290 |  | 12/01/2021 | 119379 | 204040758 | 12/01/2021
Nordyne, LLC | Maytag | PGC2TA080CV24B1 | Federally-Regulated Consumer Product | Non-Weatherized, Non-Condensin | 1277 | 238 |  | 12/01/2021 | 52213 | 204036789 | 12/01/2021
Nordyne, LLC | Maytag | PPG3GE030K072C1 | Federally-Regulated Consumer Product | Weatherized Non-Condensing Gas | 1280 | 255 |  | 12/01/2021 | 71272 | 204040757 | 12/01/2021
Nordyne, LLC | Maytag | MG3S-080T2*AC1 | Federally-Regulated Consumer Product | Non-Weatherized, Condensing Ga | 1785 | 274 |  | 12/01/2021 | 52907 | 205962958 | 12/01/2021
Nordyne, LLC | Maytag | PGC2TE100DV35CP | Federally-Regulated Consumer Product | Non-Weatherized, Condensing Ga | 1819 | 275 |  | 12/01/2021 | 65338 | 207456316 | 12/01/2021
Lennox Industries Inc. | Allied Commercial | LGH060**EX*P | Federally-Regulated Consumer Product | Weatherized Non-Condensing Gas | 2797 | 302 |  | 12/01/2021 | 115243 | 8203450 | 12/01/2021
Lennox Industries Inc. | Allied Commercial | KGB036**EY*P | Federally-Regulated Consumer Product | Weatherized Non-Condensing Gas | 1526 | 239 |  | 12/01/2021 | 108439 | 204035043 | 12/01/2021
Nordyne, LLC | Philco | R8GE-X60K096C1 | Federally-Regulated Consumer Product | Weatherized Non-Condensing Gas | 2028 | 288 |  | 12/01/2021 | 94398 | 204093443 | 12/01/2021
Nordyne, LLC | Philco | R8GE-042K096C1 | Federally-Regulated Consumer Product | Weatherized Non-Condensing Gas | 1540 | 267 |  | 12/01/2021 | 97780 | 204093452 | 12/01/2021
Nordyne, LLC | Philco | R8GE-036K096C1 | Federally-Regulated Consumer Product | Weatherized Non-Condensing Gas | 1704 | 274 |  | 12/01/2021 | 97452 | 204040828 | 12/01/2021
Nordyne, LLC | Philco | R8GE-024K072C1 | Federally-Regulated Consumer Product | Weatherized Non-Condensing Gas | 1280 | 255 |  | 12/01/2021 | 71272 | 204040778 | 12/01/2021
Nordyne, LLC | Philco | R8GE-036K072C1 | Federally-Regulated Consumer Product | Weatherized Non-Condensing Gas | 1349 | 258 |  | 12/01/2021 | 72437 | 204093434 | 12/01/2021
Nordyne, LLC | Philco | R8GE-030K072C1 | Federally-Regulated Consumer Product | Weatherized Non-Condensing Gas | 1280 | 255 |  | 12/01/2021 | 71272 | 204040790 | 12/01/2021
Nordyne, LLC | Philco | R8GE-042K072C1 | Federally-Regulated Consumer Product | Weatherized Non-Condensing Gas | 1817 | 279 |  | 12/01/2021 | 72195 | 204040842 | 12/01/2021
Nordyne, LLC | Philco | R8GE-X60K120C1 | Federally-Regulated Consumer Product | Weatherized Non-Condensing Gas | 2073 | 290 |  | 12/01/2021 | 119379 | 204040802 | 12/01/2021
Nordyne, LLC | Philco | R8GE-048K096C1 | Federally-Regulated Consumer Product | Weatherized Non-Condensing Gas | 1818 | 279 |  | 12/01/2021 | 95561 | 204093461 | 12/01/2021
Ingersoll Rand Co. | Lennox | LGH036**EW*P | Federally-Regulated Consumer Product | Weatherized Non-Condensing Gas | 1688 | 255 | 273.272 | 10/03/2019 |  |  | 12/03/2021
Ingersoll Rand Co. | Lennox | LGH048**EW*P | Federally-Regulated Consumer Product | Weatherized Non-Condensing Gas | 2116 | 285 | 292.104 | 10/03/2019 |  |  | 12/03/2021
Ingersoll Rand Co. | Lennox | LGH060**EW*P | Federally-Regulated Consumer Product | Weatherized Non-Condensing Gas | 2537 | 303 | 310.628 | 10/03/2019 |  |  | 12/03/2021
Ingersoll Rand Co. | Lennox | LGH036**EY*P | Federally-Regulated Consumer Product | Weatherized Non-Condensing Gas | 1676 | 248 | 272.744 | 10/03/2019 |  |  | 12/03/2021
Ingersoll Rand Co. | Lennox | LGH048**EY*P | Federally-Regulated Consumer Product | Weatherized Non-Condensing Gas | 2142 | 282 | 293.248 | 10/03/2019 |  |  | 12/03/2021
Ingersoll Rand Co. | Lennox | LGH060**EY*P | Federally-Regulated Consumer Product | Weatherized Non-Condensing Gas | 2366 | 294 | 303.104 | 10/03/2019 |  |  | 12/03/2021
Ingersoll Rand Co. | Lennox | LGH048**EZ*P | Federally-Regulated Consumer Product | Weatherized Non-Condensing Gas | 2186 | 280 | 295.184 | 10/03/2019 |  |  | 12/03/2021
Ingersoll Rand Co. | Lennox | LGH060**EZ*P | Federally-Regulated Consumer Product | Weatherized Non-Condensing Gas | 2651 | 291 | 315.644 | 10/03/2019 |  |  | 12/03/2021
Ingersoll Rand Co. | Lennox | LGH048**EX*P | Federally-Regulated Consumer Product | Weatherized Non-Condensing Gas | 2252 | 290 | 298.088 | 10/03/2019 |  |  | 12/03/2021
Ingersoll Rand Co. | Lennox | LGH060**EX*P | Federally-Regulated Consumer Product | Weatherized Non-Condensing Gas | 2797 | 302 | 322.068 | 10/03/2019 |  |  | 12/03/2021
Ingersoll Rand Co. | Lennox | SL280DF070V36A-* | Federally-Regulated Consumer Product | Non-Weatherized, Non-Condensin | 1405 | 193 | 243.82 | 10/03/2019 |  |  | 12/03/2021
Ingersoll Rand Co. | Lennox | SL280DF090V48B-* | Federally-Regulated Consumer Product | Non-Weatherized, Non-Condensin | 1740 | 226 | 258.56 | 10/03/2019 |  |  | 12/03/2021
Ingersoll Rand Co. | Lennox | SL280DF090V60C-* | Federally-Regulated Consumer Product | Non-Weatherized, Non-Condensin | 2327 | 212 | 284.388 | 10/03/2019 |  |  | 12/03/2021
Ingersoll Rand Co. | Lennox | SL280DF110V60C-* | Federally-Regulated Consumer Product | Non-Weatherized, Non-Condensin | 2001 | 237 | 270.044 | 10/03/2019 |  |  | 12/03/2021
Ingersoll Rand Co. | Lennox | SL280UH070V36A-* | Federally-Regulated Consumer Product | Non-Weatherized, Non-Condensin | 1394 | 212 | 243.336 | 10/03/2019 |  |  | 12/03/2021
Ingersoll Rand Co. | Lennox | SL280UH070XV36A-* | Federally-Regulated Consumer Product | Non-Weatherized, Non-Condensin | 1394 | 212 | 243.336 | 10/03/2019 |  |  | 12/03/2021
Ingersoll Rand Co. | Lennox | SL280UH090V36B-* | Federally-Regulated Consumer Product | Non-Weatherized, Non-Condensin | 1455 | 220 | 246.02 | 10/03/2019 |  |  | 12/03/2021
Ingersoll Rand Co. | Lennox | SL280UH090V48B-* | Federally-Regulated Consumer Product | Non-Weatherized, Non-Condensin | 1830 | 227 | 262.52 | 10/03/2019 |  |  | 12/03/2021
Ingersoll Rand Co. | Lennox | SL280UH090XV48B-* | Federally-Regulated Consumer Product | Non-Weatherized, Non-Condensin | 1830 | 227 | 262.52 | 10/03/2019 |  |  | 12/03/2021
Ingersoll Rand Co. | Lennox | SL280UH090V60C-* | Federally-Regulated Consumer Product | Non-Weatherized, Non-Condensin | 2291 | 207 | 282.804 | 10/03/2019 |  |  | 12/03/2021
Ingersoll Rand Co. | Lennox | SL280UH110V60C-* | Federally-Regulated Consumer Product | Non-Weatherized, Non-Condensin | 2330 | 250 | 284.52 | 10/03/2019 |  |  | 12/03/2021
Ingersoll Rand Co. | Lennox | SL280UH110XV60C-* | Federally-Regulated Consumer Product | Non-Weatherized, Non-Condensin | 2330 | 250 | 284.52 | 10/03/2019 |  |  | 12/03/2021
Ingersoll Rand Co. | Lennox | SL280UH135V60D-* | Federally-Regulated Consumer Product | Non-Weatherized, Non-Condensin | 2445 | 267 | 289.58 | 10/03/2019 |  |  | 12/03/2021
Ingersoll Rand Co. | Lennox | SL280UH090XV60C-* | Federally-Regulated Consumer Product | Non-Weatherized, Non-Condensin | 2291 | 207 | 282.804 | 10/03/2019 |  |  | 12/03/2021
Ingersoll Rand Co. | Lennox | SL280UH090XV60C-** | Federally-Regulated Consumer Product | Non-Weatherized, Non-Condensin | 2291 | 207 | 282.804 | 10/03/2019 |  |  | 12/03/2021
Ingersoll Rand Co. | Lennox | SLP98UH070XV36B-* | Federally-Regulated Consumer Product | Non-Weatherized, Condensing Ga | 1492 | 125 | 260.648 | 10/03/2019 |  |  | 12/03/2021
Ingersoll Rand Co. | Lennox | SLP98UH090XV36C-* | Federally-Regulated Consumer Product | Non-Weatherized, Condensing Ga | 1503 | 137 | 261.132 | 10/03/2019 |  |  | 12/03/2021
Ingersoll Rand Co. | Lennox | SLP98UH090XV48C-* | Federally-Regulated Consumer Product | Non-Weatherized, Condensing Ga | 1948 | 149 | 280.712 | 10/03/2019 |  |  | 12/03/2021
Ingersoll Rand Co. | Lennox | SLP98UH090XV60C-* | Federally-Regulated Consumer Product | Non-Weatherized, Condensing Ga | 2328 | 194 | 297.432 | 10/03/2019 |  |  | 12/03/2021
Ingersoll Rand Co. | Lennox | SLP98UH110XV60C-* | Federally-Regulated Consumer Product | Non-Weatherized, Condensing Ga | 2256 | 173 | 294.264 | 10/03/2019 |  |  | 12/03/2021
Ingersoll Rand Co. | Lennox | SLP98UH135XV60D-* | Federally-Regulated Consumer Product | Non-Weatherized, Condensing Ga | 2384 | 204 | 299.896 | 10/03/2019 |  |  | 12/03/2021
Ingersoll Rand Co. | Lennox | SLP98DF070XV36B-* | Federally-Regulated Consumer Product | Non-Weatherized, Condensing Ga | 1416 | 120 | 257.304 | 10/03/2019 |  |  | 12/03/2021
Ingersoll Rand Co. | Lennox | SLP98DF090XV36C-* | Federally-Regulated Consumer Product | Non-Weatherized, Condensing Ga | 1377 | 132 | 255.588 | 10/03/2019 |  |  | 12/03/2021
Ingersoll Rand Co. | Lennox | SLP98DF090XV48C-* | Federally-Regulated Consumer Product | Non-Weatherized, Condensing Ga | 1823 | 166 | 275.212 | 10/03/2019 |  |  | 12/03/2021
Ingersoll Rand Co. | Lennox | SLP98DF090XV60C-* | Federally-Regulated Consumer Product | Non-Weatherized, Condensing Ga | 2232 | 210 | 293.208 | 10/03/2019 |  |  | 12/03/2021
Ingersoll Rand Co. | Lennox | SLP98DF110XV60C-* | Federally-Regulated Consumer Product | Non-Weatherized, Condensing Ga | 2283 | 166 | 295.452 | 10/03/2019 |  |  | 12/03/2021
Ingersoll Rand Co. | Lennox | EL296DF045XV36B-* | Federally-Regulated Consumer Product | Non-Weatherized, Condensing Ga | 1331 | 198 | 253.564 | 10/03/2019 |  |  | 12/03/2021
Ingersoll Rand Co. | Lennox | EL296DF070XV48B-* | Federally-Regulated Consumer Product | Non-Weatherized, Condensing Ga | 1755 | 205 | 272.22 | 10/03/2019 |  |  | 12/03/2021
Ingersoll Rand Co. | Lennox | EL296DF110XV60C-* | Federally-Regulated Consumer Product | Non-Weatherized, Condensing Ga | 2263 | 245 | 294.572 | 10/03/2019 |  |  | 12/03/2021
Ingersoll Rand Co. | Lennox | EL296UH045XV36B-* | Federally-Regulated Consumer Product | Non-Weatherized, Condensing Ga | 1270 | 212 | 250.88 | 10/03/2019 |  |  | 12/03/2021
Ingersoll Rand Co. | Lennox | EL296UH070XV36B-* | Federally-Regulated Consumer Product | Non-Weatherized, Condensing Ga | 1473 | 230 | 259.812 | 10/03/2019 |  |  | 12/03/2021
Ingersoll Rand Co. | Lennox | EL296UH090XV36C-* | Federally-Regulated Consumer Product | Non-Weatherized, Condensing Ga | 1394 | 236 | 256.336 | 10/03/2019 |  |  | 12/03/2021
Ingersoll Rand Co. | Lennox | EL296UH090XV48C-* | Federally-Regulated Consumer Product | Non-Weatherized, Condensing Ga | 1764 | 241 | 272.616 | 10/03/2019 |  |  | 12/03/2021
Ingersoll Rand Co. | Lennox | EL296UH090XV60C-* | Federally-Regulated Consumer Product | Non-Weatherized, Condensing Ga | 2339 | 254 | 297.916 | 10/03/2019 |  |  | 12/03/2021
Ingersoll Rand Co. | Lennox | EL296UH110XV48C-* | Federally-Regulated Consumer Product | Non-Weatherized, Condensing Ga | 1752 | 232 | 272.088 | 10/03/2019 |  |  | 12/03/2021
Ingersoll Rand Co. | Lennox | EL296UH110XV60C-* | Federally-Regulated Consumer Product | Non-Weatherized, Condensing Ga | 2307 | 261 | 296.508 | 10/03/2019 |  |  | 12/03/2021
Ingersoll Rand Co. | Lennox | EL296UH135XV60D-* | Federally-Regulated Consumer Product | Non-Weatherized, Condensing Ga | 2361 | 247 | 298.884 | 10/03/2019 |  |  | 12/03/2021
Ingersoll Rand Co. | Lennox | EL296DF090XV60C-* | Federally-Regulated Consumer Product | Non-Weatherized, Condensing Ga | 2247 | 234 | 293.868 | 10/03/2019 |  |  | 12/03/2021
Ingersoll Rand Co. | Lennox | EL296UH045XE36B-* | Federally-Regulated Consumer Product | Non-Weatherized, Condensing Ga | 1332 | 189 | 253.608 | 10/03/2019 |  |  | 12/03/2021
Ingersoll Rand Co. | Lennox | EL296UH070XE36B-* | Federally-Regulated Consumer Product | Non-Weatherized, Condensing Ga | 1293 | 188 | 251.892 | 10/03/2019 |  |  | 12/03/2021
Ingersoll Rand Co. | Lennox | EL296UH090XE48C-* | Federally-Regulated Consumer Product | Non-Weatherized, Condensing Ga | 1593 | 218 | 265.092 | 10/03/2019 |  |  | 12/03/2021
Ingersoll Rand Co. | Lennox | EL296UH110XE60C-* | Federally-Regulated Consumer Product | Non-Weatherized, Condensing Ga | 1970 | 239 | 281.68 | 10/03/2019 |  |  | 12/03/2021
Ingersoll Rand Co. | Lennox | EL296UH135XE60D-* | Federally-Regulated Consumer Product | Non-Weatherized, Condensing Ga | 2344 | 266 | 298.136 | 10/03/2019 |  |  | 12/03/2021
Ingersoll Rand Co. | Lennox | EL296DF045XE36B-* | Federally-Regulated Consumer Product | Non-Weatherized, Condensing Ga | 1241 | 198 | 249.604 | 10/03/2019 |  |  | 12/03/2021
Ingersoll Rand Co. | Lennox | EL296DF070XE48B-* | Federally-Regulated Consumer Product | Non-Weatherized, Condensing Ga | 1638 | 237 | 267.072 | 10/03/2019 |  |  | 12/03/2021
Ingersoll Rand Co. | Lennox | EL296DF110XE60C-* | Federally-Regulated Consumer Product | Non-Weatherized, Condensing Ga | 2109 | 244 | 287.796 | 10/03/2019 |  |  | 12/03/2021
Ingersoll Rand Co. | Lennox | EL296DF090XE48C-* | Federally-Regulated Consumer Product | Non-Weatherized, Condensing Ga | 1608 | 236 | 265.752 | 10/03/2019 |  |  | 12/03/2021
Ingersoll Rand Co. | Lennox | LGH036**EQ*P | Federally-Regulated Consumer Product | Weatherized Non-Condensing Gas | 1777 | 262 | 277.188 | 10/03/2019 |  |  | 12/03/2021
Ingersoll Rand Co. | Lennox | LGH048**EQ*P | Federally-Regulated Consumer Product | Weatherized Non-Condensing Gas | 2166 | 289 | 294.304 | 10/03/2019 |  |  | 12/03/2021
Ingersoll Rand Co. | Lennox | LGH060**EQ*P | Federally-Regulated Consumer Product | Weatherized Non-Condensing Gas | 2446 | 299 | 306.624 | 10/03/2019 |  |  | 12/03/2021
Ingersoll Rand Co. | Lennox | LGH036**EB*P | Federally-Regulated Consumer Product | Weatherized Non-Condensing Gas | 1557 | 264 | 267.508 | 10/03/2019 |  |  | 12/03/2021
Ingersoll Rand Co. | Lennox | LGH048**EB*P | Federally-Regulated Consumer Product | Weatherized Non-Condensing Gas | 2309 | 283 | 300.596 | 10/03/2019 |  |  | 12/03/2021
Ingersoll Rand Co. | Lennox | LGH060**EB*P | Federally-Regulated Consumer Product | Weatherized Non-Condensing Gas | 2558 | 308 | 311.552 | 10/03/2019 |  |  | 12/03/2021
Ingersoll Rand Co. | Lennox | LGH060**ED*P | Federally-Regulated Consumer Product | Weatherized Non-Condensing Gas | 2797 | 302 | 322.068 | 10/03/2019 |  |  | 12/03/2021
Ingersoll Rand Co. | Lennox | KDB024**EW*P | Federally-Regulated Consumer Product | Weatherized Non-Condensing Gas | 972 | 192 | 241.768 | 10/03/2019 |  |  | 12/03/2021
Ingersoll Rand Co. | LANDMARK | KDB036**EB*P | Federally-Regulated Consumer Product | Weatherized Non-Condensing Gas | 1352 | 227 | 258.488 | 10/03/2019 |  |  | 12/03/2021
Ingersoll Rand Co. | LANDMARK | KDB036**EQ*P | Federally-Regulated Consumer Product | Weatherized Non-Condensing Gas | 1644 | 262 | 271.336 | 10/03/2019 |  |  | 12/03/2021
Ingersoll Rand Co. | LANDMARK | KDB048**EB*P | Federally-Regulated Consumer Product | Weatherized Non-Condensing Gas | 2276 | 264 | 299.144 | 10/03/2019 |  |  | 12/03/2021
Ingersoll Rand Co. | LANDMARK | KDB048**EQ*P | Federally-Regulated Consumer Product | Weatherized Non-Condensing Gas | 2167 | 282 | 294.348 | 10/03/2019 |  |  | 12/03/2021
Ingersoll Rand Co. | LANDMARK | KDB060**EB*P | Federally-Regulated Consumer Product | Weatherized Non-Condensing Gas | 2195 | 247 | 295.58 | 10/03/2019 |  |  | 12/03/2021
Ingersoll Rand Co. | LANDMARK | KDB060**EQ*P | Federally-Regulated Consumer Product | Weatherized Non-Condensing Gas | 2204 | 273 | 295.976 | 10/03/2019 |  |  | 12/03/2021
Ingersoll Rand Co. | LANDMARK | KDB060**EX*P | Federally-Regulated Consumer Product | Weatherized Non-Condensing Gas | 2386 | 271 | 303.984 | 10/03/2019 |  |  | 12/03/2021
Ingersoll Rand Co. | Lennox | SL280UH060NV36A-* | Federally-Regulated Consumer Product | Non-Weatherized, Non-Condensin | 1358 | 175 | 241.752 | 10/03/2019 |  |  | 12/03/2021
Ingersoll Rand Co. | Lennox | SL280UH080NV48B-* | Federally-Regulated Consumer Product | Non-Weatherized, Non-Condensin | 1832 | 220 | 262.608 | 10/03/2019 |  |  | 12/03/2021
Ingersoll Rand Co. | Lennox | SL280UH080NV60C-* | Federally-Regulated Consumer Product | Non-Weatherized, Non-Condensin | 2384 | 195 | 286.896 | 10/03/2019 |  |  | 12/03/2021
Ingersoll Rand Co. | Lennox | SL280UH100NV60C-* | Federally-Regulated Consumer Product | Non-Weatherized, Non-Condensin | 2205 | 244 | 279.02 | 10/03/2019 |  |  | 12/03/2021
Ingersoll Rand Co. | Lennox | ML180DF045E36A** | Federally-Regulated Consumer Product | Non-Weatherized, Non-Condensin | 1233 | 178 | 236.252 | 10/03/2019 |  |  | 12/03/2021
Ingersoll Rand Co. | Lennox | ML180DF070E36B** | Federally-Regulated Consumer Product | Non-Weatherized, Non-Condensin | 1369 | 181 | 242.236 | 10/03/2019 |  |  | 12/03/2021
Ingersoll Rand Co. | Lennox | ML180DF090E48B** | Federally-Regulated Consumer Product | Non-Weatherized, Non-Condensin | 1639 | 189 | 254.116 | 10/03/2019 |  |  | 12/03/2021
Ingersoll Rand Co. | Lennox | ML180DF110E60C** | Federally-Regulated Consumer Product | Non-Weatherized, Non-Condensin | 2147 | 230 | 276.468 | 10/03/2019 |  |  | 12/03/2021
Ingersoll Rand Co. | Lennox | ML180UH045E36A** | Federally-Regulated Consumer Product | Non-Weatherized, Non-Condensin | 1249 | 175 | 236.956 | 10/03/2019 |  |  | 12/03/2021
Ingersoll Rand Co. | Lennox | ML180UH045XE36A** | Federally-Regulated Consumer Product | Non-Weatherized, Non-Condensin | 1249 | 175 | 236.956 | 10/03/2019 |  |  | 12/03/2021
Ingersoll Rand Co. | Lennox | ML180UH070E36B** | Federally-Regulated Consumer Product | Non-Weatherized, Non-Condensin | 1361 | 170 | 241.884 | 10/03/2019 |  |  | 12/03/2021
Ingersoll Rand Co. | Lennox | ML180UH070XE36B** | Federally-Regulated Consumer Product | Non-Weatherized, Non-Condensin | 1361 | 170 | 241.884 | 10/03/2019 |  |  | 12/03/2021
Ingersoll Rand Co. | Lennox | ML180UH090E48B** | Federally-Regulated Consumer Product | Non-Weatherized, Non-Condensin | 1628 | 200 | 253.632 | 10/03/2019 |  |  | 12/03/2021
Ingersoll Rand Co. | Lennox | ML180UH090E60C** | Federally-Regulated Consumer Product | Non-Weatherized, Non-Condensin | 2081 | 250 | 273.564 | 10/03/2019 |  |  | 12/03/2021
Ingersoll Rand Co. | Lennox | ML180UH090XE48B** | Federally-Regulated Consumer Product | Non-Weatherized, Non-Condensin | 1628 | 200 | 253.632 | 10/03/2019 |  |  | 12/03/2021
Ingersoll Rand Co. | Lennox | ML180UH110E60C** | Federally-Regulated Consumer Product | Non-Weatherized, Non-Condensin | 2053 | 244 | 272.332 | 10/03/2019 |  |  | 12/03/2021
Ingersoll Rand Co. | Lennox | ML180UH110XE60C** | Federally-Regulated Consumer Product | Non-Weatherized, Non-Condensin | 2053 | 244 | 272.332 | 10/03/2019 |  |  | 12/03/2021
Ingersoll Rand Co. | Lennox | ML180UH135E60D** | Federally-Regulated Consumer Product | Non-Weatherized, Non-Condensin | 2248 | 253 | 280.912 | 10/03/2019 |  |  | 12/03/2021
Ingersoll Rand Co. | Lennox | SL297UH040NV36B-* | Federally-Regulated Consumer Product | Non-Weatherized, Condensing Ga | 1397 | 198 | 256.468 | 10/03/2019 |  |  | 12/03/2021
Ingersoll Rand Co. | Lennox | SL297UH060NV36B-* | Federally-Regulated Consumer Product | Non-Weatherized, Condensing Ga | 1502 | 240 | 261.088 | 10/03/2019 |  |  | 12/03/2021
Ingersoll Rand Co. | Lennox | SL297UH080NV48C-* | Federally-Regulated Consumer Product | Non-Weatherized, Condensing Ga | 1789 | 243 | 273.716 | 10/03/2019 |  |  | 12/03/2021
Ingersoll Rand Co. | Lennox | SL297UH080NV60C-* | Federally-Regulated Consumer Product | Non-Weatherized, Condensing Ga | 2327 | 265 | 297.388 | 10/03/2019 |  |  | 12/03/2021
Ingersoll Rand Co. | Lennox | EL195UH040NE36B-* | Federally-Regulated Consumer Product | Non-Weatherized, Condensing Ga | 1288 | 203 | 251.672 | 10/03/2019 |  |  | 12/03/2021
Ingersoll Rand Co. | Lennox | EL195UH080NE48C-* | Federally-Regulated Consumer Product | Non-Weatherized, Condensing Ga | 1313 | 213 | 252.772 | 10/03/2019 |  |  | 12/03/2021
Ingersoll Rand Co. | Lennox | EL195UH100NE60C-* | Federally-Regulated Consumer Product | Non-Weatherized, Condensing Ga | 1573 | 233 | 264.212 | 10/03/2019 |  |  | 12/03/2021
Ingersoll Rand Co. | Lennox | EL195UH060NE36B-* | Federally-Regulated Consumer Product | Non-Weatherized, Condensing Ga | 1313 | 213 | 252.772 | 10/03/2019 |  |  | 12/03/2021
Ingersoll Rand Co. | Lennox | EL196UH030XE24B-* | Federally-Regulated Consumer Product | Non-Weatherized, Condensing Ga | 870 | 184 | 233.28 | 10/03/2019 |  |  | 12/03/2021
Ingersoll Rand Co. | Lennox | EL196UH045XE24B-* | Federally-Regulated Consumer Product | Non-Weatherized, Condensing Ga | 918 | 168 | 235.392 | 10/03/2019 |  |  | 12/03/2021
Ingersoll Rand Co. | Lennox | EL196UH045XE36B-* | Federally-Regulated Consumer Product | Non-Weatherized, Condensing Ga | 1284 | 226 | 251.496 | 10/03/2019 |  |  | 12/03/2021
Ingersoll Rand Co. | Lennox | EL196UH070XE36B-* | Federally-Regulated Consumer Product | Non-Weatherized, Condensing Ga | 1298 | 216 | 252.112 | 10/03/2019 |  |  | 12/03/2021
Ingersoll Rand Co. | Lennox | EL196UH090XE48C-* | Federally-Regulated Consumer Product | Non-Weatherized, Condensing Ga | 1566 | 217 | 263.904 | 10/03/2019 |  |  | 12/03/2021
Ingersoll Rand Co. | Lennox | EL196UH110XE60C-* | Federally-Regulated Consumer Product | Non-Weatherized, Condensing Ga | 2018 | 253 | 283.792 | 10/03/2019 |  |  | 12/03/2021
Ingersoll Rand Co. | Lennox | EL196DF045XE36B-* | Federally-Regulated Consumer Product | Non-Weatherized, Condensing Ga | 1250 | 210 | 250 | 10/03/2019 |  |  | 12/03/2021
Ingersoll Rand Co. | Lennox | EL196DF070XE48B-* | Federally-Regulated Consumer Product | Non-Weatherized, Condensing Ga | 1473 | 213 | 259.812 | 10/03/2019 |  |  | 12/03/2021
Ingersoll Rand Co. | Lennox | EL196DF090XE48C-* | Federally-Regulated Consumer Product | Non-Weatherized, Condensing Ga | 1542 | 226 | 262.848 | 10/03/2019 |  |  | 12/03/2021
Ingersoll Rand Co. | Lennox | EL180UH040NE36A-* | Federally-Regulated Consumer Product | Non-Weatherized, Non-Condensin | 1275 | 167 | 238.1 | 10/03/2019 |  |  | 12/03/2021
Ingersoll Rand Co. | Lennox | EL180UH060NE36A-* | Federally-Regulated Consumer Product | Non-Weatherized, Non-Condensin | 1300 | 162 | 239.2 | 10/03/2019 |  |  | 12/03/2021
Ingersoll Rand Co. | Lennox | EL180UH080NE48B-* | Federally-Regulated Consumer Product | Non-Weatherized, Non-Condensin | 1656 | 201 | 254.864 | 10/03/2019 |  |  | 12/03/2021
Ingersoll Rand Co. | Lennox | EL180UH100NE60C-* | Federally-Regulated Consumer Product | Non-Weatherized, Non-Condensin | 2027 | 241 | 271.188 | 10/03/2019 |  |  | 12/03/2021
Ingersoll Rand Co. | Lennox | ML193UH030XE36B-* | Federally-Regulated Consumer Product | Non-Weatherized, Condensing Ga | 1311 | 182 | 252.684 | 10/03/2019 |  |  | 12/03/2021
Ingersoll Rand Co. | Lennox | ML193UH045XE36B-* | Federally-Regulated Consumer Product | Non-Weatherized, Condensing Ga | 1276 | 226 | 251.144 | 10/03/2019 |  |  | 12/03/2021
Ingersoll Rand Co. | Lennox | ML193UH070XE36B-* | Federally-Regulated Consumer Product | Non-Weatherized, Condensing Ga | 1277 | 225 | 251.188 | 10/03/2019 |  |  | 12/03/2021
Ingersoll Rand Co. | Lennox | ML193UH090XE36C-* | Federally-Regulated Consumer Product | Non-Weatherized, Condensing Ga | 1295 | 206 | 251.98 | 10/03/2019 |  |  | 12/03/2021
Ingersoll Rand Co. | Lennox | ML193UH090XE48C-* | Federally-Regulated Consumer Product | Non-Weatherized, Condensing Ga | 1652 | 206 | 267.688 | 10/03/2019 |  |  | 12/03/2021
Ingersoll Rand Co. | Lennox | ML193UH110XE48C-* | Federally-Regulated Consumer Product | Non-Weatherized, Condensing Ga | 1574 | 245 | 264.256 | 10/03/2019 |  |  | 12/03/2021
Ingersoll Rand Co. | Lennox | ML193UH110XE60C-* | Federally-Regulated Consumer Product | Non-Weatherized, Condensing Ga | 1966 | 263 | 281.504 | 10/03/2019 |  |  | 12/03/2021
Ingersoll Rand Co. | Lennox | ML193DF045XE36B-* | Federally-Regulated Consumer Product | Non-Weatherized, Condensing Ga | 1307 | 217 | 252.508 | 10/03/2019 |  |  | 12/03/2021
Ingersoll Rand Co. | Lennox | ML193DF070XE36B-* | Federally-Regulated Consumer Product | Non-Weatherized, Condensing Ga | 1331 | 216 | 253.564 | 10/03/2019 |  |  | 12/03/2021
Ingersoll Rand Co. | Lennox | ML193DF090XE48C-* | Federally-Regulated Consumer Product | Non-Weatherized, Condensing Ga | 1659 | 208 | 267.996 | 10/03/2019 |  |  | 12/03/2021
Ingersoll Rand Co. | Lennox | ML296DF045XV36B-* | Federally-Regulated Consumer Product | Non-Weatherized, Condensing Ga | 1325 | 204 | 253.3 | 10/03/2019 |  |  | 12/03/2021
Ingersoll Rand Co. | Lennox | ML296DF070XV48B-* | Federally-Regulated Consumer Product | Non-Weatherized, Condensing Ga | 1882 | 255 | 277.808 | 10/03/2019 |  |  | 12/03/2021
Ingersoll Rand Co. | Lennox | ML296DF090XV60C-* | Federally-Regulated Consumer Product | Non-Weatherized, Condensing Ga | 2123 | 248 | 288.412 | 10/03/2019 |  |  | 12/03/2021
Ingersoll Rand Co. | Lennox | ML296UH045XV36B-* | Federally-Regulated Consumer Product | Non-Weatherized, Condensing Ga | 1310 | 201 | 252.64 | 10/03/2019 |  |  | 12/03/2021
Ingersoll Rand Co. | Lennox | ML296UH070XV36B-* | Federally-Regulated Consumer Product | Non-Weatherized, Condensing Ga | 1413 | 229 | 257.172 | 10/03/2019 |  |  | 12/03/2021
Ingersoll Rand Co. | Lennox | ML296UH110XV60C-* | Federally-Regulated Consumer Product | Non-Weatherized, Condensing Ga | 2083 | 250 | 286.652 | 10/03/2019 |  |  | 12/03/2021
Ingersoll Rand Co. | Lennox | ML296UH090XV48C-* | Federally-Regulated Consumer Product | Non-Weatherized, Condensing Ga | 1820 | 239 | 275.08 | 10/03/2019 |  |  | 12/03/2021
Ingersoll Rand Co. | Lennox | EL280DF070E36A-* | Federally-Regulated Consumer Product | Non-Weatherized, Non-Condensin | 1328 | 224 | 240.432 | 10/03/2019 |  |  | 12/03/2021
Ingersoll Rand Co. | Lennox | EL280DF090E48B-* | Federally-Regulated Consumer Product | Non-Weatherized, Non-Condensin | 1614 | 235 | 253.016 | 10/03/2019 |  |  | 12/03/2021
Ingersoll Rand Co. | Lennox | EL280UH045E36A-* | Federally-Regulated Consumer Product | Non-Weatherized, Non-Condensin | 1377 | 213 | 242.588 | 10/03/2019 |  |  | 12/03/2021
Ingersoll Rand Co. | Lennox | EL280UH070E36A-* | Federally-Regulated Consumer Product | Non-Weatherized, Non-Condensin | 1397 | 211 | 243.468 | 10/03/2019 |  |  | 12/03/2021
Ingersoll Rand Co. | Lennox | EL280UH070XE36A-* | Federally-Regulated Consumer Product | Non-Weatherized, Non-Condensin | 1397 | 211 | 243.468 | 10/03/2019 |  |  | 12/03/2021
Ingersoll Rand Co. | Lennox | EL280UH090E36B-* | Federally-Regulated Consumer Product | Non-Weatherized, Non-Condensin | 1476 | 196 | 246.944 | 10/03/2019 |  |  | 12/03/2021
Ingersoll Rand Co. | Lennox | EL280UH090E48B-* | Federally-Regulated Consumer Product | Non-Weatherized, Non-Condensin | 1663 | 226 | 255.172 | 10/03/2019 |  |  | 12/03/2021
Ingersoll Rand Co. | Lennox | EL280UH090XE48B-* | Federally-Regulated Consumer Product | Non-Weatherized, Non-Condensin | 1663 | 226 | 255.172 | 10/03/2019 |  |  | 12/03/2021
Ingersoll Rand Co. | Lennox | EL280UH110E60C-* | Federally-Regulated Consumer Product | Non-Weatherized, Non-Condensin | 2048 | 254 | 272.112 | 10/03/2019 |  |  | 12/03/2021
Ingersoll Rand Co. | Lennox | EL280UH110XE60C-* | Federally-Regulated Consumer Product | Non-Weatherized, Non-Condensin | 2048 | 254 | 272.112 | 10/03/2019 |  |  | 12/03/2021
Ingersoll Rand Co. | Lennox | ZGB036**EW*P | Federally-Regulated Consumer Product | Weatherized Non-Condensing Gas | 1689 | 235 | 273.316 | 10/03/2019 |  |  | 12/03/2021
Ingersoll Rand Co. | Lennox | ZGB036**EY*P | Federally-Regulated Consumer Product | Weatherized Non-Condensing Gas | 1702 | 246 | 273.888 | 10/03/2019 |  |  | 12/03/2021
Ingersoll Rand Co. | Lennox | ZGB048**EW*P | Federally-Regulated Consumer Product | Weatherized Non-Condensing Gas | 1972 | 278 | 285.768 | 10/03/2019 |  |  | 12/03/2021
Ingersoll Rand Co. | Lennox | ZGB048**EY*P | Federally-Regulated Consumer Product | Weatherized Non-Condensing Gas | 1987 | 277 | 286.428 | 10/03/2019 |  |  | 12/03/2021
Ingersoll Rand Co. | Lennox | ZGB060**EQ*P | Federally-Regulated Consumer Product | Weatherized Non-Condensing Gas | 2260 | 277 | 298.44 | 10/03/2019 |  |  | 12/03/2021
Ingersoll Rand Co. | Lennox | ZGB060**EX*P | Federally-Regulated Consumer Product | Weatherized Non-Condensing Gas | 2261 | 281 | 298.484 | 10/03/2019 |  |  | 12/03/2021
Ingersoll Rand Co. | Lennox | KGB024**EW*P | Federally-Regulated Consumer Product | Weatherized Non-Condensing Gas | 972 | 192 | 241.768 | 10/03/2019 |  |  | 12/03/2021
Ingersoll Rand Co. | Lennox | KGB036**EB*P | Federally-Regulated Consumer Product | Weatherized Non-Condensing Gas | 1352 | 227 | 258.488 | 10/03/2019 |  |  | 12/03/2021
Ingersoll Rand Co. | Lennox | KGB036**EQ*P | Federally-Regulated Consumer Product | Weatherized Non-Condensing Gas | 1644 | 262 | 271.336 | 10/03/2019 |  |  | 12/03/2021
Ingersoll Rand Co. | Lennox | KGB036**EW*P | Federally-Regulated Consumer Product | Weatherized Non-Condensing Gas | 1490 | 241 | 264.56 | 10/03/2019 |  |  | 12/03/2021
Ingersoll Rand Co. | Lennox | KGB036**EY*P | Federally-Regulated Consumer Product | Weatherized Non-Condensing Gas | 1526 | 239 | 266.144 | 10/03/2019 |  |  | 12/03/2021
Ingersoll Rand Co. | Lennox | KGB048**EB*P | Federally-Regulated Consumer Product | Weatherized Non-Condensing Gas | 2276 | 264 | 299.144 | 10/03/2019 |  |  | 12/03/2021
Ingersoll Rand Co. | Lennox | KGB048**EQ*P | Federally-Regulated Consumer Product | Weatherized Non-Condensing Gas | 2167 | 282 | 294.348 | 10/03/2019 |  |  | 12/03/2021
Ingersoll Rand Co. | Lennox | KGB048**EW*P | Federally-Regulated Consumer Product | Weatherized Non-Condensing Gas | 2278 | 231 | 299.232 | 10/03/2019 |  |  | 12/03/2021
Ingersoll Rand Co. | Lennox | KGB048**EY*P | Federally-Regulated Consumer Product | Weatherized Non-Condensing Gas | 2249 | 237 | 297.956 | 10/03/2019 |  |  | 12/03/2021
Ingersoll Rand Co. | Lennox | KGB060**EB*P | Federally-Regulated Consumer Product | Weatherized Non-Condensing Gas | 2195 | 247 | 295.58 | 10/03/2019 |  |  | 12/03/2021
Ingersoll Rand Co. | Lennox | KGB060**EQ*P | Federally-Regulated Consumer Product | Weatherized Non-Condensing Gas | 2204 | 273 | 295.976 | 10/03/2019 |  |  | 12/03/2021
Ingersoll Rand Co. | Lennox | KGB060**EX*P | Federally-Regulated Consumer Product | Weatherized Non-Condensing Gas | 2386 | 271 | 303.984 | 10/03/2019 |  |  | 12/03/2021
Ingersoll Rand Co. | Lennox | KGB030**EW*P | Federally-Regulated Consumer Product | Weatherized Non-Condensing Gas | 972 | 192 | 241.768 | 10/03/2019 |  |  | 12/03/2021
Ingersoll Rand Co. | Lennox | ML180DF070E36A** | Federally-Regulated Consumer Product | Non-Weatherized, Non-Condensin | 1312 | 191 | 239.728 | 10/03/2019 |  |  | 12/03/2021
Ingersoll Rand Co. | Lennox | ML180UH070E36A** | Federally-Regulated Consumer Product | Non-Weatherized, Non-Condensin | 1317 | 184 | 239.948 | 10/03/2019 |  |  | 12/03/2021
Ingersoll Rand Co. | Lennox | ML180UH070XE36A** | Federally-Regulated Consumer Product | Non-Weatherized, Non-Condensin | 1317 | 184 | 239.948 | 10/03/2019 |  |  | 12/03/2021
Ingersoll Rand Co. | Lennox | ML196UH030XE24B-* | Federally-Regulated Consumer Product | Non-Weatherized, Condensing Ga | 870 | 184 | 233.28 | 10/03/2019 |  |  | 12/03/2021
Ingersoll Rand Co. | Lennox | ML196UH045XE24B-* | Federally-Regulated Consumer Product | Non-Weatherized, Condensing Ga | 918 | 168 | 235.392 | 10/03/2019 |  |  | 12/03/2021
Ingersoll Rand Co. | Lennox | ML196UH045XE36B-* | Federally-Regulated Consumer Product | Non-Weatherized, Condensing Ga | 1284 | 226 | 251.496 | 10/03/2019 |  |  | 12/03/2021
Ingersoll Rand Co. | Lennox | ML196UH070XE36B-* | Federally-Regulated Consumer Product | Non-Weatherized, Condensing Ga | 1298 | 216 | 252.112 | 10/03/2019 |  |  | 12/03/2021
Ingersoll Rand Co. | Lennox | ML196UH090XE48C-* | Federally-Regulated Consumer Product | Non-Weatherized, Condensing Ga | 1566 | 217 | 263.904 | 10/03/2019 |  |  | 12/03/2021
Ingersoll Rand Co. | Lennox | ML196UH110XE60C-* | Federally-Regulated Consumer Product | Non-Weatherized, Condensing Ga | 2018 | 253 | 283.792 | 10/03/2019 |  |  | 12/03/2021
Ingersoll Rand Co. | Lennox | ML196DF045XE36B-* | Federally-Regulated Consumer Product | Non-Weatherized, Condensing Ga | 1250 | 210 | 250 | 10/03/2019 |  |  | 12/03/2021
Ingersoll Rand Co. | Lennox | ML196DF070XE48B-* | Federally-Regulated Consumer Product | Non-Weatherized, Condensing Ga | 1473 | 213 | 259.812 | 10/03/2019 |  |  | 12/03/2021
Ingersoll Rand Co. | Lennox | ML196DF090XE48C-* | Federally-Regulated Consumer Product | Non-Weatherized, Condensing Ga | 1542 | 226 | 262.848 | 10/03/2019 |  |  | 12/03/2021
Ingersoll Rand Co. | Lennox | ML180UH030V36A** | Federally-Regulated Consumer Product | Non-Weatherized, Non-Condensin | 1419 | 107 | 244.436 | 10/03/2019 |  |  | 12/03/2021
Ingersoll Rand Co. | Lennox | ML180UH045V36A** | Federally-Regulated Consumer Product | Non-Weatherized, Non-Condensin | 1306 | 158 | 239.464 | 10/03/2019 |  |  | 12/03/2021
Ingersoll Rand Co. | Lennox | ML180UH070V36A** | Federally-Regulated Consumer Product | Non-Weatherized, Non-Condensin | 1314 | 173 | 239.816 | 10/03/2019 |  |  | 12/03/2021
Ingersoll Rand Co. | Lennox | ML180UH070V36B** | Federally-Regulated Consumer Product | Non-Weatherized, Non-Condensin | 1511 | 170 | 248.484 | 10/03/2019 |  |  | 12/03/2021
Ingersoll Rand Co. | Lennox | ML180UH070V48B** | Federally-Regulated Consumer Product | Non-Weatherized, Non-Condensin | 1785 | 161 | 260.54 | 10/03/2019 |  |  | 12/03/2021
Ingersoll Rand Co. | Lennox | ML180UH090V48B** | Federally-Regulated Consumer Product | Non-Weatherized, Non-Condensin | 1509 | 163 | 248.396 | 10/03/2019 |  |  | 12/03/2021
Ingersoll Rand Co. | Lennox | ML180UH110V60C** | Federally-Regulated Consumer Product | Non-Weatherized, Non-Condensin | 2247 | 259 | 280.868 | 10/03/2019 |  |  | 12/03/2021
Ingersoll Rand Co. | Lennox | EL280UH110E48C-* | Federally-Regulated Consumer Product | Non-Weatherized, Non-Condensin | 1658 | 214 | 254.952 | 10/03/2019 |  |  | 12/03/2021
Ingersoll Rand Co. | Allied Commercial | LGH036**EQ*P | Federally-Regulated Consumer Product | Weatherized Non-Condensing Gas | 1777 | 262 | 277.188 | 10/03/2019 |  |  | 12/03/2021
Ingersoll Rand Co. | Allied Commercial | LGH036**EW*P | Federally-Regulated Consumer Product | Weatherized Non-Condensing Gas | 1688 | 255 | 273.272 | 10/03/2019 |  |  | 12/03/2021
Ingersoll Rand Co. | Allied Commercial | LGH036**EY*P | Federally-Regulated Consumer Product | Weatherized Non-Condensing Gas | 1676 | 248 | 272.744 | 10/03/2019 |  |  | 12/03/2021
Ingersoll Rand Co. | Allied Commercial | LGH048**EQ*P | Federally-Regulated Consumer Product | Weatherized Non-Condensing Gas | 2166 | 289 | 294.304 | 10/03/2019 |  |  | 12/03/2021
Ingersoll Rand Co. | Allied Commercial | LGH048**EW*P | Federally-Regulated Consumer Product | Weatherized Non-Condensing Gas | 2116 | 285 | 292.104 | 10/03/2019 |  |  | 12/03/2021
Ingersoll Rand Co. | Allied Commercial | LGH048**EX*P | Federally-Regulated Consumer Product | Weatherized Non-Condensing Gas | 2252 | 290 | 298.088 | 10/03/2019 |  |  | 12/03/2021
Ingersoll Rand Co. | Allied Commercial | LGH048**EY*P | Federally-Regulated Consumer Product | Weatherized Non-Condensing Gas | 2142 | 282 | 293.248 | 10/03/2019 |  |  | 12/03/2021
Ingersoll Rand Co. | Allied Commercial | LGH048**EZ*P | Federally-Regulated Consumer Product | Weatherized Non-Condensing Gas | 2186 | 280 | 295.184 | 10/03/2019 |  |  | 12/03/2021
Ingersoll Rand Co. | Allied Commercial | LGH060**EQ*P | Federally-Regulated Consumer Product | Weatherized Non-Condensing Gas | 2446 | 299 | 306.624 | 10/03/2019 |  |  | 12/03/2021
Ingersoll Rand Co. | Allied Commercial | LGH060**EW*P | Federally-Regulated Consumer Product | Weatherized Non-Condensing Gas | 2537 | 303 | 310.628 | 10/03/2019 |  |  | 12/03/2021
Ingersoll Rand Co. | Allied Commercial | LGH060**EX*P | Federally-Regulated Consumer Product | Weatherized Non-Condensing Gas | 2797 | 302 | 322.068 | 10/03/2019 |  |  | 12/03/2021
Ingersoll Rand Co. | Allied Commercial | LGH060**EY*P | Federally-Regulated Consumer Product | Weatherized Non-Condensing Gas | 2366 | 294 | 303.104 | 10/03/2019 |  |  | 12/03/2021
Ingersoll Rand Co. | Allied Commercial | LGH060**EZ*P | Federally-Regulated Consumer Product | Weatherized Non-Condensing Gas | 2651 | 291 | 315.644 | 10/03/2019 |  |  | 12/03/2021
Ingersoll Rand Co. | Allied Commercial | LGH036**EB*P | Federally-Regulated Consumer Product | Weatherized Non-Condensing Gas | 1557 | 264 | 267.508 | 10/03/2019 |  |  | 12/03/2021
Ingersoll Rand Co. | Allied Commercial | LGH048**EB*P | Federally-Regulated Consumer Product | Weatherized Non-Condensing Gas | 2309 | 283 | 300.596 | 10/03/2019 |  |  | 12/03/2021
Ingersoll Rand Co. | Allied Commercial | LGH060**EB*P | Federally-Regulated Consumer Product | Weatherized Non-Condensing Gas | 2558 | 308 | 311.552 | 10/03/2019 |  |  | 12/03/2021
Ingersoll Rand Co. | Allied Commercial | LGH060**ED*P | Federally-Regulated Consumer Product | Weatherized Non-Condensing Gas | 2797 | 302 | 322.068 | 10/03/2019 |  |  | 12/03/2021
Ingersoll Rand Co. | Concord | 80G2UH070AV12-* | Federally-Regulated Consumer Product | Non-Weatherized, Non-Condensin | 1394 | 212 | 243.336 | 10/03/2019 |  |  | 12/03/2021
Ingersoll Rand Co. | Ducane | 80G2UH070AV12-* | Federally-Regulated Consumer Product | Non-Weatherized, Non-Condensin | 1394 | 212 | 243.336 | 10/03/2019 |  |  | 12/03/2021
Ingersoll Rand Co. | Concord | 80G2UH090BV16-* | Federally-Regulated Consumer Product | Non-Weatherized, Non-Condensin | 1830 | 227 | 262.52 | 10/03/2019 |  |  | 12/03/2021
Ingersoll Rand Co. | Ducane | 80G2UH090BV16-* | Federally-Regulated Consumer Product | Non-Weatherized, Non-Condensin | 1830 | 227 | 262.52 | 10/03/2019 |  |  | 12/03/2021
Ingersoll Rand Co. | Concord | 80G2UH110CV20-* | Federally-Regulated Consumer Product | Non-Weatherized, Non-Condensin | 2330 | 250 | 284.52 | 10/03/2019 |  |  | 12/03/2021
Ingersoll Rand Co. | Ducane | 80G2UH110CV20-* | Federally-Regulated Consumer Product | Non-Weatherized, Non-Condensin | 2330 | 250 | 284.52 | 10/03/2019 |  |  | 12/03/2021
Ingersoll Rand Co. | Airease | A80US2V070A12-* | Federally-Regulated Consumer Product | Non-Weatherized, Non-Condensin | 1405 | 193 | 243.82 | 10/03/2019 |  |  | 12/03/2021
Ingersoll Rand Co. | ARMSTRONG AIR | A80US2V070A12-* | Federally-Regulated Consumer Product | Non-Weatherized, Non-Condensin | 1405 | 193 | 243.82 | 10/03/2019 |  |  | 12/03/2021
Ingersoll Rand Co. | Airease | A80DS2V090B16-* | Federally-Regulated Consumer Product | Non-Weatherized, Non-Condensin | 1740 | 226 | 258.56 | 10/03/2019 |  |  | 12/03/2021
Ingersoll Rand Co. | ARMSTRONG AIR | A80DS2V090B16-* | Federally-Regulated Consumer Product | Non-Weatherized, Non-Condensin | 1740 | 226 | 258.56 | 10/03/2019 |  |  | 12/03/2021
Ingersoll Rand Co. | Airease | A80DS2V110C20-* | Federally-Regulated Consumer Product | Non-Weatherized, Non-Condensin | 2001 | 237 | 270.044 | 10/03/2019 |  |  | 12/03/2021
Ingersoll Rand Co. | ARMSTRONG AIR | A80DS2V110C20-* | Federally-Regulated Consumer Product | Non-Weatherized, Non-Condensin | 2001 | 237 | 270.044 | 10/03/2019 |  |  | 12/03/2021
Ingersoll Rand Co. | Airease | A80DS2V070A12-* | Federally-Regulated Consumer Product | Non-Weatherized, Non-Condensin | 1405 | 193 | 243.82 | 10/03/2019 |  |  | 12/03/2021
Ingersoll Rand Co. | ARMSTRONG AIR | A80DS2V070A12-* | Federally-Regulated Consumer Product | Non-Weatherized, Non-Condensin | 1405 | 193 | 243.82 | 10/03/2019 |  |  | 12/03/2021
Ingersoll Rand Co. | Airease | A80US2V070A12L-* | Federally-Regulated Consumer Product | Non-Weatherized, Non-Condensin | 1394 | 212 | 243.336 | 10/03/2019 |  |  | 12/03/2021
Ingersoll Rand Co. | ARMSTRONG AIR | A80US2V070A12L-* | Federally-Regulated Consumer Product | Non-Weatherized, Non-Condensin | 1394 | 212 | 243.336 | 10/03/2019 |  |  | 12/03/2021
Ingersoll Rand Co. | Airease | A80US2V090B12-* | Federally-Regulated Consumer Product | Non-Weatherized, Non-Condensin | 1455 | 220 | 246.02 | 10/03/2019 |  |  | 12/03/2021
Ingersoll Rand Co. | ARMSTRONG AIR | A80US2V090B12-* | Federally-Regulated Consumer Product | Non-Weatherized, Non-Condensin | 1455 | 220 | 246.02 | 10/03/2019 |  |  | 12/03/2021
Ingersoll Rand Co. | Airease | A80US2V090B16-* | Federally-Regulated Consumer Product | Non-Weatherized, Non-Condensin | 1830 | 227 | 262.52 | 10/03/2019 |  |  | 12/03/2021
Ingersoll Rand Co. | ARMSTRONG AIR | A80US2V090B16-* | Federally-Regulated Consumer Product | Non-Weatherized, Non-Condensin | 1830 | 227 | 262.52 | 10/03/2019 |  |  | 12/03/2021
Ingersoll Rand Co. | Airease | A80US2V090C20-* | Federally-Regulated Consumer Product | Non-Weatherized, Non-Condensin | 2291 | 207 | 282.804 | 10/03/2019 |  |  | 12/03/2021
Ingersoll Rand Co. | ARMSTRONG AIR | A80US2V090C20-* | Federally-Regulated Consumer Product | Non-Weatherized, Non-Condensin | 2291 | 207 | 282.804 | 10/03/2019 |  |  | 12/03/2021
Ingersoll Rand Co. | Airease | A80US2V110C20-* | Federally-Regulated Consumer Product | Non-Weatherized, Non-Condensin | 2330 | 250 | 284.52 | 10/03/2019 |  |  | 12/03/2021
Ingersoll Rand Co. | ARMSTRONG AIR | A80US2V110C20-* | Federally-Regulated Consumer Product | Non-Weatherized, Non-Condensin | 2330 | 250 | 284.52 | 10/03/2019 |  |  | 12/03/2021
Ingersoll Rand Co. | Airease | A80US2V110C20L-* | Federally-Regulated Consumer Product | Non-Weatherized, Non-Condensin | 2330 | 250 | 284.52 | 10/03/2019 |  |  | 12/03/2021
Ingersoll Rand Co. | ARMSTRONG AIR | A80US2V110C20L-* | Federally-Regulated Consumer Product | Non-Weatherized, Non-Condensin | 2330 | 250 | 284.52 | 10/03/2019 |  |  | 12/03/2021
Ingersoll Rand Co. | Airease | A80US2V135D20-* | Federally-Regulated Consumer Product | Non-Weatherized, Non-Condensin | 2445 | 267 | 289.58 | 10/03/2019 |  |  | 12/03/2021
Ingersoll Rand Co. | ARMSTRONG AIR | A80US2V135D20-* | Federally-Regulated Consumer Product | Non-Weatherized, Non-Condensin | 2445 | 267 | 289.58 | 10/03/2019 |  |  | 12/03/2021
Ingersoll Rand Co. | Airease | A80US2V090B16L-* | Federally-Regulated Consumer Product | Non-Weatherized, Non-Condensin | 1830 | 227 | 262.52 | 10/03/2019 |  |  | 12/03/2021
Ingersoll Rand Co. | ARMSTRONG AIR | A80US2V090B16L-* | Federally-Regulated Consumer Product | Non-Weatherized, Non-Condensin | 1830 | 227 | 262.52 | 10/03/2019 |  |  | 12/03/2021
Ingersoll Rand Co. | Airease | A96US2V045B12S-* | Federally-Regulated Consumer Product | Non-Weatherized, Condensing Ga | 1270 | 212 | 250.88 | 10/03/2019 |  |  | 12/03/2021
Ingersoll Rand Co. | ARMSTRONG AIR | A96US2V045B12S-* | Federally-Regulated Consumer Product | Non-Weatherized, Condensing Ga | 1270 | 212 | 250.88 | 10/03/2019 |  |  | 12/03/2021
Ingersoll Rand Co. | Airease | A96US2V070B12S-* | Federally-Regulated Consumer Product | Non-Weatherized, Condensing Ga | 1473 | 230 | 259.812 | 10/03/2019 |  |  | 12/03/2021
Ingersoll Rand Co. | ARMSTRONG AIR | A96US2V070B12S-* | Federally-Regulated Consumer Product | Non-Weatherized, Condensing Ga | 1473 | 230 | 259.812 | 10/03/2019 |  |  | 12/03/2021
Ingersoll Rand Co. | Airease | A96US2V135D20S-* | Federally-Regulated Consumer Product | Non-Weatherized, Condensing Ga | 2361 | 247 | 298.884 | 10/03/2019 |  |  | 12/03/2021
Ingersoll Rand Co. | ARMSTRONG AIR | A96US2V135D20S-* | Federally-Regulated Consumer Product | Non-Weatherized, Condensing Ga | 2361 | 247 | 298.884 | 10/03/2019 |  |  | 12/03/2021
Ingersoll Rand Co. | Airease | A96US2V110C20S-* | Federally-Regulated Consumer Product | Non-Weatherized, Condensing Ga | 2307 | 261 | 296.508 | 10/03/2019 |  |  | 12/03/2021
Ingersoll Rand Co. | ALLIED | A96US2V110C20S-* | Federally-Regulated Consumer Product | Non-Weatherized, Condensing Ga | 2307 | 261 | 296.508 | 10/03/2019 |  |  | 12/03/2021
Ingersoll Rand Co. | ARMSTRONG AIR | A96US2V110C20S-* | Federally-Regulated Consumer Product | Non-Weatherized, Condensing Ga | 2307 | 261 | 296.508 | 10/03/2019 |  |  | 12/03/2021
Ingersoll Rand Co. | Airease | A96US2V110C16S-* | Federally-Regulated Consumer Product | Non-Weatherized, Condensing Ga | 1752 | 232 | 272.088 | 10/03/2019 |  |  | 12/03/2021
Ingersoll Rand Co. | ARMSTRONG AIR | A96US2V110C16S-* | Federally-Regulated Consumer Product | Non-Weatherized, Condensing Ga | 1752 | 232 | 272.088 | 10/03/2019 |  |  | 12/03/2021
Ingersoll Rand Co. | Airease | A96DS2V045B12S-* | Federally-Regulated Consumer Product | Non-Weatherized, Condensing Ga | 1331 | 198 | 253.564 | 10/03/2019 |  |  | 12/03/2021
Ingersoll Rand Co. | ARMSTRONG AIR | A96DS2V045B12S-* | Federally-Regulated Consumer Product | Non-Weatherized, Condensing Ga | 1331 | 198 | 253.564 | 10/03/2019 |  |  | 12/03/2021
Ingersoll Rand Co. | Airease | A96DS2V070B16S-* | Federally-Regulated Consumer Product | Non-Weatherized, Condensing Ga | 1755 | 205 | 272.22 | 10/03/2019 |  |  | 12/03/2021
Ingersoll Rand Co. | ARMSTRONG AIR | A96DS2V070B16S-* | Federally-Regulated Consumer Product | Non-Weatherized, Condensing Ga | 1755 | 205 | 272.22 | 10/03/2019 |  |  | 12/03/2021
Ingersoll Rand Co. | Airease | A96DS2V110C20S-* | Federally-Regulated Consumer Product | Non-Weatherized, Condensing Ga | 2263 | 245 | 294.572 | 10/03/2019 |  |  | 12/03/2021
Ingersoll Rand Co. | ARMSTRONG AIR | A96DS2V110C20S-* | Federally-Regulated Consumer Product | Non-Weatherized, Condensing Ga | 2263 | 245 | 294.572 | 10/03/2019 |  |  | 12/03/2021
Ingersoll Rand Co. | Airease | A96US2V090C12S-* | Federally-Regulated Consumer Product | Non-Weatherized, Condensing Ga | 1394 | 236 | 256.336 | 10/03/2019 |  |  | 12/03/2021
Ingersoll Rand Co. | ARMSTRONG AIR | A96US2V090C12S-* | Federally-Regulated Consumer Product | Non-Weatherized, Condensing Ga | 1394 | 236 | 256.336 | 10/03/2019 |  |  | 12/03/2021
Ingersoll Rand Co. | Airease | A96DS2V090C20S-* | Federally-Regulated Consumer Product | Non-Weatherized, Condensing Ga | 2247 | 234 | 293.868 | 10/03/2019 |  |  | 12/03/2021
Ingersoll Rand Co. | ARMSTRONG AIR | A96DS2V090C20S-* | Federally-Regulated Consumer Product | Non-Weatherized, Condensing Ga | 2247 | 234 | 293.868 | 10/03/2019 |  |  | 12/03/2021
Ingersoll Rand Co. | Airease | A96US2V090C20S-* | Federally-Regulated Consumer Product | Non-Weatherized, Condensing Ga | 2339 | 254 | 297.916 | 10/03/2019 |  |  | 12/03/2021
Ingersoll Rand Co. | ARMSTRONG AIR | A96US2V090C20S-* | Federally-Regulated Consumer Product | Non-Weatherized, Condensing Ga | 2339 | 254 | 297.916 | 10/03/2019 |  |  | 12/03/2021
Ingersoll Rand Co. | Airease | A96US2V090C16*-* | Federally-Regulated Consumer Product | Non-Weatherized, Condensing Ga | 1764 | 241 | 272.616 | 10/03/2019 |  |  | 12/03/2021
Ingersoll Rand Co. | ARMSTRONG AIR | A96US2V090C16*-* | Federally-Regulated Consumer Product | Non-Weatherized, Condensing Ga | 1764 | 241 | 272.616 | 10/03/2019 |  |  | 12/03/2021
Ingersoll Rand Co. | ARMSTRONG AIR | A97US2V040B12X-*-* | Federally-Regulated Consumer Product | Non-Weatherized, Condensing Ga | 1397 | 198 | 256.468 | 10/03/2019 |  |  | 12/03/2021
Ingersoll Rand Co. | Airease | A97US2V040B12X-*-* | Federally-Regulated Consumer Product | Non-Weatherized, Condensing Ga | 1397 | 198 | 256.468 | 10/03/2019 |  |  | 12/03/2021
Ingersoll Rand Co. | ARMSTRONG AIR | A97US2V060B12X-** | Federally-Regulated Consumer Product | Non-Weatherized, Condensing Ga | 1502 | 240 | 261.088 | 10/03/2019 |  |  | 12/03/2021
Ingersoll Rand Co. | Airease | A97US2V060B12X-** | Federally-Regulated Consumer Product | Non-Weatherized, Condensing Ga | 1502 | 240 | 261.088 | 10/03/2019 |  |  | 12/03/2021
Ingersoll Rand Co. | ARMSTRONG AIR | A97US2V080C16X-*-* | Federally-Regulated Consumer Product | Non-Weatherized, Condensing Ga | 1789 | 243 | 273.716 | 10/03/2019 |  |  | 12/03/2021
Ingersoll Rand Co. | Airease | A97US2V080C16X-*-* | Federally-Regulated Consumer Product | Non-Weatherized, Condensing Ga | 1789 | 243 | 273.716 | 10/03/2019 |  |  | 12/03/2021
Ingersoll Rand Co. | ARMSTRONG AIR | A97US2V080C20X-*-* | Federally-Regulated Consumer Product | Non-Weatherized, Condensing Ga | 2327 | 265 | 297.388 | 10/03/2019 |  |  | 12/03/2021
Ingersoll Rand Co. | Airease | A97US2V080C20X-*-* | Federally-Regulated Consumer Product | Non-Weatherized, Condensing Ga | 2327 | 265 | 297.388 | 10/03/2019 |  |  | 12/03/2021
Ingersoll Rand Co. | Concord | 96G1UH030E08-* | Federally-Regulated Consumer Product | Non-Weatherized, Condensing Ga | 870 | 184 | 233.28 | 10/03/2019 |  |  | 12/03/2021
Ingersoll Rand Co. | Ducane | 96G1UH030E08-* | Federally-Regulated Consumer Product | Non-Weatherized, Condensing Ga | 870 | 184 | 233.28 | 10/03/2019 |  |  | 12/03/2021
Ingersoll Rand Co. | Concord | 96G1UH045BE12-* | Federally-Regulated Consumer Product | Non-Weatherized, Condensing Ga | 1284 | 226 | 251.496 | 10/03/2019 |  |  | 12/03/2021
Ingersoll Rand Co. | Ducane | 96G1UH045BE12-* | Federally-Regulated Consumer Product | Non-Weatherized, Condensing Ga | 1284 | 226 | 251.496 | 10/03/2019 |  |  | 12/03/2021
Ingersoll Rand Co. | Concord | 96G1UH070BE12-* | Federally-Regulated Consumer Product | Non-Weatherized, Condensing Ga | 1298 | 216 | 252.112 | 10/03/2019 |  |  | 12/03/2021
Ingersoll Rand Co. | Ducane | 96G1UH070BE12-* | Federally-Regulated Consumer Product | Non-Weatherized, Condensing Ga | 1298 | 216 | 252.112 | 10/03/2019 |  |  | 12/03/2021
Ingersoll Rand Co. | Concord | 96G1UH090BE16-* | Federally-Regulated Consumer Product | Non-Weatherized, Condensing Ga | 1566 | 217 | 263.904 | 10/03/2019 |  |  | 12/03/2021
Ingersoll Rand Co. | Ducane | 96G1UH090BE16-* | Federally-Regulated Consumer Product | Non-Weatherized, Condensing Ga | 1566 | 217 | 263.904 | 10/03/2019 |  |  | 12/03/2021
Ingersoll Rand Co. | Concord | 96G1UH110BE20-* | Federally-Regulated Consumer Product | Non-Weatherized, Condensing Ga | 2018 | 253 | 283.792 | 10/03/2019 |  |  | 12/03/2021
Ingersoll Rand Co. | Ducane | 96G1UH110BE20-* | Federally-Regulated Consumer Product | Non-Weatherized, Condensing Ga | 2018 | 253 | 283.792 | 10/03/2019 |  |  | 12/03/2021
Ingersoll Rand Co. | Concord | 96G1DF045BE12-* | Federally-Regulated Consumer Product | Non-Weatherized, Condensing Ga | 1250 | 210 | 250 | 10/03/2019 |  |  | 12/03/2021
Ingersoll Rand Co. | Ducane | 96G1DF045BE12-* | Federally-Regulated Consumer Product | Non-Weatherized, Condensing Ga | 1250 | 210 | 250 | 10/03/2019 |  |  | 12/03/2021
Ingersoll Rand Co. | Concord | 96G1DF070BE16-* | Federally-Regulated Consumer Product | Non-Weatherized, Condensing Ga | 1473 | 213 | 259.812 | 10/03/2019 |  |  | 12/03/2021
Ingersoll Rand Co. | Ducane | 96G1DF070BE16-* | Federally-Regulated Consumer Product | Non-Weatherized, Condensing Ga | 1473 | 213 | 259.812 | 10/03/2019 |  |  | 12/03/2021
Ingersoll Rand Co. | Concord | 95G1UH040BE12X-* | Federally-Regulated Consumer Product | Non-Weatherized, Condensing Ga | 1288 | 203 | 251.672 | 10/03/2019 |  |  | 12/03/2021
Ingersoll Rand Co. | Ducane | 95G1UH040BE12X-* | Federally-Regulated Consumer Product | Non-Weatherized, Condensing Ga | 1288 | 203 | 251.672 | 10/03/2019 |  |  | 12/03/2021
Ingersoll Rand Co. | Concord | 95G1UH080CE16X-* | Federally-Regulated Consumer Product | Non-Weatherized, Condensing Ga | 1313 | 213 | 252.772 | 10/03/2019 |  |  | 12/03/2021
Ingersoll Rand Co. | Ducane | 95G1UH080CE16X-* | Federally-Regulated Consumer Product | Non-Weatherized, Condensing Ga | 1313 | 213 | 252.772 | 10/03/2019 |  |  | 12/03/2021
Ingersoll Rand Co. | Concord | 95G1UH100CE20X-* | Federally-Regulated Consumer Product | Non-Weatherized, Condensing Ga | 1573 | 233 | 264.212 | 10/03/2019 |  |  | 12/03/2021
Ingersoll Rand Co. | Ducane | 95G1UH100CE20X-* | Federally-Regulated Consumer Product | Non-Weatherized, Condensing Ga | 1573 | 233 | 264.212 | 10/03/2019 |  |  | 12/03/2021
Ingersoll Rand Co. | ARMSTRONG AIR | 96G1UH060BE12X-* | Federally-Regulated Consumer Product | Non-Weatherized, Condensing Ga | 1313 | 213 | 252.772 | 10/03/2019 |  |  | 12/03/2021
Ingersoll Rand Co. | Concord | 95G1UH060BE12X-* | Federally-Regulated Consumer Product | Non-Weatherized, Condensing Ga | 1313 | 213 | 252.772 | 10/03/2019 |  |  | 12/03/2021
Ingersoll Rand Co. | Ducane | 95G1UH060BE12X-* | Federally-Regulated Consumer Product | Non-Weatherized, Condensing Ga | 1313 | 213 | 252.772 | 10/03/2019 |  |  | 12/03/2021
Ingersoll Rand Co. | ARMSTRONG AIR | A80US2V060A12X-** | Federally-Regulated Consumer Product | Non-Weatherized, Non-Condensin | 1358 | 175 | 241.752 | 10/03/2019 |  |  | 12/03/2021
Ingersoll Rand Co. | Airease | A80US2V060A12X-** | Federally-Regulated Consumer Product | Non-Weatherized, Non-Condensin | 1358 | 175 | 241.752 | 10/03/2019 |  |  | 12/03/2021
Ingersoll Rand Co. | ARMSTRONG AIR | A80US2V080B16X-** | Federally-Regulated Consumer Product | Non-Weatherized, Non-Condensin | 1832 | 220 | 262.608 | 10/03/2019 |  |  | 12/03/2021
Ingersoll Rand Co. | Airease | A80US2V080B16X-** | Federally-Regulated Consumer Product | Non-Weatherized, Non-Condensin | 1832 | 220 | 262.608 | 10/03/2019 |  |  | 12/03/2021
Ingersoll Rand Co. | ARMSTRONG AIR | A80US2V100C20X-** | Federally-Regulated Consumer Product | Non-Weatherized, Non-Condensin | 2205 | 244 | 279.02 | 10/03/2019 |  |  | 12/03/2021
Ingersoll Rand Co. | Airease | A80US2V100C20X-** | Federally-Regulated Consumer Product | Non-Weatherized, Non-Condensin | 2205 | 244 | 279.02 | 10/03/2019 |  |  | 12/03/2021
Ingersoll Rand Co. | ARMSTRONG AIR | A80US2V080C20X-** | Federally-Regulated Consumer Product | Non-Weatherized, Non-Condensin | 2384 | 195 | 286.896 | 10/03/2019 |  |  | 12/03/2021
Ingersoll Rand Co. | Airease | A80US2V080C20X-** | Federally-Regulated Consumer Product | Non-Weatherized, Non-Condensin | 2384 | 195 | 286.896 | 10/03/2019 |  |  | 12/03/2021
Ingersoll Rand Co. | Concord | 96G1UH030BE08-* | Federally-Regulated Consumer Product | Non-Weatherized, Condensing Ga | 870 | 184 | 233.28 | 10/03/2019 |  |  | 12/03/2021
Ingersoll Rand Co. | Ducane | 96G1UH030BE08-* | Federally-Regulated Consumer Product | Non-Weatherized, Condensing Ga | 870 | 184 | 233.28 | 10/03/2019 |  |  | 12/03/2021
Ingersoll Rand Co. | ARMSTRONG AIR | A80UH1E040A12X-* | Federally-Regulated Consumer Product | Non-Weatherized, Non-Condensin | 1275 | 167 | 238.1 | 10/03/2019 |  |  | 12/03/2021
Ingersoll Rand Co. | Airease | A80UH1E040A12X-* | Federally-Regulated Consumer Product | Non-Weatherized, Non-Condensin | 1275 | 167 | 238.1 | 10/03/2019 |  |  | 12/03/2021
Ingersoll Rand Co. | Concord | 80G1UH040AE12X-* | Federally-Regulated Consumer Product | Non-Weatherized, Non-Condensin | 1275 | 167 | 238.1 | 10/03/2019 |  |  | 12/03/2021
Ingersoll Rand Co. | Ducane | 80G1UH040AE12X-* | Federally-Regulated Consumer Product | Non-Weatherized, Non-Condensin | 1275 | 167 | 238.1 | 10/03/2019 |  |  | 12/03/2021
Ingersoll Rand Co. | ARMSTRONG AIR | A80UH1E060A12X-* | Federally-Regulated Consumer Product | Non-Weatherized, Non-Condensin | 1300 | 162 | 239.2 | 10/03/2019 |  |  | 12/03/2021
Ingersoll Rand Co. | Airease | A80UH1E060A12X-* | Federally-Regulated Consumer Product | Non-Weatherized, Non-Condensin | 1300 | 162 | 239.2 | 10/03/2019 |  |  | 12/03/2021
Ingersoll Rand Co. | Concord | 80G1UH060AE12X-* | Federally-Regulated Consumer Product | Non-Weatherized, Non-Condensin | 1300 | 162 | 239.2 | 10/03/2019 |  |  | 12/03/2021
Ingersoll Rand Co. | Ducane | 80G1UH060AE12X-* | Federally-Regulated Consumer Product | Non-Weatherized, Non-Condensin | 1300 | 162 | 239.2 | 10/03/2019 |  |  | 12/03/2021
Ingersoll Rand Co. | ARMSTRONG AIR | A80UH1E80B16X-* | Federally-Regulated Consumer Product | Non-Weatherized, Non-Condensin | 1656 | 201 | 254.864 | 10/03/2019 |  |  | 12/03/2021
Ingersoll Rand Co. | Airease | A80UH1E80B16X-* | Federally-Regulated Consumer Product | Non-Weatherized, Non-Condensin | 1656 | 201 | 254.864 | 10/03/2019 |  |  | 12/03/2021
Ingersoll Rand Co. | Concord | 80G1UH080BE16X-* | Federally-Regulated Consumer Product | Non-Weatherized, Non-Condensin | 1656 | 201 | 254.864 | 10/03/2019 |  |  | 12/03/2021
Ingersoll Rand Co. | Ducane | 80G1UH080BE16X-* | Federally-Regulated Consumer Product | Non-Weatherized, Non-Condensin | 1656 | 201 | 254.864 | 10/03/2019 |  |  | 12/03/2021
Ingersoll Rand Co. | ARMSTRONG AIR | A80UH1E100C20X-* | Federally-Regulated Consumer Product | Non-Weatherized, Non-Condensin | 2027 | 241 | 271.188 | 10/03/2019 |  |  | 12/03/2021
Ingersoll Rand Co. | Airease | A80UH1E100C20X-* | Federally-Regulated Consumer Product | Non-Weatherized, Non-Condensin | 2027 | 241 | 271.188 | 10/03/2019 |  |  | 12/03/2021
Ingersoll Rand Co. | Concord | 80G1UH100CE20X-* | Federally-Regulated Consumer Product | Non-Weatherized, Non-Condensin | 2027 | 241 | 271.188 | 10/03/2019 |  |  | 12/03/2021
Ingersoll Rand Co. | Ducane | 80G1UH100CE20X-* | Federally-Regulated Consumer Product | Non-Weatherized, Non-Condensin | 2027 | 241 | 271.188 | 10/03/2019 |  |  | 12/03/2021
Ingersoll Rand Co. | Concord | 96G1UH090CE16-* | Federally-Regulated Consumer Product | Non-Weatherized, Condensing Ga | 1566 | 217 | 263.904 | 10/03/2019 |  |  | 12/03/2021
Ingersoll Rand Co. | Ducane | 96G1UH090CE16-* | Federally-Regulated Consumer Product | Non-Weatherized, Condensing Ga | 1566 | 217 | 263.904 | 10/03/2019 |  |  | 12/03/2021
Ingersoll Rand Co. | Concord | 96G1UH110CE16-* | Federally-Regulated Consumer Product | Non-Weatherized, Condensing Ga | 2018 | 253 | 283.792 | 10/03/2019 |  |  | 12/03/2021
Ingersoll Rand Co. | Ducane | 96G1UH110CE16-* | Federally-Regulated Consumer Product | Non-Weatherized, Condensing Ga | 2018 | 253 | 283.792 | 10/03/2019 |  |  | 12/03/2021
Ingersoll Rand Co. | Concord | 96G1DF090CE16-* | Federally-Regulated Consumer Product | Non-Weatherized, Condensing Ga | 1542 | 226 | 262.848 | 10/03/2019 |  |  | 12/03/2021
Ingersoll Rand Co. | Ducane | 96G1DF090CE16-* | Federally-Regulated Consumer Product | Non-Weatherized, Condensing Ga | 1542 | 226 | 262.848 | 10/03/2019 |  |  | 12/03/2021
Ingersoll Rand Co. | Concord | 96G1UH110CE20-* | Federally-Regulated Consumer Product | Non-Weatherized, Condensing Ga | 2018 | 253 | 283.792 | 10/03/2019 |  |  | 12/03/2021
Ingersoll Rand Co. | Ducane | 96G1UH110CE20-* | Federally-Regulated Consumer Product | Non-Weatherized, Condensing Ga | 2018 | 253 | 283.792 | 10/03/2019 |  |  | 12/03/2021
Ingersoll Rand Co. | Airease | A80UH1E080B16X-* | Federally-Regulated Consumer Product | Non-Weatherized, Non-Condensin | 1656 | 201 | 254.864 | 10/03/2019 |  |  | 12/03/2021
Ingersoll Rand Co. | ARMSTRONG AIR | A80UH1E080B16X-* | Federally-Regulated Consumer Product | Non-Weatherized, Non-Condensin | 1656 | 201 | 254.864 | 10/03/2019 |  |  | 12/03/2021
Ingersoll Rand Co. | Concord | 80G1UH045AE12** | Federally-Regulated Consumer Product | Non-Weatherized, Non-Condensin | 1249 | 175 | 236.956 | 10/03/2019 |  |  | 12/03/2021
Ingersoll Rand Co. | Ducane | 80G1UH045AE12** | Federally-Regulated Consumer Product | Non-Weatherized, Non-Condensin | 1249 | 175 | 236.956 | 10/03/2019 |  |  | 12/03/2021
Ingersoll Rand Co. | Airease | A80UH1E045A12** | Federally-Regulated Consumer Product | Non-Weatherized, Non-Condensin | 1249 | 175 | 236.956 | 10/03/2019 |  |  | 12/03/2021
Ingersoll Rand Co. | ARMSTRONG AIR | A80UH1E045A12** | Federally-Regulated Consumer Product | Non-Weatherized, Non-Condensin | 1249 | 175 | 236.956 | 10/03/2019 |  |  | 12/03/2021
Ingersoll Rand Co. | Concord | 80G1UH070BE12** | Federally-Regulated Consumer Product | Non-Weatherized, Non-Condensin | 1361 | 170 | 241.884 | 10/03/2019 |  |  | 12/03/2021
Ingersoll Rand Co. | Ducane | 80G1UH070BE12** | Federally-Regulated Consumer Product | Non-Weatherized, Non-Condensin | 1361 | 170 | 241.884 | 10/03/2019 |  |  | 12/03/2021
Ingersoll Rand Co. | Airease | A80UH1E070B12** | Federally-Regulated Consumer Product | Non-Weatherized, Non-Condensin | 1361 | 170 | 241.884 | 10/03/2019 |  |  | 12/03/2021
Ingersoll Rand Co. | ARMSTRONG AIR | A80UH1E070B12** | Federally-Regulated Consumer Product | Non-Weatherized, Non-Condensin | 1361 | 170 | 241.884 | 10/03/2019 |  |  | 12/03/2021
Ingersoll Rand Co. | Concord | 80G1UH090BE16** | Federally-Regulated Consumer Product | Non-Weatherized, Non-Condensin | 1628 | 200 | 253.632 | 10/03/2019 |  |  | 12/03/2021
Ingersoll Rand Co. | Ducane | 80G1UH090BE16** | Federally-Regulated Consumer Product | Non-Weatherized, Non-Condensin | 1628 | 200 | 253.632 | 10/03/2019 |  |  | 12/03/2021
Ingersoll Rand Co. | Airease | A80UH1E090B16** | Federally-Regulated Consumer Product | Non-Weatherized, Non-Condensin | 1628 | 200 | 253.632 | 10/03/2019 |  |  | 12/03/2021
Ingersoll Rand Co. | ARMSTRONG AIR | A80UH1E090B16** | Federally-Regulated Consumer Product | Non-Weatherized, Non-Condensin | 1628 | 200 | 253.632 | 10/03/2019 |  |  | 12/03/2021
Ingersoll Rand Co. | Concord | 80G1UH090CE20** | Federally-Regulated Consumer Product | Non-Weatherized, Non-Condensin | 2081 | 250 | 273.564 | 10/03/2019 |  |  | 12/03/2021
Ingersoll Rand Co. | Ducane | 80G1UH090CE20** | Federally-Regulated Consumer Product | Non-Weatherized, Non-Condensin | 2081 | 250 | 273.564 | 10/03/2019 |  |  | 12/03/2021
Ingersoll Rand Co. | Airease | A80UH1E090C20** | Federally-Regulated Consumer Product | Non-Weatherized, Non-Condensin | 2081 | 250 | 273.564 | 10/03/2019 |  |  | 12/03/2021
Ingersoll Rand Co. | ARMSTRONG AIR | A80UH1E090C20** | Federally-Regulated Consumer Product | Non-Weatherized, Non-Condensin | 2081 | 250 | 273.564 | 10/03/2019 |  |  | 12/03/2021
Ingersoll Rand Co. | Concord | 80G1UH110CE20** | Federally-Regulated Consumer Product | Non-Weatherized, Non-Condensin | 2053 | 244 | 272.332 | 10/03/2019 |  |  | 12/03/2021
Ingersoll Rand Co. | Ducane | 80G1UH110CE20** | Federally-Regulated Consumer Product | Non-Weatherized, Non-Condensin | 2053 | 244 | 272.332 | 10/03/2019 |  |  | 12/03/2021
Ingersoll Rand Co. | Airease | A80UH1E110C20** | Federally-Regulated Consumer Product | Non-Weatherized, Non-Condensin | 2053 | 244 | 272.332 | 10/03/2019 |  |  | 12/03/2021
Ingersoll Rand Co. | ARMSTRONG AIR | A80UH1E110C20** | Federally-Regulated Consumer Product | Non-Weatherized, Non-Condensin | 2053 | 244 | 272.332 | 10/03/2019 |  |  | 12/03/2021
Ingersoll Rand Co. | Concord | 80G1UH135DE20** | Federally-Regulated Consumer Product | Non-Weatherized, Non-Condensin | 2248 | 253 | 280.912 | 10/03/2019 |  |  | 12/03/2021
Ingersoll Rand Co. | Ducane | 80G1UH135DE20** | Federally-Regulated Consumer Product | Non-Weatherized, Non-Condensin | 2248 | 253 | 280.912 | 10/03/2019 |  |  | 12/03/2021
Ingersoll Rand Co. | Airease | A80UH1E135D20** | Federally-Regulated Consumer Product | Non-Weatherized, Non-Condensin | 2248 | 253 | 280.912 | 10/03/2019 |  |  | 12/03/2021
Ingersoll Rand Co. | ARMSTRONG AIR | A80UH1E135D20** | Federally-Regulated Consumer Product | Non-Weatherized, Non-Condensin | 2248 | 253 | 280.912 | 10/03/2019 |  |  | 12/03/2021
Ingersoll Rand Co. | Concord | 80G1DF045AE12** | Federally-Regulated Consumer Product | Non-Weatherized, Non-Condensin | 1233 | 178 | 236.252 | 10/03/2019 |  |  | 12/03/2021
Ingersoll Rand Co. | Ducane | 80G1DF045AE12** | Federally-Regulated Consumer Product | Non-Weatherized, Non-Condensin | 1233 | 178 | 236.252 | 10/03/2019 |  |  | 12/03/2021
Ingersoll Rand Co. | Airease | A80DF1E045A12** | Federally-Regulated Consumer Product | Non-Weatherized, Non-Condensin | 1233 | 178 | 236.252 | 10/03/2019 |  |  | 12/03/2021
Ingersoll Rand Co. | ARMSTRONG AIR | A80DF1E045A12** | Federally-Regulated Consumer Product | Non-Weatherized, Non-Condensin | 1233 | 178 | 236.252 | 10/03/2019 |  |  | 12/03/2021
Ingersoll Rand Co. | Concord | 80G1DF070BE12** | Federally-Regulated Consumer Product | Non-Weatherized, Non-Condensin | 1369 | 181 | 242.236 | 10/03/2019 |  |  | 12/03/2021
Ingersoll Rand Co. | Ducane | 80G1DF070BE12** | Federally-Regulated Consumer Product | Non-Weatherized, Non-Condensin | 1369 | 181 | 242.236 | 10/03/2019 |  |  | 12/03/2021
Ingersoll Rand Co. | Airease | A80DF1E070B12** | Federally-Regulated Consumer Product | Non-Weatherized, Non-Condensin | 1369 | 181 | 242.236 | 10/03/2019 |  |  | 12/03/2021
Ingersoll Rand Co. | ARMSTRONG AIR | A80DF1E070B12** | Federally-Regulated Consumer Product | Non-Weatherized, Non-Condensin | 1369 | 181 | 242.236 | 10/03/2019 |  |  | 12/03/2021
Ingersoll Rand Co. | Concord | 80G1DF090BE16** | Federally-Regulated Consumer Product | Non-Weatherized, Non-Condensin | 1639 | 189 | 254.116 | 10/03/2019 |  |  | 12/03/2021
Ingersoll Rand Co. | Ducane | 80G1DF090BE16** | Federally-Regulated Consumer Product | Non-Weatherized, Non-Condensin | 1639 | 189 | 254.116 | 10/03/2019 |  |  | 12/03/2021
Ingersoll Rand Co. | Airease | A80DF1E090B16** | Federally-Regulated Consumer Product | Non-Weatherized, Non-Condensin | 1639 | 189 | 254.116 | 10/03/2019 |  |  | 12/03/2021
Ingersoll Rand Co. | ARMSTRONG AIR | A80DF1E090B16** | Federally-Regulated Consumer Product | Non-Weatherized, Non-Condensin | 1639 | 189 | 254.116 | 10/03/2019 |  |  | 12/03/2021
Ingersoll Rand Co. | Concord | 80G1DF110CE20** | Federally-Regulated Consumer Product | Non-Weatherized, Non-Condensin | 2147 | 230 | 276.468 | 10/03/2019 |  |  | 12/03/2021
Ingersoll Rand Co. | Ducane | 80G1DF110CE20** | Federally-Regulated Consumer Product | Non-Weatherized, Non-Condensin | 2147 | 230 | 276.468 | 10/03/2019 |  |  | 12/03/2021
Ingersoll Rand Co. | Airease | A80DF1E110C20** | Federally-Regulated Consumer Product | Non-Weatherized, Non-Condensin | 2147 | 230 | 276.468 | 10/03/2019 |  |  | 12/03/2021
Ingersoll Rand Co. | ARMSTRONG AIR | A80DF1E110C20** | Federally-Regulated Consumer Product | Non-Weatherized, Non-Condensin | 2147 | 230 | 276.468 | 10/03/2019 |  |  | 12/03/2021
Ingersoll Rand Co. | ALLIED | 80G1UH040AE12X-* | Federally-Regulated Consumer Product | Non-Weatherized, Non-Condensin | 1275 | 167 | 238.1 | 10/03/2019 |  |  | 12/03/2021
Ingersoll Rand Co. | ARMSTRONG AIR | A93UH1E030B12A* | Federally-Regulated Consumer Product | Non-Weatherized, Condensing Ga | 1311 | 182 | 252.684 | 10/03/2019 |  |  | 12/03/2021
Ingersoll Rand Co. | ARMSTRONG AIR | A93UH1E045C12A* | Federally-Regulated Consumer Product | Non-Weatherized, Condensing Ga | 1276 | 226 | 251.144 | 10/03/2019 |  |  | 12/03/2021
Ingersoll Rand Co. | ARMSTRONG AIR | A93UH1E070B12A* | Federally-Regulated Consumer Product | Non-Weatherized, Condensing Ga | 1277 | 225 | 251.188 | 10/03/2019 |  |  | 12/03/2021
Ingersoll Rand Co. | ARMSTRONG AIR | A93UH1E090C12A* | Federally-Regulated Consumer Product | Non-Weatherized, Condensing Ga | 1295 | 206 | 251.98 | 10/03/2019 |  |  | 12/03/2021
Ingersoll Rand Co. | ARMSTRONG AIR | A93UH1E090C16A* | Federally-Regulated Consumer Product | Non-Weatherized, Condensing Ga | 1652 | 206 | 267.688 | 10/03/2019 |  |  | 12/03/2021
Ingersoll Rand Co. | ARMSTRONG AIR | A93UH1E110C16A* | Federally-Regulated Consumer Product | Non-Weatherized, Condensing Ga | 1574 | 245 | 264.256 | 10/03/2019 |  |  | 12/03/2021
Ingersoll Rand Co. | ARMSTRONG AIR | A93UH1E110C20A* | Federally-Regulated Consumer Product | Non-Weatherized, Condensing Ga | 1966 | 263 | 281.504 | 10/03/2019 |  |  | 12/03/2021
Ingersoll Rand Co. | ARMSTRONG AIR | A93DF1E045B12A* | Federally-Regulated Consumer Product | Non-Weatherized, Condensing Ga | 1307 | 217 | 252.508 | 10/03/2019 |  |  | 12/03/2021
Ingersoll Rand Co. | ARMSTRONG AIR | A93DF1E070B12A* | Federally-Regulated Consumer Product | Non-Weatherized, Condensing Ga | 1331 | 216 | 253.564 | 10/03/2019 |  |  | 12/03/2021
Ingersoll Rand Co. | ARMSTRONG AIR | A93DF1E090C16A* | Federally-Regulated Consumer Product | Non-Weatherized, Condensing Ga | 1659 | 208 | 267.996 | 10/03/2019 |  |  | 12/03/2021
Ingersoll Rand Co. | Airease | A93UH1E030B12A* | Federally-Regulated Consumer Product | Non-Weatherized, Condensing Ga | 1311 | 182 | 252.684 | 10/03/2019 |  |  | 12/03/2021
Ingersoll Rand Co. | Airease | A93UH1E045C12A* | Federally-Regulated Consumer Product | Non-Weatherized, Condensing Ga | 1276 | 226 | 251.144 | 10/03/2019 |  |  | 12/03/2021
Ingersoll Rand Co. | Airease | A93UH1E070B12A* | Federally-Regulated Consumer Product | Non-Weatherized, Condensing Ga | 1277 | 225 | 251.188 | 10/03/2019 |  |  | 12/03/2021
Ingersoll Rand Co. | Airease | A93UH1E090C12A* | Federally-Regulated Consumer Product | Non-Weatherized, Condensing Ga | 1295 | 206 | 251.98 | 10/03/2019 |  |  | 12/03/2021
Ingersoll Rand Co. | Airease | A93UH1E090C16A* | Federally-Regulated Consumer Product | Non-Weatherized, Condensing Ga | 1652 | 206 | 267.688 | 10/03/2019 |  |  | 12/03/2021
Ingersoll Rand Co. | Airease | A93UH1E110C16A* | Federally-Regulated Consumer Product | Non-Weatherized, Condensing Ga | 1574 | 245 | 264.256 | 10/03/2019 |  |  | 12/03/2021
Ingersoll Rand Co. | Airease | A93UH1E110C20A* | Federally-Regulated Consumer Product | Non-Weatherized, Condensing Ga | 1966 | 263 | 281.504 | 10/03/2019 |  |  | 12/03/2021
Ingersoll Rand Co. | Airease | A93DF1E045B12A* | Federally-Regulated Consumer Product | Non-Weatherized, Condensing Ga | 1307 | 217 | 252.508 | 10/03/2019 |  |  | 12/03/2021
Ingersoll Rand Co. | Airease | A93DF1E070B12A* | Federally-Regulated Consumer Product | Non-Weatherized, Condensing Ga | 1331 | 216 | 253.564 | 10/03/2019 |  |  | 12/03/2021
Ingersoll Rand Co. | Airease | A93DF1E090C16A* | Federally-Regulated Consumer Product | Non-Weatherized, Condensing Ga | 1659 | 208 | 267.996 | 10/03/2019 |  |  | 12/03/2021
Ingersoll Rand Co. | Allied Commercial | ZGB036**EW*P | Federally-Regulated Consumer Product | Weatherized Non-Condensing Gas | 1689 | 235 | 273.316 | 10/03/2019 |  |  | 12/03/2021
Ingersoll Rand Co. | Allied Commercial | ZGB036**EY*P | Federally-Regulated Consumer Product | Weatherized Non-Condensing Gas | 1702 | 246 | 273.888 | 10/03/2019 |  |  | 12/03/2021
Ingersoll Rand Co. | Allied Commercial | ZGB048**EW*P | Federally-Regulated Consumer Product | Weatherized Non-Condensing Gas | 1972 | 278 | 285.768 | 10/03/2019 |  |  | 12/03/2021
Ingersoll Rand Co. | Allied Commercial | ZGB048**EY*P | Federally-Regulated Consumer Product | Weatherized Non-Condensing Gas | 1987 | 277 | 286.428 | 10/03/2019 |  |  | 12/03/2021
Ingersoll Rand Co. | Allied Commercial | ZGB060**EQ*P | Federally-Regulated Consumer Product | Weatherized Non-Condensing Gas | 2260 | 277 | 298.44 | 10/03/2019 |  |  | 12/03/2021
Ingersoll Rand Co. | Allied Commercial | ZGB060**EX*P | Federally-Regulated Consumer Product | Weatherized Non-Condensing Gas | 2261 | 281 | 298.484 | 10/03/2019 |  |  | 12/03/2021
Ingersoll Rand Co. | AC PRO | A97US2V040B12X-*-* | Federally-Regulated Consumer Product | Non-Weatherized, Condensing Ga | 1397 | 198 | 256.468 | 10/03/2019 |  |  | 12/03/2021
Ingersoll Rand Co. | AC PRO | A97US2V060B12X-** | Federally-Regulated Consumer Product | Non-Weatherized, Condensing Ga | 1502 | 240 | 261.088 | 10/03/2019 |  |  | 12/03/2021
Ingersoll Rand Co. | AC PRO | A97US2V080C16X-*-* | Federally-Regulated Consumer Product | Non-Weatherized, Condensing Ga | 1789 | 243 | 273.716 | 10/03/2019 |  |  | 12/03/2021
Ingersoll Rand Co. | AC PRO | A97US2V080C20X-*-* | Federally-Regulated Consumer Product | Non-Weatherized, Condensing Ga | 2327 | 265 | 297.388 | 10/03/2019 |  |  | 12/03/2021
Ingersoll Rand Co. | AC PRO | 95G1UH040BE12X-* | Federally-Regulated Consumer Product | Non-Weatherized, Condensing Ga | 1288 | 203 | 251.672 | 10/03/2019 |  |  | 12/03/2021
Ingersoll Rand Co. | AC PRO | 95G1UH060BE12X-* | Federally-Regulated Consumer Product | Non-Weatherized, Condensing Ga | 1313 | 213 | 252.772 | 10/03/2019 |  |  | 12/03/2021
Ingersoll Rand Co. | AC PRO | 95G1UH080CE16X-* | Federally-Regulated Consumer Product | Non-Weatherized, Condensing Ga | 1313 | 213 | 252.772 | 10/03/2019 |  |  | 12/03/2021
Ingersoll Rand Co. | AC PRO | 95G1UH100CE20X-* | Federally-Regulated Consumer Product | Non-Weatherized, Condensing Ga | 1573 | 233 | 264.212 | 10/03/2019 |  |  | 12/03/2021
Ingersoll Rand Co. | AC PRO | A80UH1E040A12X-* | Federally-Regulated Consumer Product | Non-Weatherized, Non-Condensin | 1275 | 167 | 238.1 | 10/03/2019 |  |  | 12/03/2021
Ingersoll Rand Co. | AC PRO | A80US2V060A12X-** | Federally-Regulated Consumer Product | Non-Weatherized, Non-Condensin | 1358 | 175 | 241.752 | 10/03/2019 |  |  | 12/03/2021
Ingersoll Rand Co. | AC PRO | A80US2V080B16X-** | Federally-Regulated Consumer Product | Non-Weatherized, Non-Condensin | 1832 | 220 | 262.608 | 10/03/2019 |  |  | 12/03/2021
Ingersoll Rand Co. | AC PRO | A80US2V080C20X-** | Federally-Regulated Consumer Product | Non-Weatherized, Non-Condensin | 2384 | 195 | 286.896 | 10/03/2019 |  |  | 12/03/2021
Ingersoll Rand Co. | AC PRO | A80US2V100C20X-** | Federally-Regulated Consumer Product | Non-Weatherized, Non-Condensin | 2205 | 244 | 279.02 | 10/03/2019 |  |  | 12/03/2021
Ingersoll Rand Co. | AC PRO | A80UH1E060A12X-* | Federally-Regulated Consumer Product | Non-Weatherized, Non-Condensin | 1300 | 162 | 239.2 | 10/03/2019 |  |  | 12/03/2021
Ingersoll Rand Co. | AC PRO | A80UH1E080B16X-* | Federally-Regulated Consumer Product | Non-Weatherized, Non-Condensin | 1656 | 201 | 254.864 | 10/03/2019 |  |  | 12/03/2021
Ingersoll Rand Co. | AC PRO | A80UH1E100C20X-* | Federally-Regulated Consumer Product | Non-Weatherized, Non-Condensin | 2027 | 241 | 271.188 | 10/03/2019 |  |  | 12/03/2021
Ingersoll Rand Co. | AC PRO | 80G1UH040AE12X-* | Federally-Regulated Consumer Product | Non-Weatherized, Non-Condensin | 1275 | 167 | 238.1 | 10/03/2019 |  |  | 12/03/2021
Ingersoll Rand Co. | AC PRO | 80G1UH060AE12X-* | Federally-Regulated Consumer Product | Non-Weatherized, Non-Condensin | 1300 | 162 | 239.2 | 10/03/2019 |  |  | 12/03/2021
Ingersoll Rand Co. | AC PRO | 80G1UH080BE16X-* | Federally-Regulated Consumer Product | Non-Weatherized, Non-Condensin | 1656 | 201 | 254.864 | 10/03/2019 |  |  | 12/03/2021
Ingersoll Rand Co. | AC PRO | 80G1UH100CE20X-* | Federally-Regulated Consumer Product | Non-Weatherized, Non-Condensin | 2027 | 241 | 271.188 | 10/03/2019 |  |  | 12/03/2021
Ingersoll Rand Co. | ALLIED | A97US2V040B12X-*-* | Federally-Regulated Consumer Product | Non-Weatherized, Condensing Ga | 1397 | 198 | 256.468 | 10/03/2019 |  |  | 12/03/2021
Ingersoll Rand Co. | ALLIED | A97US2V060B12X-** | Federally-Regulated Consumer Product | Non-Weatherized, Condensing Ga | 1502 | 240 | 261.088 | 10/03/2019 |  |  | 12/03/2021
Ingersoll Rand Co. | ALLIED | A97US2V080C16X-*-* | Federally-Regulated Consumer Product | Non-Weatherized, Condensing Ga | 1789 | 243 | 273.716 | 10/03/2019 |  |  | 12/03/2021
Ingersoll Rand Co. | ALLIED | A97US2V080C20X-*-* | Federally-Regulated Consumer Product | Non-Weatherized, Condensing Ga | 2327 | 265 | 297.388 | 10/03/2019 |  |  | 12/03/2021
Ingersoll Rand Co. | ALLIED | 95G1UH040BE12X-* | Federally-Regulated Consumer Product | Non-Weatherized, Condensing Ga | 1288 | 203 | 251.672 | 10/03/2019 |  |  | 12/03/2021
Ingersoll Rand Co. | ALLIED | 95G1UH060BE12X-* | Federally-Regulated Consumer Product | Non-Weatherized, Condensing Ga | 1313 | 213 | 252.772 | 10/03/2019 |  |  | 12/03/2021
Ingersoll Rand Co. | ALLIED | 95G1UH080CE16X-* | Federally-Regulated Consumer Product | Non-Weatherized, Condensing Ga | 1313 | 213 | 252.772 | 10/03/2019 |  |  | 12/03/2021
Ingersoll Rand Co. | ALLIED | 95G1UH100CE20X-* | Federally-Regulated Consumer Product | Non-Weatherized, Condensing Ga | 1573 | 233 | 264.212 | 10/03/2019 |  |  | 12/03/2021
Ingersoll Rand Co. | ALLIED | A80UH1E040A12X-* | Federally-Regulated Consumer Product | Non-Weatherized, Non-Condensin | 1275 | 167 | 238.1 | 10/03/2019 |  |  | 12/03/2021
Ingersoll Rand Co. | ALLIED | A80US2V060A12X-** | Federally-Regulated Consumer Product | Non-Weatherized, Non-Condensin | 1358 | 175 | 241.752 | 10/03/2019 |  |  | 12/03/2021
Ingersoll Rand Co. | ALLIED | A80US2V080B16X-** | Federally-Regulated Consumer Product | Non-Weatherized, Non-Condensin | 1832 | 220 | 262.608 | 10/03/2019 |  |  | 12/03/2021
Ingersoll Rand Co. | ALLIED | A80US2V080C20X-** | Federally-Regulated Consumer Product | Non-Weatherized, Non-Condensin | 2384 | 195 | 286.896 | 10/03/2019 |  |  | 12/03/2021
Ingersoll Rand Co. | ALLIED | A80US2V100C20X-** | Federally-Regulated Consumer Product | Non-Weatherized, Non-Condensin | 2205 | 244 | 279.02 | 10/03/2019 |  |  | 12/03/2021
Ingersoll Rand Co. | ALLIED | A80UH1E060A12X-* | Federally-Regulated Consumer Product | Non-Weatherized, Non-Condensin | 1300 | 162 | 239.2 | 10/03/2019 |  |  | 12/03/2021
Ingersoll Rand Co. | ALLIED | A80UH1E080B16X-* | Federally-Regulated Consumer Product | Non-Weatherized, Non-Condensin | 1656 | 201 | 254.864 | 10/03/2019 |  |  | 12/03/2021
Ingersoll Rand Co. | ALLIED | A80UH1E100C20X-* | Federally-Regulated Consumer Product | Non-Weatherized, Non-Condensin | 2027 | 241 | 271.188 | 10/03/2019 |  |  | 12/03/2021
Ingersoll Rand Co. | ALLIED | 80G1UH060AE12X-* | Federally-Regulated Consumer Product | Non-Weatherized, Non-Condensin | 1300 | 162 | 239.2 | 10/03/2019 |  |  | 12/03/2021
Ingersoll Rand Co. | ALLIED | 80G1UH080BE16X-* | Federally-Regulated Consumer Product | Non-Weatherized, Non-Condensin | 1656 | 201 | 254.864 | 10/03/2019 |  |  | 12/03/2021
Ingersoll Rand Co. | ALLIED | 80G1UH100CE20X-* | Federally-Regulated Consumer Product | Non-Weatherized, Non-Condensin | 2027 | 241 | 271.188 | 10/03/2019 |  |  | 12/03/2021
Ingersoll Rand Co. | Allied Commercial | KGB024**EW*P | Federally-Regulated Consumer Product | Weatherized Non-Condensing Gas | 972 | 192 | 241.768 | 10/03/2019 |  |  | 12/03/2021
Ingersoll Rand Co. | Allied Commercial | KGB036**EB*P | Federally-Regulated Consumer Product | Weatherized Non-Condensing Gas | 1352 | 227 | 258.488 | 10/03/2019 |  |  | 12/03/2021
Ingersoll Rand Co. | Allied Commercial | KGB036**EQ*P | Federally-Regulated Consumer Product | Weatherized Non-Condensing Gas | 1644 | 262 | 271.336 | 10/03/2019 |  |  | 12/03/2021
Ingersoll Rand Co. | Allied Commercial | KGB036**EW*P | Federally-Regulated Consumer Product | Weatherized Non-Condensing Gas | 1490 | 241 | 264.56 | 10/03/2019 |  |  | 12/03/2021
Ingersoll Rand Co. | Allied Commercial | KGB036**EY*P | Federally-Regulated Consumer Product | Weatherized Non-Condensing Gas | 1526 | 239 | 266.144 | 10/03/2019 |  |  | 12/03/2021
Ingersoll Rand Co. | Allied Commercial | KGB048**EB*P | Federally-Regulated Consumer Product | Weatherized Non-Condensing Gas | 2276 | 264 | 299.144 | 10/03/2019 |  |  | 12/03/2021
Ingersoll Rand Co. | Allied Commercial | KGB048**EQ*P | Federally-Regulated Consumer Product | Weatherized Non-Condensing Gas | 2167 | 282 | 294.348 | 10/03/2019 |  |  | 12/03/2021
Ingersoll Rand Co. | Allied Commercial | KGB048**EW*P | Federally-Regulated Consumer Product | Weatherized Non-Condensing Gas | 2278 | 231 | 299.232 | 10/03/2019 |  |  | 12/03/2021
Ingersoll Rand Co. | Allied Commercial | KGB048**EY*P | Federally-Regulated Consumer Product | Weatherized Non-Condensing Gas | 2249 | 237 | 297.956 | 10/03/2019 |  |  | 12/03/2021
Ingersoll Rand Co. | Allied Commercial | KGB060**EB*P | Federally-Regulated Consumer Product | Weatherized Non-Condensing Gas | 2195 | 247 | 295.58 | 10/03/2019 |  |  | 12/03/2021
Ingersoll Rand Co. | Allied Commercial | KGB060**EQ*P | Federally-Regulated Consumer Product | Weatherized Non-Condensing Gas | 2204 | 273 | 295.976 | 10/03/2019 |  |  | 12/03/2021
Ingersoll Rand Co. | Allied Commercial | KGB060**EX*P | Federally-Regulated Consumer Product | Weatherized Non-Condensing Gas | 2386 | 271 | 303.984 | 10/03/2019 |  |  | 12/03/2021
Ingersoll Rand Co. | Allied Commercial | KGB030**EW*P | Federally-Regulated Consumer Product | Weatherized Non-Condensing Gas | 972 | 192 | 241.768 | 10/03/2019 |  |  | 12/03/2021
Ingersoll Rand Co. | ARMSTRONG AIR | A80UH1E070A12-* | Federally-Regulated Consumer Product | Non-Weatherized, Non-Condensin | 1317 | 184 | 239.948 | 10/03/2019 |  |  | 12/03/2021
Ingersoll Rand Co. | Concord | 80G1UH070AE12-* | Federally-Regulated Consumer Product | Non-Weatherized, Non-Condensin | 1317 | 184 | 239.948 | 10/03/2019 |  |  | 12/03/2021
Ingersoll Rand Co. | Airease | A80UH1E070A12-* | Federally-Regulated Consumer Product | Non-Weatherized, Non-Condensin | 1317 | 184 | 239.948 | 10/03/2019 |  |  | 12/03/2021
Ingersoll Rand Co. | Ducane | 80G1UH070AE12-* | Federally-Regulated Consumer Product | Non-Weatherized, Non-Condensin | 1317 | 184 | 239.948 | 10/03/2019 |  |  | 12/03/2021
Ingersoll Rand Co. | ARMSTRONG AIR | A80DF1E070A12-** | Federally-Regulated Consumer Product | Non-Weatherized, Non-Condensin | 1312 | 191 | 239.728 | 10/03/2019 |  |  | 12/03/2021
Ingersoll Rand Co. | Airease | A80DF1E070A12-** | Federally-Regulated Consumer Product | Non-Weatherized, Non-Condensin | 1312 | 191 | 239.728 | 10/03/2019 |  |  | 12/03/2021
Ingersoll Rand Co. | Concord | 80G1DF070AE12-** | Federally-Regulated Consumer Product | Non-Weatherized, Non-Condensin | 1312 | 191 | 239.728 | 10/03/2019 |  |  | 12/03/2021
Ingersoll Rand Co. | Ducane | 80G1DF070AE12-** | Federally-Regulated Consumer Product | Non-Weatherized, Non-Condensin | 1312 | 191 | 239.728 | 10/03/2019 |  |  | 12/03/2021
Johnson Controls, Inc. | EVCON BY JOHNSON CONTROLS | PHG4B420652X4 | Federally-Regulated Consumer Product | Weatherized Non-Condensing Gas | 1722 | 273 |  | 12/01/2021 | 65857 | 206338255 | 12/22/2021
Johnson Controls, Inc. | FRASER-JOHNSTON BY JOHNSON CONTROLS | PHG4B420652X4 | Federally-Regulated Consumer Product | Weatherized Non-Condensing Gas | 1722 | 273 |  | 12/01/2021 | 65857 | 206338253 | 12/22/2021
Johnson Controls, Inc. | FRASER-JOHNSTON BY JOHNSON CONTROLS | PHG4B420652X4 | Federally-Regulated Consumer Product | Weatherized Non-Condensing Gas | 1722 | 273 |  | 12/22/2021 | 65857 | 206338253 | 12/22/2021
Johnson Controls, Inc. | EVCON BY JOHNSON CONTROLS | PHG4B420652X4 | Federally-Regulated Consumer Product | Weatherized Non-Condensing Gas | 1722 | 273 |  | 12/22/2021 | 65857 | 206338255 | 12/22/2021
Nordyne, LLC | Philco | R8GE-042K096C1 | Federally-Regulated Consumer Product | Weatherized Non-Condensing Gas | 1540 | 267 |  | 12/01/2021 | 97780 | 204093452 | 12/22/2021
Nordyne, LLC | Philco | R8GE-048K096C1 | Federally-Regulated Consumer Product | Weatherized Non-Condensing Gas | 1818 | 279 |  | 12/01/2021 | 95561 | 204093461 | 12/22/2021
Nordyne, LLC | Philco | R8GE-024K072C1 | Federally-Regulated Consumer Product | Weatherized Non-Condensing Gas | 1280 | 255 |  | 12/01/2021 | 71272 | 204040778 | 12/22/2021
Nordyne, LLC | Philco | R8GE-042K072C1 | Federally-Regulated Consumer Product | Weatherized Non-Condensing Gas | 1817 | 279 |  | 12/01/2021 | 72195 | 204040842 | 12/22/2021
Nordyne, LLC | Philco | R8GE-030K072C1 | Federally-Regulated Consumer Product | Weatherized Non-Condensing Gas | 1280 | 255 |  | 12/01/2021 | 71272 | 204040790 | 12/22/2021
Nordyne, LLC | Philco | R8GE-X60K096C1 | Federally-Regulated Consumer Product | Weatherized Non-Condensing Gas | 2028 | 288 |  | 12/01/2021 | 94398 | 204093443 | 12/22/2021
Nordyne, LLC | Philco | R8GE-048K120C1 | Federally-Regulated Consumer Product | Weatherized Non-Condensing Gas | 1991 | 287 | 286.604 | 07/27/2020 | 121831 | 204040816 | 12/22/2021
Nordyne, LLC | Philco | R8GE-036K072C1 | Federally-Regulated Consumer Product | Weatherized Non-Condensing Gas | 1349 | 258 |  | 12/01/2021 | 72437 | 204093434 | 12/22/2021
Nordyne, LLC | Philco | R8GE-036K096C1 | Federally-Regulated Consumer Product | Weatherized Non-Condensing Gas | 1704 | 274 |  | 12/01/2021 | 97452 | 204040828 | 12/22/2021
Nordyne, LLC | Philco | R8GE-X60K120C1 | Federally-Regulated Consumer Product | Weatherized Non-Condensing Gas | 2073 | 290 |  | 12/01/2021 | 119379 | 204040802 | 12/22/2021
Johnson Controls, Inc. | LUXAIRE BY JOHNSON CONTROLS | PHG4B420652X4 | Federally-Regulated Consumer Product | Weatherized Non-Condensing Gas | 1722 | 273 |  | 12/01/2021 | 65857 | 206338252 | 12/22/2021
Johnson Controls, Inc. | GUARDIAN BY JOHNSON CONTROLS | PHG4B420652X4 | Federally-Regulated Consumer Product | Weatherized Non-Condensing Gas | 1722 | 273 |  | 12/01/2021 | 65857 | 206338254 | 12/22/2021
Johnson Controls, Inc. | YORK BY JOHNSON CONTROLS | PHG4B420652X4 | Federally-Regulated Consumer Product | Weatherized Non-Condensing Gas | 1722 | 273 |  | 12/01/2021 | 65857 | 206338250 | 12/22/2021
Nordyne, LLC | Maytag | PPG2GFX60K120XB | Federally-Regulated Consumer Product | Weatherized Non-Condensing Gas | 2121 | 292 | 292.324 | 07/22/2020 | 80078 | 8016126 | 12/22/2021
Nordyne, LLC | Maytag | PPG2GFX48K120XB | Federally-Regulated Consumer Product | Weatherized Non-Condensing Gas | 2121 | 292 | 292.324 | 07/22/2020 | 80078 | 8015398 | 12/22/2021
Nordyne, LLC | Maytag | R6GF-X60K120XB | Federally-Regulated Consumer Product | Weatherized Non-Condensing Gas | 2121 | 292 | 292.324 | 07/22/2020 | 80078 | 201709876 | 12/22/2021
Nordyne, LLC | Maytag | R6GF-X48K120XB | Federally-Regulated Consumer Product | Weatherized Non-Condensing Gas | 2121 | 292 | 292.324 | 07/22/2020 | 80078 | 201709866 | 12/22/2021
Nordyne, LLC | Intertherm | R6GF-X60K120XB | Federally-Regulated Consumer Product | Weatherized Non-Condensing Gas | 2121 | 292 | 292.324 | 07/22/2020 | 80078 | 201709875 | 12/22/2021
Nordyne, LLC | Intertherm | R6GF-X48K120XB | Federally-Regulated Consumer Product | Weatherized Non-Condensing Gas | 2121 | 292 | 292.324 | 07/22/2020 | 80078 | 201709865 | 12/22/2021
Nordyne, LLC | Kelvinator | R8GE-024K072C1 | Federally-Regulated Consumer Product | Weatherized Non-Condensing Gas | 1280 | 255 |  | 12/01/2021 | 71272 | 204040772 | 12/22/2021
Nordyne, LLC | Kelvinator | R8GE-036K072C1 | Federally-Regulated Consumer Product | Weatherized Non-Condensing Gas | 1349 | 258 |  | 12/01/2021 | 72437 | 204093429 | 12/22/2021
Nordyne, LLC | Kelvinator | R8GE-X60K120C1 | Federally-Regulated Consumer Product | Weatherized Non-Condensing Gas | 2073 | 290 |  | 12/01/2021 | 119379 | 204040796 | 12/22/2021
Nordyne, LLC | Kelvinator | R8GE-X60K096C1 | Federally-Regulated Consumer Product | Weatherized Non-Condensing Gas | 2028 | 288 |  | 12/01/2021 | 94398 | 204093438 | 12/22/2021
Nordyne, LLC | Kelvinator | R8GE-030K072C1 | Federally-Regulated Consumer Product | Weatherized Non-Condensing Gas | 1280 | 255 |  | 12/01/2021 | 71272 | 204040784 | 12/22/2021
Johnson Controls, Inc. | CHAMPION HEATING AND COOLING | PHG4B420652X4 | Federally-Regulated Consumer Product | Weatherized Non-Condensing Gas | 1722 | 273 | 275 | 12/01/2021 | 65857 | 206338256 | 12/22/2021
Johnson Controls, Inc. | LUXAIRE BY JOHNSON CONTROLS | PHG4B420652X4 | Federally-Regulated Consumer Product | Weatherized Non-Condensing Gas | 1722 | 273 |  | 12/22/2021 | 65857 | 206338252 | 12/22/2021
Johnson Controls, Inc. | GUARDIAN BY JOHNSON CONTROLS | PHG4B420652X4 | Federally-Regulated Consumer Product | Weatherized Non-Condensing Gas | 1722 | 273 |  | 12/22/2021 | 65857 | 206338254 | 12/22/2021
Johnson Controls, Inc. | YORK BY JOHNSON CONTROLS | PHG4B420652X4 | Federally-Regulated Consumer Product | Weatherized Non-Condensing Gas | 1722 | 273 |  | 12/22/2021 | 65857 | 206338250 | 12/22/2021
Johnson Controls, Inc. | COLEMAN BY JOHNSON CONTROLS | PHG4B420652X4 | Federally-Regulated Consumer Product | Weatherized Non-Condensing Gas | 1722 | 273 |  | 12/01/2021 | 65857 | 206338251 | 12/22/2021
Nordyne, LLC | Nutone | R6GF-X60K120XB | Federally-Regulated Consumer Product | Weatherized Non-Condensing Gas | 2121 | 292 | 292.324 | 07/22/2020 | 80078 | 201709879 | 12/22/2021
Nordyne, LLC | Nutone | R6GF-X48K120XB | Federally-Regulated Consumer Product | Weatherized Non-Condensing Gas | 2121 | 292 | 292.324 | 07/22/2020 | 80078 | 201709869 | 12/22/2021
Johnson Controls, Inc. | COLEMAN BY JOHNSON CONTROLS | PHG4B420652X4 | Federally-Regulated Consumer Product | Weatherized Non-Condensing Gas | 1722 | 273 |  | 12/22/2021 | 65857 | 206338251 | 12/22/2021
Johnson Controls, Inc. | CHAMPION HEATING AND COOLING | PHG4B420652X4 | Federally-Regulated Consumer Product | Weatherized Non-Condensing Gas | 1722 | 273 |  | 12/22/2021 | 65857 | 206338256 | 12/22/2021
American Standard, Inc. | AMERICAN STANDARD | S9V2B060U3PS*** | Federally-Regulated Consumer Product | Non-Weatherized, Condensing Ga | 1312 | 253 |  | 07/31/2021 | 39141 | 10509494 | 12/29/2021
American Standard, Inc. | AMERICAN STANDARD | S8X2B060M3PT*** | Federally-Regulated Consumer Product | Non-Weatherized, Non-Condensin | 1454 | 246 |  | 07/31/2021 | 38785 | 202865501 | 12/29/2021
American Standard, Inc. | AMERICAN STANDARD | S8B1B060M3PS*** | Federally-Regulated Consumer Product | Non-Weatherized, Non-Condensin | 1439 | 245 |  | 07/31/2021 | 60491 | 202576810 | 12/29/2021
American Standard, Inc. | AMERICAN STANDARD | S8B1B060M3PT*** | Federally-Regulated Consumer Product | Non-Weatherized, Non-Condensin | 1439 | 245 |  | 07/31/2021 | 60491 | 202865519 | 12/29/2021
American Standard, Inc. | AMERICAN STANDARD | S8X1B060M3PS*** | Federally-Regulated Consumer Product | Non-Weatherized, Non-Condensin | 1439 | 245 |  | 07/31/2021 | 60491 | 202408092 | 12/29/2021
American Standard, Inc. | AMERICAN STANDARD | S9V2C100U4PS*** | Federally-Regulated Consumer Product | Non-Weatherized, Condensing Ga | 1730 | 271 |  | 07/31/2021 | 99373 | 10509503 | 12/29/2021
American Standard, Inc. | AMERICAN STANDARD | S9V2C100D4PS*** | Federally-Regulated Consumer Product | Non-Weatherized, Condensing Ga | 1664 | 268 |  | 07/31/2021 | 65190 | 10509501 | 12/29/2021
American Standard, Inc. | AMERICAN STANDARD | S8X1B060M3PT*** | Federally-Regulated Consumer Product | Non-Weatherized, Non-Condensin | 1439 | 245 |  | 07/31/2021 | 60491 | 202865494 | 12/29/2021
American Standard, Inc. | AMERICAN STANDARD | S9V2B060U3PS*** | Federally-Regulated Consumer Product | Non-Weatherized, Condensing Ga | 1312 | 253 |  | 12/29/2021 | 39141 | 10509494 | 12/29/2021
American Standard, Inc. | AMERICAN STANDARD | S8X2B060M3PT*** | Federally-Regulated Consumer Product | Non-Weatherized, Non-Condensin | 1454 | 246 |  | 12/29/2021 | 38785 | 202865501 | 12/29/2021
American Standard, Inc. | AMERICAN STANDARD | S8B1B060M3PS*** | Federally-Regulated Consumer Product | Non-Weatherized, Non-Condensin | 1439 | 245 |  | 12/29/2021 | 60491 | 202576810 | 12/29/2021
American Standard, Inc. | AMERICAN STANDARD | S8B1B060M3PT*** | Federally-Regulated Consumer Product | Non-Weatherized, Non-Condensin | 1439 | 245 |  | 12/29/2021 | 60491 | 202865519 | 12/29/2021
American Standard, Inc. | AMERICAN STANDARD | S8X1B060M3PS*** | Federally-Regulated Consumer Product | Non-Weatherized, Non-Condensin | 1439 | 245 |  | 12/29/2021 | 60491 | 202408092 | 12/29/2021
American Standard, Inc. | AMERICAN STANDARD | S9V2C100U4PS*** | Federally-Regulated Consumer Product | Non-Weatherized, Condensing Ga | 1730 | 271 |  | 12/29/2021 | 99373 | 10509503 | 12/29/2021
American Standard, Inc. | AMERICAN STANDARD | S9V2C100D4PS*** | Federally-Regulated Consumer Product | Non-Weatherized, Condensing Ga | 1664 | 268 |  | 12/29/2021 | 65190 | 10509501 | 12/29/2021
American Standard, Inc. | AMERICAN STANDARD | S8X1B060M3PT*** | Federally-Regulated Consumer Product | Non-Weatherized, Non-Condensin | 1439 | 245 |  | 12/29/2021 | 60491 | 202865494 | 12/29/2021
American Standard, Inc. | AMERICAN STANDARD | AUHMD120ACV5V**-H | Federally-Regulated Consumer Product | Non-Weatherized, Condensing Ga | 2116 | 288 |  | 07/31/2021 | 54354 | 9962864 | 01/05/2022
American Standard, Inc. | AMERICAN STANDARD | AUHMC100ACV4V** | Federally-Regulated Consumer Product | Non-Weatherized, Condensing Ga | 2096 | 287 |  | 07/31/2021 | 39125 | 9962866 | 01/05/2022
American Standard, Inc. | AMERICAN STANDARD | AUHMB060ACV3V** | Federally-Regulated Consumer Product | Non-Weatherized, Condensing Ga | 1328 | 253 |  | 12/01/2021 | 23433 | 9962868 | 01/05/2022
American Standard, Inc. | AMERICAN STANDARD | ADHMD120BCV5VB* | Federally-Regulated Consumer Product | Non-Weatherized, Condensing Ga | 1901 | 279 |  | 07/31/2021 | 48072 | 5722432 | 01/05/2022
American Standard, Inc. | AMERICAN STANDARD | AUHMD120ACV5V** | Federally-Regulated Consumer Product | Non-Weatherized, Condensing Ga | 2116 | 288 |  | 12/01/2021 | 54354 | 9962865 | 01/05/2022
American Standard, Inc. | AMERICAN STANDARD | AUHMB060ACV3V**-H | Federally-Regulated Consumer Product | Non-Weatherized, Condensing Ga | 1328 | 253 |  | 07/31/2021 | 23433 | 9962861 | 01/05/2022
American Standard, Inc. | AMERICAN STANDARD | AUHMB080ACV3V** | Federally-Regulated Consumer Product | Non-Weatherized, Condensing Ga | 1413 | 257 |  | 07/31/2021 | 79374 | 9962867 | 01/05/2022
American Standard, Inc. | AMERICAN STANDARD | ADHMC100ACV4VB* | Federally-Regulated Consumer Product | Non-Weatherized, Condensing Ga | 1706 | 270 |  | 07/31/2021 | 41336 | 5722431 | 01/05/2022
American Standard, Inc. | AMERICAN STANDARD | AUHMC100ACV4V**-H | Federally-Regulated Consumer Product | Non-Weatherized, Condensing Ga | 2096 | 287 |  | 07/31/2021 | 39125 | 9962863 | 01/05/2022
American Standard, Inc. | AMERICAN STANDARD | ADHMB080ACV3VB* | Federally-Regulated Consumer Product | Non-Weatherized, Condensing Ga | 1358 | 255 |  | 07/31/2021 | 79830 | 5722430 | 01/05/2022
American Standard, Inc. | AMERICAN STANDARD | ADHMB060BCV3VB* | Federally-Regulated Consumer Product | Non-Weatherized, Condensing Ga | 1327 | 253 |  | 07/31/2021 | 24191 | 5722429 | 01/05/2022
American Standard, Inc. | AMERICAN STANDARD | AUHMB080ACV3V**-H | Federally-Regulated Consumer Product | Non-Weatherized, Condensing Ga | 1413 | 257 |  | 07/31/2021 | 79374 | 9962862 | 01/05/2022
American Standard, Inc. | AMERICAN STANDARD | AUHMD120ACV5V**-H | Federally-Regulated Consumer Product | Non-Weatherized, Condensing Ga | 2116 | 288 |  | 01/05/2022 | 54354 | 9962864 | 01/05/2022
American Standard, Inc. | AMERICAN STANDARD | AUHMC100ACV4V** | Federally-Regulated Consumer Product | Non-Weatherized, Condensing Ga | 2096 | 287 |  | 01/05/2022 | 39125 | 9962866 | 01/05/2022
American Standard, Inc. | AMERICAN STANDARD | AUHMB060ACV3V** | Federally-Regulated Consumer Product | Non-Weatherized, Condensing Ga | 1328 | 253 |  | 01/05/2022 | 23433 | 9962868 | 01/05/2022
American Standard, Inc. | AMERICAN STANDARD | ADHMD120BCV5VB* | Federally-Regulated Consumer Product | Non-Weatherized, Condensing Ga | 1901 | 279 |  | 01/05/2022 | 48072 | 5722432 | 01/05/2022
American Standard, Inc. | AMERICAN STANDARD | AUHMD120ACV5V** | Federally-Regulated Consumer Product | Non-Weatherized, Condensing Ga | 2116 | 288 |  | 01/05/2022 | 54354 | 9962865 | 01/05/2022
American Standard, Inc. | AMERICAN STANDARD | AUHMB060ACV3V**-H | Federally-Regulated Consumer Product | Non-Weatherized, Condensing Ga | 1328 | 253 |  | 01/05/2022 | 23433 | 9962861 | 01/05/2022
American Standard, Inc. | AMERICAN STANDARD | AUHMB080ACV3V** | Federally-Regulated Consumer Product | Non-Weatherized, Condensing Ga | 1413 | 257 |  | 01/05/2022 | 79374 | 9962867 | 01/05/2022
American Standard, Inc. | AMERICAN STANDARD | ADHMC100ACV4VB* | Federally-Regulated Consumer Product | Non-Weatherized, Condensing Ga | 1706 | 270 |  | 01/05/2022 | 41336 | 5722431 | 01/05/2022
American Standard, Inc. | AMERICAN STANDARD | AUHMC100ACV4V**-H | Federally-Regulated Consumer Product | Non-Weatherized, Condensing Ga | 2096 | 287 |  | 01/05/2022 | 39125 | 9962863 | 01/05/2022
American Standard, Inc. | AMERICAN STANDARD | ADHMB080ACV3VB* | Federally-Regulated Consumer Product | Non-Weatherized, Condensing Ga | 1358 | 255 |  | 01/05/2022 | 79830 | 5722430 | 01/05/2022
American Standard, Inc. | AMERICAN STANDARD | ADHMB060BCV3VB* | Federally-Regulated Consumer Product | Non-Weatherized, Condensing Ga | 1327 | 253 |  | 01/05/2022 | 24191 | 5722429 | 01/05/2022
American Standard, Inc. | AMERICAN STANDARD | AUHMB080ACV3V**-H | Federally-Regulated Consumer Product | Non-Weatherized, Condensing Ga | 1413 | 257 |  | 01/05/2022 | 79374 | 9962862 | 01/05/2022
Allied Air | BLUERIDGE | BG951UH070BE12-* | Federally-Regulated Consumer Product | Non-Weatherized, Condensing Ga | 1316 | 253 |  | 11/18/2020 | 66799 | 203330699 | 01/26/2022
Allied Air | BLUERIDGE | BG951UH110CE20-* | Federally-Regulated Consumer Product | Non-Weatherized, Condensing Ga | 1988 | 282 |  | 11/18/2020 | 109853 | 203330701 | 01/26/2022
Allied Air | BLUERIDGE | BG951UH045BE12-* | Federally-Regulated Consumer Product | Non-Weatherized, Condensing Ga | 1282 | 251 |  | 11/18/2020 | 43901 | 203330698 | 01/26/2022
Allied Air | ARMSTRONG AIR | A96UH2E110C20*-* | Federally-Regulated Consumer Product | Non-Weatherized, Condensing Ga | 1970 | 282 | 282 | 11/18/2020 | 72043 | 201710521 | 01/26/2022
Allied Air | ARMSTRONG AIR | A96US2V110C20-* | Federally-Regulated Consumer Product | Non-Weatherized, Condensing Ga | 2033 | 284 | 284 | 11/18/2020 | 71589 | 203999086 | 01/26/2022
Allied Air | ROYALTON | 95G1UH045BE12-** | Federally-Regulated Consumer Product | Non-Weatherized, Condensing Ga | 1282 | 251 |  | 11/18/2020 | 43901 | 202361247 | 01/26/2022
Allied Air | Century | GUH95C110C5M | Federally-Regulated Consumer Product | Non-Weatherized, Condensing Ga | 1988 | 282 | 282 | 11/18/2020 | 109853 | 202195680 | 01/26/2022
Allied Air | Century | GUH95C070B3M | Federally-Regulated Consumer Product | Non-Weatherized, Condensing Ga | 1316 | 253 | 253 | 11/18/2020 | 66799 | 202195678 | 01/26/2022
Allied Air | Comfort-Aire | GUH95C110C5M | Federally-Regulated Consumer Product | Non-Weatherized, Condensing Ga | 1988 | 282 | 282 | 11/18/2020 | 109853 | 204430496 | 01/26/2022
Allied Air | Comfort-Aire | GUH95C045B3M | Federally-Regulated Consumer Product | Non-Weatherized, Condensing Ga | 1282 | 251 | 251 | 11/18/2020 | 43901 | 204430493 | 01/26/2022
Allied Air | Comfort-Aire | GUH95C070B3M | Federally-Regulated Consumer Product | Non-Weatherized, Condensing Ga | 1316 | 253 | 253 | 11/18/2020 | 66799 | 204430494 | 01/26/2022
Allied Air | Comfort-Aire | GUH95C090C4M | Federally-Regulated Consumer Product | Non-Weatherized, Condensing Ga | 1535 | 263 | 263 | 11/18/2020 | 88204 | 204430495 | 01/26/2022
Allied Air | MRCOOL | MGM95SE045B3XA | Federally-Regulated Consumer Product | Non-Weatherized, Condensing Ga | 1282 | 251 |  | 11/18/2020 | 43901 | 204085887 | 01/26/2022
Allied Air | Ducane | 95G1UH090CE16-** | Federally-Regulated Consumer Product | Non-Weatherized, Condensing Ga | 1535 | 263 |  | 11/18/2020 | 88204 | 202195670 | 01/26/2022
Allied Air | Ducane | 95G1UH045BE12-** | Federally-Regulated Consumer Product | Non-Weatherized, Condensing Ga | 1282 | 251 |  | 11/18/2020 | 43901 | 202195668 | 01/26/2022
Allied Air | Ducane | 95G1UH070BE12-** | Federally-Regulated Consumer Product | Non-Weatherized, Condensing Ga | 1316 | 253 |  | 11/18/2020 | 66799 | 202195669 | 01/26/2022
Allied Air | Ducane | 95G1UH110CE20-** | Federally-Regulated Consumer Product | Non-Weatherized, Condensing Ga | 1988 | 282 |  | 11/18/2020 | 109853 | 202195671 | 01/26/2022
Allied Air | Airease | A96UH2E110C20*-* | Federally-Regulated Consumer Product | Non-Weatherized, Condensing Ga | 1970 | 282 | 282 | 11/18/2020 | 72043 | 201710522 | 01/26/2022
Allied Air | Airease | A96US2V110C20-* | Federally-Regulated Consumer Product | Non-Weatherized, Condensing Ga | 2033 | 284 | 284 | 11/18/2020 | 71589 | 203999094 | 01/26/2022
Allied Air | MRCOOL | MGM95SE045B3XA | Federally-Regulated Consumer Product | Non-Weatherized, Condensing Ga | 1282 | 251 |  | 01/26/2022 | 43901 | 204085887 | 01/26/2022
Allied Air | Airease | A96UH2E110C20*-* | Federally-Regulated Consumer Product | Non-Weatherized, Condensing Ga | 1970 | 282 |  | 01/26/2022 | 72043 | 201710522 | 01/26/2022
Allied Air | Airease | A96US2V110C20-* | Federally-Regulated Consumer Product | Non-Weatherized, Condensing Ga | 2033 | 284 |  | 01/26/2022 | 71589 | 203999094 | 01/26/2022
Allied Air | Ducane | 95G1UH090CE16-** | Federally-Regulated Consumer Product | Non-Weatherized, Condensing Ga | 1535 | 263 |  | 01/26/2022 | 88204 | 202195670 | 01/26/2022
Allied Air | Ducane | 95G1UH045BE12-** | Federally-Regulated Consumer Product | Non-Weatherized, Condensing Ga | 1282 | 251 |  | 01/26/2022 | 43901 | 202195668 | 01/26/2022
Allied Air | Ducane | 95G1UH070BE12-** | Federally-Regulated Consumer Product | Non-Weatherized, Condensing Ga | 1316 | 253 |  | 01/26/2022 | 66799 | 202195669 | 01/26/2022
Allied Air | Ducane | 95G1UH110CE20-** | Federally-Regulated Consumer Product | Non-Weatherized, Condensing Ga | 1988 | 282 |  | 01/26/2022 | 109853 | 202195671 | 01/26/2022
Allied Air | ROYALTON | 95G1UH045BE12-** | Federally-Regulated Consumer Product | Non-Weatherized, Condensing Ga | 1282 | 251 |  | 01/26/2022 | 43901 | 202361247 | 01/26/2022
Allied Air | Comfort-Aire | GUH95C110C5M | Federally-Regulated Consumer Product | Non-Weatherized, Condensing Ga | 1988 | 282 |  | 01/26/2022 | 109853 | 204430496 | 01/26/2022
Allied Air | Comfort-Aire | GUH95C045B3M | Federally-Regulated Consumer Product | Non-Weatherized, Condensing Ga | 1282 | 251 |  | 01/26/2022 | 43901 | 204430493 | 01/26/2022
Allied Air | Comfort-Aire | GUH95C070B3M | Federally-Regulated Consumer Product | Non-Weatherized, Condensing Ga | 1316 | 253 |  | 01/26/2022 | 66799 | 204430494 | 01/26/2022
Allied Air | Comfort-Aire | GUH95C090C4M | Federally-Regulated Consumer Product | Non-Weatherized, Condensing Ga | 1535 | 263 |  | 01/26/2022 | 88204 | 204430495 | 01/26/2022
Allied Air | ARMSTRONG AIR | A96UH2E110C20*-* | Federally-Regulated Consumer Product | Non-Weatherized, Condensing Ga | 1970 | 282 |  | 01/26/2022 | 72043 | 201710521 | 01/26/2022
Allied Air | ARMSTRONG AIR | A96US2V110C20-* | Federally-Regulated Consumer Product | Non-Weatherized, Condensing Ga | 2033 | 284 |  | 01/26/2022 | 71589 | 203999086 | 01/26/2022
Allied Air | BLUERIDGE | BG951UH070BE12-* | Federally-Regulated Consumer Product | Non-Weatherized, Condensing Ga | 1316 | 253 |  | 01/26/2022 | 66799 | 203330699 | 01/26/2022
Allied Air | BLUERIDGE | BG951UH110CE20-* | Federally-Regulated Consumer Product | Non-Weatherized, Condensing Ga | 1988 | 282 |  | 01/26/2022 | 109853 | 203330701 | 01/26/2022
Allied Air | BLUERIDGE | BG951UH045BE12-* | Federally-Regulated Consumer Product | Non-Weatherized, Condensing Ga | 1282 | 251 |  | 01/26/2022 | 43901 | 203330698 | 01/26/2022
Allied Air | Century | GUH95C110C5M | Federally-Regulated Consumer Product | Non-Weatherized, Condensing Ga | 1988 | 282 |  | 01/26/2022 | 109853 | 202195680 | 01/26/2022
Allied Air | Century | GUH95C070B3M | Federally-Regulated Consumer Product | Non-Weatherized, Condensing Ga | 1316 | 253 |  | 01/26/2022 | 66799 | 202195678 | 01/26/2022
Nordyne, LLC | Airtemp | VG7SC-108*-T45D1 | Federally-Regulated Consumer Product | Non-Weatherized, Condensing Ga | 1956 | 281 |  | 07/31/2021 | 107378 | 205309150 | 02/02/2022
Nordyne, LLC | Airtemp | VG7SD-072*-T35C1 | Federally-Regulated Consumer Product | Non-Weatherized, Condensing Ga | 1826 | 275 |  | 07/31/2021 | 72142 | 205309153 | 02/02/2022
Nordyne, LLC | NORTEK GLOBAL HVAC LLC | G7SC-038*-T23AP | Federally-Regulated Consumer Product | Non-Weatherized, Condensing Ga | 1252 | 250 |  | 09/29/2021 | 37844 | 207455983 | 02/02/2022
Nordyne, LLC | NORTEK GLOBAL HVAC LLC | G7SD-108*-T45DP | Federally-Regulated Consumer Product | Non-Weatherized, Condensing Ga | 2046 | 272 |  | 09/29/2021 | 107992 | 207456022 | 02/02/2022
Nordyne, LLC | NORTEK GLOBAL HVAC LLC | G7SC-120*-T45D* | Federally-Regulated Consumer Product | Non-Weatherized, Condensing Ga | 2047 | 272 |  | 07/31/2021 | 120160 | 205147056 | 02/02/2022
Nordyne, LLC | NORTEK GLOBAL HVAC LLC | G7TE-100D-V35CP | Federally-Regulated Consumer Product | Non-Weatherized, Condensing Ga | 1819 | 275 |  | 12/01/2021 | 65338 | 207456035 | 02/02/2022
Nordyne, LLC | NORTEK GLOBAL HVAC LLC | G7SD-072*-T35C* | Federally-Regulated Consumer Product | Non-Weatherized, Condensing Ga | 1826 | 275 |  | 07/31/2021 | 72142 | 205282672 | 02/02/2022
Nordyne, LLC | NORTEK GLOBAL HVAC LLC | G7SC-108*-T45D* | Federally-Regulated Consumer Product | Non-Weatherized, Condensing Ga | 1956 | 281 |  | 07/31/2021 | 107378 | 205234635 | 02/02/2022
Nordyne, LLC | NORTEK GLOBAL HVAC LLC | G7SD-054*-T24BP | Federally-Regulated Consumer Product | Non-Weatherized, Condensing Ga | 1478 | 260 |  | 09/29/2021 | 54229 | 207456020 | 02/02/2022
Nordyne, LLC | All Pro | VG7SC-108*-T45D1 | Federally-Regulated Consumer Product | Non-Weatherized, Condensing Ga | 1956 | 281 |  | 11/10/2021 | 107378 | 207192200 | 02/02/2022
Nordyne, LLC | All Pro | VG7SD-072*-T35C1 | Federally-Regulated Consumer Product | Non-Weatherized, Condensing Ga | 1826 | 275 |  | 11/10/2021 | 72142 | 207192205 | 02/02/2022
Nordyne, LLC | All Pro | VG7SC-120*-T45D1 | Federally-Regulated Consumer Product | Non-Weatherized, Condensing Ga | 2047 | 272 |  | 11/10/2021 | 120160 | 207192196 | 02/02/2022
Nordyne, LLC | All Pro | VG7SC-072*-T35C1 | Federally-Regulated Consumer Product | Non-Weatherized, Condensing Ga | 1360 | 255 |  | 11/10/2021 | 72522 | 207192202 | 02/02/2022
Nordyne, LLC | All Pro | VG7SC-108*-T45D1 | Federally-Regulated Consumer Product | Non-Weatherized, Condensing Ga | 1956 | 281 |  | 02/02/2022 | 107378 | 207192200 | 02/02/2022
Nordyne, LLC | All Pro | VG7SD-072*-T35C1 | Federally-Regulated Consumer Product | Non-Weatherized, Condensing Ga | 1826 | 275 |  | 02/02/2022 | 72142 | 207192205 | 02/02/2022
Nordyne, LLC | All Pro | VG7SC-120*-T45D1 | Federally-Regulated Consumer Product | Non-Weatherized, Condensing Ga | 2047 | 272 |  | 02/02/2022 | 120160 | 207192196 | 02/02/2022
Nordyne, LLC | All Pro | VG7SC-072*-T35C1 | Federally-Regulated Consumer Product | Non-Weatherized, Condensing Ga | 1360 | 255 |  | 02/02/2022 | 72522 | 207192202 | 02/02/2022
Nordyne, LLC | NORTEK GLOBAL HVAC LLC | G7SC-038*-T23AP | Federally-Regulated Consumer Product | Non-Weatherized, Condensing Ga | 1252 | 250 |  | 02/02/2022 | 37844 | 207455983 | 02/02/2022
Nordyne, LLC | NORTEK GLOBAL HVAC LLC | G7SD-108*-T45DP | Federally-Regulated Consumer Product | Non-Weatherized, Condensing Ga | 2046 | 272 |  | 02/02/2022 | 107992 | 207456022 | 02/02/2022
Nordyne, LLC | NORTEK GLOBAL HVAC LLC | G7SC-120*-T45D* | Federally-Regulated Consumer Product | Non-Weatherized, Condensing Ga | 2047 | 272 |  | 02/02/2022 | 120160 | 205147056 | 02/02/2022
Nordyne, LLC | NORTEK GLOBAL HVAC LLC | G7TE-100D-V35CP | Federally-Regulated Consumer Product | Non-Weatherized, Condensing Ga | 1819 | 275 |  | 02/02/2022 | 65338 | 207456035 | 02/02/2022
Nordyne, LLC | NORTEK GLOBAL HVAC LLC | G7SD-072*-T35C* | Federally-Regulated Consumer Product | Non-Weatherized, Condensing Ga | 1826 | 275 |  | 02/02/2022 | 72142 | 205282672 | 02/02/2022
Nordyne, LLC | NORTEK GLOBAL HVAC LLC | G7SC-108*-T45D* | Federally-Regulated Consumer Product | Non-Weatherized, Condensing Ga | 1956 | 281 |  | 02/02/2022 | 107378 | 205234635 | 02/02/2022
Nordyne, LLC | NORTEK GLOBAL HVAC LLC | G7SD-054*-T24BP | Federally-Regulated Consumer Product | Non-Weatherized, Condensing Ga | 1478 | 260 |  | 02/02/2022 | 54229 | 207456020 | 02/02/2022
NY Thermal Inc. | NTI | GF 200 | Federally-Regulated Consumer Product | Mobile Home Non-Weatherized, C | 1450 | 249 |  | 10/03/2019 |  |  | 02/03/2022
Johnson Controls, Inc. | LUXAIRE BY JOHNSON CONTROLS | PCG4A240502L1 | Federally-Regulated Consumer Product | Weatherized Non-Condensing Gas | 1181 | 250 |  | 09/30/2020 | 49661 | 205963006 | 02/09/2022
Johnson Controls, Inc. | LUXAIRE BY JOHNSON CONTROLS | PCG4B481002X4 | Federally-Regulated Consumer Product | Weatherized Non-Condensing Gas | 1684 | 272 |  | 12/01/2021 | 101771 | 206077554 | 02/09/2022
Johnson Controls, Inc. | LUXAIRE BY JOHNSON CONTROLS | PCG4A240752X4 | Federally-Regulated Consumer Product | Weatherized Non-Condensing Gas | 1221 | 251 |  | 12/01/2021 | 75481 | 206077371 | 02/09/2022
Johnson Controls, Inc. | LUXAIRE BY JOHNSON CONTROLS | PCG4B600652X4 | Federally-Regulated Consumer Product | Weatherized Non-Condensing Gas | 2015 | 286 |  | 12/01/2021 | 64842 | 206077568 | 02/09/2022
Johnson Controls, Inc. | LUXAIRE BY JOHNSON CONTROLS | PCG4B480652L1 | Federally-Regulated Consumer Product | Weatherized Non-Condensing Gas | 1494 | 263 |  | 09/30/2020 | 64746 | 205963016 | 02/09/2022
Johnson Controls, Inc. | LUXAIRE BY JOHNSON CONTROLS | PCG4B601002X4 | Federally-Regulated Consumer Product | Weatherized Non-Condensing Gas | 2113 | 291 |  | 12/01/2021 | 100990 | 206077575 | 02/09/2022
Johnson Controls, Inc. | LUXAIRE BY JOHNSON CONTROLS | PHG4B481002X4 | Federally-Regulated Consumer Product | Weatherized Non-Condensing Gas | 2047 | 288 |  | 01/05/2022 | 100433 | 206338266 | 02/09/2022
Johnson Controls, Inc. | LUXAIRE BY JOHNSON CONTROLS | PHG4B481252X4 | Federally-Regulated Consumer Product | Weatherized Non-Condensing Gas | 2364 | 302 |  | 01/05/2022 | 125135 | 206338273 | 02/09/2022
Johnson Controls, Inc. | LUXAIRE BY JOHNSON CONTROLS | PHG4B421002X4 | Federally-Regulated Consumer Product | Weatherized Non-Condensing Gas | 1997 | 285 |  | 01/05/2022 | 99925 | 206338259 | 02/09/2022
Johnson Controls, Inc. | LUXAIRE BY JOHNSON CONTROLS | PCG4A420752X4 | Federally-Regulated Consumer Product | Weatherized Non-Condensing Gas | 1566 | 267 |  | 12/01/2021 | 74995 | 206077431 | 02/09/2022
Johnson Controls, Inc. | LUXAIRE BY JOHNSON CONTROLS | PCG4A360752X4 | Federally-Regulated Consumer Product | Weatherized Non-Condensing Gas | 1384 | 259 |  | 12/01/2021 | 75187 | 206077412 | 02/09/2022
Johnson Controls, Inc. | LUXAIRE BY JOHNSON CONTROLS | PCG4B481252X4 | Federally-Regulated Consumer Product | Weatherized Non-Condensing Gas | 1962 | 284 |  | 12/01/2021 | 126252 | 206077561 | 02/09/2022
Johnson Controls, Inc. | LUXAIRE BY JOHNSON CONTROLS | PCG4B480652X4 | Federally-Regulated Consumer Product | Weatherized Non-Condensing Gas | 1823 | 278 |  | 12/01/2021 | 65339 | 206077547 | 02/09/2022
Johnson Controls, Inc. | LUXAIRE BY JOHNSON CONTROLS | PCG4A421002X4 | Federally-Regulated Consumer Product | Weatherized Non-Condensing Gas | 1571 | 267 |  | 12/01/2021 | 100288 | 206077441 | 02/09/2022
Johnson Controls, Inc. | LUXAIRE BY JOHNSON CONTROLS | PCG4A300752X4 | Federally-Regulated Consumer Product | Weatherized Non-Condensing Gas | 1191 | 250 |  | 12/01/2021 | 75681 | 206077393 | 02/09/2022
Johnson Controls, Inc. | LUXAIRE BY JOHNSON CONTROLS | PHG4B420652X4 | Federally-Regulated Consumer Product | Weatherized Non-Condensing Gas | 1722 | 273 |  | 12/22/2021 | 65857 | 206338252 | 02/09/2022
Johnson Controls, Inc. | LUXAIRE BY JOHNSON CONTROLS | PHG4B361002X4 | Federally-Regulated Consumer Product | Weatherized Non-Condensing Gas | 1901 | 281 |  | 01/05/2022 | 99745 | 206338245 | 02/09/2022
Johnson Controls, Inc. | LUXAIRE BY JOHNSON CONTROLS | PCG4A361002X4 | Federally-Regulated Consumer Product | Weatherized Non-Condensing Gas | 1538 | 265 |  | 12/01/2021 | 100492 | 206077422 | 02/09/2022
Johnson Controls, Inc. | LUXAIRE BY JOHNSON CONTROLS | PCG4A360502X4 | Federally-Regulated Consumer Product | Weatherized Non-Condensing Gas | 1346 | 257 |  | 12/01/2021 | 50288 | 206077402 | 02/09/2022
Johnson Controls, Inc. | LUXAIRE BY JOHNSON CONTROLS | PHG4B601252X4 | Federally-Regulated Consumer Product | Weatherized Non-Condensing Gas | 2456 | 306 |  | 01/05/2022 | 124726 | 206338280 | 02/09/2022
Johnson Controls, Inc. | LUXAIRE BY JOHNSON CONTROLS | PCG4B601252X4 | Federally-Regulated Consumer Product | Weatherized Non-Condensing Gas | 2166 | 293 |  | 12/01/2021 | 125911 | 206077582 | 02/09/2022
Johnson Controls, Inc. | LUXAIRE BY JOHNSON CONTROLS | PCG4A240502X4 | Federally-Regulated Consumer Product | Weatherized Non-Condensing Gas | 968 | 240 |  | 12/01/2021 | 50146 | 206077362 | 02/09/2022
Johnson Controls, Inc. | LUXAIRE BY JOHNSON CONTROLS | PCG4B600652L1 | Federally-Regulated Consumer Product | Weatherized Non-Condensing Gas | 2381 | 302 |  | 09/30/2020 | 64992 | 205963021 | 02/09/2022
Johnson Controls, Inc. | LUXAIRE BY JOHNSON CONTROLS | PCG4A360502L1 | Federally-Regulated Consumer Product | Weatherized Non-Condensing Gas | 1087 | 246 |  | 09/30/2020 | 50515 | 205963011 | 02/09/2022
Johnson Controls, Inc. | COLEMAN BY JOHNSON CONTROLS | PCG4B480652X4 | Federally-Regulated Consumer Product | Weatherized Non-Condensing Gas | 1823 | 278 |  | 12/01/2021 | 65339 | 206077546 | 02/09/2022
Johnson Controls, Inc. | COLEMAN BY JOHNSON CONTROLS | PHG4B420652X4 | Federally-Regulated Consumer Product | Weatherized Non-Condensing Gas | 1722 | 273 |  | 12/22/2021 | 65857 | 206338251 | 02/09/2022
Johnson Controls, Inc. | COLEMAN BY JOHNSON CONTROLS | PHG4B361002X4 | Federally-Regulated Consumer Product | Weatherized Non-Condensing Gas | 1901 | 281 |  | 01/05/2022 | 99745 | 206338244 | 02/09/2022
Johnson Controls, Inc. | COLEMAN BY JOHNSON CONTROLS | PCG4A240752X4 | Federally-Regulated Consumer Product | Weatherized Non-Condensing Gas | 1221 | 251 |  | 12/01/2021 | 75481 | 206077370 | 02/09/2022
Johnson Controls, Inc. | COLEMAN BY JOHNSON CONTROLS | PCG4A361002X4 | Federally-Regulated Consumer Product | Weatherized Non-Condensing Gas | 1538 | 265 |  | 12/01/2021 | 100492 | 206077421 | 02/09/2022
Johnson Controls, Inc. | COLEMAN BY JOHNSON CONTROLS | PCG4A300752X4 | Federally-Regulated Consumer Product | Weatherized Non-Condensing Gas | 1191 | 250 |  | 12/01/2021 | 75681 | 206077392 | 02/09/2022
Johnson Controls, Inc. | COLEMAN BY JOHNSON CONTROLS | PCG4B480652L1 | Federally-Regulated Consumer Product | Weatherized Non-Condensing Gas | 1494 | 263 |  | 09/30/2020 | 64746 | 205963015 | 02/09/2022
Johnson Controls, Inc. | COLEMAN BY JOHNSON CONTROLS | PCG4A360752X4 | Federally-Regulated Consumer Product | Weatherized Non-Condensing Gas | 1384 | 259 |  | 12/01/2021 | 75187 | 206077411 | 02/09/2022
Johnson Controls, Inc. | COLEMAN BY JOHNSON CONTROLS | PCG4A360502X4 | Federally-Regulated Consumer Product | Weatherized Non-Condensing Gas | 1346 | 257 |  | 12/01/2021 | 50288 | 206077401 | 02/09/2022
Johnson Controls, Inc. | COLEMAN BY JOHNSON CONTROLS | PCG4A360502L1 | Federally-Regulated Consumer Product | Weatherized Non-Condensing Gas | 1087 | 246 |  | 09/30/2020 | 50515 | 205963010 | 02/09/2022
Johnson Controls, Inc. | COLEMAN BY JOHNSON CONTROLS | CPLC080C16MP13 | Federally-Regulated Consumer Product | Non-Weatherized, Non-Condensin | 1657 | 250 |  | 07/22/2020 | 38933 | 204829706 | 02/09/2022
Johnson Controls, Inc. | COLEMAN BY JOHNSON CONTROLS | PCG4B600652X4 | Federally-Regulated Consumer Product | Weatherized Non-Condensing Gas | 2015 | 286 |  | 12/01/2021 | 64842 | 206077567 | 02/09/2022
Johnson Controls, Inc. | COLEMAN BY JOHNSON CONTROLS | PCG4B481002X4 | Federally-Regulated Consumer Product | Weatherized Non-Condensing Gas | 1684 | 272 |  | 12/01/2021 | 101771 | 206077553 | 02/09/2022
Johnson Controls, Inc. | COLEMAN BY JOHNSON CONTROLS | PHG4B601252X4 | Federally-Regulated Consumer Product | Weatherized Non-Condensing Gas | 2456 | 306 |  | 01/05/2022 | 124726 | 206338279 | 02/09/2022
Johnson Controls, Inc. | COLEMAN BY JOHNSON CONTROLS | PCG4A420752X4 | Federally-Regulated Consumer Product | Weatherized Non-Condensing Gas | 1566 | 267 |  | 12/01/2021 | 74995 | 206077430 | 02/09/2022
Johnson Controls, Inc. | COLEMAN BY JOHNSON CONTROLS | PHG4B481002X4 | Federally-Regulated Consumer Product | Weatherized Non-Condensing Gas | 2047 | 288 |  | 01/05/2022 | 100433 | 206338265 | 02/09/2022
Johnson Controls, Inc. | COLEMAN BY JOHNSON CONTROLS | PCG4A240502X4 | Federally-Regulated Consumer Product | Weatherized Non-Condensing Gas | 968 | 240 |  | 12/01/2021 | 50146 | 206077360 | 02/09/2022
Johnson Controls, Inc. | COLEMAN BY JOHNSON CONTROLS | PCG4A240502L1 | Federally-Regulated Consumer Product | Weatherized Non-Condensing Gas | 1181 | 250 |  | 09/30/2020 | 49661 | 205963005 | 02/09/2022
Johnson Controls, Inc. | COLEMAN BY JOHNSON CONTROLS | PCG4B601252X4 | Federally-Regulated Consumer Product | Weatherized Non-Condensing Gas | 2166 | 293 |  | 12/01/2021 | 125911 | 206077581 | 02/09/2022
Johnson Controls, Inc. | COLEMAN BY JOHNSON CONTROLS | PCG4B601002X4 | Federally-Regulated Consumer Product | Weatherized Non-Condensing Gas | 2113 | 291 |  | 12/01/2021 | 100990 | 206077574 | 02/09/2022
Johnson Controls, Inc. | COLEMAN BY JOHNSON CONTROLS | PCG4B600652L1 | Federally-Regulated Consumer Product | Weatherized Non-Condensing Gas | 2381 | 302 |  | 09/30/2020 | 64992 | 205963020 | 02/09/2022
Johnson Controls, Inc. | COLEMAN BY JOHNSON CONTROLS | PCG4B481252X4 | Federally-Regulated Consumer Product | Weatherized Non-Condensing Gas | 1962 | 284 |  | 12/01/2021 | 126252 | 206077560 | 02/09/2022
Johnson Controls, Inc. | COLEMAN BY JOHNSON CONTROLS | PCG4A421002X4 | Federally-Regulated Consumer Product | Weatherized Non-Condensing Gas | 1571 | 267 |  | 12/01/2021 | 100288 | 206077440 | 02/09/2022
Johnson Controls, Inc. | COLEMAN BY JOHNSON CONTROLS | PHG4B481252X4 | Federally-Regulated Consumer Product | Weatherized Non-Condensing Gas | 2364 | 302 |  | 01/05/2022 | 125135 | 206338272 | 02/09/2022
Johnson Controls, Inc. | COLEMAN BY JOHNSON CONTROLS | PHG4B421002X4 | Federally-Regulated Consumer Product | Weatherized Non-Condensing Gas | 1997 | 285 |  | 01/05/2022 | 99925 | 206338258 | 02/09/2022
Johnson Controls, Inc. | GUARDIAN BY JOHNSON CONTROLS | PCG4A300752X2 | Federally-Regulated Consumer Product | Weatherized Non-Condensing Gas | 1414 | 256 |  | 12/01/2021 | 75125 | 202346020 | 02/09/2022
Johnson Controls, Inc. | GUARDIAN BY JOHNSON CONTROLS | PCG4A360752X2 | Federally-Regulated Consumer Product | Weatherized Non-Condensing Gas | 1396 | 255 | 260.424 | 10/09/2019 |  |  | 02/09/2022
Johnson Controls, Inc. | GUARDIAN BY JOHNSON CONTROLS | PCG4A300502X2 | Federally-Regulated Consumer Product | Weatherized Non-Condensing Gas | 1130 | 244 |  | 12/01/2021 | 49570 | 202346019 | 02/09/2022
Johnson Controls, Inc. | GUARDIAN BY JOHNSON CONTROLS | PCG4A240752X2 | Federally-Regulated Consumer Product | Weatherized Non-Condensing Gas | 1394 | 255 |  | 12/01/2021 | 75189 | 202346018 | 02/09/2022
Johnson Controls, Inc. | GUARDIAN BY JOHNSON CONTROLS | PCG4A360502X2 | Federally-Regulated Consumer Product | Weatherized Non-Condensing Gas | 1263 | 249 | 254.572 | 10/09/2019 |  |  | 02/09/2022
Johnson Controls, Inc. | GUARDIAN BY JOHNSON CONTROLS | PCG4A361002X2 | Federally-Regulated Consumer Product | Weatherized Non-Condensing Gas | 1907 | 277 | 282.908 | 10/09/2019 |  |  | 02/09/2022
Johnson Controls, Inc. | FRASER-JOHNSTON BY JOHNSON CONTROLS | PCG4A300752X3 | Federally-Regulated Consumer Product | Weatherized Non-Condensing Gas | 1414 | 256 |  | 12/01/2021 | 75125 | 205281301 | 02/09/2022
Johnson Controls, Inc. | FRASER-JOHNSTON BY JOHNSON CONTROLS | PCG4A300752X2 | Federally-Regulated Consumer Product | Weatherized Non-Condensing Gas | 1414 | 256 |  | 12/01/2021 | 75125 | 202346013 | 02/09/2022
Johnson Controls, Inc. | FRASER-JOHNSTON BY JOHNSON CONTROLS | PCG4A360752X2 | Federally-Regulated Consumer Product | Weatherized Non-Condensing Gas | 1396 | 255 | 260.424 | 10/09/2019 |  |  | 02/09/2022
Johnson Controls, Inc. | FRASER-JOHNSTON BY JOHNSON CONTROLS | PCG4A300502X3 | Federally-Regulated Consumer Product | Weatherized Non-Condensing Gas | 1130 | 244 |  | 12/01/2021 | 49570 | 205281300 | 02/09/2022
Johnson Controls, Inc. | FRASER-JOHNSTON BY JOHNSON CONTROLS | PCG4A360502X2 | Federally-Regulated Consumer Product | Weatherized Non-Condensing Gas | 1263 | 249 | 254.572 | 10/09/2019 |  |  | 02/09/2022
Johnson Controls, Inc. | FRASER-JOHNSTON BY JOHNSON CONTROLS | PCG4A240752X2 | Federally-Regulated Consumer Product | Weatherized Non-Condensing Gas | 1394 | 255 |  | 12/01/2021 | 75189 | 202346011 | 02/09/2022
Johnson Controls, Inc. | FRASER-JOHNSTON BY JOHNSON CONTROLS | PCG4A361002X2 | Federally-Regulated Consumer Product | Weatherized Non-Condensing Gas | 1907 | 277 | 282.908 | 10/09/2019 |  |  | 02/09/2022
Johnson Controls, Inc. | FRASER-JOHNSTON BY JOHNSON CONTROLS | PCG4A300502X2 | Federally-Regulated Consumer Product | Weatherized Non-Condensing Gas | 1130 | 244 |  | 12/01/2021 | 49570 | 202346012 | 02/09/2022
Johnson Controls, Inc. | YORK BY JOHNSON CONTROLS | PCG4A240752X4 | Federally-Regulated Consumer Product | Weatherized Non-Condensing Gas | 1221 | 251 |  | 12/01/2021 | 75481 | 206077368 | 02/09/2022
Johnson Controls, Inc. | YORK BY JOHNSON CONTROLS | PHG4B481002X4 | Federally-Regulated Consumer Product | Weatherized Non-Condensing Gas | 2047 | 288 |  | 01/05/2022 | 100433 | 206338264 | 02/09/2022
Johnson Controls, Inc. | YORK BY JOHNSON CONTROLS | PCG4A421002X4 | Federally-Regulated Consumer Product | Weatherized Non-Condensing Gas | 1571 | 267 |  | 12/01/2021 | 100288 | 206077439 | 02/09/2022
Johnson Controls, Inc. | YORK BY JOHNSON CONTROLS | PCG4A360502L1 | Federally-Regulated Consumer Product | Weatherized Non-Condensing Gas | 1087 | 246 |  | 09/30/2020 | 50515 | 205962804 | 02/09/2022
Johnson Controls, Inc. | YORK BY JOHNSON CONTROLS | PCG4B480652L1 | Federally-Regulated Consumer Product | Weatherized Non-Condensing Gas | 1494 | 263 |  | 09/30/2020 | 64746 | 205962805 | 02/09/2022
Johnson Controls, Inc. | YORK BY JOHNSON CONTROLS | PCG4A240502L1 | Federally-Regulated Consumer Product | Weatherized Non-Condensing Gas | 1181 | 250 |  | 09/30/2020 | 49661 | 205962803 | 02/09/2022
Johnson Controls, Inc. | YORK BY JOHNSON CONTROLS | PHG4B361002X4 | Federally-Regulated Consumer Product | Weatherized Non-Condensing Gas | 1901 | 281 |  | 01/05/2022 | 99745 | 206338243 | 02/09/2022
Johnson Controls, Inc. | YORK BY JOHNSON CONTROLS | PCG4B600652L1 | Federally-Regulated Consumer Product | Weatherized Non-Condensing Gas | 2381 | 302 |  | 09/30/2020 | 64992 | 205962806 | 02/09/2022
Johnson Controls, Inc. | YORK BY JOHNSON CONTROLS | PHG4B481252X4 | Federally-Regulated Consumer Product | Weatherized Non-Condensing Gas | 2364 | 302 |  | 01/05/2022 | 125135 | 206338271 | 02/09/2022
Johnson Controls, Inc. | YORK BY JOHNSON CONTROLS | PCG4A360752X4 | Federally-Regulated Consumer Product | Weatherized Non-Condensing Gas | 1384 | 259 |  | 12/01/2021 | 75187 | 206077410 | 02/09/2022
Johnson Controls, Inc. | YORK BY JOHNSON CONTROLS | PCG4A420752X4 | Federally-Regulated Consumer Product | Weatherized Non-Condensing Gas | 1566 | 267 |  | 12/01/2021 | 74995 | 206077429 | 02/09/2022
Johnson Controls, Inc. | YORK BY JOHNSON CONTROLS | PCG4B600652X4 | Federally-Regulated Consumer Product | Weatherized Non-Condensing Gas | 2015 | 286 |  | 12/01/2021 | 64842 | 206077566 | 02/09/2022
Johnson Controls, Inc. | YORK BY JOHNSON CONTROLS | PCG4B481002X4 | Federally-Regulated Consumer Product | Weatherized Non-Condensing Gas | 1684 | 272 |  | 12/01/2021 | 101771 | 206077552 | 02/09/2022
Johnson Controls, Inc. | YORK BY JOHNSON CONTROLS | PHG4B601252X4 | Federally-Regulated Consumer Product | Weatherized Non-Condensing Gas | 2456 | 306 |  | 01/05/2022 | 124726 | 206338278 | 02/09/2022
Johnson Controls, Inc. | YORK BY JOHNSON CONTROLS | PHG4B420652X4 | Federally-Regulated Consumer Product | Weatherized Non-Condensing Gas | 1722 | 273 |  | 12/22/2021 | 65857 | 206338250 | 02/09/2022
Johnson Controls, Inc. | YORK BY JOHNSON CONTROLS | PCG4A240502X4 | Federally-Regulated Consumer Product | Weatherized Non-Condensing Gas | 968 | 240 |  | 12/01/2021 | 50146 | 206077358 | 02/09/2022
Johnson Controls, Inc. | YORK BY JOHNSON CONTROLS | PCG4B601252X4 | Federally-Regulated Consumer Product | Weatherized Non-Condensing Gas | 2166 | 293 |  | 12/01/2021 | 125911 | 206077580 | 02/09/2022
Johnson Controls, Inc. | YORK BY JOHNSON CONTROLS | PCG4A300752X4 | Federally-Regulated Consumer Product | Weatherized Non-Condensing Gas | 1191 | 250 |  | 12/01/2021 | 75681 | 206077390 | 02/09/2022
Johnson Controls, Inc. | YORK BY JOHNSON CONTROLS | PCG4A361002X4 | Federally-Regulated Consumer Product | Weatherized Non-Condensing Gas | 1538 | 265 |  | 12/01/2021 | 100492 | 206077420 | 02/09/2022
Johnson Controls, Inc. | YORK BY JOHNSON CONTROLS | PCG4B480652X4 | Federally-Regulated Consumer Product | Weatherized Non-Condensing Gas | 1823 | 278 |  | 12/01/2021 | 65339 | 206077545 | 02/09/2022
Johnson Controls, Inc. | YORK BY JOHNSON CONTROLS | PHG4B421002X4 | Federally-Regulated Consumer Product | Weatherized Non-Condensing Gas | 1997 | 285 |  | 01/05/2022 | 99925 | 206338257 | 02/09/2022
Johnson Controls, Inc. | YORK BY JOHNSON CONTROLS | PCG4B481252X4 | Federally-Regulated Consumer Product | Weatherized Non-Condensing Gas | 1962 | 284 |  | 12/01/2021 | 126252 | 206077559 | 02/09/2022
Johnson Controls, Inc. | YORK BY JOHNSON CONTROLS | PCG4B601002X4 | Federally-Regulated Consumer Product | Weatherized Non-Condensing Gas | 2113 | 291 |  | 12/01/2021 | 100990 | 206077573 | 02/09/2022
Johnson Controls, Inc. | YORK BY JOHNSON CONTROLS | PCG4A360502X4 | Federally-Regulated Consumer Product | Weatherized Non-Condensing Gas | 1346 | 257 |  | 12/01/2021 | 50288 | 206077399 | 02/09/2022
Johnson Controls, Inc. | YORK BY JOHNSON CONTROLS | PCG4A300752X2 | Federally-Regulated Consumer Product | Weatherized Non-Condensing Gas | 1414 | 256 |  | 12/01/2021 | 75125 | 202345985 | 02/09/2022
Johnson Controls, Inc. | YORK BY JOHNSON CONTROLS | PCG4A360752X2 | Federally-Regulated Consumer Product | Weatherized Non-Condensing Gas | 1396 | 255 | 260.424 | 10/09/2019 |  |  | 02/09/2022
Johnson Controls, Inc. | YORK BY JOHNSON CONTROLS | PCG4A300752X3 | Federally-Regulated Consumer Product | Weatherized Non-Condensing Gas | 1414 | 256 |  | 12/01/2021 | 75125 | 205281281 | 02/09/2022
Johnson Controls, Inc. | YORK BY JOHNSON CONTROLS | PCG4A360502X2 | Federally-Regulated Consumer Product | Weatherized Non-Condensing Gas | 1263 | 249 | 254.572 | 10/09/2019 |  |  | 02/09/2022
Johnson Controls, Inc. | YORK BY JOHNSON CONTROLS | PCG4A361002X2 | Federally-Regulated Consumer Product | Weatherized Non-Condensing Gas | 1907 | 277 | 282.908 | 10/09/2019 |  |  | 02/09/2022
Johnson Controls, Inc. | YORK BY JOHNSON CONTROLS | PCG4A240752X2 | Federally-Regulated Consumer Product | Weatherized Non-Condensing Gas | 1394 | 255 |  | 12/01/2021 | 75189 | 202345983 | 02/09/2022
Johnson Controls, Inc. | FRASER-JOHNSTON BY JOHNSON CONTROLS | PCG4B601002X4 | Federally-Regulated Consumer Product | Weatherized Non-Condensing Gas | 2113 | 291 |  | 12/01/2021 | 100990 | 206077576 | 02/09/2022
Johnson Controls, Inc. | FRASER-JOHNSTON BY JOHNSON CONTROLS | PCG4B480652X4 | Federally-Regulated Consumer Product | Weatherized Non-Condensing Gas | 1823 | 278 |  | 12/01/2021 | 65339 | 206077548 | 02/09/2022
Johnson Controls, Inc. | FRASER-JOHNSTON BY JOHNSON CONTROLS | PCG4A240502X4 | Federally-Regulated Consumer Product | Weatherized Non-Condensing Gas | 968 | 240 |  | 12/01/2021 | 50146 | 206077363 | 02/09/2022
Johnson Controls, Inc. | FRASER-JOHNSTON BY JOHNSON CONTROLS | PCG4A240502L1 | Federally-Regulated Consumer Product | Weatherized Non-Condensing Gas | 1181 | 250 |  | 09/30/2020 | 49661 | 205963007 | 02/09/2022
Johnson Controls, Inc. | FRASER-JOHNSTON BY JOHNSON CONTROLS | PCG4B600652L1 | Federally-Regulated Consumer Product | Weatherized Non-Condensing Gas | 2381 | 302 |  | 09/30/2020 | 64992 | 205963022 | 02/09/2022
Johnson Controls, Inc. | FRASER-JOHNSTON BY JOHNSON CONTROLS | PCG4A360752X4 | Federally-Regulated Consumer Product | Weatherized Non-Condensing Gas | 1384 | 259 |  | 12/01/2021 | 75187 | 206077414 | 02/09/2022
Johnson Controls, Inc. | FRASER-JOHNSTON BY JOHNSON CONTROLS | PCG4A300752X4 | Federally-Regulated Consumer Product | Weatherized Non-Condensing Gas | 1191 | 250 |  | 12/01/2021 | 75681 | 206077394 | 02/09/2022
Johnson Controls, Inc. | FRASER-JOHNSTON BY JOHNSON CONTROLS | PCG4B481252X4 | Federally-Regulated Consumer Product | Weatherized Non-Condensing Gas | 1962 | 284 |  | 12/01/2021 | 126252 | 206077562 | 02/09/2022
Johnson Controls, Inc. | FRASER-JOHNSTON BY JOHNSON CONTROLS | PCG4A360502X4 | Federally-Regulated Consumer Product | Weatherized Non-Condensing Gas | 1346 | 257 |  | 12/01/2021 | 50288 | 206077403 | 02/09/2022
Johnson Controls, Inc. | FRASER-JOHNSTON BY JOHNSON CONTROLS | PHG4B481002X4 | Federally-Regulated Consumer Product | Weatherized Non-Condensing Gas | 2047 | 288 |  | 01/05/2022 | 100433 | 206338267 | 02/09/2022
Johnson Controls, Inc. | FRASER-JOHNSTON BY JOHNSON CONTROLS | PCG4A360502L1 | Federally-Regulated Consumer Product | Weatherized Non-Condensing Gas | 1087 | 246 |  | 09/30/2020 | 50515 | 205963012 | 02/09/2022
Johnson Controls, Inc. | FRASER-JOHNSTON BY JOHNSON CONTROLS | PHG4B421002X4 | Federally-Regulated Consumer Product | Weatherized Non-Condensing Gas | 1997 | 285 |  | 01/05/2022 | 99925 | 206338260 | 02/09/2022
Johnson Controls, Inc. | FRASER-JOHNSTON BY JOHNSON CONTROLS | PHG4B481252X4 | Federally-Regulated Consumer Product | Weatherized Non-Condensing Gas | 2364 | 302 |  | 01/05/2022 | 125135 | 206338274 | 02/09/2022
Johnson Controls, Inc. | FRASER-JOHNSTON BY JOHNSON CONTROLS | PCG4A240752X4 | Federally-Regulated Consumer Product | Weatherized Non-Condensing Gas | 1221 | 251 |  | 12/01/2021 | 75481 | 206077373 | 02/09/2022
Johnson Controls, Inc. | FRASER-JOHNSTON BY JOHNSON CONTROLS | PHG4B361002X4 | Federally-Regulated Consumer Product | Weatherized Non-Condensing Gas | 1901 | 281 |  | 01/05/2022 | 99745 | 206338246 | 02/09/2022
Johnson Controls, Inc. | FRASER-JOHNSTON BY JOHNSON CONTROLS | PHG4B420652X4 | Federally-Regulated Consumer Product | Weatherized Non-Condensing Gas | 1722 | 273 |  | 12/22/2021 | 65857 | 206338253 | 02/09/2022
Johnson Controls, Inc. | FRASER-JOHNSTON BY JOHNSON CONTROLS | PCG4B600652X4 | Federally-Regulated Consumer Product | Weatherized Non-Condensing Gas | 2015 | 286 |  | 12/01/2021 | 64842 | 206077569 | 02/09/2022
Johnson Controls, Inc. | FRASER-JOHNSTON BY JOHNSON CONTROLS | PCG4B481002X4 | Federally-Regulated Consumer Product | Weatherized Non-Condensing Gas | 1684 | 272 |  | 12/01/2021 | 101771 | 206077555 | 02/09/2022
Johnson Controls, Inc. | FRASER-JOHNSTON BY JOHNSON CONTROLS | PCG4B601252X4 | Federally-Regulated Consumer Product | Weatherized Non-Condensing Gas | 2166 | 293 |  | 12/01/2021 | 125911 | 206077583 | 02/09/2022
Johnson Controls, Inc. | FRASER-JOHNSTON BY JOHNSON CONTROLS | PCG4A421002X4 | Federally-Regulated Consumer Product | Weatherized Non-Condensing Gas | 1571 | 267 |  | 12/01/2021 | 100288 | 206077443 | 02/09/2022
Johnson Controls, Inc. | FRASER-JOHNSTON BY JOHNSON CONTROLS | PCG4A361002X4 | Federally-Regulated Consumer Product | Weatherized Non-Condensing Gas | 1538 | 265 |  | 12/01/2021 | 100492 | 206077424 | 02/09/2022
Johnson Controls, Inc. | FRASER-JOHNSTON BY JOHNSON CONTROLS | PCG4B480652L1 | Federally-Regulated Consumer Product | Weatherized Non-Condensing Gas | 1494 | 263 |  | 09/30/2020 | 64746 | 205963017 | 02/09/2022
Johnson Controls, Inc. | FRASER-JOHNSTON BY JOHNSON CONTROLS | PCG4A420752X4 | Federally-Regulated Consumer Product | Weatherized Non-Condensing Gas | 1566 | 267 |  | 12/01/2021 | 74995 | 206077433 | 02/09/2022
Johnson Controls, Inc. | FRASER-JOHNSTON BY JOHNSON CONTROLS | PHG4B601252X4 | Federally-Regulated Consumer Product | Weatherized Non-Condensing Gas | 2456 | 306 |  | 01/05/2022 | 124726 | 206338281 | 02/09/2022
Johnson Controls, Inc. | COLEMAN BY JOHNSON CONTROLS | PCG4A300752X2 | Federally-Regulated Consumer Product | Weatherized Non-Condensing Gas | 1414 | 256 |  | 12/01/2021 | 75125 | 202345992 | 02/09/2022
Johnson Controls, Inc. | COLEMAN BY JOHNSON CONTROLS | PCG4A240752X2 | Federally-Regulated Consumer Product | Weatherized Non-Condensing Gas | 1394 | 255 |  | 12/01/2021 | 75189 | 202345990 | 02/09/2022
Johnson Controls, Inc. | COLEMAN BY JOHNSON CONTROLS | PCG4A360752X2 | Federally-Regulated Consumer Product | Weatherized Non-Condensing Gas | 1396 | 255 | 260.424 | 10/09/2019 |  |  | 02/09/2022
Johnson Controls, Inc. | COLEMAN BY JOHNSON CONTROLS | PCG4A361002X2 | Federally-Regulated Consumer Product | Weatherized Non-Condensing Gas | 1907 | 277 | 282.908 | 10/09/2019 |  |  | 02/09/2022
Johnson Controls, Inc. | COLEMAN BY JOHNSON CONTROLS | PCG4A300502X2 | Federally-Regulated Consumer Product | Weatherized Non-Condensing Gas | 1130 | 244 |  | 12/01/2021 | 49570 | 202345991 | 02/09/2022
Johnson Controls, Inc. | COLEMAN BY JOHNSON CONTROLS | PCG4A360502X2 | Federally-Regulated Consumer Product | Weatherized Non-Condensing Gas | 1263 | 249 | 254.572 | 10/09/2019 |  |  | 02/09/2022
Johnson Controls, Inc. | LUXAIRE BY JOHNSON CONTROLS | PCG4A360502X2 | Federally-Regulated Consumer Product | Weatherized Non-Condensing Gas | 1263 | 249 | 254.572 | 10/09/2019 |  |  | 02/09/2022
Johnson Controls, Inc. | LUXAIRE BY JOHNSON CONTROLS | PCG4A300502X2 | Federally-Regulated Consumer Product | Weatherized Non-Condensing Gas | 1130 | 244 |  | 12/01/2021 | 49570 | 202345998 | 02/09/2022
Johnson Controls, Inc. | LUXAIRE BY JOHNSON CONTROLS | PCG4A300752X2 | Federally-Regulated Consumer Product | Weatherized Non-Condensing Gas | 1414 | 256 |  | 12/01/2021 | 75125 | 202345999 | 02/09/2022
Johnson Controls, Inc. | LUXAIRE BY JOHNSON CONTROLS | PCG4A360752X2 | Federally-Regulated Consumer Product | Weatherized Non-Condensing Gas | 1396 | 255 | 260.424 | 10/09/2019 |  |  | 02/09/2022
Johnson Controls, Inc. | LUXAIRE BY JOHNSON CONTROLS | PCG4A240752X2 | Federally-Regulated Consumer Product | Weatherized Non-Condensing Gas | 1394 | 255 |  | 12/01/2021 | 75189 | 202345997 | 02/09/2022
Johnson Controls, Inc. | LUXAIRE BY JOHNSON CONTROLS | PCG4A361002X2 | Federally-Regulated Consumer Product | Weatherized Non-Condensing Gas | 1907 | 277 | 282.908 | 10/09/2019 |  |  | 02/09/2022
Johnson Controls, Inc. | FRASER-JOHNSTON BY JOHNSON CONTROLS | PCG4B601002X4 | Federally-Regulated Consumer Product | Weatherized Non-Condensing Gas | 2310 | 299 |  | 02/09/2022 | 99590 | 206077576 | 02/09/2022
Johnson Controls, Inc. | FRASER-JOHNSTON BY JOHNSON CONTROLS | PCG4B480652X4 | Federally-Regulated Consumer Product | Weatherized Non-Condensing Gas | 1990 | 285 |  | 02/09/2022 | 65280 | 206077548 | 02/09/2022
Johnson Controls, Inc. | FRASER-JOHNSTON BY JOHNSON CONTROLS | PCG4A240502X4 | Federally-Regulated Consumer Product | Weatherized Non-Condensing Gas | 1157 | 249 |  | 02/09/2022 | 50486 | 206077363 | 02/09/2022
Johnson Controls, Inc. | FRASER-JOHNSTON BY JOHNSON CONTROLS | PCG4A240502L1 | Federally-Regulated Consumer Product | Weatherized Non-Condensing Gas | 1178 | 250 |  | 02/09/2022 | 50589 | 205963007 | 02/09/2022
Johnson Controls, Inc. | FRASER-JOHNSTON BY JOHNSON CONTROLS | PCG4B600652L1 | Federally-Regulated Consumer Product | Weatherized Non-Condensing Gas | 2399 | 303 |  | 02/09/2022 | 65483 | 205963022 | 02/09/2022
Johnson Controls, Inc. | FRASER-JOHNSTON BY JOHNSON CONTROLS | PCG4A360752X4 | Federally-Regulated Consumer Product | Weatherized Non-Condensing Gas | 1506 | 264 |  | 02/09/2022 | 74580 | 206077414 | 02/09/2022
Johnson Controls, Inc. | FRASER-JOHNSTON BY JOHNSON CONTROLS | PCG4A300752X4 | Federally-Regulated Consumer Product | Weatherized Non-Condensing Gas | 1418 | 260 |  | 02/09/2022 | 75070 | 206077394 | 02/09/2022
Johnson Controls, Inc. | FRASER-JOHNSTON BY JOHNSON CONTROLS | PCG4B481252X4 | Federally-Regulated Consumer Product | Weatherized Non-Condensing Gas | 2013 | 286 |  | 02/09/2022 | 125150 | 206077562 | 02/09/2022
Johnson Controls, Inc. | FRASER-JOHNSTON BY JOHNSON CONTROLS | PCG4A360502X4 | Federally-Regulated Consumer Product | Weatherized Non-Condensing Gas | 1645 | 270 |  | 02/09/2022 | 50100 | 206077403 | 02/09/2022
Johnson Controls, Inc. | FRASER-JOHNSTON BY JOHNSON CONTROLS | PHG4B481002X4 | Federally-Regulated Consumer Product | Weatherized Non-Condensing Gas | 1939 | 283 |  | 02/09/2022 | 100440 | 206338267 | 02/09/2022
Johnson Controls, Inc. | FRASER-JOHNSTON BY JOHNSON CONTROLS | PCG4A360502L1 | Federally-Regulated Consumer Product | Weatherized Non-Condensing Gas | 1495 | 263 |  | 02/09/2022 | 50177 | 205963012 | 02/09/2022
Johnson Controls, Inc. | FRASER-JOHNSTON BY JOHNSON CONTROLS | PHG4B421002X4 | Federally-Regulated Consumer Product | Weatherized Non-Condensing Gas | 1590 | 268 |  | 02/09/2022 | 98490 | 206338260 | 02/09/2022
Johnson Controls, Inc. | FRASER-JOHNSTON BY JOHNSON CONTROLS | PHG4B481252X4 | Federally-Regulated Consumer Product | Weatherized Non-Condensing Gas | 2057 | 288 |  | 02/09/2022 | 125500 | 206338274 | 02/09/2022
Johnson Controls, Inc. | FRASER-JOHNSTON BY JOHNSON CONTROLS | PCG4A240752X4 | Federally-Regulated Consumer Product | Weatherized Non-Condensing Gas | 1221 | 251 |  | 02/09/2022 | 75841 | 206077373 | 02/09/2022
Johnson Controls, Inc. | FRASER-JOHNSTON BY JOHNSON CONTROLS | PHG4B361002X4 | Federally-Regulated Consumer Product | Weatherized Non-Condensing Gas | 1564 | 266 |  | 02/09/2022 | 99580 | 206338246 | 02/09/2022
Johnson Controls, Inc. | FRASER-JOHNSTON BY JOHNSON CONTROLS | PHG4B420652X4 | Federally-Regulated Consumer Product | Weatherized Non-Condensing Gas | 1679 | 272 |  | 02/09/2022 | 65170 | 206338253 | 02/09/2022
Johnson Controls, Inc. | FRASER-JOHNSTON BY JOHNSON CONTROLS | PCG4B600652X4 | Federally-Regulated Consumer Product | Weatherized Non-Condensing Gas | 2322 | 300 |  | 02/09/2022 | 64850 | 206077569 | 02/09/2022
Johnson Controls, Inc. | FRASER-JOHNSTON BY JOHNSON CONTROLS | PCG4B481002X4 | Federally-Regulated Consumer Product | Weatherized Non-Condensing Gas | 1965 | 284 |  | 02/09/2022 | 99130 | 206077555 | 02/09/2022
Johnson Controls, Inc. | FRASER-JOHNSTON BY JOHNSON CONTROLS | PCG4B601252X4 | Federally-Regulated Consumer Product | Weatherized Non-Condensing Gas | 2356 | 301 |  | 02/09/2022 | 124100 | 206077583 | 02/09/2022
Johnson Controls, Inc. | FRASER-JOHNSTON BY JOHNSON CONTROLS | PCG4A421002X4 | Federally-Regulated Consumer Product | Weatherized Non-Condensing Gas | 1919 | 282 |  | 02/09/2022 | 99730 | 206077443 | 02/09/2022
Johnson Controls, Inc. | FRASER-JOHNSTON BY JOHNSON CONTROLS | PCG4A361002X4 | Federally-Regulated Consumer Product | Weatherized Non-Condensing Gas | 1579 | 267 |  | 02/09/2022 | 99090 | 206077424 | 02/09/2022
Johnson Controls, Inc. | FRASER-JOHNSTON BY JOHNSON CONTROLS | PCG4B480652L1 | Federally-Regulated Consumer Product | Weatherized Non-Condensing Gas | 2004 | 286 |  | 02/09/2022 | 65012 | 205963017 | 02/09/2022
Johnson Controls, Inc. | FRASER-JOHNSTON BY JOHNSON CONTROLS | PCG4A420752X4 | Federally-Regulated Consumer Product | Weatherized Non-Condensing Gas | 2008 | 286 |  | 02/09/2022 | 74590 | 206077433 | 02/09/2022
Johnson Controls, Inc. | FRASER-JOHNSTON BY JOHNSON CONTROLS | PHG4B601252X4 | Federally-Regulated Consumer Product | Weatherized Non-Condensing Gas | 2272 | 297 |  | 02/09/2022 | 124490 | 206338281 | 02/09/2022
Nordyne, LLC | Frigidaire | FG7SA-045C-T23A1 | Federally-Regulated Consumer Product | Non-Weatherized, Non-Condensin | 1249 | 235 | 236.956 | 07/22/2020 | 45676 | 205751686 | 02/09/2022
Nordyne, LLC | Frigidaire | FG7SD-054D-T24B1 | Federally-Regulated Consumer Product | Non-Weatherized, Condensing Ga | 1478 | 260 |  | 08/05/2020 | 54229 | 205147076 | 02/09/2022
Nordyne, LLC | Frigidaire | KG7TA-060C-E23A1 | Federally-Regulated Consumer Product | Non-Weatherized, Non-Condensin | 1266 | 238 |  | 05/19/2021 | 39577 | 207071427 | 02/09/2022
Nordyne, LLC | Frigidaire | FG7TE-100D-V35C1 | Federally-Regulated Consumer Product | Non-Weatherized, Condensing Ga | 1819 | 275 |  | 12/01/2021 | 65338 | 205411497 | 02/09/2022
Nordyne, LLC | Frigidaire | FG7TE-080D-V35C1 | Federally-Regulated Consumer Product | Non-Weatherized, Condensing Ga | 1829 | 275 |  | 12/01/2021 | 52182 | 204036971 | 02/09/2022
Nordyne, LLC | Frigidaire | FG7TA-080C-V24B1 | Federally-Regulated Consumer Product | Non-Weatherized, Non-Condensin | 1277 | 238 |  | 12/01/2021 | 52213 | 204037033 | 02/09/2022
Nordyne, LLC | Frigidaire | FG7SD-108D-T45D1 | Federally-Regulated Consumer Product | Non-Weatherized, Condensing Ga | 2046 | 272 |  | 08/05/2020 | 107992 | 205281353 | 02/09/2022
Nordyne, LLC | Frigidaire | FG7TA-100C-V35C1 | Federally-Regulated Consumer Product | Non-Weatherized, Non-Condensin | 1795 | 261 |  | 08/05/2020 | 65499 | 205962944 | 02/09/2022
Nordyne, LLC | Frigidaire | KG8SA-070U-T24B1 | Federally-Regulated Consumer Product | Non-Weatherized, Non-Condensin | 1597 | 252 | 252.268 | 07/22/2020 | 70859 | 205004284 | 02/09/2022
Nordyne, LLC | Frigidaire | KG7TC-080*-E35C1 | Federally-Regulated Consumer Product | Non-Weatherized, Condensing Ga | 1686 | 269 |  | 08/05/2020 | 51925 | 204037009 | 02/09/2022
Nordyne, LLC | Frigidaire | FG7SA-108C-T35C1 | Federally-Regulated Consumer Product | Non-Weatherized, Non-Condensin | 2230 | 238 | 280.12 | 07/22/2020 | 108250 | 205000500 | 02/09/2022
Nordyne, LLC | Frigidaire | FG7TC-080*-V35C1 | Federally-Regulated Consumer Product | Non-Weatherized, Condensing Ga | 1873 | 277 |  | 12/01/2021 | 50261 | 204037045 | 02/09/2022
Nordyne, LLC | Frigidaire | FG7SD-038D-T24B1 | Federally-Regulated Consumer Product | Non-Weatherized, Condensing Ga | 1486 | 260 |  | 08/05/2020 | 37931 | 205360218 | 02/09/2022
Nordyne, LLC | Frigidaire | FG7SA-054C-T23A1 | Federally-Regulated Consumer Product | Non-Weatherized, Non-Condensin | 1278 | 238 | 238.232 | 07/22/2020 | 52950 | 204834977 | 02/09/2022
Nordyne, LLC | Frigidaire | FG7SA-072C-T24B1 | Federally-Regulated Consumer Product | Non-Weatherized, Non-Condensin | 1457 | 246 | 246.108 | 07/22/2020 | 69586 | 205124053 | 02/09/2022
Nordyne, LLC | Frigidaire | KG7TC-080D-E35C1 | Federally-Regulated Consumer Product | Non-Weatherized, Condensing Ga | 1686 | 269 |  | 08/05/2020 | 51925 | 204036824 | 02/09/2022
Nordyne, LLC | Frigidaire | FG7SD-054*-T24B1 | Federally-Regulated Consumer Product | Non-Weatherized, Condensing Ga | 1478 | 260 |  | 07/31/2021 | 54229 | 205147083 | 02/09/2022
Nordyne, LLC | Frigidaire | FG7TC-080D-V35C1 | Federally-Regulated Consumer Product | Non-Weatherized, Condensing Ga | 1873 | 277 |  | 12/01/2021 | 50261 | 204036831 | 02/09/2022
Nordyne, LLC | Frigidaire | FG7TN-115D-V45C1 | Federally-Regulated Consumer Product | Non-Weatherized, Condensing Ga | 1798 | 274 |  | 12/01/2021 | 74070 | 204036960 | 02/09/2022
Nordyne, LLC | Frigidaire | FG7SA-072C-T35C1 | Federally-Regulated Consumer Product | Non-Weatherized, Non-Condensin | 1719 | 257 | 257.636 | 07/22/2020 | 73962 | 205751672 | 02/09/2022
Nordyne, LLC | Frigidaire | FG7TN-100D-V35C1 | Federally-Regulated Consumer Product | Non-Weatherized, Condensing Ga | 2208 | 292 | 292.152 | 07/22/2020 | 64085 | 205746314 | 02/09/2022
Nordyne, LLC | Frigidaire | FG7SD-120*-T45D1 | Federally-Regulated Consumer Product | Non-Weatherized, Condensing Ga | 1860 | 277 |  | 07/31/2021 | 113408 | 206192533 | 02/09/2022
Nordyne, LLC | Frigidaire | FG7TC-100*-V35C1 | Federally-Regulated Consumer Product | Non-Weatherized, Condensing Ga | 1826 | 275 |  | 12/01/2021 | 64473 | 204037051 | 02/09/2022
Nordyne, LLC | Frigidaire | KG7TE-100D-E35C1 | Federally-Regulated Consumer Product | Non-Weatherized, Condensing Ga | 1783 | 273 |  | 12/01/2021 | 64758 | 204036924 | 02/09/2022
Nordyne, LLC | Frigidaire | KG7TC-120D-E45D1 | Federally-Regulated Consumer Product | Non-Weatherized, Condensing Ga | 2160 | 290 |  | 08/05/2020 | 77603 | 204036853 | 02/09/2022
Nordyne, LLC | Frigidaire | KG7TA-080C-E24B1 | Federally-Regulated Consumer Product | Non-Weatherized, Non-Condensin | 1277 | 238 |  | 12/01/2021 | 52213 | 204036792 | 02/09/2022
Nordyne, LLC | Frigidaire | KG7TC-120*-E45D1 | Federally-Regulated Consumer Product | Non-Weatherized, Condensing Ga | 2160 | 290 |  | 08/05/2020 | 77603 | 204037026 | 02/09/2022
Nordyne, LLC | Frigidaire | FG7SD-120D-T45D1 | Federally-Regulated Consumer Product | Non-Weatherized, Condensing Ga | 1860 | 277 | 277 | 09/16/2020 | 113408 | 206192526 | 02/09/2022
Nordyne, LLC | Frigidaire | FG7TA-120C-V35C1 | Federally-Regulated Consumer Product | Non-Weatherized, Non-Condensin | 2383 | 287 |  | 08/05/2020 | 76546 | 205962948 | 02/09/2022
Nordyne, LLC | Frigidaire | FG7TC-100D-V35C1 | Federally-Regulated Consumer Product | Non-Weatherized, Condensing Ga | 1826 | 275 |  | 12/01/2021 | 64473 | 204036846 | 02/09/2022
Nordyne, LLC | Frigidaire | KG7TN-060D-E24B1 | Federally-Regulated Consumer Product | Non-Weatherized, Condensing Ga | 1304 | 252 |  | 12/01/2021 | 39517 | 204036985 | 02/09/2022
Nordyne, LLC | Frigidaire | KG7TA-100C-E35C1 | Federally-Regulated Consumer Product | Non-Weatherized, Non-Condensin | 1668 | 255 |  | 12/01/2021 | 63969 | 204036800 | 02/09/2022
Nordyne, LLC | Frigidaire | FG7TA-060C-V23A1 | Federally-Regulated Consumer Product | Non-Weatherized, Non-Condensin | 1266 | 238 |  | 05/19/2021 | 39577 | 207071431 | 02/09/2022
Nordyne, LLC | Frigidaire | FG7TE-060D-E24B1 | Federally-Regulated Consumer Product | Non-Weatherized, Condensing Ga | 1315 | 252 |  | 12/01/2021 | 38212 | 204037056 | 02/09/2022
Nordyne, LLC | Frigidaire | FG7SC-038*-T23A1 | Federally-Regulated Consumer Product | Non-Weatherized, Condensing Ga | 1252 | 250 |  | 07/31/2021 | 37844 | 205078754 | 02/09/2022
Nordyne, LLC | Frigidaire | FG7SD-090*-T35C1 | Federally-Regulated Consumer Product | Non-Weatherized, Condensing Ga | 1982 | 282 | 282.208 | 07/22/2020 | 86025 | 205360243 | 02/09/2022
Nordyne, LLC | Frigidaire | FG7SD-090D-T35C1 | Federally-Regulated Consumer Product | Non-Weatherized, Condensing Ga | 1982 | 282 |  | 08/05/2020 | 86025 | 205360234 | 02/09/2022
Nordyne, LLC | Frigidaire | KG7TN-100D-E35C1 | Federally-Regulated Consumer Product | Non-Weatherized, Condensing Ga | 1711 | 270 |  | 12/01/2021 | 65214 | 204036945 | 02/09/2022
Nordyne, LLC | Frigidaire | FG7SC-090D-T35C1 | Federally-Regulated Consumer Product | Non-Weatherized, Condensing Ga | 1980 | 282 | 282.12 | 07/22/2020 | 90343 | 205116243 | 02/09/2022
Nordyne, LLC | Frigidaire | FG7TE-035D-E23A1 | Federally-Regulated Consumer Product | Non-Weatherized, Condensing Ga | 1240 | 250 |  | 08/11/2021 | 22621 | 207252721 | 02/09/2022
Nordyne, LLC | Frigidaire | FG8SA-070U-T24B1 | Federally-Regulated Consumer Product | Non-Weatherized, Non-Condensin | 1597 | 252 | 252.268 | 07/22/2020 | 70859 | 204924135 | 02/09/2022
Nordyne, LLC | Frigidaire | FG7SD-038*-T24B1 | Federally-Regulated Consumer Product | Non-Weatherized, Condensing Ga | 1486 | 260 | 260.384 | 07/22/2020 | 37931 | 205360226 | 02/09/2022
Nordyne, LLC | Frigidaire | FG7TE-100D-E35C1 | Federally-Regulated Consumer Product | Non-Weatherized, Condensing Ga | 1783 | 273 |  | 12/01/2021 | 64758 | 204036920 | 02/09/2022
Nordyne, LLC | Frigidaire | FG7SD-108*-T45D1 | Federally-Regulated Consumer Product | Non-Weatherized, Condensing Ga | 2046 | 272 |  | 07/31/2021 | 107992 | 205281360 | 02/09/2022
Nordyne, LLC | Frigidaire | KG7TE-060D-E24B1 | Federally-Regulated Consumer Product | Non-Weatherized, Condensing Ga | 1315 | 252 |  | 12/01/2021 | 38212 | 204037059 | 02/09/2022
Nordyne, LLC | Nutone | FG7TA-080C-V24B1 | Federally-Regulated Consumer Product | Non-Weatherized, Non-Condensin | 1277 | 238 |  | 12/01/2021 | 52213 | 204037036 | 02/09/2022
Nordyne, LLC | Nutone | FG7TE-080D-V35C1 | Federally-Regulated Consumer Product | Non-Weatherized, Condensing Ga | 1829 | 275 |  | 12/01/2021 | 52182 | 204036972 | 02/09/2022
Nordyne, LLC | Nutone | KG7SA-072C-T35C1 | Federally-Regulated Consumer Product | Non-Weatherized, Non-Condensin | 1719 | 257 | 257.636 | 07/22/2020 | 73962 | 205751676 | 02/09/2022
Nordyne, LLC | Nutone | KG7TC-080*-E35C1 | Federally-Regulated Consumer Product | Non-Weatherized, Condensing Ga | 1686 | 269 |  | 08/05/2020 | 51925 | 204037013 | 02/09/2022
Nordyne, LLC | Nutone | FG7SC-090D-T35C1 | Federally-Regulated Consumer Product | Non-Weatherized, Condensing Ga | 1980 | 282 | 282.12 | 07/22/2020 | 90343 | 205116245 | 02/09/2022
Nordyne, LLC | Nutone | KG7TA-100C-E35C1 | Federally-Regulated Consumer Product | Non-Weatherized, Non-Condensin | 1668 | 255 |  | 12/01/2021 | 63969 | 204036804 | 02/09/2022
Nordyne, LLC | Nutone | KG7SC-090D-T35C1 | Federally-Regulated Consumer Product | Non-Weatherized, Condensing Ga | 1980 | 282 | 282.12 | 07/22/2020 | 90343 | 205116252 | 02/09/2022
Nordyne, LLC | Nutone | FG7TA-120C-V35C1 | Federally-Regulated Consumer Product | Non-Weatherized, Non-Condensin | 2383 | 287 |  | 08/05/2020 | 76546 | 205962949 | 02/09/2022
Nordyne, LLC | Nutone | FG7TC-080D-V35C1 | Federally-Regulated Consumer Product | Non-Weatherized, Condensing Ga | 1873 | 277 |  | 12/01/2021 | 50261 | 204036834 | 02/09/2022
Nordyne, LLC | Nutone | FG7SC-038*-T23A1 | Federally-Regulated Consumer Product | Non-Weatherized, Condensing Ga | 1252 | 250 |  | 07/31/2021 | 37844 | 205078755 | 02/09/2022
Nordyne, LLC | Nutone | KG7SD-108*-T45D1 | Federally-Regulated Consumer Product | Non-Weatherized, Condensing Ga | 2046 | 272 |  | 07/31/2021 | 107992 | 205281364 | 02/09/2022
Nordyne, LLC | Nutone | KG7TA-060C-E23A1 | Federally-Regulated Consumer Product | Non-Weatherized, Non-Condensin | 1266 | 238 |  | 05/19/2021 | 39577 | 207071429 | 02/09/2022
Nordyne, LLC | Nutone | KG7TC-120D-E45D1 | Federally-Regulated Consumer Product | Non-Weatherized, Condensing Ga | 2160 | 290 |  | 08/05/2020 | 77603 | 204036857 | 02/09/2022
Nordyne, LLC | Nutone | FG7SD-090*-T35C1 | Federally-Regulated Consumer Product | Non-Weatherized, Condensing Ga | 1982 | 282 | 282.208 | 07/22/2020 | 86025 | 205360245 | 02/09/2022
Nordyne, LLC | Nutone | FG7TE-060D-E24B1 | Federally-Regulated Consumer Product | Non-Weatherized, Condensing Ga | 1315 | 252 |  | 12/01/2021 | 38212 | 204037057 | 02/09/2022
Nordyne, LLC | Nutone | FG7SD-054*-T24B1 | Federally-Regulated Consumer Product | Non-Weatherized, Condensing Ga | 1478 | 260 |  | 07/31/2021 | 54229 | 205147084 | 02/09/2022
Nordyne, LLC | Nutone | KG7TC-080D-E35C1 | Federally-Regulated Consumer Product | Non-Weatherized, Condensing Ga | 1686 | 269 |  | 08/05/2020 | 51925 | 204036828 | 02/09/2022
Nordyne, LLC | Nutone | KG7SD-054D-T24B1 | Federally-Regulated Consumer Product | Non-Weatherized, Condensing Ga | 1478 | 260 |  | 08/05/2020 | 54229 | 205147080 | 02/09/2022
Nordyne, LLC | Nutone | FG7TE-035D-E23A1 | Federally-Regulated Consumer Product | Non-Weatherized, Condensing Ga | 1240 | 250 |  | 08/11/2021 | 22621 | 207252722 | 02/09/2022
Nordyne, LLC | Nutone | KG7SD-108D-T45D1 | Federally-Regulated Consumer Product | Non-Weatherized, Condensing Ga | 2046 | 272 |  | 08/05/2020 | 107992 | 205281357 | 02/09/2022
Nordyne, LLC | Nutone | KG7SA-108C-T35C1 | Federally-Regulated Consumer Product | Non-Weatherized, Non-Condensin | 2230 | 238 | 280.12 | 07/22/2020 | 108250 | 205000504 | 02/09/2022
Nordyne, LLC | Nutone | FG7TC-080*-V35C1 | Federally-Regulated Consumer Product | Non-Weatherized, Condensing Ga | 1873 | 277 |  | 12/01/2021 | 50261 | 204037048 | 02/09/2022
Nordyne, LLC | Nutone | FG7SD-038D-T24B1 | Federally-Regulated Consumer Product | Non-Weatherized, Condensing Ga | 1486 | 260 |  | 08/05/2020 | 37931 | 205360219 | 02/09/2022
Nordyne, LLC | Nutone | FG7TE-100D-E35C1 | Federally-Regulated Consumer Product | Non-Weatherized, Condensing Ga | 1783 | 273 |  | 12/01/2021 | 64758 | 204036921 | 02/09/2022
Nordyne, LLC | Nutone | KG7SD-120*-T45D1 | Federally-Regulated Consumer Product | Non-Weatherized, Condensing Ga | 1860 | 277 |  | 07/31/2021 | 113408 | 206192537 | 02/09/2022
Nordyne, LLC | Nutone | FG7SD-120D-T45D1 | Federally-Regulated Consumer Product | Non-Weatherized, Condensing Ga | 1860 | 277 |  | 09/16/2020 | 113408 | 206192527 | 02/09/2022
Nordyne, LLC | Nutone | FG7TN-115D-V45C1 | Federally-Regulated Consumer Product | Non-Weatherized, Condensing Ga | 1798 | 274 |  | 12/01/2021 | 74070 | 204036963 | 02/09/2022
Nordyne, LLC | Nutone | KG7SC-038*-T23A1 | Federally-Regulated Consumer Product | Non-Weatherized, Condensing Ga | 1252 | 250 |  | 07/31/2021 | 37844 | 205078761 | 02/09/2022
Nordyne, LLC | Nutone | KG7SD-120D-T45D1 | Federally-Regulated Consumer Product | Non-Weatherized, Condensing Ga | 1860 | 277 |  | 09/16/2020 | 113408 | 206192530 | 02/09/2022
Nordyne, LLC | Nutone | KG7SD-090D-T35C1 | Federally-Regulated Consumer Product | Non-Weatherized, Condensing Ga | 1982 | 282 |  | 08/05/2020 | 86025 | 205360239 | 02/09/2022
Nordyne, LLC | Nutone | KG7TE-100D-E35C1 | Federally-Regulated Consumer Product | Non-Weatherized, Condensing Ga | 1783 | 273 |  | 12/01/2021 | 64758 | 204036927 | 02/09/2022
Nordyne, LLC | Nutone | FG7SD-108D-T45D1 | Federally-Regulated Consumer Product | Non-Weatherized, Condensing Ga | 2046 | 272 |  | 08/05/2020 | 107992 | 205281354 | 02/09/2022
Nordyne, LLC | Nutone | FG7SA-054C-T23A1 | Federally-Regulated Consumer Product | Non-Weatherized, Non-Condensin | 1278 | 238 | 238.232 | 07/22/2020 | 52950 | 204834978 | 02/09/2022
Nordyne, LLC | Nutone | KG7SD-038D-T24B1 | Federally-Regulated Consumer Product | Non-Weatherized, Condensing Ga | 1486 | 260 |  | 08/05/2020 | 37931 | 205360223 | 02/09/2022
Nordyne, LLC | Nutone | FG7SA-072C-T35C1 | Federally-Regulated Consumer Product | Non-Weatherized, Non-Condensin | 1719 | 257 | 257.636 | 07/22/2020 | 73962 | 205751673 | 02/09/2022
Nordyne, LLC | Nutone | KG7SD-038*-T24B1 | Federally-Regulated Consumer Product | Non-Weatherized, Condensing Ga | 1486 | 260 | 260.384 | 07/22/2020 | 37931 | 205360231 | 02/09/2022
Nordyne, LLC | Nutone | KG7SD-054*-T24B1 | Federally-Regulated Consumer Product | Non-Weatherized, Condensing Ga | 1478 | 260 |  | 07/31/2021 | 54229 | 205147087 | 02/09/2022
Nordyne, LLC | Nutone | FG7TE-100D-V35C1 | Federally-Regulated Consumer Product | Non-Weatherized, Condensing Ga | 1819 | 275 |  | 12/01/2021 | 65338 | 205411498 | 02/09/2022
Nordyne, LLC | Nutone | FG7SA-045C-T23A1 | Federally-Regulated Consumer Product | Non-Weatherized, Non-Condensin | 1249 | 235 | 236.956 | 07/22/2020 | 45676 | 205751687 | 02/09/2022
Nordyne, LLC | Nutone | KG7TE-035D-E23A1 | Federally-Regulated Consumer Product | Non-Weatherized, Condensing Ga | 1240 | 250 |  | 08/11/2021 | 22621 | 207252725 | 02/09/2022
Nordyne, LLC | Nutone | FG7SA-108C-T35C1 | Federally-Regulated Consumer Product | Non-Weatherized, Non-Condensin | 2230 | 238 | 280.12 | 07/22/2020 | 108250 | 205000501 | 02/09/2022
Nordyne, LLC | Nutone | FG7TN-100D-V35C1 | Federally-Regulated Consumer Product | Non-Weatherized, Condensing Ga | 2208 | 292 | 292.152 | 07/22/2020 | 64085 | 205746315 | 02/09/2022
Nordyne, LLC | Nutone | KG7TN-060D-E24B1 | Federally-Regulated Consumer Product | Non-Weatherized, Condensing Ga | 1304 | 252 |  | 12/01/2021 | 39517 | 204036988 | 02/09/2022
Nordyne, LLC | Nutone | FG7TC-100D-V35C1 | Federally-Regulated Consumer Product | Non-Weatherized, Condensing Ga | 1826 | 275 |  | 12/01/2021 | 64473 | 204036849 | 02/09/2022
Nordyne, LLC | Nutone | KG7SA-054C-T23A1 | Federally-Regulated Consumer Product | Non-Weatherized, Non-Condensin | 1278 | 238 | 238.232 | 07/22/2020 | 52950 | 204834981 | 02/09/2022
Nordyne, LLC | Nutone | KG7TE-060D-E24B1 | Federally-Regulated Consumer Product | Non-Weatherized, Condensing Ga | 1315 | 252 |  | 12/01/2021 | 38212 | 204037062 | 02/09/2022
Nordyne, LLC | Nutone | FG7SD-108*-T45D1 | Federally-Regulated Consumer Product | Non-Weatherized, Condensing Ga | 2046 | 272 |  | 07/31/2021 | 107992 | 205281361 | 02/09/2022
Nordyne, LLC | Nutone | KG7TN-100D-E35C1 | Federally-Regulated Consumer Product | Non-Weatherized, Condensing Ga | 1711 | 270 |  | 12/01/2021 | 65214 | 204036948 | 02/09/2022
Nordyne, LLC | Nutone | KG7TA-120C-V35C1 | Federally-Regulated Consumer Product | Non-Weatherized, Non-Condensin | 2383 | 287 |  | 08/05/2020 | 76546 | 205962952 | 02/09/2022
Nordyne, LLC | Nutone | FG7SD-090D-T35C1 | Federally-Regulated Consumer Product | Non-Weatherized, Condensing Ga | 1982 | 282 |  | 08/05/2020 | 86025 | 205360236 | 02/09/2022
Nordyne, LLC | Nutone | FG7TA-100C-V35C1 | Federally-Regulated Consumer Product | Non-Weatherized, Non-Condensin | 1795 | 261 |  | 08/05/2020 | 65499 | 205962945 | 02/09/2022
Nordyne, LLC | Nutone | KG7SA-045C-T23A1 | Federally-Regulated Consumer Product | Non-Weatherized, Non-Condensin | 1249 | 235 | 236.956 | 07/22/2020 | 45676 | 205751690 | 02/09/2022
Nordyne, LLC | Nutone | KG7TA-080C-E24B1 | Federally-Regulated Consumer Product | Non-Weatherized, Non-Condensin | 1277 | 238 |  | 12/01/2021 | 52213 | 204036796 | 02/09/2022
Nordyne, LLC | Nutone | KG7SA-072C-T24B1 | Federally-Regulated Consumer Product | Non-Weatherized, Non-Condensin | 1457 | 246 | 246.108 | 07/22/2020 | 69586 | 205124057 | 02/09/2022
Nordyne, LLC | Nutone | FG7SD-120*-T45D1 | Federally-Regulated Consumer Product | Non-Weatherized, Condensing Ga | 1860 | 277 |  | 07/31/2021 | 113408 | 206192534 | 02/09/2022
Nordyne, LLC | Nutone | KG7SD-090*-T35C1 | Federally-Regulated Consumer Product | Non-Weatherized, Condensing Ga | 1982 | 282 | 282.208 | 07/22/2020 | 86025 | 205360248 | 02/09/2022
Nordyne, LLC | Nutone | FG7SA-072C-T24B1 | Federally-Regulated Consumer Product | Non-Weatherized, Non-Condensin | 1457 | 246 | 246.108 | 07/22/2020 | 69586 | 205124054 | 02/09/2022
Nordyne, LLC | Nutone | FG7TC-100*-V35C1 | Federally-Regulated Consumer Product | Non-Weatherized, Condensing Ga | 1826 | 275 |  | 12/01/2021 | 64473 | 204037054 | 02/09/2022
Nordyne, LLC | Nutone | FG7TA-060C-V23A1 | Federally-Regulated Consumer Product | Non-Weatherized, Non-Condensin | 1266 | 238 |  | 05/19/2021 | 39577 | 207071432 | 02/09/2022
Nordyne, LLC | Nutone | FG7SD-038*-T24B1 | Federally-Regulated Consumer Product | Non-Weatherized, Condensing Ga | 1486 | 260 | 260.384 | 07/22/2020 | 37931 | 205360227 | 02/09/2022
Nordyne, LLC | Nutone | KG7TC-120*-E45D1 | Federally-Regulated Consumer Product | Non-Weatherized, Condensing Ga | 2160 | 290 |  | 08/05/2020 | 77603 | 204037030 | 02/09/2022
Nordyne, LLC | Nutone | FG7SD-054D-T24B1 | Federally-Regulated Consumer Product | Non-Weatherized, Condensing Ga | 1478 | 260 |  | 08/05/2020 | 54229 | 205147077 | 02/09/2022
Nordyne, LLC | Gibson | KG7SA-054C-T23A1 | Federally-Regulated Consumer Product | Non-Weatherized, Non-Condensin | 1278 | 238 | 238.232 | 07/22/2020 | 52950 | 204834980 | 02/09/2022
Nordyne, LLC | Gibson | KG7SD-108D-T45D1 | Federally-Regulated Consumer Product | Non-Weatherized, Condensing Ga | 2046 | 272 |  | 08/05/2020 | 107992 | 205281356 | 02/09/2022
Nordyne, LLC | Gibson | KG7TN-100D-E35C1 | Federally-Regulated Consumer Product | Non-Weatherized, Condensing Ga | 1711 | 270 |  | 12/01/2021 | 65214 | 204036946 | 02/09/2022
Nordyne, LLC | Gibson | KG7TC-120*-E45D1 | Federally-Regulated Consumer Product | Non-Weatherized, Condensing Ga | 2160 | 290 |  | 08/05/2020 | 77603 | 204037028 | 02/09/2022
Nordyne, LLC | Gibson | KG7SD-108*-T45D1 | Federally-Regulated Consumer Product | Non-Weatherized, Condensing Ga | 2046 | 272 |  | 07/31/2021 | 107992 | 205281363 | 02/09/2022
Nordyne, LLC | Gibson | KG7SA-072C-T24B1 | Federally-Regulated Consumer Product | Non-Weatherized, Non-Condensin | 1457 | 246 | 246.108 | 07/22/2020 | 69586 | 205124056 | 02/09/2022
Nordyne, LLC | Gibson | KG7TA-100C-E35C1 | Federally-Regulated Consumer Product | Non-Weatherized, Non-Condensin | 1668 | 255 |  | 12/01/2021 | 63969 | 204036802 | 02/09/2022
Nordyne, LLC | Gibson | KG7TE-035D-E23A1 | Federally-Regulated Consumer Product | Non-Weatherized, Condensing Ga | 1240 | 250 |  | 08/11/2021 | 22621 | 207252724 | 02/09/2022
Nordyne, LLC | Gibson | KG7TA-060C-E23A1 | Federally-Regulated Consumer Product | Non-Weatherized, Non-Condensin | 1266 | 238 |  | 05/19/2021 | 39577 | 207071428 | 02/09/2022
Nordyne, LLC | Gibson | KG7TE-060D-E24B1 | Federally-Regulated Consumer Product | Non-Weatherized, Condensing Ga | 1315 | 252 |  | 12/01/2021 | 38212 | 204037060 | 02/09/2022
Nordyne, LLC | Gibson | KG7TC-080*-E35C1 | Federally-Regulated Consumer Product | Non-Weatherized, Condensing Ga | 1686 | 269 |  | 08/05/2020 | 51925 | 204037011 | 02/09/2022
Nordyne, LLC | Gibson | KG7SC-090D-T35C1 | Federally-Regulated Consumer Product | Non-Weatherized, Condensing Ga | 1980 | 282 | 282.12 | 07/22/2020 | 90343 | 205116250 | 02/09/2022
Nordyne, LLC | Gibson | KG7TA-120C-V35C1 | Federally-Regulated Consumer Product | Non-Weatherized, Non-Condensin | 2383 | 287 |  | 08/05/2020 | 76546 | 205962951 | 02/09/2022
Nordyne, LLC | Gibson | KG7SD-054*-T24B1 | Federally-Regulated Consumer Product | Non-Weatherized, Condensing Ga | 1478 | 260 |  | 07/31/2021 | 54229 | 205147086 | 02/09/2022
Nordyne, LLC | Gibson | KG7SD-038D-T24B1 | Federally-Regulated Consumer Product | Non-Weatherized, Condensing Ga | 1486 | 260 |  | 08/05/2020 | 37931 | 205360221 | 02/09/2022
Nordyne, LLC | Gibson | KG7SD-120*-T45D1 | Federally-Regulated Consumer Product | Non-Weatherized, Condensing Ga | 1860 | 277 |  | 07/31/2021 | 113408 | 206192536 | 02/09/2022
Nordyne, LLC | Gibson | KG7TC-080D-E35C1 | Federally-Regulated Consumer Product | Non-Weatherized, Condensing Ga | 1686 | 269 |  | 08/05/2020 | 51925 | 204036826 | 02/09/2022
Nordyne, LLC | Gibson | KG7SD-090D-T35C1 | Federally-Regulated Consumer Product | Non-Weatherized, Condensing Ga | 1982 | 282 |  | 08/05/2020 | 86025 | 205360238 | 02/09/2022
Nordyne, LLC | Gibson | KG7SD-120D-T45D1 | Federally-Regulated Consumer Product | Non-Weatherized, Condensing Ga | 1860 | 277 |  | 09/16/2020 | 113408 | 206192529 | 02/09/2022
Nordyne, LLC | Gibson | KG7TA-080C-E24B1 | Federally-Regulated Consumer Product | Non-Weatherized, Non-Condensin | 1277 | 238 |  | 12/01/2021 | 52213 | 204036794 | 02/09/2022
Nordyne, LLC | Gibson | KG7TN-060D-E24B1 | Federally-Regulated Consumer Product | Non-Weatherized, Condensing Ga | 1304 | 252 |  | 12/01/2021 | 39517 | 204036986 | 02/09/2022
Nordyne, LLC | Gibson | KG7SA-045C-T23A1 | Federally-Regulated Consumer Product | Non-Weatherized, Non-Condensin | 1249 | 235 | 236.956 | 07/22/2020 | 45676 | 205751689 | 02/09/2022
Nordyne, LLC | Gibson | KG7SD-090*-T35C1 | Federally-Regulated Consumer Product | Non-Weatherized, Condensing Ga | 1982 | 282 | 282.208 | 07/22/2020 | 86025 | 205360247 | 02/09/2022
Nordyne, LLC | Gibson | KG7TE-100D-E35C1 | Federally-Regulated Consumer Product | Non-Weatherized, Condensing Ga | 1783 | 273 |  | 12/01/2021 | 64758 | 204036925 | 02/09/2022
Nordyne, LLC | Gibson | KG7SA-072C-T35C1 | Federally-Regulated Consumer Product | Non-Weatherized, Non-Condensin | 1719 | 257 | 257.636 | 07/22/2020 | 73962 | 205751675 | 02/09/2022
Nordyne, LLC | Gibson | KG8SA-070U-T24B1 | Federally-Regulated Consumer Product | Non-Weatherized, Non-Condensin | 1597 | 252 | 252.268 | 07/22/2020 | 70859 | 204924138 | 02/09/2022
Nordyne, LLC | Gibson | KG7TC-120D-E45D1 | Federally-Regulated Consumer Product | Non-Weatherized, Condensing Ga | 2160 | 290 |  | 08/05/2020 | 77603 | 204036855 | 02/09/2022
Nordyne, LLC | Gibson | KG7SC-038*-T23A1 | Federally-Regulated Consumer Product | Non-Weatherized, Condensing Ga | 1252 | 250 |  | 07/31/2021 | 37844 | 205078759 | 02/09/2022
Nordyne, LLC | Gibson | KG7SA-108C-T35C1 | Federally-Regulated Consumer Product | Non-Weatherized, Non-Condensin | 2230 | 238 | 280.12 | 07/22/2020 | 108250 | 205000503 | 02/09/2022
Nordyne, LLC | Gibson | KG7SD-054D-T24B1 | Federally-Regulated Consumer Product | Non-Weatherized, Condensing Ga | 1478 | 260 |  | 08/05/2020 | 54229 | 205147079 | 02/09/2022
Nordyne, LLC | Gibson | KG7SD-038*-T24B1 | Federally-Regulated Consumer Product | Non-Weatherized, Condensing Ga | 1486 | 260 | 260.384 | 07/22/2020 | 37931 | 205360229 | 02/09/2022
Nordyne, LLC | NORTEK GLOBAL HVAC LLC | G8SA-055U-T23A1 | Federally-Regulated Consumer Product | Non-Weatherized, Non-Condensin | 1100 | 230 | 230.4 | 07/22/2020 | 54989 | 204719009 | 02/09/2022
Nordyne, LLC | NORTEK GLOBAL HVAC LLC | G7TC-080D-V35C1 | Federally-Regulated Consumer Product | Non-Weatherized, Condensing Ga | 1873 | 277 |  | 12/01/2021 | 50261 | 204036763 | 02/09/2022
Nordyne, LLC | NORTEK GLOBAL HVAC LLC | G7SA-072C-T35C1 | Federally-Regulated Consumer Product | Non-Weatherized, Non-Condensin | 1719 | 257 | 257.636 | 07/22/2020 | 73962 | 205751667 | 02/09/2022
Nordyne, LLC | NORTEK GLOBAL HVAC LLC | G7TA-080C-E24B1 | Federally-Regulated Consumer Product | Non-Weatherized, Non-Condensin | 1277 | 238 |  | 12/01/2021 | 52213 | 204036758 | 02/09/2022
Nordyne, LLC | NORTEK GLOBAL HVAC LLC | G7SD-090*-T35C1 | Federally-Regulated Consumer Product | Non-Weatherized, Condensing Ga | 1982 | 282 | 282.208 | 07/22/2020 | 86025 | 205360149 | 02/09/2022
Nordyne, LLC | NORTEK GLOBAL HVAC LLC | G7TC-120*-E45D1 | Federally-Regulated Consumer Product | Non-Weatherized, Condensing Ga | 2160 | 290 |  | 08/05/2020 | 77603 | 204036788 | 02/09/2022
Nordyne, LLC | NORTEK GLOBAL HVAC LLC | G7TA-060C-E23A1 | Federally-Regulated Consumer Product | Non-Weatherized, Non-Condensin | 1266 | 238 |  | 05/19/2021 | 39577 | 207071424 | 02/09/2022
Nordyne, LLC | NORTEK GLOBAL HVAC LLC | G7TE-060D-E24B1 | Federally-Regulated Consumer Product | Non-Weatherized, Condensing Ga | 1315 | 252 |  | 12/01/2021 | 38212 | 204036767 | 02/09/2022
Nordyne, LLC | NORTEK GLOBAL HVAC LLC | G7SD-054D-T24B1 | Federally-Regulated Consumer Product | Non-Weatherized, Condensing Ga | 1478 | 260 |  | 08/05/2020 | 54229 | 205147057 | 02/09/2022
Nordyne, LLC | NORTEK GLOBAL HVAC LLC | G7TC-100D-V35C1 | Federally-Regulated Consumer Product | Non-Weatherized, Condensing Ga | 1826 | 275 |  | 12/01/2021 | 64473 | 204036765 | 02/09/2022
Nordyne, LLC | NORTEK GLOBAL HVAC LLC | G7TA-100C-E35C1 | Federally-Regulated Consumer Product | Non-Weatherized, Non-Condensin | 1668 | 255 |  | 12/01/2021 | 63969 | 204036759 | 02/09/2022
Nordyne, LLC | NORTEK GLOBAL HVAC LLC | G7TC-080*-E35C1 | Federally-Regulated Consumer Product | Non-Weatherized, Condensing Ga | 1686 | 269 |  | 08/05/2020 | 51925 | 204036784 | 02/09/2022
Nordyne, LLC | NORTEK GLOBAL HVAC LLC | G7SD-108*-T45D1 | Federally-Regulated Consumer Product | Non-Weatherized, Condensing Ga | 2046 | 272 |  | 07/31/2021 | 107992 | 205281350 | 02/09/2022
Nordyne, LLC | NORTEK GLOBAL HVAC LLC | G7TE-080D-V35C1 | Federally-Regulated Consumer Product | Non-Weatherized, Condensing Ga | 1798 | 274 |  | 12/01/2021 | 74070 | 204036769 | 02/09/2022
Nordyne, LLC | NORTEK GLOBAL HVAC LLC | G7TC-120D-E45D1 | Federally-Regulated Consumer Product | Non-Weatherized, Condensing Ga | 2160 | 290 | 290.04 | 10/04/2019 |  |  | 02/09/2022
Nordyne, LLC | NORTEK GLOBAL HVAC LLC | G7TA-120C-V35C1 | Federally-Regulated Consumer Product | Non-Weatherized, Non-Condensin | 2383 | 287 |  | 08/05/2020 | 76546 | 205962939 | 02/09/2022
Nordyne, LLC | NORTEK GLOBAL HVAC LLC | G7SA-054C-T23A1 | Federally-Regulated Consumer Product | Non-Weatherized, Non-Condensin | 1278 | 238 | 238.232 | 07/22/2020 | 52950 | 204834974 | 02/09/2022
Nordyne, LLC | NORTEK GLOBAL HVAC LLC | G8SA-100U-T35C1 | Federally-Regulated Consumer Product | Non-Weatherized, Non-Condensin | 2074 | 273 | 273.256 | 07/22/2020 | 101887 | 204718045 | 02/09/2022
Nordyne, LLC | NORTEK GLOBAL HVAC LLC | G7SD-120D-T45D1 | Federally-Regulated Consumer Product | Non-Weatherized, Condensing Ga | 1860 | 277 |  | 09/16/2020 | 113408 | 206192522 | 02/09/2022
Nordyne, LLC | NORTEK GLOBAL HVAC LLC | G7TA-080C-V24B1 | Federally-Regulated Consumer Product | Non-Weatherized, Non-Condensin | 1277 | 238 |  | 12/01/2021 | 52213 | 204036757 | 02/09/2022
Nordyne, LLC | NORTEK GLOBAL HVAC LLC | G7SD-054*-T24B1 | Federally-Regulated Consumer Product | Non-Weatherized, Condensing Ga | 1478 | 260 |  | 07/31/2021 | 54229 | 205147058 | 02/09/2022
Nordyne, LLC | NORTEK GLOBAL HVAC LLC | G7SD-108D-T45D1 | Federally-Regulated Consumer Product | Non-Weatherized, Condensing Ga | 2046 | 272 |  | 08/05/2020 | 107992 | 205281349 | 02/09/2022
Nordyne, LLC | NORTEK GLOBAL HVAC LLC | G7SD-038*-T24B1 | Federally-Regulated Consumer Product | Non-Weatherized, Condensing Ga | 1486 | 260 | 260.384 | 07/22/2020 | 37931 | 205360146 | 02/09/2022
Nordyne, LLC | NORTEK GLOBAL HVAC LLC | G7SD-038D-T24B1 | Federally-Regulated Consumer Product | Non-Weatherized, Condensing Ga | 1486 | 260 |  | 08/05/2020 | 37931 | 205360145 | 02/09/2022
Nordyne, LLC | NORTEK GLOBAL HVAC LLC | G7TE-035D-E23A1 | Federally-Regulated Consumer Product | Non-Weatherized, Condensing Ga | 1240 | 250 |  | 08/11/2021 | 22621 | 207252718 | 02/09/2022
Nordyne, LLC | NORTEK GLOBAL HVAC LLC | G7TA-100C-V35C1 | Federally-Regulated Consumer Product | Non-Weatherized, Non-Condensin | 1795 | 261 |  | 08/05/2020 | 65499 | 205962938 | 02/09/2022
Nordyne, LLC | NORTEK GLOBAL HVAC LLC | G7SD-120*-T45D1 | Federally-Regulated Consumer Product | Non-Weatherized, Condensing Ga | 1860 | 277 |  | 07/31/2021 | 113408 | 206192523 | 02/09/2022
Nordyne, LLC | NORTEK GLOBAL HVAC LLC | G7TC-080D-E35C1 | Federally-Regulated Consumer Product | Non-Weatherized, Condensing Ga | 1686 | 269 | 269.184 | 10/04/2019 |  |  | 02/09/2022
Nordyne, LLC | NORTEK GLOBAL HVAC LLC | G7TC-100*-V35C1 | Federally-Regulated Consumer Product | Non-Weatherized, Condensing Ga | 1826 | 275 |  | 12/01/2021 | 64473 | 204036787 | 02/09/2022
Nordyne, LLC | NORTEK GLOBAL HVAC LLC | G7TA-060C-V23A1 | Federally-Regulated Consumer Product | Non-Weatherized, Non-Condensin | 1266 | 238 |  | 05/19/2021 | 39577 | 207071425 | 02/09/2022
Nordyne, LLC | NORTEK GLOBAL HVAC LLC | G7SA-072C-T24B1 | Federally-Regulated Consumer Product | Non-Weatherized, Non-Condensin | 1457 | 246 | 246.108 | 07/22/2020 | 69586 | 205124047 | 02/09/2022
Nordyne, LLC | NORTEK GLOBAL HVAC LLC | G8SA-070U-T24B1 | Federally-Regulated Consumer Product | Non-Weatherized, Non-Condensin | 1597 | 252 | 252.268 | 07/22/2020 | 70859 | 204924132 | 02/09/2022
Nordyne, LLC | NORTEK GLOBAL HVAC LLC | G7TN-115D-V45D1 | Federally-Regulated Consumer Product | Non-Weatherized, Condensing Ga | 1798 | 274 |  | 12/01/2021 | 74070 | 204036777 | 02/09/2022
Nordyne, LLC | NORTEK GLOBAL HVAC LLC | G7TC-080*-V35C1 | Federally-Regulated Consumer Product | Non-Weatherized, Condensing Ga | 1873 | 277 |  | 12/01/2021 | 50261 | 204036785 | 02/09/2022
Nordyne, LLC | NORTEK GLOBAL HVAC LLC | G7SA-045C-T23A1 | Federally-Regulated Consumer Product | Non-Weatherized, Non-Condensin | 1249 | 235 | 236.956 | 07/22/2020 | 45676 | 205751669 | 02/09/2022
Nordyne, LLC | NORTEK GLOBAL HVAC LLC | G7SC-038*-T23A1 | Federally-Regulated Consumer Product | Non-Weatherized, Condensing Ga | 1252 | 250 |  | 07/31/2021 | 37844 | 205078699 | 02/09/2022
Nordyne, LLC | NORTEK GLOBAL HVAC LLC | MG1E-077F1A*M1 | Federally-Regulated Consumer Product | Mobile Home Non-Weatherized, N | 1253 | 237 |  | 12/01/2021 | 77346 | 204112425 | 02/09/2022
Nordyne, LLC | NORTEK GLOBAL HVAC LLC | MG1E-090F1A*M1 | Federally-Regulated Consumer Product | Mobile Home Non-Weatherized, N | 1474 | 247 |  | 12/01/2021 | 85906 | 204541457 | 02/09/2022
Nordyne, LLC | NORTEK GLOBAL HVAC LLC | MG3S-080T2*AC1 | Federally-Regulated Consumer Product | Non-Weatherized, Condensing Ga | 1785 | 274 |  | 12/01/2021 | 52907 | 205962941 | 02/09/2022
Nordyne, LLC | NORTEK GLOBAL HVAC LLC | G7TE-100D-V35C1 | Federally-Regulated Consumer Product | Non-Weatherized, Condensing Ga | 1819 | 275 |  | 12/01/2021 | 65338 | 205411087 | 02/09/2022
Nordyne, LLC | NORTEK GLOBAL HVAC LLC | G7SC-090D-T35C1 | Federally-Regulated Consumer Product | Non-Weatherized, Condensing Ga | 1980 | 282 | 282.12 | 07/22/2020 | 90343 | 205116124 | 02/09/2022
Nordyne, LLC | NORTEK GLOBAL HVAC LLC | G7SA-108C-T35C1 | Federally-Regulated Consumer Product | Non-Weatherized, Non-Condensin | 2230 | 238 | 280.12 | 07/22/2020 | 108250 | 205000497 | 02/09/2022
Nordyne, LLC | NORTEK GLOBAL HVAC LLC | G7TN-100D-V35C1 | Federally-Regulated Consumer Product | Non-Weatherized, Condensing Ga | 2208 | 292 | 292.152 | 07/22/2020 | 64085 | 205746311 | 02/09/2022
Nordyne, LLC | NORTEK GLOBAL HVAC LLC | G7TE-100D-E35C1 | Federally-Regulated Consumer Product | Non-Weatherized, Condensing Ga | 1783 | 273 |  | 12/01/2021 | 64758 | 204036770 | 02/09/2022
Nordyne, LLC | NORTEK GLOBAL HVAC LLC | G7TN-060D-E24B1 | Federally-Regulated Consumer Product | Non-Weatherized, Condensing Ga | 1304 | 252 |  | 12/01/2021 | 39517 | 204036771 | 02/09/2022
Nordyne, LLC | NORTEK GLOBAL HVAC LLC | G7TN-100D-E35C1 | Federally-Regulated Consumer Product | Non-Weatherized, Condensing Ga | 1711 | 270 |  | 12/01/2021 | 65214 | 204036775 | 02/09/2022
Nordyne, LLC | NORTEK GLOBAL HVAC LLC | G7SD-090D-T35C1 | Federally-Regulated Consumer Product | Non-Weatherized, Condensing Ga | 1982 | 282 |  | 08/05/2020 | 86025 | 205360148 | 02/09/2022
Nordyne, LLC | Broan | KG7SD-120D-T45D1 | Federally-Regulated Consumer Product | Non-Weatherized, Condensing Ga | 1860 | 277 |  | 09/16/2020 | 113408 | 206192528 | 02/09/2022
Nordyne, LLC | Broan | KG8SA-100U-T35C1 | Federally-Regulated Consumer Product | Non-Weatherized, Non-Condensin | 2074 | 273 | 273.256 | 07/22/2020 | 101889 | 204718047 | 02/09/2022
Nordyne, LLC | Broan | FG7TE-060D-E24B1 | Federally-Regulated Consumer Product | Non-Weatherized, Condensing Ga | 1315 | 252 |  | 12/01/2021 | 38212 | 204036982 | 02/09/2022
Nordyne, LLC | Broan | FG7SA-108C-T35C1 | Federally-Regulated Consumer Product | Non-Weatherized, Non-Condensin | 2230 | 238 | 280.12 | 07/22/2020 | 108250 | 205000499 | 02/09/2022
Nordyne, LLC | Broan | FG7TC-080D-V35C1 | Federally-Regulated Consumer Product | Non-Weatherized, Condensing Ga | 1873 | 277 |  | 12/01/2021 | 50261 | 204036830 | 02/09/2022
Nordyne, LLC | Broan | FG7TN-115D-V45C1 | Federally-Regulated Consumer Product | Non-Weatherized, Condensing Ga | 1798 | 274 |  | 12/01/2021 | 74070 | 204036959 | 02/09/2022
Nordyne, LLC | Broan | FG7SA-072C-T24B1 | Federally-Regulated Consumer Product | Non-Weatherized, Non-Condensin | 1457 | 246 | 246.108 | 07/22/2020 | 69586 | 205124052 | 02/09/2022
Nordyne, LLC | Broan | FG7SD-038*-T24B1 | Federally-Regulated Consumer Product | Non-Weatherized, Condensing Ga | 1486 | 260 | 260.384 | 07/22/2020 | 37931 | 205360225 | 02/09/2022
Nordyne, LLC | Broan | FG7SC-038*-T23A1 | Federally-Regulated Consumer Product | Non-Weatherized, Condensing Ga | 1252 | 250 |  | 07/31/2021 | 37844 | 205078752 | 02/09/2022
Nordyne, LLC | Broan | KG7SA-108C-T35C1 | Federally-Regulated Consumer Product | Non-Weatherized, Non-Condensin | 2230 | 238 | 280.12 | 07/22/2020 | 108250 | 205000502 | 02/09/2022
Nordyne, LLC | Broan | FG7TA-060C-V23A1 | Federally-Regulated Consumer Product | Non-Weatherized, Non-Condensin | 1266 | 238 |  | 05/19/2021 | 39577 | 207071430 | 02/09/2022
Nordyne, LLC | Broan | KG7SD-108D-T45D1 | Federally-Regulated Consumer Product | Non-Weatherized, Condensing Ga | 2046 | 272 |  | 08/05/2020 | 107992 | 205281355 | 02/09/2022
Nordyne, LLC | Broan | KG7SA-054C-T23A1 | Federally-Regulated Consumer Product | Non-Weatherized, Non-Condensin | 1278 | 238 | 238.232 | 07/22/2020 | 52950 | 204834979 | 02/09/2022
Nordyne, LLC | Broan | FG8SA-070U-T24B1 | Federally-Regulated Consumer Product | Non-Weatherized, Non-Condensin | 1597 | 252 | 252.268 | 07/22/2020 | 70859 | 204924134 | 02/09/2022
Nordyne, LLC | Broan | KG8SA-070U-T24B1 | Federally-Regulated Consumer Product | Non-Weatherized, Non-Condensin | 1597 | 252 | 252.268 | 07/22/2020 | 70859 | 204924137 | 02/09/2022
Nordyne, LLC | Broan | FG7TC-080*-V35C1 | Federally-Regulated Consumer Product | Non-Weatherized, Condensing Ga | 1873 | 277 |  | 12/01/2021 | 50261 | 204037044 | 02/09/2022
Nordyne, LLC | Broan | MG1E-056F1A*M1 | Federally-Regulated Consumer Product | Mobile Home Non-Weatherized, N | 1404 | 322 |  | 12/01/2021 | 55389 | 204114212 | 02/09/2022
Nordyne, LLC | Broan | FG7TE-100D-V35C1 | Federally-Regulated Consumer Product | Non-Weatherized, Condensing Ga | 1819 | 275 |  | 12/01/2021 | 65338 | 205411496 | 02/09/2022
Nordyne, LLC | Broan | KG7TA-120C-V35C1 | Federally-Regulated Consumer Product | Non-Weatherized, Non-Condensin | 2383 | 287 |  | 08/05/2020 | 76546 | 205962950 | 02/09/2022
Nordyne, LLC | Broan | FG7SD-090*-T35C1 | Federally-Regulated Consumer Product | Non-Weatherized, Condensing Ga | 1982 | 282 | 282.208 | 07/22/2020 | 86025 | 205360242 | 02/09/2022
Nordyne, LLC | Broan | FG7TA-100C-V35C1 | Federally-Regulated Consumer Product | Non-Weatherized, Non-Condensin | 1795 | 261 |  | 08/05/2020 | 65499 | 205962943 | 02/09/2022
Nordyne, LLC | Broan | KG7TC-080*-E35C1 | Federally-Regulated Consumer Product | Non-Weatherized, Condensing Ga | 1686 | 269 |  | 08/05/2020 | 51925 | 204037007 | 02/09/2022
Nordyne, LLC | Broan | KG7TA-060C-E23A1 | Federally-Regulated Consumer Product | Non-Weatherized, Non-Condensin | 1266 | 238 |  | 05/19/2021 | 39577 | 207071426 | 02/09/2022
Nordyne, LLC | Broan | KG7TN-100D-E35C1 | Federally-Regulated Consumer Product | Non-Weatherized, Condensing Ga | 1711 | 270 |  | 12/01/2021 | 65214 | 204036944 | 02/09/2022
Nordyne, LLC | Broan | KG7SC-038*-T23A1 | Federally-Regulated Consumer Product | Non-Weatherized, Condensing Ga | 1252 | 250 |  | 07/31/2021 | 37844 | 205078757 | 02/09/2022
Nordyne, LLC | Broan | FG8SA-100U-T35C1 | Federally-Regulated Consumer Product | Non-Weatherized, Non-Condensin | 2074 | 273 | 273.256 | 07/22/2020 | 101888 | 204718046 | 02/09/2022
Nordyne, LLC | Broan | FG7SD-090D-T35C1 | Federally-Regulated Consumer Product | Non-Weatherized, Condensing Ga | 1982 | 282 |  | 08/05/2020 | 86025 | 205360233 | 02/09/2022
Nordyne, LLC | Broan | KG7TC-080D-E35C1 | Federally-Regulated Consumer Product | Non-Weatherized, Condensing Ga | 1686 | 269 |  | 08/05/2020 | 51925 | 204036822 | 02/09/2022
Nordyne, LLC | Broan | KG7SD-054D-T24B1 | Federally-Regulated Consumer Product | Non-Weatherized, Condensing Ga | 1478 | 260 |  | 08/05/2020 | 54229 | 205147078 | 02/09/2022
Nordyne, LLC | Broan | FG7TC-100D-V35C1 | Federally-Regulated Consumer Product | Non-Weatherized, Condensing Ga | 1826 | 275 |  | 12/01/2021 | 64473 | 204036845 | 02/09/2022
Nordyne, LLC | Broan | MG3S-080T2*AC1 | Federally-Regulated Consumer Product | Non-Weatherized, Condensing Ga | 1785 | 274 |  | 12/01/2021 | 52907 | 205962960 | 02/09/2022
Nordyne, LLC | Broan | FG7SD-054D-T24B1 | Federally-Regulated Consumer Product | Non-Weatherized, Condensing Ga | 1478 | 260 |  | 08/05/2020 | 54229 | 205147075 | 02/09/2022
Nordyne, LLC | Broan | MG1E-090F1A*M1 | Federally-Regulated Consumer Product | Mobile Home Non-Weatherized, N | 1474 | 247 |  | 12/01/2021 | 85906 | 204541459 | 02/09/2022
Nordyne, LLC | Broan | KG7TC-120*-E45D1 | Federally-Regulated Consumer Product | Non-Weatherized, Condensing Ga | 2160 | 290 |  | 08/05/2020 | 77603 | 204037024 | 02/09/2022
Nordyne, LLC | Broan | KG7SA-072C-T24B1 | Federally-Regulated Consumer Product | Non-Weatherized, Non-Condensin | 1457 | 246 | 246.108 | 07/22/2020 | 69586 | 205124055 | 02/09/2022
Nordyne, LLC | Broan | KG7SC-090D-T35C1 | Federally-Regulated Consumer Product | Non-Weatherized, Condensing Ga | 1980 | 282 | 282.12 | 07/22/2020 | 90343 | 205116247 | 02/09/2022
Nordyne, LLC | Broan | KG7TA-080C-E24B1 | Federally-Regulated Consumer Product | Non-Weatherized, Non-Condensin | 1277 | 238 |  | 12/01/2021 | 52213 | 204036790 | 02/09/2022
Nordyne, LLC | Broan | FG7SD-038D-T24B1 | Federally-Regulated Consumer Product | Non-Weatherized, Condensing Ga | 1486 | 260 |  | 08/05/2020 | 37931 | 205360217 | 02/09/2022
Nordyne, LLC | Broan | FG7SA-054C-T23A1 | Federally-Regulated Consumer Product | Non-Weatherized, Non-Condensin | 1278 | 238 | 238.232 | 07/22/2020 | 52950 | 204834976 | 02/09/2022
Nordyne, LLC | Broan | KG7SD-090D-T35C1 | Federally-Regulated Consumer Product | Non-Weatherized, Condensing Ga | 1982 | 282 |  | 08/05/2020 | 86025 | 205360237 | 02/09/2022
Nordyne, LLC | Broan | KG7TE-100D-E35C1 | Federally-Regulated Consumer Product | Non-Weatherized, Condensing Ga | 1783 | 273 |  | 12/01/2021 | 64758 | 204036923 | 02/09/2022
Nordyne, LLC | Broan | KG7TA-100C-E35C1 | Federally-Regulated Consumer Product | Non-Weatherized, Non-Condensin | 1668 | 255 |  | 12/01/2021 | 63969 | 204036798 | 02/09/2022
Nordyne, LLC | Broan | KG7TN-060D-E24B1 | Federally-Regulated Consumer Product | Non-Weatherized, Condensing Ga | 1304 | 252 |  | 12/01/2021 | 39517 | 204036984 | 02/09/2022
Nordyne, LLC | Broan | FG7SD-108D-T45D1 | Federally-Regulated Consumer Product | Non-Weatherized, Condensing Ga | 2046 | 272 |  | 08/05/2020 | 107992 | 205281352 | 02/09/2022
Nordyne, LLC | Broan | FG7SD-120D-T45D1 | Federally-Regulated Consumer Product | Non-Weatherized, Condensing Ga | 1860 | 277 |  | 09/16/2020 | 113408 | 206192525 | 02/09/2022
Nordyne, LLC | Broan | MG1E-070F1A*M1 | Federally-Regulated Consumer Product | Mobile Home Non-Weatherized, N | 1431 | 324 |  | 12/01/2021 | 70411 | 204112427 | 02/09/2022
Nordyne, LLC | Broan | FG7TA-120C-V35C1 | Federally-Regulated Consumer Product | Non-Weatherized, Non-Condensin | 2383 | 287 |  | 08/05/2020 | 76546 | 205962947 | 02/09/2022
Nordyne, LLC | Broan | KG7SD-108*-T45D1 | Federally-Regulated Consumer Product | Non-Weatherized, Condensing Ga | 2046 | 272 |  | 07/31/2021 | 107992 | 205281362 | 02/09/2022
Nordyne, LLC | Broan | FG7TC-100*-V35C1 | Federally-Regulated Consumer Product | Non-Weatherized, Condensing Ga | 1826 | 275 |  | 12/01/2021 | 64473 | 204037050 | 02/09/2022
Nordyne, LLC | Broan | KG7SD-038*-T24B1 | Federally-Regulated Consumer Product | Non-Weatherized, Condensing Ga | 1486 | 260 | 260.384 | 07/22/2020 | 37931 | 205360228 | 02/09/2022
Nordyne, LLC | Broan | FG7SD-054*-T24B1 | Federally-Regulated Consumer Product | Non-Weatherized, Condensing Ga | 1478 | 260 |  | 07/31/2021 | 54229 | 205147082 | 02/09/2022
Nordyne, LLC | Broan | FG7TE-100D-E35C1 | Federally-Regulated Consumer Product | Non-Weatherized, Condensing Ga | 1783 | 273 |  | 12/01/2021 | 64758 | 204036919 | 02/09/2022
Nordyne, LLC | Broan | FG8SA-055U-T23A1 | Federally-Regulated Consumer Product | Non-Weatherized, Non-Condensin | 1100 | 230 | 230.4 | 07/22/2020 | 54989 | 204821735 | 02/09/2022
Nordyne, LLC | Broan | KG7TC-120D-E45D1 | Federally-Regulated Consumer Product | Non-Weatherized, Condensing Ga | 2160 | 290 |  | 08/05/2020 | 77603 | 204036851 | 02/09/2022
Nordyne, LLC | Broan | FG7SC-090D-T35C1 | Federally-Regulated Consumer Product | Non-Weatherized, Condensing Ga | 1980 | 282 | 282.12 | 07/22/2020 | 90343 | 205116241 | 02/09/2022
Nordyne, LLC | Broan | KG8SA-055U-T23A1 | Federally-Regulated Consumer Product | Non-Weatherized, Non-Condensin | 1100 | 230 | 230.4 | 07/22/2020 | 54989 | 204821736 | 02/09/2022
Nordyne, LLC | Broan | MG1E-077F1A*M1 | Federally-Regulated Consumer Product | Mobile Home Non-Weatherized, N | 1253 | 237 |  | 12/01/2021 | 77346 | 204112432 | 02/09/2022
Nordyne, LLC | Broan | KG7SD-038D-T24B1 | Federally-Regulated Consumer Product | Non-Weatherized, Condensing Ga | 1486 | 260 |  | 08/05/2020 | 37931 | 205360220 | 02/09/2022
Nordyne, LLC | Broan | FG7TA-080C-V24B1 | Federally-Regulated Consumer Product | Non-Weatherized, Non-Condensin | 1277 | 238 |  | 12/01/2021 | 52213 | 204037032 | 02/09/2022
Nordyne, LLC | Broan | KG7SD-054*-T24B1 | Federally-Regulated Consumer Product | Non-Weatherized, Condensing Ga | 1478 | 260 |  | 07/31/2021 | 54229 | 205147085 | 02/09/2022
Nordyne, LLC | Broan | KG7SD-090*-T35C1 | Federally-Regulated Consumer Product | Non-Weatherized, Condensing Ga | 1982 | 282 | 282.208 | 07/22/2020 | 86025 | 205360246 | 02/09/2022
Nordyne, LLC | Broan | FG7TE-080D-V35C1 | Federally-Regulated Consumer Product | Non-Weatherized, Condensing Ga | 1829 | 275 |  | 12/01/2021 | 52182 | 204036970 | 02/09/2022
Nordyne, LLC | Broan | FG7SD-108*-T45D1 | Federally-Regulated Consumer Product | Non-Weatherized, Condensing Ga | 2046 | 272 |  | 07/31/2021 | 107992 | 205281359 | 02/09/2022
Nordyne, LLC | Broan | KG7TE-060D-E24B1 | Federally-Regulated Consumer Product | Non-Weatherized, Condensing Ga | 1315 | 252 |  | 12/01/2021 | 38212 | 204036983 | 02/09/2022
Nordyne, LLC | Broan | FG7SD-120*-T45D1 | Federally-Regulated Consumer Product | Non-Weatherized, Condensing Ga | 1860 | 277 |  | 07/31/2021 | 113408 | 206192532 | 02/09/2022
Nordyne, LLC | Broan | FG7TE-035D-E23A1 | Federally-Regulated Consumer Product | Non-Weatherized, Condensing Ga | 1240 | 250 |  | 08/11/2021 | 22621 | 207252720 | 02/09/2022
Nordyne, LLC | Broan | KG7TE-035D-E23A1 | Federally-Regulated Consumer Product | Non-Weatherized, Condensing Ga | 1240 | 250 |  | 08/11/2021 | 22621 | 207252723 | 02/09/2022
Nordyne, LLC | Broan | KG7SD-120*-T45D1 | Federally-Regulated Consumer Product | Non-Weatherized, Condensing Ga | 1860 | 277 |  | 07/31/2021 | 113408 | 206192535 | 02/09/2022
Nordyne, LLC | Intertherm | FG7TA-080C-V24B1 | Federally-Regulated Consumer Product | Non-Weatherized, Non-Condensin | 1277 | 238 |  | 12/01/2021 | 52213 | 204037034 | 02/09/2022
Nordyne, LLC | Intertherm | FG7TN-115D-V45C1 | Federally-Regulated Consumer Product | Non-Weatherized, Condensing Ga | 1798 | 274 |  | 12/01/2021 | 74070 | 204036961 | 02/09/2022
Nordyne, LLC | Intertherm | MG3S-080T2*AC1 | Federally-Regulated Consumer Product | Non-Weatherized, Condensing Ga | 1785 | 274 |  | 12/01/2021 | 52907 | 205962959 | 02/09/2022
Nordyne, LLC | Intertherm | FG7TC-100*-V35C1 | Federally-Regulated Consumer Product | Non-Weatherized, Condensing Ga | 1826 | 275 |  | 12/01/2021 | 64473 | 204037052 | 02/09/2022
Nordyne, LLC | Intertherm | MG1E-090F1A*M1 | Federally-Regulated Consumer Product | Mobile Home Non-Weatherized, N | 1474 | 247 |  | 12/01/2021 | 85906 | 204541460 | 02/09/2022
Nordyne, LLC | Intertherm | MG1E-077F1A*M1 | Federally-Regulated Consumer Product | Mobile Home Non-Weatherized, N | 1253 | 237 |  | 12/01/2021 | 77346 | 204112433 | 02/09/2022
Nordyne, LLC | Intertherm | FG7TC-080D-V35C1 | Federally-Regulated Consumer Product | Non-Weatherized, Condensing Ga | 1873 | 277 |  | 12/01/2021 | 50261 | 204036832 | 02/09/2022
Nordyne, LLC | Intertherm | FG7TC-100D-V35C1 | Federally-Regulated Consumer Product | Non-Weatherized, Condensing Ga | 1826 | 275 |  | 12/01/2021 | 64473 | 204036847 | 02/09/2022
Nordyne, LLC | Intertherm | FG7TC-080*-V35C1 | Federally-Regulated Consumer Product | Non-Weatherized, Condensing Ga | 1873 | 277 |  | 12/01/2021 | 50261 | 204037046 | 02/09/2022
Nordyne, LLC | Miller | KG7TE-060D-E24B1 | Federally-Regulated Consumer Product | Non-Weatherized, Condensing Ga | 1315 | 252 |  | 12/01/2021 | 38212 | 204037064 | 02/09/2022
Nordyne, LLC | Miller | MG1E-077F1A*M1 | Federally-Regulated Consumer Product | Mobile Home Non-Weatherized, N | 1253 | 237 |  | 12/01/2021 | 77346 | 204112436 | 02/09/2022
Nordyne, LLC | Miller | FG7TC-080*-V35C1 | Federally-Regulated Consumer Product | Non-Weatherized, Condensing Ga | 1873 | 277 |  | 12/01/2021 | 50261 | 204037047 | 02/09/2022
Nordyne, LLC | Miller | FG7TA-080C-V24B1 | Federally-Regulated Consumer Product | Non-Weatherized, Non-Condensin | 1277 | 238 |  | 12/01/2021 | 52213 | 204037035 | 02/09/2022
Nordyne, LLC | Miller | KG7TN-100D-E35C1 | Federally-Regulated Consumer Product | Non-Weatherized, Condensing Ga | 1711 | 270 |  | 12/01/2021 | 65214 | 204036950 | 02/09/2022
Nordyne, LLC | Miller | KG7TE-100D-E35C1 | Federally-Regulated Consumer Product | Non-Weatherized, Condensing Ga | 1783 | 273 |  | 12/01/2021 | 64758 | 204036929 | 02/09/2022
Nordyne, LLC | Miller | FG7TN-115D-V45C1 | Federally-Regulated Consumer Product | Non-Weatherized, Condensing Ga | 1798 | 274 |  | 12/01/2021 | 74070 | 204036962 | 02/09/2022
Nordyne, LLC | Miller | FG7TC-100D-V35C1 | Federally-Regulated Consumer Product | Non-Weatherized, Condensing Ga | 1826 | 275 |  | 12/01/2021 | 64473 | 204036848 | 02/09/2022
Nordyne, LLC | Miller | FG7TC-100*-V35C1 | Federally-Regulated Consumer Product | Non-Weatherized, Condensing Ga | 1826 | 275 |  | 12/01/2021 | 64473 | 204037053 | 02/09/2022
Nordyne, LLC | Miller | MG3S-080T2*AC1 | Federally-Regulated Consumer Product | Non-Weatherized, Condensing Ga | 1785 | 274 |  | 12/01/2021 | 52907 | 205962957 | 02/09/2022
Nordyne, LLC | Miller | FG7TC-080D-V35C1 | Federally-Regulated Consumer Product | Non-Weatherized, Condensing Ga | 1873 | 277 |  | 12/01/2021 | 50261 | 204036833 | 02/09/2022
Nordyne, LLC | Miller | KG7TN-060D-E24B1 | Federally-Regulated Consumer Product | Non-Weatherized, Condensing Ga | 1304 | 252 |  | 12/01/2021 | 39517 | 204036990 | 02/09/2022
Johnson Controls, Inc. | EVCON BY JOHNSON CONTROLS | PCG4A360752X2 | Federally-Regulated Consumer Product | Weatherized Non-Condensing Gas | 1396 | 255 | 260.424 | 10/09/2019 |  |  | 02/09/2022
Johnson Controls, Inc. | EVCON BY JOHNSON CONTROLS | PCG4A300502X2 | Federally-Regulated Consumer Product | Weatherized Non-Condensing Gas | 1130 | 244 |  | 12/01/2021 | 49570 | 202346005 | 02/09/2022
Johnson Controls, Inc. | EVCON BY JOHNSON CONTROLS | PCG4A240752X2 | Federally-Regulated Consumer Product | Weatherized Non-Condensing Gas | 1394 | 255 |  | 12/01/2021 | 75189 | 202346004 | 02/09/2022
Johnson Controls, Inc. | EVCON BY JOHNSON CONTROLS | PCG4A361002X2 | Federally-Regulated Consumer Product | Weatherized Non-Condensing Gas | 1907 | 277 | 282.908 | 10/09/2019 |  |  | 02/09/2022
Johnson Controls, Inc. | EVCON BY JOHNSON CONTROLS | PCG4A360502X2 | Federally-Regulated Consumer Product | Weatherized Non-Condensing Gas | 1263 | 249 | 254.572 | 10/09/2019 |  |  | 02/09/2022
Johnson Controls, Inc. | EVCON BY JOHNSON CONTROLS | PCG4A300752X2 | Federally-Regulated Consumer Product | Weatherized Non-Condensing Gas | 1414 | 256 |  | 12/01/2021 | 75125 | 202346006 | 02/09/2022
Nordyne, LLC | AireForce | FG7TE-060D-E24B1 | Federally-Regulated Consumer Product | Non-Weatherized, Condensing Ga | 1315 | 252 |  | 12/01/2021 | 38212 | 204038559 | 02/09/2022
Nordyne, LLC | AireForce | FG7TC-100D-V35C1 | Federally-Regulated Consumer Product | Non-Weatherized, Condensing Ga | 1826 | 275 |  | 12/01/2021 | 64473 | 204038549 | 02/09/2022
Nordyne, LLC | AireForce | FG7TC-080*-V35C1 | Federally-Regulated Consumer Product | Non-Weatherized, Condensing Ga | 1873 | 277 |  | 12/01/2021 | 50261 | 204038563 | 02/09/2022
Nordyne, LLC | AireForce | FG7TC-100*-V35C1 | Federally-Regulated Consumer Product | Non-Weatherized, Condensing Ga | 1826 | 275 |  | 12/01/2021 | 64473 | 204038564 | 02/09/2022
Nordyne, LLC | AireForce | FG7TN-115D-V45C1 | Federally-Regulated Consumer Product | Non-Weatherized, Condensing Ga | 1798 | 274 |  | 12/01/2021 | 74070 | 204038556 | 02/09/2022
Nordyne, LLC | AireForce | FG7TE-080D-V35C1 | Federally-Regulated Consumer Product | Non-Weatherized, Condensing Ga | 1798 | 274 |  | 12/01/2021 | 74070 | 204038558 | 02/09/2022
Nordyne, LLC | AireForce | FG7TC-080D-V35C1 | Federally-Regulated Consumer Product | Non-Weatherized, Condensing Ga | 1873 | 277 |  | 12/01/2021 | 50261 | 204038548 | 02/09/2022
Nordyne, LLC | AireForce | FG7TA-080C-V24B1 | Federally-Regulated Consumer Product | Non-Weatherized, Non-Condensin | 1277 | 238 |  | 12/01/2021 | 52213 | 204038561 | 02/09/2022
Nordyne, LLC | AireForce | FG7TE-100D-E35C1 | Federally-Regulated Consumer Product | Non-Weatherized, Condensing Ga | 1783 | 273 |  | 12/01/2021 | 64758 | 204038554 | 02/09/2022
Nordyne, LLC | Airtemp | VG7TC-120D-E45D1 | Federally-Regulated Consumer Product | Non-Weatherized, Condensing Ga | 2160 | 290 | 290.04 | 10/04/2019 |  |  | 02/09/2022
Nordyne, LLC | Airtemp | VG7TN-100D-E35C1 | Federally-Regulated Consumer Product | Non-Weatherized, Condensing Ga | 1711 | 270 |  | 12/01/2021 | 65214 | 204038593 | 02/09/2022
Nordyne, LLC | Airtemp | VG7TE-060D-E24B1 | Federally-Regulated Consumer Product | Non-Weatherized, Condensing Ga | 1315 | 252 |  | 12/01/2021 | 38212 | 204038587 | 02/09/2022
Nordyne, LLC | Airtemp | VG7SD-108*-T45D1 | Federally-Regulated Consumer Product | Non-Weatherized, Condensing Ga | 2046 | 272 |  | 07/31/2021 | 107992 | 205309154 | 02/09/2022
Nordyne, LLC | Airtemp | VG7TC-080D-E35C1 | Federally-Regulated Consumer Product | Non-Weatherized, Condensing Ga | 1686 | 269 | 269.184 | 10/04/2019 |  |  | 02/09/2022
Nordyne, LLC | Airtemp | VG7TN-060D-E24B1 | Federally-Regulated Consumer Product | Non-Weatherized, Condensing Ga | 1304 | 252 |  | 12/01/2021 | 39517 | 204038591 | 02/09/2022
Nordyne, LLC | Airtemp | VG7TE-100D-E35C1 | Federally-Regulated Consumer Product | Non-Weatherized, Condensing Ga | 1783 | 273 |  | 12/01/2021 | 64758 | 204038590 | 02/09/2022
Nordyne, LLC | Airtemp | VG7TA-060C-E23A1 | Federally-Regulated Consumer Product | Non-Weatherized, Non-Condensin | 1266 | 238 |  | 05/19/2021 | 39577 | 207071434 | 02/09/2022
Nordyne, LLC | Airtemp | VG7TC-080*-E35C1 | Federally-Regulated Consumer Product | Non-Weatherized, Condensing Ga | 1686 | 269 |  | 08/05/2020 | 51925 | 204038596 | 02/09/2022
Nordyne, LLC | Airtemp | VG7SD-108D-T45D1 | Federally-Regulated Consumer Product | Non-Weatherized, Condensing Ga | 2046 | 272 |  | 08/05/2020 | 107992 | 205309147 | 02/09/2022
Nordyne, LLC | Airtemp | VG7TE-035D-E23A1 | Federally-Regulated Consumer Product | Non-Weatherized, Condensing Ga | 1240 | 250 |  | 08/11/2021 | 22621 | 207252726 | 02/09/2022
Nordyne, LLC | Airtemp | VG7TC-120*-E45D1 | Federally-Regulated Consumer Product | Non-Weatherized, Condensing Ga | 2160 | 290 |  | 08/05/2020 | 77603 | 204038598 | 02/09/2022
Nordyne, LLC | Airtemp | VG7SC-090D-T35C1 | Federally-Regulated Consumer Product | Non-Weatherized, Condensing Ga | 1980 | 282 | 282.12 | 07/22/2020 | 90343 | 205309142 | 02/09/2022
Nordyne, LLC | Airtemp | VG7TE-080D-V35C1 | Federally-Regulated Consumer Product | Non-Weatherized, Condensing Ga | 1798 | 274 |  | 12/01/2021 | 74070 | 204038589 | 02/09/2022
Nordyne, LLC | AC PRO | KG7TN-115D-E45D1 | Federally-Regulated Consumer Product | Non-Weatherized, Condensing Ga | 2198 | 292 | 291.712 | 07/27/2020 | 75317 | 204038615 | 02/09/2022
Nordyne, LLC | AC PRO | KG7TC-060D-V24B1 | Federally-Regulated Consumer Product | Non-Weatherized, Condensing Ga | 1339 | 254 |  | 08/05/2020 | 38422 | 204038605 | 02/09/2022
Nordyne, LLC | AC PRO | KG7TE-080D-V35C1 | Federally-Regulated Consumer Product | Non-Weatherized, Condensing Ga | 1798 | 274 | 274.112 | 10/04/2019 |  |  | 02/09/2022
Nordyne, LLC | AC PRO | KG7TC-100*-V35C1 | Federally-Regulated Consumer Product | Non-Weatherized, Condensing Ga | 1826 | 275 |  | 08/05/2020 | 64473 | 204038618 | 02/09/2022
Nordyne, LLC | AC PRO | KG7TN-060D-E24B1 | Federally-Regulated Consumer Product | Non-Weatherized, Condensing Ga | 1304 | 252 | 252.376 | 10/04/2019 |  |  | 02/09/2022
Nordyne, LLC | AC PRO | KG7TC-080D-V35C1 | Federally-Regulated Consumer Product | Non-Weatherized, Condensing Ga | 1873 | 277 |  | 08/05/2020 | 50261 | 204038606 | 02/09/2022
Nordyne, LLC | AC PRO | KG7TC-080*-V35C1 | Federally-Regulated Consumer Product | Non-Weatherized, Condensing Ga | 1873 | 277 |  | 08/05/2020 | 50261 | 204038617 | 02/09/2022
Nordyne, LLC | AC PRO | KG7TC-060*-V24B1 | Federally-Regulated Consumer Product | Non-Weatherized, Condensing Ga | 1339 | 254 |  | 08/05/2020 | 38422 | 204038616 | 02/09/2022
Nordyne, LLC | AC PRO | KG7TE-100D-E35C1 | Federally-Regulated Consumer Product | Non-Weatherized, Condensing Ga | 1783 | 273 | 273.452 | 10/04/2019 |  |  | 02/09/2022
Nordyne, LLC | AC PRO | KG7TN-080D-E35C1 | Federally-Regulated Consumer Product | Non-Weatherized, Condensing Ga | 1718 | 271 |  | 08/05/2020 | 52461 | 204038613 | 02/09/2022
Nordyne, LLC | AC PRO | KG7TE-080D-E35C1 | Federally-Regulated Consumer Product | Non-Weatherized, Condensing Ga | 1764 | 273 | 272.616 | 07/27/2020 | 52933 | 204038609 | 02/09/2022
Nordyne, LLC | AC PRO | KG7TC-100D-V35C1 | Federally-Regulated Consumer Product | Non-Weatherized, Condensing Ga | 1826 | 275 |  | 08/05/2020 | 64473 | 204038607 | 02/09/2022
Nordyne, LLC | AC PRO | KG7TE-060D-E24B1 | Federally-Regulated Consumer Product | Non-Weatherized, Condensing Ga | 1315 | 252 | 252.86 | 10/04/2019 |  |  | 02/09/2022
Nordyne, LLC | AC PRO | KG7TN-100D-E35C1 | Federally-Regulated Consumer Product | Non-Weatherized, Condensing Ga | 1711 | 270 |  | 08/05/2020 | 65214 | 204038614 | 02/09/2022
Nordyne, LLC | All Pro | VG7SA-108C-T35C1 | Federally-Regulated Consumer Product | Non-Weatherized, Non-Condensin | 2230 | 238 |  | 11/10/2021 | 108250 | 207192242 | 02/09/2022
Nordyne, LLC | All Pro | VG7TC-100D-E35C1 | Federally-Regulated Consumer Product | Non-Weatherized, Condensing Ga | 1763 | 273 |  | 11/10/2021 | 64473 | 207192178 | 02/09/2022
Nordyne, LLC | All Pro | VG7SK-090C-T24B1 | Federally-Regulated Consumer Product | Non-Weatherized, Non-Condensin | 1564 | 251 |  | 11/10/2021 | 90265 | 207192244 | 02/09/2022
Nordyne, LLC | All Pro | VG7TC-060*-E24B1 | Federally-Regulated Consumer Product | Non-Weatherized, Condensing Ga | 1222 | 249 |  | 12/01/2021 | 39014 | 207192219 | 02/09/2022
Nordyne, LLC | All Pro | VG7SC-038*-T23A1 | Federally-Regulated Consumer Product | Non-Weatherized, Condensing Ga | 1252 | 250 |  | 11/10/2021 | 37844 | 207192193 | 02/09/2022
Nordyne, LLC | All Pro | VG7SC-072D-T24B1 | Federally-Regulated Consumer Product | Non-Weatherized, Condensing Ga | 1603 | 266 |  | 11/10/2021 | 71640 | 207192239 | 02/09/2022
Nordyne, LLC | All Pro | VG7SA-090C-T24B1 | Federally-Regulated Consumer Product | Non-Weatherized, Non-Condensin | 1544 | 250 |  | 11/10/2021 | 89091 | 207192191 | 02/09/2022
Nordyne, LLC | All Pro | VG7TN-100D-E35C1 | Federally-Regulated Consumer Product | Non-Weatherized, Condensing Ga | 1711 | 270 |  | 12/01/2021 | 65214 | 207192217 | 02/09/2022
Nordyne, LLC | All Pro | VG7TC-080*-E35C1 | Federally-Regulated Consumer Product | Non-Weatherized, Condensing Ga | 1686 | 269 |  | 11/10/2021 | 51925 | 207192220 | 02/09/2022
Nordyne, LLC | All Pro | VG7TA-060C-E23A1 | Federally-Regulated Consumer Product | Non-Weatherized, Non-Condensin | 1266 | 238 |  | 11/10/2021 | 39577 | 207192189 | 02/09/2022
Nordyne, LLC | All Pro | VG7TC-120D-E45D1 | Federally-Regulated Consumer Product | Non-Weatherized, Condensing Ga | 2160 | 290 |  | 11/10/2021 | 77603 | 207192179 | 02/09/2022
Nordyne, LLC | All Pro | VG7SD-054*-T24B1 | Federally-Regulated Consumer Product | Non-Weatherized, Condensing Ga | 1478 | 260 |  | 11/10/2021 | 54229 | 207192198 | 02/09/2022
Nordyne, LLC | All Pro | VG7SC-090D-T35C1 | Federally-Regulated Consumer Product | Non-Weatherized, Condensing Ga | 1980 | 282 |  | 11/10/2021 | 90343 | 207192194 | 02/09/2022
Nordyne, LLC | All Pro | VG7TE-060D-V24B1 | Federally-Regulated Consumer Product | Non-Weatherized, Condensing Ga | 1334 | 254 |  | 12/01/2021 | 38697 | 207192209 | 02/09/2022
Nordyne, LLC | All Pro | VG7SK-072C-T24B1 | Federally-Regulated Consumer Product | Non-Weatherized, Non-Condensin | 1723 | 258 |  | 11/10/2021 | 73937 | 207192185 | 02/09/2022
Nordyne, LLC | All Pro | VG7TE-060D-E24B1 | Federally-Regulated Consumer Product | Non-Weatherized, Condensing Ga | 1315 | 252 |  | 12/01/2021 | 38212 | 207192180 | 02/09/2022
Nordyne, LLC | All Pro | VG7TC-120*-E45D1 | Federally-Regulated Consumer Product | Non-Weatherized, Condensing Ga | 2160 | 290 |  | 11/10/2021 | 77603 | 207192222 | 02/09/2022
Nordyne, LLC | All Pro | VG7TN-115D-E45D1 | Federally-Regulated Consumer Product | Non-Weatherized, Condensing Ga | 2198 | 292 |  | 12/01/2021 | 75317 | 207192218 | 02/09/2022
Nordyne, LLC | All Pro | VG7SA-045C-T23A1 | Federally-Regulated Consumer Product | Non-Weatherized, Non-Condensin | 1249 | 235 |  | 11/10/2021 | 45676 | 207192186 | 02/09/2022
Nordyne, LLC | All Pro | VG7SD-108D-T45D1 | Federally-Regulated Consumer Product | Non-Weatherized, Condensing Ga | 2046 | 272 |  | 11/10/2021 | 107992 | 207192203 | 02/09/2022
Nordyne, LLC | All Pro | VG7TA-080C-E24B1 | Federally-Regulated Consumer Product | Non-Weatherized, Non-Condensin | 1277 | 238 |  | 12/01/2021 | 52213 | 207192211 | 02/09/2022
Nordyne, LLC | All Pro | VG7TE-100D-E35C1 | Federally-Regulated Consumer Product | Non-Weatherized, Condensing Ga | 1783 | 273 |  | 12/01/2021 | 64758 | 207192214 | 02/09/2022
Nordyne, LLC | All Pro | VG7SC-038D-T23A1 | Federally-Regulated Consumer Product | Non-Weatherized, Condensing Ga | 1295 | 252 |  | 11/10/2021 | 38167 | 207192192 | 02/09/2022
Nordyne, LLC | All Pro | VG7TE-080D-E35C1 | Federally-Regulated Consumer Product | Non-Weatherized, Condensing Ga | 1764 | 273 |  | 12/01/2021 | 52933 | 207192181 | 02/09/2022
Nordyne, LLC | All Pro | VG7TC-080D-E35C1 | Federally-Regulated Consumer Product | Non-Weatherized, Condensing Ga | 1686 | 269 |  | 11/10/2021 | 51925 | 207192177 | 02/09/2022
Nordyne, LLC | All Pro | VG7TE-080D-V35C1 | Federally-Regulated Consumer Product | Non-Weatherized, Condensing Ga | 1798 | 274 |  | 12/01/2021 | 74070 | 207192213 | 02/09/2022
Nordyne, LLC | All Pro | VG7SD-090D-T35C1 | Federally-Regulated Consumer Product | Non-Weatherized, Condensing Ga | 1982 | 282 |  | 11/10/2021 | 86025 | 207192184 | 02/09/2022
Nordyne, LLC | All Pro | VG7SD-038*-T24B1 | Federally-Regulated Consumer Product | Non-Weatherized, Condensing Ga | 1486 | 260 |  | 11/10/2021 | 37931 | 207192207 | 02/09/2022
Nordyne, LLC | All Pro | VG7SD-038D-T24B1 | Federally-Regulated Consumer Product | Non-Weatherized, Condensing Ga | 1486 | 260 |  | 11/10/2021 | 37931 | 207192183 | 02/09/2022
Nordyne, LLC | All Pro | VG8SA-070U-T24B1 | Federally-Regulated Consumer Product | Non-Weatherized, Non-Condensin | 1597 | 252 |  | 11/10/2021 | 70859 | 207192240 | 02/09/2022
Nordyne, LLC | All Pro | VG7TC-100*E35C1 | Federally-Regulated Consumer Product | Non-Weatherized, Condensing Ga | 1763 | 273 |  | 11/10/2021 | 64473 | 207192221 | 02/09/2022
Nordyne, LLC | All Pro | VG7SD-090*-T35C1 | Federally-Regulated Consumer Product | Non-Weatherized, Condensing Ga | 1982 | 282 |  | 11/10/2021 | 86025 | 207192208 | 02/09/2022
Nordyne, LLC | All Pro | VG7TN-080D-E35C1 | Federally-Regulated Consumer Product | Non-Weatherized, Condensing Ga | 1718 | 271 |  | 12/01/2021 | 52461 | 207192216 | 02/09/2022
Nordyne, LLC | All Pro | VG8SA-055U-T23A1 | Federally-Regulated Consumer Product | Non-Weatherized, Non-Condensin | 1100 | 230 |  | 11/10/2021 | 54989 | 207192235 | 02/09/2022
Nordyne, LLC | All Pro | VG7SD-054D-T24B1 | Federally-Regulated Consumer Product | Non-Weatherized, Condensing Ga | 1478 | 260 |  | 11/10/2021 | 54229 | 207192197 | 02/09/2022
Nordyne, LLC | All Pro | VG7SA-054C-T23A1 | Federally-Regulated Consumer Product | Non-Weatherized, Non-Condensin | 1278 | 238 |  | 11/10/2021 | 52950 | 207192238 | 02/09/2022
Nordyne, LLC | All Pro | VG7SA-072C-T35C1 | Federally-Regulated Consumer Product | Non-Weatherized, Non-Condensin | 1719 | 257 |  | 11/10/2021 | 73962 | 207192210 | 02/09/2022
Nordyne, LLC | All Pro | VG8SA-100U-T35C1 | Federally-Regulated Consumer Product | Non-Weatherized, Non-Condensin | 2074 | 273 |  | 11/10/2021 | 101887 | 207192234 | 02/09/2022
Nordyne, LLC | All Pro | VG7TC-060D-E24B1 | Federally-Regulated Consumer Product | Non-Weatherized, Condensing Ga | 1222 | 249 |  | 12/01/2021 | 39014 | 207192176 | 02/09/2022
Nordyne, LLC | All Pro | VG7TA-100C-E35C1 | Federally-Regulated Consumer Product | Non-Weatherized, Non-Condensin | 1668 | 255 |  | 12/01/2021 | 63969 | 207192212 | 02/09/2022
Nordyne, LLC | All Pro | VG7SA-090C-T35C1 | Federally-Regulated Consumer Product | Non-Weatherized, Non-Condensin | 1992 | 270 |  | 11/10/2021 | 85266 | 207192243 | 02/09/2022
Nordyne, LLC | All Pro | VG7SD-108*-T45D1 | Federally-Regulated Consumer Product | Non-Weatherized, Condensing Ga | 2046 | 272 |  | 11/10/2021 | 107992 | 207192204 | 02/09/2022
Nordyne, LLC | All Pro | VG7SK-054C-T23A1 | Federally-Regulated Consumer Product | Non-Weatherized, Non-Condensin | 1338 | 241 |  | 11/10/2021 | 52857 | 207192241 | 02/09/2022
Nordyne, LLC | All Pro | VG7SA-072C-T24B1 | Federally-Regulated Consumer Product | Non-Weatherized, Non-Condensin | 1457 | 246 |  | 11/10/2021 | 69586 | 207192245 | 02/09/2022
Nordyne, LLC | All Pro | VG7TN-060D-E24B1 | Federally-Regulated Consumer Product | Non-Weatherized, Condensing Ga | 1304 | 252 |  | 12/01/2021 | 39517 | 207192215 | 02/09/2022
Nordyne, LLC | ONYX | FG7TC-080D-V35C1 | Federally-Regulated Consumer Product | Non-Weatherized, Condensing Ga | 1873 | 277 |  | 12/16/2020 | 50261 | 204038566 | 02/09/2022
Nordyne, LLC | ONYX | FG7TC-100*-V35C1 | Federally-Regulated Consumer Product | Non-Weatherized, Condensing Ga | 1826 | 275 |  | 12/16/2020 | 64473 | 204038582 | 02/09/2022
Nordyne, LLC | ONYX | FG7TC-100D-V35C1 | Federally-Regulated Consumer Product | Non-Weatherized, Condensing Ga | 1826 | 275 |  | 12/16/2020 | 64473 | 204038567 | 02/09/2022
Nordyne, LLC | ONYX | FG7TC-080*-V35C1 | Federally-Regulated Consumer Product | Non-Weatherized, Condensing Ga | 1873 | 277 |  | 12/16/2020 | 50261 | 204038581 | 02/09/2022
Nordyne, LLC | ONYX | FG7TE-100D-E35C1 | Federally-Regulated Consumer Product | Non-Weatherized, Condensing Ga | 1783 | 273 |  | 12/16/2020 | 64758 | 204038572 | 02/09/2022
Nordyne, LLC | ONYX | FG7TA-080C-V24B1 | Federally-Regulated Consumer Product | Non-Weatherized, Non-Condensin | 1277 | 238 |  | 12/16/2020 | 52213 | 204038579 | 02/09/2022
Nordyne, LLC | ONYX | FG7TE-080D-V35C1 | Federally-Regulated Consumer Product | Non-Weatherized, Condensing Ga | 1798 | 274 |  | 12/16/2020 | 74070 | 204038576 | 02/09/2022
Nordyne, LLC | ONYX | FG7TN-115D-V45C1 | Federally-Regulated Consumer Product | Non-Weatherized, Condensing Ga | 1798 | 274 |  | 12/16/2020 | 74070 | 204038574 | 02/09/2022
Nordyne, LLC | ONYX | FG7TE-060D-E24B1 | Federally-Regulated Consumer Product | Non-Weatherized, Condensing Ga | 1315 | 252 |  | 12/16/2020 | 38212 | 204038577 | 02/09/2022
Nordyne, LLC | REVOLV | MG1E-077F1A*M1 | Federally-Regulated Consumer Product | Mobile Home Non-Weatherized, N | 1253 | 237 |  | 12/01/2021 | 77346 | 204235988 | 02/09/2022
Nordyne, LLC | REVOLV | MG1E-077F1A*M1 | Federally-Regulated Consumer Product | Mobile Home Non-Weatherized, N | 1253 | 237 |  | 02/09/2022 | 77346 | 204235988 | 02/09/2022
Nordyne, LLC | AireForce | FG7TE-060D-E24B1 | Federally-Regulated Consumer Product | Non-Weatherized, Condensing Ga | 1315 | 252 |  | 02/09/2022 | 38212 | 204038559 | 02/09/2022
Nordyne, LLC | AireForce | FG7TC-100D-V35C1 | Federally-Regulated Consumer Product | Non-Weatherized, Condensing Ga | 1826 | 275 |  | 02/09/2022 | 64473 | 204038549 | 02/09/2022
Nordyne, LLC | AireForce | FG7TC-080*-V35C1 | Federally-Regulated Consumer Product | Non-Weatherized, Condensing Ga | 1873 | 277 |  | 02/09/2022 | 50261 | 204038563 | 02/09/2022
Nordyne, LLC | AireForce | FG7TC-100*-V35C1 | Federally-Regulated Consumer Product | Non-Weatherized, Condensing Ga | 1826 | 275 |  | 02/09/2022 | 64473 | 204038564 | 02/09/2022
Nordyne, LLC | AireForce | FG7TN-115D-V45C1 | Federally-Regulated Consumer Product | Non-Weatherized, Condensing Ga | 1798 | 274 |  | 02/09/2022 | 74070 | 204038556 | 02/09/2022
Nordyne, LLC | AireForce | FG7TE-080D-V35C1 | Federally-Regulated Consumer Product | Non-Weatherized, Condensing Ga | 1798 | 274 |  | 02/09/2022 | 74070 | 204038558 | 02/09/2022
Nordyne, LLC | AireForce | FG7TC-080D-V35C1 | Federally-Regulated Consumer Product | Non-Weatherized, Condensing Ga | 1873 | 277 |  | 02/09/2022 | 50261 | 204038548 | 02/09/2022
Nordyne, LLC | AireForce | FG7TA-080C-V24B1 | Federally-Regulated Consumer Product | Non-Weatherized, Non-Condensin | 1277 | 238 |  | 02/09/2022 | 52213 | 204038561 | 02/09/2022
Nordyne, LLC | AireForce | FG7TE-100D-E35C1 | Federally-Regulated Consumer Product | Non-Weatherized, Condensing Ga | 1783 | 273 |  | 02/09/2022 | 64758 | 204038554 | 02/09/2022
Nordyne, LLC | Nutone | FG7TA-080C-V24B1 | Federally-Regulated Consumer Product | Non-Weatherized, Non-Condensin | 1277 | 238 |  | 02/09/2022 | 52213 | 204037036 | 02/09/2022
Nordyne, LLC | Nutone | FG7TE-080D-V35C1 | Federally-Regulated Consumer Product | Non-Weatherized, Condensing Ga | 1829 | 275 |  | 02/09/2022 | 52182 | 204036972 | 02/09/2022
Nordyne, LLC | Nutone | KG7SA-072C-T35C1 | Federally-Regulated Consumer Product | Non-Weatherized, Non-Condensin | 1719 | 257 |  | 02/09/2022 | 73962 | 205751676 | 02/09/2022
Nordyne, LLC | Nutone | KG7TC-080*-E35C1 | Federally-Regulated Consumer Product | Non-Weatherized, Condensing Ga | 1686 | 269 |  | 02/09/2022 | 51925 | 204037013 | 02/09/2022
Nordyne, LLC | Nutone | FG7SC-090D-T35C1 | Federally-Regulated Consumer Product | Non-Weatherized, Condensing Ga | 1980 | 282 |  | 02/09/2022 | 90343 | 205116245 | 02/09/2022
Nordyne, LLC | Nutone | KG7TA-100C-E35C1 | Federally-Regulated Consumer Product | Non-Weatherized, Non-Condensin | 1668 | 255 |  | 02/09/2022 | 63969 | 204036804 | 02/09/2022
Nordyne, LLC | Nutone | KG7SC-090D-T35C1 | Federally-Regulated Consumer Product | Non-Weatherized, Condensing Ga | 1980 | 282 |  | 02/09/2022 | 90343 | 205116252 | 02/09/2022
Nordyne, LLC | Nutone | FG7TA-120C-V35C1 | Federally-Regulated Consumer Product | Non-Weatherized, Non-Condensin | 2383 | 287 |  | 02/09/2022 | 76546 | 205962949 | 02/09/2022
Nordyne, LLC | Nutone | FG7TC-080D-V35C1 | Federally-Regulated Consumer Product | Non-Weatherized, Condensing Ga | 1873 | 277 |  | 02/09/2022 | 50261 | 204036834 | 02/09/2022
Nordyne, LLC | Nutone | FG7SC-038*-T23A1 | Federally-Regulated Consumer Product | Non-Weatherized, Condensing Ga | 1252 | 250 |  | 02/09/2022 | 37844 | 205078755 | 02/09/2022
Nordyne, LLC | Nutone | KG7SD-108*-T45D1 | Federally-Regulated Consumer Product | Non-Weatherized, Condensing Ga | 2046 | 272 |  | 02/09/2022 | 107992 | 205281364 | 02/09/2022
Nordyne, LLC | Nutone | KG7TA-060C-E23A1 | Federally-Regulated Consumer Product | Non-Weatherized, Non-Condensin | 1266 | 238 |  | 02/09/2022 | 39577 | 207071429 | 02/09/2022
Nordyne, LLC | Nutone | KG7TC-120D-E45D1 | Federally-Regulated Consumer Product | Non-Weatherized, Condensing Ga | 2160 | 290 |  | 02/09/2022 | 77603 | 204036857 | 02/09/2022
Nordyne, LLC | Nutone | FG7SD-090*-T35C1 | Federally-Regulated Consumer Product | Non-Weatherized, Condensing Ga | 1982 | 282 |  | 02/09/2022 | 86025 | 205360245 | 02/09/2022
Nordyne, LLC | Nutone | FG7TE-060D-E24B1 | Federally-Regulated Consumer Product | Non-Weatherized, Condensing Ga | 1315 | 252 |  | 02/09/2022 | 38212 | 204037057 | 02/09/2022
Nordyne, LLC | Nutone | FG7SD-054*-T24B1 | Federally-Regulated Consumer Product | Non-Weatherized, Condensing Ga | 1478 | 260 |  | 02/09/2022 | 54229 | 205147084 | 02/09/2022
Nordyne, LLC | Nutone | KG7TC-080D-E35C1 | Federally-Regulated Consumer Product | Non-Weatherized, Condensing Ga | 1686 | 269 |  | 02/09/2022 | 51925 | 204036828 | 02/09/2022
Nordyne, LLC | Nutone | KG7SD-054D-T24B1 | Federally-Regulated Consumer Product | Non-Weatherized, Condensing Ga | 1478 | 260 |  | 02/09/2022 | 54229 | 205147080 | 02/09/2022
Nordyne, LLC | Nutone | FG7TE-035D-E23A1 | Federally-Regulated Consumer Product | Non-Weatherized, Condensing Ga | 1240 | 250 |  | 02/09/2022 | 22621 | 207252722 | 02/09/2022
Nordyne, LLC | Nutone | KG7SD-108D-T45D1 | Federally-Regulated Consumer Product | Non-Weatherized, Condensing Ga | 2046 | 272 |  | 02/09/2022 | 107992 | 205281357 | 02/09/2022
Nordyne, LLC | Nutone | KG7SA-108C-T35C1 | Federally-Regulated Consumer Product | Non-Weatherized, Non-Condensin | 2230 | 238 |  | 02/09/2022 | 108250 | 205000504 | 02/09/2022
Nordyne, LLC | Nutone | FG7TC-080*-V35C1 | Federally-Regulated Consumer Product | Non-Weatherized, Condensing Ga | 1873 | 277 |  | 02/09/2022 | 50261 | 204037048 | 02/09/2022
Nordyne, LLC | Nutone | FG7SD-038D-T24B1 | Federally-Regulated Consumer Product | Non-Weatherized, Condensing Ga | 1486 | 260 |  | 02/09/2022 | 37931 | 205360219 | 02/09/2022
Nordyne, LLC | Nutone | FG7TE-100D-E35C1 | Federally-Regulated Consumer Product | Non-Weatherized, Condensing Ga | 1783 | 273 |  | 02/09/2022 | 64758 | 204036921 | 02/09/2022
Nordyne, LLC | Nutone | KG7SD-120*-T45D1 | Federally-Regulated Consumer Product | Non-Weatherized, Condensing Ga | 1860 | 277 |  | 02/09/2022 | 113408 | 206192537 | 02/09/2022
Nordyne, LLC | Nutone | FG7SD-120D-T45D1 | Federally-Regulated Consumer Product | Non-Weatherized, Condensing Ga | 1860 | 277 |  | 02/09/2022 | 113408 | 206192527 | 02/09/2022
Nordyne, LLC | Nutone | FG7TN-115D-V45C1 | Federally-Regulated Consumer Product | Non-Weatherized, Condensing Ga | 1798 | 274 |  | 02/09/2022 | 74070 | 204036963 | 02/09/2022
Nordyne, LLC | Nutone | KG7SC-038*-T23A1 | Federally-Regulated Consumer Product | Non-Weatherized, Condensing Ga | 1252 | 250 |  | 02/09/2022 | 37844 | 205078761 | 02/09/2022
Nordyne, LLC | Nutone | KG7SD-120D-T45D1 | Federally-Regulated Consumer Product | Non-Weatherized, Condensing Ga | 1860 | 277 |  | 02/09/2022 | 113408 | 206192530 | 02/09/2022
Nordyne, LLC | Nutone | KG7SD-090D-T35C1 | Federally-Regulated Consumer Product | Non-Weatherized, Condensing Ga | 1982 | 282 |  | 02/09/2022 | 86025 | 205360239 | 02/09/2022
Nordyne, LLC | Nutone | KG7TE-100D-E35C1 | Federally-Regulated Consumer Product | Non-Weatherized, Condensing Ga | 1783 | 273 |  | 02/09/2022 | 64758 | 204036927 | 02/09/2022
Nordyne, LLC | Nutone | FG7SD-108D-T45D1 | Federally-Regulated Consumer Product | Non-Weatherized, Condensing Ga | 2046 | 272 |  | 02/09/2022 | 107992 | 205281354 | 02/09/2022
Nordyne, LLC | Nutone | FG7SA-054C-T23A1 | Federally-Regulated Consumer Product | Non-Weatherized, Non-Condensin | 1278 | 238 |  | 02/09/2022 | 52950 | 204834978 | 02/09/2022
Nordyne, LLC | Nutone | KG7SD-038D-T24B1 | Federally-Regulated Consumer Product | Non-Weatherized, Condensing Ga | 1486 | 260 |  | 02/09/2022 | 37931 | 205360223 | 02/09/2022
Nordyne, LLC | Nutone | FG7SA-072C-T35C1 | Federally-Regulated Consumer Product | Non-Weatherized, Non-Condensin | 1719 | 257 |  | 02/09/2022 | 73962 | 205751673 | 02/09/2022
Nordyne, LLC | Nutone | KG7SD-038*-T24B1 | Federally-Regulated Consumer Product | Non-Weatherized, Condensing Ga | 1486 | 260 |  | 02/09/2022 | 37931 | 205360231 | 02/09/2022
Nordyne, LLC | Nutone | KG7SD-054*-T24B1 | Federally-Regulated Consumer Product | Non-Weatherized, Condensing Ga | 1478 | 260 |  | 02/09/2022 | 54229 | 205147087 | 02/09/2022
Nordyne, LLC | Nutone | FG7TE-100D-V35C1 | Federally-Regulated Consumer Product | Non-Weatherized, Condensing Ga | 1819 | 275 |  | 02/09/2022 | 65338 | 205411498 | 02/09/2022
Nordyne, LLC | Nutone | FG7SA-045C-T23A1 | Federally-Regulated Consumer Product | Non-Weatherized, Non-Condensin | 1249 | 235 |  | 02/09/2022 | 45676 | 205751687 | 02/09/2022
Nordyne, LLC | Nutone | KG7TE-035D-E23A1 | Federally-Regulated Consumer Product | Non-Weatherized, Condensing Ga | 1240 | 250 |  | 02/09/2022 | 22621 | 207252725 | 02/09/2022
Nordyne, LLC | Nutone | FG7SA-108C-T35C1 | Federally-Regulated Consumer Product | Non-Weatherized, Non-Condensin | 2230 | 238 |  | 02/09/2022 | 108250 | 205000501 | 02/09/2022
Nordyne, LLC | Nutone | FG7TN-100D-V35C1 | Federally-Regulated Consumer Product | Non-Weatherized, Condensing Ga | 2208 | 292 |  | 02/09/2022 | 64085 | 205746315 | 02/09/2022
Nordyne, LLC | Nutone | KG7TN-060D-E24B1 | Federally-Regulated Consumer Product | Non-Weatherized, Condensing Ga | 1304 | 252 |  | 02/09/2022 | 39517 | 204036988 | 02/09/2022
Nordyne, LLC | Nutone | FG7TC-100D-V35C1 | Federally-Regulated Consumer Product | Non-Weatherized, Condensing Ga | 1826 | 275 |  | 02/09/2022 | 64473 | 204036849 | 02/09/2022
Nordyne, LLC | Nutone | KG7SA-054C-T23A1 | Federally-Regulated Consumer Product | Non-Weatherized, Non-Condensin | 1278 | 238 |  | 02/09/2022 | 52950 | 204834981 | 02/09/2022
Nordyne, LLC | Nutone | KG7TE-060D-E24B1 | Federally-Regulated Consumer Product | Non-Weatherized, Condensing Ga | 1315 | 252 |  | 02/09/2022 | 38212 | 204037062 | 02/09/2022
Nordyne, LLC | Nutone | FG7SD-108*-T45D1 | Federally-Regulated Consumer Product | Non-Weatherized, Condensing Ga | 2046 | 272 |  | 02/09/2022 | 107992 | 205281361 | 02/09/2022
Nordyne, LLC | Nutone | KG7TN-100D-E35C1 | Federally-Regulated Consumer Product | Non-Weatherized, Condensing Ga | 1711 | 270 |  | 02/09/2022 | 65214 | 204036948 | 02/09/2022
Nordyne, LLC | Nutone | KG7TA-120C-V35C1 | Federally-Regulated Consumer Product | Non-Weatherized, Non-Condensin | 2383 | 287 |  | 02/09/2022 | 76546 | 205962952 | 02/09/2022
Nordyne, LLC | Nutone | FG7SD-090D-T35C1 | Federally-Regulated Consumer Product | Non-Weatherized, Condensing Ga | 1982 | 282 |  | 02/09/2022 | 86025 | 205360236 | 02/09/2022
Nordyne, LLC | Nutone | FG7TA-100C-V35C1 | Federally-Regulated Consumer Product | Non-Weatherized, Non-Condensin | 1795 | 261 |  | 02/09/2022 | 65499 | 205962945 | 02/09/2022
Nordyne, LLC | Nutone | KG7SA-045C-T23A1 | Federally-Regulated Consumer Product | Non-Weatherized, Non-Condensin | 1249 | 235 |  | 02/09/2022 | 45676 | 205751690 | 02/09/2022
Nordyne, LLC | Nutone | KG7TA-080C-E24B1 | Federally-Regulated Consumer Product | Non-Weatherized, Non-Condensin | 1277 | 238 |  | 02/09/2022 | 52213 | 204036796 | 02/09/2022
Nordyne, LLC | Nutone | KG7SA-072C-T24B1 | Federally-Regulated Consumer Product | Non-Weatherized, Non-Condensin | 1457 | 246 |  | 02/09/2022 | 69586 | 205124057 | 02/09/2022
Nordyne, LLC | Nutone | FG7SD-120*-T45D1 | Federally-Regulated Consumer Product | Non-Weatherized, Condensing Ga | 1860 | 277 |  | 02/09/2022 | 113408 | 206192534 | 02/09/2022
Nordyne, LLC | Nutone | KG7SD-090*-T35C1 | Federally-Regulated Consumer Product | Non-Weatherized, Condensing Ga | 1982 | 282 |  | 02/09/2022 | 86025 | 205360248 | 02/09/2022
Nordyne, LLC | Nutone | FG7SA-072C-T24B1 | Federally-Regulated Consumer Product | Non-Weatherized, Non-Condensin | 1457 | 246 |  | 02/09/2022 | 69586 | 205124054 | 02/09/2022
Nordyne, LLC | Nutone | FG7TC-100*-V35C1 | Federally-Regulated Consumer Product | Non-Weatherized, Condensing Ga | 1826 | 275 |  | 02/09/2022 | 64473 | 204037054 | 02/09/2022
Nordyne, LLC | Nutone | FG7TA-060C-V23A1 | Federally-Regulated Consumer Product | Non-Weatherized, Non-Condensin | 1266 | 238 |  | 02/09/2022 | 39577 | 207071432 | 02/09/2022
Nordyne, LLC | Nutone | FG7SD-038*-T24B1 | Federally-Regulated Consumer Product | Non-Weatherized, Condensing Ga | 1486 | 260 |  | 02/09/2022 | 37931 | 205360227 | 02/09/2022
Nordyne, LLC | Nutone | KG7TC-120*-E45D1 | Federally-Regulated Consumer Product | Non-Weatherized, Condensing Ga | 2160 | 290 |  | 02/09/2022 | 77603 | 204037030 | 02/09/2022
Nordyne, LLC | Nutone | FG7SD-054D-T24B1 | Federally-Regulated Consumer Product | Non-Weatherized, Condensing Ga | 1478 | 260 |  | 02/09/2022 | 54229 | 205147077 | 02/09/2022
Nordyne, LLC | Gibson | KG7SA-054C-T23A1 | Federally-Regulated Consumer Product | Non-Weatherized, Non-Condensin | 1278 | 238 |  | 02/09/2022 | 52950 | 204834980 | 02/09/2022
Nordyne, LLC | Gibson | KG7SD-108D-T45D1 | Federally-Regulated Consumer Product | Non-Weatherized, Condensing Ga | 2046 | 272 |  | 02/09/2022 | 107992 | 205281356 | 02/09/2022
Nordyne, LLC | Gibson | KG7TN-100D-E35C1 | Federally-Regulated Consumer Product | Non-Weatherized, Condensing Ga | 1711 | 270 |  | 02/09/2022 | 65214 | 204036946 | 02/09/2022
Nordyne, LLC | Gibson | KG7TC-120*-E45D1 | Federally-Regulated Consumer Product | Non-Weatherized, Condensing Ga | 2160 | 290 |  | 02/09/2022 | 77603 | 204037028 | 02/09/2022
Nordyne, LLC | Gibson | KG7SD-108*-T45D1 | Federally-Regulated Consumer Product | Non-Weatherized, Condensing Ga | 2046 | 272 |  | 02/09/2022 | 107992 | 205281363 | 02/09/2022
Nordyne, LLC | Gibson | KG7SA-072C-T24B1 | Federally-Regulated Consumer Product | Non-Weatherized, Non-Condensin | 1457 | 246 |  | 02/09/2022 | 69586 | 205124056 | 02/09/2022
Nordyne, LLC | Gibson | KG7TA-100C-E35C1 | Federally-Regulated Consumer Product | Non-Weatherized, Non-Condensin | 1668 | 255 |  | 02/09/2022 | 63969 | 204036802 | 02/09/2022
Nordyne, LLC | Gibson | KG7TE-035D-E23A1 | Federally-Regulated Consumer Product | Non-Weatherized, Condensing Ga | 1240 | 250 |  | 02/09/2022 | 22621 | 207252724 | 02/09/2022
Nordyne, LLC | Gibson | KG7TA-060C-E23A1 | Federally-Regulated Consumer Product | Non-Weatherized, Non-Condensin | 1266 | 238 |  | 02/09/2022 | 39577 | 207071428 | 02/09/2022
Nordyne, LLC | Gibson | KG7TE-060D-E24B1 | Federally-Regulated Consumer Product | Non-Weatherized, Condensing Ga | 1315 | 252 |  | 02/09/2022 | 38212 | 204037060 | 02/09/2022
Nordyne, LLC | Gibson | KG7TC-080*-E35C1 | Federally-Regulated Consumer Product | Non-Weatherized, Condensing Ga | 1686 | 269 |  | 02/09/2022 | 51925 | 204037011 | 02/09/2022
Nordyne, LLC | Gibson | KG7SC-090D-T35C1 | Federally-Regulated Consumer Product | Non-Weatherized, Condensing Ga | 1980 | 282 |  | 02/09/2022 | 90343 | 205116250 | 02/09/2022
Nordyne, LLC | Gibson | KG7TA-120C-V35C1 | Federally-Regulated Consumer Product | Non-Weatherized, Non-Condensin | 2383 | 287 |  | 02/09/2022 | 76546 | 205962951 | 02/09/2022
Nordyne, LLC | Gibson | KG7SD-054*-T24B1 | Federally-Regulated Consumer Product | Non-Weatherized, Condensing Ga | 1478 | 260 |  | 02/09/2022 | 54229 | 205147086 | 02/09/2022
Nordyne, LLC | Gibson | KG7SD-038D-T24B1 | Federally-Regulated Consumer Product | Non-Weatherized, Condensing Ga | 1486 | 260 |  | 02/09/2022 | 37931 | 205360221 | 02/09/2022
Nordyne, LLC | Gibson | KG7SD-120*-T45D1 | Federally-Regulated Consumer Product | Non-Weatherized, Condensing Ga | 1860 | 277 |  | 02/09/2022 | 113408 | 206192536 | 02/09/2022
Nordyne, LLC | Gibson | KG7TC-080D-E35C1 | Federally-Regulated Consumer Product | Non-Weatherized, Condensing Ga | 1686 | 269 |  | 02/09/2022 | 51925 | 204036826 | 02/09/2022
Nordyne, LLC | Gibson | KG7SD-090D-T35C1 | Federally-Regulated Consumer Product | Non-Weatherized, Condensing Ga | 1982 | 282 |  | 02/09/2022 | 86025 | 205360238 | 02/09/2022
Nordyne, LLC | Gibson | KG7SD-120D-T45D1 | Federally-Regulated Consumer Product | Non-Weatherized, Condensing Ga | 1860 | 277 |  | 02/09/2022 | 113408 | 206192529 | 02/09/2022
Nordyne, LLC | Gibson | KG7TA-080C-E24B1 | Federally-Regulated Consumer Product | Non-Weatherized, Non-Condensin | 1277 | 238 |  | 02/09/2022 | 52213 | 204036794 | 02/09/2022
Nordyne, LLC | Gibson | KG7TN-060D-E24B1 | Federally-Regulated Consumer Product | Non-Weatherized, Condensing Ga | 1304 | 252 |  | 02/09/2022 | 39517 | 204036986 | 02/09/2022
Nordyne, LLC | Gibson | KG7SA-045C-T23A1 | Federally-Regulated Consumer Product | Non-Weatherized, Non-Condensin | 1249 | 235 |  | 02/09/2022 | 45676 | 205751689 | 02/09/2022
Nordyne, LLC | Gibson | KG7SD-090*-T35C1 | Federally-Regulated Consumer Product | Non-Weatherized, Condensing Ga | 1982 | 282 |  | 02/09/2022 | 86025 | 205360247 | 02/09/2022
Nordyne, LLC | Gibson | KG7TE-100D-E35C1 | Federally-Regulated Consumer Product | Non-Weatherized, Condensing Ga | 1783 | 273 |  | 02/09/2022 | 64758 | 204036925 | 02/09/2022
Nordyne, LLC | Gibson | KG7SA-072C-T35C1 | Federally-Regulated Consumer Product | Non-Weatherized, Non-Condensin | 1719 | 257 |  | 02/09/2022 | 73962 | 205751675 | 02/09/2022
Nordyne, LLC | Gibson | KG8SA-070U-T24B1 | Federally-Regulated Consumer Product | Non-Weatherized, Non-Condensin | 1597 | 252 |  | 02/09/2022 | 70859 | 204924138 | 02/09/2022
Nordyne, LLC | Gibson | KG7TC-120D-E45D1 | Federally-Regulated Consumer Product | Non-Weatherized, Condensing Ga | 2160 | 290 |  | 02/09/2022 | 77603 | 204036855 | 02/09/2022
Nordyne, LLC | Gibson | KG7SC-038*-T23A1 | Federally-Regulated Consumer Product | Non-Weatherized, Condensing Ga | 1252 | 250 |  | 02/09/2022 | 37844 | 205078759 | 02/09/2022
Nordyne, LLC | Gibson | KG7SA-108C-T35C1 | Federally-Regulated Consumer Product | Non-Weatherized, Non-Condensin | 2230 | 238 |  | 02/09/2022 | 108250 | 205000503 | 02/09/2022
Nordyne, LLC | Gibson | KG7SD-054D-T24B1 | Federally-Regulated Consumer Product | Non-Weatherized, Condensing Ga | 1478 | 260 |  | 02/09/2022 | 54229 | 205147079 | 02/09/2022
Nordyne, LLC | Gibson | KG7SD-038*-T24B1 | Federally-Regulated Consumer Product | Non-Weatherized, Condensing Ga | 1486 | 260 |  | 02/09/2022 | 37931 | 205360229 | 02/09/2022
Nordyne, LLC | Airtemp | VG7TC-120D-E45D1 | Federally-Regulated Consumer Product | Non-Weatherized, Condensing Ga | 2160 | 290 |  | 02/09/2022 | 77603 | 204038586 | 02/09/2022
Nordyne, LLC | Airtemp | VG7TN-100D-E35C1 | Federally-Regulated Consumer Product | Non-Weatherized, Condensing Ga | 1711 | 270 |  | 02/09/2022 | 65214 | 204038593 | 02/09/2022
Nordyne, LLC | Airtemp | VG7TE-060D-E24B1 | Federally-Regulated Consumer Product | Non-Weatherized, Condensing Ga | 1315 | 252 |  | 02/09/2022 | 38212 | 204038587 | 02/09/2022
Nordyne, LLC | Airtemp | VG7SD-108*-T45D1 | Federally-Regulated Consumer Product | Non-Weatherized, Condensing Ga | 2046 | 272 |  | 02/09/2022 | 107992 | 205309154 | 02/09/2022
Nordyne, LLC | Airtemp | VG7TC-080D-E35C1 | Federally-Regulated Consumer Product | Non-Weatherized, Condensing Ga | 1686 | 269 |  | 02/09/2022 | 51925 | 204038584 | 02/09/2022
Nordyne, LLC | Airtemp | VG7TN-060D-E24B1 | Federally-Regulated Consumer Product | Non-Weatherized, Condensing Ga | 1304 | 252 |  | 02/09/2022 | 39517 | 204038591 | 02/09/2022
Nordyne, LLC | Airtemp | VG7TE-100D-E35C1 | Federally-Regulated Consumer Product | Non-Weatherized, Condensing Ga | 1783 | 273 |  | 02/09/2022 | 64758 | 204038590 | 02/09/2022
Nordyne, LLC | Airtemp | VG7TA-060C-E23A1 | Federally-Regulated Consumer Product | Non-Weatherized, Non-Condensin | 1266 | 238 |  | 02/09/2022 | 39577 | 207071434 | 02/09/2022
Nordyne, LLC | Airtemp | VG7TC-080*-E35C1 | Federally-Regulated Consumer Product | Non-Weatherized, Condensing Ga | 1686 | 269 |  | 02/09/2022 | 51925 | 204038596 | 02/09/2022
Nordyne, LLC | Airtemp | VG7SD-108D-T45D1 | Federally-Regulated Consumer Product | Non-Weatherized, Condensing Ga | 2046 | 272 |  | 02/09/2022 | 107992 | 205309147 | 02/09/2022
Nordyne, LLC | Airtemp | VG7TE-035D-E23A1 | Federally-Regulated Consumer Product | Non-Weatherized, Condensing Ga | 1240 | 250 |  | 02/09/2022 | 22621 | 207252726 | 02/09/2022
Nordyne, LLC | Airtemp | VG7TC-120*-E45D1 | Federally-Regulated Consumer Product | Non-Weatherized, Condensing Ga | 2160 | 290 |  | 02/09/2022 | 77603 | 204038598 | 02/09/2022
Nordyne, LLC | Airtemp | VG7SC-090D-T35C1 | Federally-Regulated Consumer Product | Non-Weatherized, Condensing Ga | 1980 | 282 |  | 02/09/2022 | 90343 | 205309142 | 02/09/2022
Nordyne, LLC | Airtemp | VG7TE-080D-V35C1 | Federally-Regulated Consumer Product | Non-Weatherized, Condensing Ga | 1798 | 274 |  | 02/09/2022 | 74070 | 204038589 | 02/09/2022
Nordyne, LLC | ONYX | FG7TC-080D-V35C1 | Federally-Regulated Consumer Product | Non-Weatherized, Condensing Ga | 1873 | 277 |  | 02/09/2022 | 50261 | 204038566 | 02/09/2022
Nordyne, LLC | ONYX | FG7TC-100*-V35C1 | Federally-Regulated Consumer Product | Non-Weatherized, Condensing Ga | 1826 | 275 |  | 02/09/2022 | 64473 | 204038582 | 02/09/2022
Nordyne, LLC | ONYX | FG7TC-100D-V35C1 | Federally-Regulated Consumer Product | Non-Weatherized, Condensing Ga | 1826 | 275 |  | 02/09/2022 | 64473 | 204038567 | 02/09/2022
Nordyne, LLC | ONYX | FG7TC-080*-V35C1 | Federally-Regulated Consumer Product | Non-Weatherized, Condensing Ga | 1873 | 277 |  | 02/09/2022 | 50261 | 204038581 | 02/09/2022
Nordyne, LLC | ONYX | FG7TE-100D-E35C1 | Federally-Regulated Consumer Product | Non-Weatherized, Condensing Ga | 1783 | 273 |  | 02/09/2022 | 64758 | 204038572 | 02/09/2022
Nordyne, LLC | ONYX | FG7TA-080C-V24B1 | Federally-Regulated Consumer Product | Non-Weatherized, Non-Condensin | 1277 | 238 |  | 02/09/2022 | 52213 | 204038579 | 02/09/2022
Nordyne, LLC | ONYX | FG7TE-080D-V35C1 | Federally-Regulated Consumer Product | Non-Weatherized, Condensing Ga | 1798 | 274 |  | 02/09/2022 | 74070 | 204038576 | 02/09/2022
Nordyne, LLC | ONYX | FG7TN-115D-V45C1 | Federally-Regulated Consumer Product | Non-Weatherized, Condensing Ga | 1798 | 274 |  | 02/09/2022 | 74070 | 204038574 | 02/09/2022
Nordyne, LLC | ONYX | FG7TE-060D-E24B1 | Federally-Regulated Consumer Product | Non-Weatherized, Condensing Ga | 1315 | 252 |  | 02/09/2022 | 38212 | 204038577 | 02/09/2022
Nordyne, LLC | Broan | FG7SD-120*-T45D1 | Federally-Regulated Consumer Product | Non-Weatherized, Condensing Ga | 1860 | 277 |  | 02/09/2022 | 113408 | 206192532 | 02/09/2022
Nordyne, LLC | Broan | FG7TE-035D-E23A1 | Federally-Regulated Consumer Product | Non-Weatherized, Condensing Ga | 1240 | 250 |  | 02/09/2022 | 22621 | 207252720 | 02/09/2022
Nordyne, LLC | Broan | KG7TE-035D-E23A1 | Federally-Regulated Consumer Product | Non-Weatherized, Condensing Ga | 1240 | 250 |  | 02/09/2022 | 22621 | 207252723 | 02/09/2022
Nordyne, LLC | Broan | KG7SD-120*-T45D1 | Federally-Regulated Consumer Product | Non-Weatherized, Condensing Ga | 1860 | 277 |  | 02/09/2022 | 113408 | 206192535 | 02/09/2022
Nordyne, LLC | All Pro | VG7SA-108C-T35C1 | Federally-Regulated Consumer Product | Non-Weatherized, Non-Condensin | 2230 | 238 |  | 02/09/2022 | 108250 | 207192242 | 02/09/2022
Nordyne, LLC | All Pro | VG7TC-100D-E35C1 | Federally-Regulated Consumer Product | Non-Weatherized, Condensing Ga | 1763 | 273 |  | 02/09/2022 | 64473 | 207192178 | 02/09/2022
Nordyne, LLC | All Pro | VG7SK-090C-T24B1 | Federally-Regulated Consumer Product | Non-Weatherized, Non-Condensin | 1564 | 251 |  | 02/09/2022 | 90265 | 207192244 | 02/09/2022
Nordyne, LLC | All Pro | VG7TC-060*-E24B1 | Federally-Regulated Consumer Product | Non-Weatherized, Condensing Ga | 1222 | 249 |  | 02/09/2022 | 39014 | 207192219 | 02/09/2022
Nordyne, LLC | All Pro | VG7SC-038*-T23A1 | Federally-Regulated Consumer Product | Non-Weatherized, Condensing Ga | 1252 | 250 |  | 02/09/2022 | 37844 | 207192193 | 02/09/2022
Nordyne, LLC | All Pro | VG7SC-072D-T24B1 | Federally-Regulated Consumer Product | Non-Weatherized, Condensing Ga | 1603 | 266 |  | 02/09/2022 | 71640 | 207192239 | 02/09/2022
Nordyne, LLC | All Pro | VG7SA-090C-T24B1 | Federally-Regulated Consumer Product | Non-Weatherized, Non-Condensin | 1544 | 250 |  | 02/09/2022 | 89091 | 207192191 | 02/09/2022
Nordyne, LLC | All Pro | VG7TN-100D-E35C1 | Federally-Regulated Consumer Product | Non-Weatherized, Condensing Ga | 1711 | 270 |  | 02/09/2022 | 65214 | 207192217 | 02/09/2022
Nordyne, LLC | All Pro | VG7TC-080*-E35C1 | Federally-Regulated Consumer Product | Non-Weatherized, Condensing Ga | 1686 | 269 |  | 02/09/2022 | 51925 | 207192220 | 02/09/2022
Nordyne, LLC | All Pro | VG7TA-060C-E23A1 | Federally-Regulated Consumer Product | Non-Weatherized, Non-Condensin | 1266 | 238 |  | 02/09/2022 | 39577 | 207192189 | 02/09/2022
Nordyne, LLC | All Pro | VG7TC-120D-E45D1 | Federally-Regulated Consumer Product | Non-Weatherized, Condensing Ga | 2160 | 290 |  | 02/09/2022 | 77603 | 207192179 | 02/09/2022
Nordyne, LLC | All Pro | VG7SD-054*-T24B1 | Federally-Regulated Consumer Product | Non-Weatherized, Condensing Ga | 1478 | 260 |  | 02/09/2022 | 54229 | 207192198 | 02/09/2022
Nordyne, LLC | All Pro | VG7SC-090D-T35C1 | Federally-Regulated Consumer Product | Non-Weatherized, Condensing Ga | 1980 | 282 |  | 02/09/2022 | 90343 | 207192194 | 02/09/2022
Nordyne, LLC | All Pro | VG7TE-060D-V24B1 | Federally-Regulated Consumer Product | Non-Weatherized, Condensing Ga | 1334 | 254 |  | 02/09/2022 | 38697 | 207192209 | 02/09/2022
Nordyne, LLC | All Pro | VG7SK-072C-T24B1 | Federally-Regulated Consumer Product | Non-Weatherized, Non-Condensin | 1723 | 258 |  | 02/09/2022 | 73937 | 207192185 | 02/09/2022
Nordyne, LLC | All Pro | VG7TE-060D-E24B1 | Federally-Regulated Consumer Product | Non-Weatherized, Condensing Ga | 1315 | 252 |  | 02/09/2022 | 38212 | 207192180 | 02/09/2022
Nordyne, LLC | All Pro | VG7TC-120*-E45D1 | Federally-Regulated Consumer Product | Non-Weatherized, Condensing Ga | 2160 | 290 |  | 02/09/2022 | 77603 | 207192222 | 02/09/2022
Nordyne, LLC | All Pro | VG7TN-115D-E45D1 | Federally-Regulated Consumer Product | Non-Weatherized, Condensing Ga | 2198 | 292 |  | 02/09/2022 | 75317 | 207192218 | 02/09/2022
Nordyne, LLC | All Pro | VG7SA-045C-T23A1 | Federally-Regulated Consumer Product | Non-Weatherized, Non-Condensin | 1249 | 235 |  | 02/09/2022 | 45676 | 207192186 | 02/09/2022
Nordyne, LLC | All Pro | VG7SD-108D-T45D1 | Federally-Regulated Consumer Product | Non-Weatherized, Condensing Ga | 2046 | 272 |  | 02/09/2022 | 107992 | 207192203 | 02/09/2022
Nordyne, LLC | All Pro | VG7TA-080C-E24B1 | Federally-Regulated Consumer Product | Non-Weatherized, Non-Condensin | 1277 | 238 |  | 02/09/2022 | 52213 | 207192211 | 02/09/2022
Nordyne, LLC | All Pro | VG7TE-100D-E35C1 | Federally-Regulated Consumer Product | Non-Weatherized, Condensing Ga | 1783 | 273 |  | 02/09/2022 | 64758 | 207192214 | 02/09/2022
Nordyne, LLC | All Pro | VG7SC-038D-T23A1 | Federally-Regulated Consumer Product | Non-Weatherized, Condensing Ga | 1295 | 252 |  | 02/09/2022 | 38167 | 207192192 | 02/09/2022
Nordyne, LLC | All Pro | VG7TE-080D-E35C1 | Federally-Regulated Consumer Product | Non-Weatherized, Condensing Ga | 1764 | 273 |  | 02/09/2022 | 52933 | 207192181 | 02/09/2022
Nordyne, LLC | All Pro | VG7TC-080D-E35C1 | Federally-Regulated Consumer Product | Non-Weatherized, Condensing Ga | 1686 | 269 |  | 02/09/2022 | 51925 | 207192177 | 02/09/2022
Nordyne, LLC | All Pro | VG7TE-080D-V35C1 | Federally-Regulated Consumer Product | Non-Weatherized, Condensing Ga | 1798 | 274 |  | 02/09/2022 | 74070 | 207192213 | 02/09/2022
Nordyne, LLC | All Pro | VG7SD-090D-T35C1 | Federally-Regulated Consumer Product | Non-Weatherized, Condensing Ga | 1982 | 282 |  | 02/09/2022 | 86025 | 207192184 | 02/09/2022
Nordyne, LLC | All Pro | VG7SD-038*-T24B1 | Federally-Regulated Consumer Product | Non-Weatherized, Condensing Ga | 1486 | 260 |  | 02/09/2022 | 37931 | 207192207 | 02/09/2022
Nordyne, LLC | All Pro | VG7SD-038D-T24B1 | Federally-Regulated Consumer Product | Non-Weatherized, Condensing Ga | 1486 | 260 |  | 02/09/2022 | 37931 | 207192183 | 02/09/2022
Nordyne, LLC | All Pro | VG8SA-070U-T24B1 | Federally-Regulated Consumer Product | Non-Weatherized, Non-Condensin | 1597 | 252 |  | 02/09/2022 | 70859 | 207192240 | 02/09/2022
Nordyne, LLC | All Pro | VG7TC-100*E35C1 | Federally-Regulated Consumer Product | Non-Weatherized, Condensing Ga | 1763 | 273 |  | 02/09/2022 | 64473 | 207192221 | 02/09/2022
Nordyne, LLC | All Pro | VG7SD-090*-T35C1 | Federally-Regulated Consumer Product | Non-Weatherized, Condensing Ga | 1982 | 282 |  | 02/09/2022 | 86025 | 207192208 | 02/09/2022
Nordyne, LLC | All Pro | VG7TN-080D-E35C1 | Federally-Regulated Consumer Product | Non-Weatherized, Condensing Ga | 1718 | 271 |  | 02/09/2022 | 52461 | 207192216 | 02/09/2022
Nordyne, LLC | All Pro | VG8SA-055U-T23A1 | Federally-Regulated Consumer Product | Non-Weatherized, Non-Condensin | 1100 | 230 |  | 02/09/2022 | 54989 | 207192235 | 02/09/2022
Nordyne, LLC | All Pro | VG7SD-054D-T24B1 | Federally-Regulated Consumer Product | Non-Weatherized, Condensing Ga | 1478 | 260 |  | 02/09/2022 | 54229 | 207192197 | 02/09/2022
Nordyne, LLC | All Pro | VG7SA-054C-T23A1 | Federally-Regulated Consumer Product | Non-Weatherized, Non-Condensin | 1278 | 238 |  | 02/09/2022 | 52950 | 207192238 | 02/09/2022
Nordyne, LLC | All Pro | VG7SA-072C-T35C1 | Federally-Regulated Consumer Product | Non-Weatherized, Non-Condensin | 1719 | 257 |  | 02/09/2022 | 73962 | 207192210 | 02/09/2022
Nordyne, LLC | All Pro | VG8SA-100U-T35C1 | Federally-Regulated Consumer Product | Non-Weatherized, Non-Condensin | 2074 | 273 |  | 02/09/2022 | 101887 | 207192234 | 02/09/2022
Nordyne, LLC | All Pro | VG7TC-060D-E24B1 | Federally-Regulated Consumer Product | Non-Weatherized, Condensing Ga | 1222 | 249 |  | 02/09/2022 | 39014 | 207192176 | 02/09/2022
Nordyne, LLC | All Pro | VG7TA-100C-E35C1 | Federally-Regulated Consumer Product | Non-Weatherized, Non-Condensin | 1668 | 255 |  | 02/09/2022 | 63969 | 207192212 | 02/09/2022
Nordyne, LLC | All Pro | VG7SA-090C-T35C1 | Federally-Regulated Consumer Product | Non-Weatherized, Non-Condensin | 1992 | 270 |  | 02/09/2022 | 85266 | 207192243 | 02/09/2022
Nordyne, LLC | All Pro | VG7SD-108*-T45D1 | Federally-Regulated Consumer Product | Non-Weatherized, Condensing Ga | 2046 | 272 |  | 02/09/2022 | 107992 | 207192204 | 02/09/2022
Nordyne, LLC | All Pro | VG7SK-054C-T23A1 | Federally-Regulated Consumer Product | Non-Weatherized, Non-Condensin | 1338 | 241 |  | 02/09/2022 | 52857 | 207192241 | 02/09/2022
Nordyne, LLC | All Pro | VG7SA-072C-T24B1 | Federally-Regulated Consumer Product | Non-Weatherized, Non-Condensin | 1457 | 246 |  | 02/09/2022 | 69586 | 207192245 | 02/09/2022
Nordyne, LLC | All Pro | VG7TN-060D-E24B1 | Federally-Regulated Consumer Product | Non-Weatherized, Condensing Ga | 1304 | 252 |  | 02/09/2022 | 39517 | 207192215 | 02/09/2022
Nordyne, LLC | Broan | KG7SD-120D-T45D1 | Federally-Regulated Consumer Product | Non-Weatherized, Condensing Ga | 1860 | 277 |  | 02/09/2022 | 113408 | 206192528 | 02/09/2022
Nordyne, LLC | Broan | KG8SA-100U-T35C1 | Federally-Regulated Consumer Product | Non-Weatherized, Non-Condensin | 2074 | 273 |  | 02/09/2022 | 101889 | 204718047 | 02/09/2022
Nordyne, LLC | Broan | FG7TE-060D-E24B1 | Federally-Regulated Consumer Product | Non-Weatherized, Condensing Ga | 1315 | 252 |  | 02/09/2022 | 38212 | 204036982 | 02/09/2022
Nordyne, LLC | Broan | FG7SA-108C-T35C1 | Federally-Regulated Consumer Product | Non-Weatherized, Non-Condensin | 2230 | 238 |  | 02/09/2022 | 108250 | 205000499 | 02/09/2022
Nordyne, LLC | Broan | FG7TC-080D-V35C1 | Federally-Regulated Consumer Product | Non-Weatherized, Condensing Ga | 1873 | 277 |  | 02/09/2022 | 50261 | 204036830 | 02/09/2022
Nordyne, LLC | Broan | FG7TN-115D-V45C1 | Federally-Regulated Consumer Product | Non-Weatherized, Condensing Ga | 1798 | 274 |  | 02/09/2022 | 74070 | 204036959 | 02/09/2022
Nordyne, LLC | Broan | FG7SA-072C-T24B1 | Federally-Regulated Consumer Product | Non-Weatherized, Non-Condensin | 1457 | 246 |  | 02/09/2022 | 69586 | 205124052 | 02/09/2022
Nordyne, LLC | Broan | FG7SD-038*-T24B1 | Federally-Regulated Consumer Product | Non-Weatherized, Condensing Ga | 1486 | 260 |  | 02/09/2022 | 37931 | 205360225 | 02/09/2022
Nordyne, LLC | Broan | FG7SC-038*-T23A1 | Federally-Regulated Consumer Product | Non-Weatherized, Condensing Ga | 1252 | 250 |  | 02/09/2022 | 37844 | 205078752 | 02/09/2022
Nordyne, LLC | Broan | KG7SA-108C-T35C1 | Federally-Regulated Consumer Product | Non-Weatherized, Non-Condensin | 2230 | 238 |  | 02/09/2022 | 108250 | 205000502 | 02/09/2022
Nordyne, LLC | Broan | FG7TA-060C-V23A1 | Federally-Regulated Consumer Product | Non-Weatherized, Non-Condensin | 1266 | 238 |  | 02/09/2022 | 39577 | 207071430 | 02/09/2022
Nordyne, LLC | Broan | KG7SD-108D-T45D1 | Federally-Regulated Consumer Product | Non-Weatherized, Condensing Ga | 2046 | 272 |  | 02/09/2022 | 107992 | 205281355 | 02/09/2022
Nordyne, LLC | Broan | KG7SA-054C-T23A1 | Federally-Regulated Consumer Product | Non-Weatherized, Non-Condensin | 1278 | 238 |  | 02/09/2022 | 52950 | 204834979 | 02/09/2022
Nordyne, LLC | Broan | FG8SA-070U-T24B1 | Federally-Regulated Consumer Product | Non-Weatherized, Non-Condensin | 1597 | 252 |  | 02/09/2022 | 70859 | 204924134 | 02/09/2022
Nordyne, LLC | Broan | KG8SA-070U-T24B1 | Federally-Regulated Consumer Product | Non-Weatherized, Non-Condensin | 1597 | 252 |  | 02/09/2022 | 70859 | 204924137 | 02/09/2022
Nordyne, LLC | Broan | FG7TC-080*-V35C1 | Federally-Regulated Consumer Product | Non-Weatherized, Condensing Ga | 1873 | 277 |  | 02/09/2022 | 50261 | 204037044 | 02/09/2022
Nordyne, LLC | Broan | MG1E-056F1A*M1 | Federally-Regulated Consumer Product | Mobile Home Non-Weatherized, N | 1404 | 322 |  | 02/09/2022 | 55389 | 204114212 | 02/09/2022
Nordyne, LLC | Broan | FG7TE-100D-V35C1 | Federally-Regulated Consumer Product | Non-Weatherized, Condensing Ga | 1819 | 275 |  | 02/09/2022 | 65338 | 205411496 | 02/09/2022
Nordyne, LLC | Broan | KG7TA-120C-V35C1 | Federally-Regulated Consumer Product | Non-Weatherized, Non-Condensin | 2383 | 287 |  | 02/09/2022 | 76546 | 205962950 | 02/09/2022
Nordyne, LLC | Broan | FG7SD-090*-T35C1 | Federally-Regulated Consumer Product | Non-Weatherized, Condensing Ga | 1982 | 282 |  | 02/09/2022 | 86025 | 205360242 | 02/09/2022
Nordyne, LLC | Broan | FG7TA-100C-V35C1 | Federally-Regulated Consumer Product | Non-Weatherized, Non-Condensin | 1795 | 261 |  | 02/09/2022 | 65499 | 205962943 | 02/09/2022
Nordyne, LLC | Broan | KG7TC-080*-E35C1 | Federally-Regulated Consumer Product | Non-Weatherized, Condensing Ga | 1686 | 269 |  | 02/09/2022 | 51925 | 204037007 | 02/09/2022
Nordyne, LLC | Broan | KG7TA-060C-E23A1 | Federally-Regulated Consumer Product | Non-Weatherized, Non-Condensin | 1266 | 238 |  | 02/09/2022 | 39577 | 207071426 | 02/09/2022
Nordyne, LLC | Broan | KG7TN-100D-E35C1 | Federally-Regulated Consumer Product | Non-Weatherized, Condensing Ga | 1711 | 270 |  | 02/09/2022 | 65214 | 204036944 | 02/09/2022
Nordyne, LLC | Broan | KG7SC-038*-T23A1 | Federally-Regulated Consumer Product | Non-Weatherized, Condensing Ga | 1252 | 250 |  | 02/09/2022 | 37844 | 205078757 | 02/09/2022
Nordyne, LLC | Broan | FG8SA-100U-T35C1 | Federally-Regulated Consumer Product | Non-Weatherized, Non-Condensin | 2074 | 273 |  | 02/09/2022 | 101888 | 204718046 | 02/09/2022
Nordyne, LLC | Broan | FG7SD-090D-T35C1 | Federally-Regulated Consumer Product | Non-Weatherized, Condensing Ga | 1982 | 282 |  | 02/09/2022 | 86025 | 205360233 | 02/09/2022
Nordyne, LLC | Broan | KG7TC-080D-E35C1 | Federally-Regulated Consumer Product | Non-Weatherized, Condensing Ga | 1686 | 269 |  | 02/09/2022 | 51925 | 204036822 | 02/09/2022
Nordyne, LLC | Broan | KG7SD-054D-T24B1 | Federally-Regulated Consumer Product | Non-Weatherized, Condensing Ga | 1478 | 260 |  | 02/09/2022 | 54229 | 205147078 | 02/09/2022
Nordyne, LLC | Broan | FG7TC-100D-V35C1 | Federally-Regulated Consumer Product | Non-Weatherized, Condensing Ga | 1826 | 275 |  | 02/09/2022 | 64473 | 204036845 | 02/09/2022
Nordyne, LLC | Broan | MG3S-080T2*AC1 | Federally-Regulated Consumer Product | Non-Weatherized, Condensing Ga | 1785 | 274 |  | 02/09/2022 | 52907 | 205962960 | 02/09/2022
Nordyne, LLC | Broan | FG7SD-054D-T24B1 | Federally-Regulated Consumer Product | Non-Weatherized, Condensing Ga | 1478 | 260 |  | 02/09/2022 | 54229 | 205147075 | 02/09/2022
Nordyne, LLC | Broan | MG1E-090F1A*M1 | Federally-Regulated Consumer Product | Mobile Home Non-Weatherized, N | 1474 | 247 |  | 02/09/2022 | 85906 | 204541459 | 02/09/2022
Nordyne, LLC | Broan | KG7TC-120*-E45D1 | Federally-Regulated Consumer Product | Non-Weatherized, Condensing Ga | 2160 | 290 |  | 02/09/2022 | 77603 | 204037024 | 02/09/2022
Nordyne, LLC | Broan | KG7SA-072C-T24B1 | Federally-Regulated Consumer Product | Non-Weatherized, Non-Condensin | 1457 | 246 |  | 02/09/2022 | 69586 | 205124055 | 02/09/2022
Nordyne, LLC | Broan | KG7SC-090D-T35C1 | Federally-Regulated Consumer Product | Non-Weatherized, Condensing Ga | 1980 | 282 |  | 02/09/2022 | 90343 | 205116247 | 02/09/2022
Nordyne, LLC | Broan | KG7TA-080C-E24B1 | Federally-Regulated Consumer Product | Non-Weatherized, Non-Condensin | 1277 | 238 |  | 02/09/2022 | 52213 | 204036790 | 02/09/2022
Nordyne, LLC | Broan | FG7SD-038D-T24B1 | Federally-Regulated Consumer Product | Non-Weatherized, Condensing Ga | 1486 | 260 |  | 02/09/2022 | 37931 | 205360217 | 02/09/2022
Nordyne, LLC | Broan | FG7SA-054C-T23A1 | Federally-Regulated Consumer Product | Non-Weatherized, Non-Condensin | 1278 | 238 |  | 02/09/2022 | 52950 | 204834976 | 02/09/2022
Nordyne, LLC | Broan | KG7SD-090D-T35C1 | Federally-Regulated Consumer Product | Non-Weatherized, Condensing Ga | 1982 | 282 |  | 02/09/2022 | 86025 | 205360237 | 02/09/2022
Nordyne, LLC | Broan | KG7TE-100D-E35C1 | Federally-Regulated Consumer Product | Non-Weatherized, Condensing Ga | 1783 | 273 |  | 02/09/2022 | 64758 | 204036923 | 02/09/2022
Nordyne, LLC | Broan | KG7TA-100C-E35C1 | Federally-Regulated Consumer Product | Non-Weatherized, Non-Condensin | 1668 | 255 |  | 02/09/2022 | 63969 | 204036798 | 02/09/2022
Nordyne, LLC | Broan | KG7TN-060D-E24B1 | Federally-Regulated Consumer Product | Non-Weatherized, Condensing Ga | 1304 | 252 |  | 02/09/2022 | 39517 | 204036984 | 02/09/2022
Nordyne, LLC | Broan | FG7SD-108D-T45D1 | Federally-Regulated Consumer Product | Non-Weatherized, Condensing Ga | 2046 | 272 |  | 02/09/2022 | 107992 | 205281352 | 02/09/2022
Nordyne, LLC | Broan | FG7SD-120D-T45D1 | Federally-Regulated Consumer Product | Non-Weatherized, Condensing Ga | 1860 | 277 |  | 02/09/2022 | 113408 | 206192525 | 02/09/2022
Nordyne, LLC | Broan | MG1E-070F1A*M1 | Federally-Regulated Consumer Product | Mobile Home Non-Weatherized, N | 1431 | 324 |  | 02/09/2022 | 70411 | 204112427 | 02/09/2022
Nordyne, LLC | Broan | FG7TA-120C-V35C1 | Federally-Regulated Consumer Product | Non-Weatherized, Non-Condensin | 2383 | 287 |  | 02/09/2022 | 76546 | 205962947 | 02/09/2022
Nordyne, LLC | Broan | KG7SD-108*-T45D1 | Federally-Regulated Consumer Product | Non-Weatherized, Condensing Ga | 2046 | 272 |  | 02/09/2022 | 107992 | 205281362 | 02/09/2022
Nordyne, LLC | Broan | FG7TC-100*-V35C1 | Federally-Regulated Consumer Product | Non-Weatherized, Condensing Ga | 1826 | 275 |  | 02/09/2022 | 64473 | 204037050 | 02/09/2022
Nordyne, LLC | Broan | KG7SD-038*-T24B1 | Federally-Regulated Consumer Product | Non-Weatherized, Condensing Ga | 1486 | 260 |  | 02/09/2022 | 37931 | 205360228 | 02/09/2022
Nordyne, LLC | Broan | FG7SD-054*-T24B1 | Federally-Regulated Consumer Product | Non-Weatherized, Condensing Ga | 1478 | 260 |  | 02/09/2022 | 54229 | 205147082 | 02/09/2022
Nordyne, LLC | Broan | FG7TE-100D-E35C1 | Federally-Regulated Consumer Product | Non-Weatherized, Condensing Ga | 1783 | 273 |  | 02/09/2022 | 64758 | 204036919 | 02/09/2022
Nordyne, LLC | Broan | FG8SA-055U-T23A1 | Federally-Regulated Consumer Product | Non-Weatherized, Non-Condensin | 1100 | 230 |  | 02/09/2022 | 54989 | 204821735 | 02/09/2022
Nordyne, LLC | Broan | KG7TC-120D-E45D1 | Federally-Regulated Consumer Product | Non-Weatherized, Condensing Ga | 2160 | 290 |  | 02/09/2022 | 77603 | 204036851 | 02/09/2022
Nordyne, LLC | Broan | FG7SC-090D-T35C1 | Federally-Regulated Consumer Product | Non-Weatherized, Condensing Ga | 1980 | 282 |  | 02/09/2022 | 90343 | 205116241 | 02/09/2022
Nordyne, LLC | Broan | KG8SA-055U-T23A1 | Federally-Regulated Consumer Product | Non-Weatherized, Non-Condensin | 1100 | 230 |  | 02/09/2022 | 54989 | 204821736 | 02/09/2022
Nordyne, LLC | Broan | MG1E-077F1A*M1 | Federally-Regulated Consumer Product | Mobile Home Non-Weatherized, N | 1253 | 237 |  | 02/09/2022 | 77346 | 204112432 | 02/09/2022
Nordyne, LLC | Broan | KG7SD-038D-T24B1 | Federally-Regulated Consumer Product | Non-Weatherized, Condensing Ga | 1486 | 260 |  | 02/09/2022 | 37931 | 205360220 | 02/09/2022
Nordyne, LLC | Broan | FG7TA-080C-V24B1 | Federally-Regulated Consumer Product | Non-Weatherized, Non-Condensin | 1277 | 238 |  | 02/09/2022 | 52213 | 204037032 | 02/09/2022
Nordyne, LLC | Broan | KG7SD-054*-T24B1 | Federally-Regulated Consumer Product | Non-Weatherized, Condensing Ga | 1478 | 260 |  | 02/09/2022 | 54229 | 205147085 | 02/09/2022
Nordyne, LLC | Broan | KG7SD-090*-T35C1 | Federally-Regulated Consumer Product | Non-Weatherized, Condensing Ga | 1982 | 282 |  | 02/09/2022 | 86025 | 205360246 | 02/09/2022
Nordyne, LLC | Broan | FG7TE-080D-V35C1 | Federally-Regulated Consumer Product | Non-Weatherized, Condensing Ga | 1829 | 275 |  | 02/09/2022 | 52182 | 204036970 | 02/09/2022
Nordyne, LLC | Broan | FG7SD-108*-T45D1 | Federally-Regulated Consumer Product | Non-Weatherized, Condensing Ga | 2046 | 272 |  | 02/09/2022 | 107992 | 205281359 | 02/09/2022
Nordyne, LLC | Broan | KG7TE-060D-E24B1 | Federally-Regulated Consumer Product | Non-Weatherized, Condensing Ga | 1315 | 252 |  | 02/09/2022 | 38212 | 204036983 | 02/09/2022
Nordyne, LLC | AC PRO | KG7TN-115D-E45D1 | Federally-Regulated Consumer Product | Non-Weatherized, Condensing Ga | 2198 | 292 |  | 02/09/2022 | 75317 | 204038615 | 02/09/2022
Nordyne, LLC | AC PRO | KG7TC-060D-V24B1 | Federally-Regulated Consumer Product | Non-Weatherized, Condensing Ga | 1339 | 254 |  | 02/09/2022 | 38422 | 204038605 | 02/09/2022
Nordyne, LLC | AC PRO | KG7TE-080D-V35C1 | Federally-Regulated Consumer Product | Non-Weatherized, Condensing Ga | 1798 | 274 |  | 02/09/2022 | 74070 | 204038610 | 02/09/2022
Nordyne, LLC | AC PRO | KG7TC-100*-V35C1 | Federally-Regulated Consumer Product | Non-Weatherized, Condensing Ga | 1826 | 275 |  | 02/09/2022 | 64473 | 204038618 | 02/09/2022
Nordyne, LLC | AC PRO | KG7TN-060D-E24B1 | Federally-Regulated Consumer Product | Non-Weatherized, Condensing Ga | 1304 | 252 |  | 02/09/2022 | 39517 | 204038612 | 02/09/2022
Nordyne, LLC | AC PRO | KG7TC-080D-V35C1 | Federally-Regulated Consumer Product | Non-Weatherized, Condensing Ga | 1873 | 277 |  | 02/09/2022 | 50261 | 204038606 | 02/09/2022
Nordyne, LLC | AC PRO | KG7TC-080*-V35C1 | Federally-Regulated Consumer Product | Non-Weatherized, Condensing Ga | 1873 | 277 |  | 02/09/2022 | 50261 | 204038617 | 02/09/2022
Nordyne, LLC | AC PRO | KG7TC-060*-V24B1 | Federally-Regulated Consumer Product | Non-Weatherized, Condensing Ga | 1339 | 254 |  | 02/09/2022 | 38422 | 204038616 | 02/09/2022
Nordyne, LLC | AC PRO | KG7TE-100D-E35C1 | Federally-Regulated Consumer Product | Non-Weatherized, Condensing Ga | 1783 | 273 |  | 02/09/2022 | 64758 | 204038611 | 02/09/2022
Nordyne, LLC | AC PRO | KG7TN-080D-E35C1 | Federally-Regulated Consumer Product | Non-Weatherized, Condensing Ga | 1718 | 271 |  | 02/09/2022 | 52461 | 204038613 | 02/09/2022
Nordyne, LLC | AC PRO | KG7TE-080D-E35C1 | Federally-Regulated Consumer Product | Non-Weatherized, Condensing Ga | 1764 | 273 |  | 02/09/2022 | 52933 | 204038609 | 02/09/2022
Nordyne, LLC | AC PRO | KG7TC-100D-V35C1 | Federally-Regulated Consumer Product | Non-Weatherized, Condensing Ga | 1826 | 275 |  | 02/09/2022 | 64473 | 204038607 | 02/09/2022
Nordyne, LLC | AC PRO | KG7TE-060D-E24B1 | Federally-Regulated Consumer Product | Non-Weatherized, Condensing Ga | 1315 | 252 |  | 02/09/2022 | 38212 | 204038608 | 02/09/2022
Nordyne, LLC | AC PRO | KG7TN-100D-E35C1 | Federally-Regulated Consumer Product | Non-Weatherized, Condensing Ga | 1711 | 270 |  | 02/09/2022 | 65214 | 204038614 | 02/09/2022
Nordyne, LLC | NORTEK GLOBAL HVAC LLC | G8SA-055U-T23A1 | Federally-Regulated Consumer Product | Non-Weatherized, Non-Condensin | 1100 | 230 |  | 02/09/2022 | 54989 | 204719009 | 02/09/2022
Nordyne, LLC | NORTEK GLOBAL HVAC LLC | G7TC-080D-V35C1 | Federally-Regulated Consumer Product | Non-Weatherized, Condensing Ga | 1873 | 277 |  | 02/09/2022 | 50261 | 204036763 | 02/09/2022
Nordyne, LLC | NORTEK GLOBAL HVAC LLC | G7SA-072C-T35C1 | Federally-Regulated Consumer Product | Non-Weatherized, Non-Condensin | 1719 | 257 |  | 02/09/2022 | 73962 | 205751667 | 02/09/2022
Nordyne, LLC | NORTEK GLOBAL HVAC LLC | G7TA-080C-E24B1 | Federally-Regulated Consumer Product | Non-Weatherized, Non-Condensin | 1277 | 238 |  | 02/09/2022 | 52213 | 204036758 | 02/09/2022
Nordyne, LLC | NORTEK GLOBAL HVAC LLC | G7SD-090*-T35C1 | Federally-Regulated Consumer Product | Non-Weatherized, Condensing Ga | 1982 | 282 |  | 02/09/2022 | 86025 | 205360149 | 02/09/2022
Nordyne, LLC | NORTEK GLOBAL HVAC LLC | G7TC-120*-E45D1 | Federally-Regulated Consumer Product | Non-Weatherized, Condensing Ga | 2160 | 290 |  | 02/09/2022 | 77603 | 204036788 | 02/09/2022
Nordyne, LLC | NORTEK GLOBAL HVAC LLC | G7TA-060C-E23A1 | Federally-Regulated Consumer Product | Non-Weatherized, Non-Condensin | 1266 | 238 |  | 02/09/2022 | 39577 | 207071424 | 02/09/2022
Nordyne, LLC | NORTEK GLOBAL HVAC LLC | G7TE-060D-E24B1 | Federally-Regulated Consumer Product | Non-Weatherized, Condensing Ga | 1315 | 252 |  | 02/09/2022 | 38212 | 204036767 | 02/09/2022
Nordyne, LLC | NORTEK GLOBAL HVAC LLC | G7SD-054D-T24B1 | Federally-Regulated Consumer Product | Non-Weatherized, Condensing Ga | 1478 | 260 |  | 02/09/2022 | 54229 | 205147057 | 02/09/2022
Nordyne, LLC | NORTEK GLOBAL HVAC LLC | G7TC-100D-V35C1 | Federally-Regulated Consumer Product | Non-Weatherized, Condensing Ga | 1826 | 275 |  | 02/09/2022 | 64473 | 204036765 | 02/09/2022
Nordyne, LLC | NORTEK GLOBAL HVAC LLC | G7TA-100C-E35C1 | Federally-Regulated Consumer Product | Non-Weatherized, Non-Condensin | 1668 | 255 |  | 02/09/2022 | 63969 | 204036759 | 02/09/2022
Nordyne, LLC | NORTEK GLOBAL HVAC LLC | G7TC-080*-E35C1 | Federally-Regulated Consumer Product | Non-Weatherized, Condensing Ga | 1686 | 269 |  | 02/09/2022 | 51925 | 204036784 | 02/09/2022
Nordyne, LLC | NORTEK GLOBAL HVAC LLC | G7SD-108*-T45D1 | Federally-Regulated Consumer Product | Non-Weatherized, Condensing Ga | 2046 | 272 |  | 02/09/2022 | 107992 | 205281350 | 02/09/2022
Nordyne, LLC | NORTEK GLOBAL HVAC LLC | G7TE-080D-V35C1 | Federally-Regulated Consumer Product | Non-Weatherized, Condensing Ga | 1798 | 274 |  | 02/09/2022 | 74070 | 204036769 | 02/09/2022
Nordyne, LLC | NORTEK GLOBAL HVAC LLC | G7TC-120D-E45D1 | Federally-Regulated Consumer Product | Non-Weatherized, Condensing Ga | 2160 | 290 |  | 02/09/2022 | 77603 | 204036766 | 02/09/2022
Nordyne, LLC | NORTEK GLOBAL HVAC LLC | G7TA-120C-V35C1 | Federally-Regulated Consumer Product | Non-Weatherized, Non-Condensin | 2383 | 287 |  | 02/09/2022 | 76546 | 205962939 | 02/09/2022
Nordyne, LLC | NORTEK GLOBAL HVAC LLC | G7SA-054C-T23A1 | Federally-Regulated Consumer Product | Non-Weatherized, Non-Condensin | 1278 | 238 |  | 02/09/2022 | 52950 | 204834974 | 02/09/2022
Nordyne, LLC | NORTEK GLOBAL HVAC LLC | G8SA-100U-T35C1 | Federally-Regulated Consumer Product | Non-Weatherized, Non-Condensin | 2074 | 273 |  | 02/09/2022 | 101887 | 204718045 | 02/09/2022
Nordyne, LLC | NORTEK GLOBAL HVAC LLC | G7SD-120D-T45D1 | Federally-Regulated Consumer Product | Non-Weatherized, Condensing Ga | 1860 | 277 |  | 02/09/2022 | 113408 | 206192522 | 02/09/2022
Nordyne, LLC | NORTEK GLOBAL HVAC LLC | G7TA-080C-V24B1 | Federally-Regulated Consumer Product | Non-Weatherized, Non-Condensin | 1277 | 238 |  | 02/09/2022 | 52213 | 204036757 | 02/09/2022
Nordyne, LLC | NORTEK GLOBAL HVAC LLC | G7SD-054*-T24B1 | Federally-Regulated Consumer Product | Non-Weatherized, Condensing Ga | 1478 | 260 |  | 02/09/2022 | 54229 | 205147058 | 02/09/2022
Nordyne, LLC | NORTEK GLOBAL HVAC LLC | G7SD-108D-T45D1 | Federally-Regulated Consumer Product | Non-Weatherized, Condensing Ga | 2046 | 272 |  | 02/09/2022 | 107992 | 205281349 | 02/09/2022
Nordyne, LLC | NORTEK GLOBAL HVAC LLC | G7SD-038*-T24B1 | Federally-Regulated Consumer Product | Non-Weatherized, Condensing Ga | 1486 | 260 |  | 02/09/2022 | 37931 | 205360146 | 02/09/2022
Nordyne, LLC | NORTEK GLOBAL HVAC LLC | G7SD-038D-T24B1 | Federally-Regulated Consumer Product | Non-Weatherized, Condensing Ga | 1486 | 260 |  | 02/09/2022 | 37931 | 205360145 | 02/09/2022
Nordyne, LLC | NORTEK GLOBAL HVAC LLC | G7TE-035D-E23A1 | Federally-Regulated Consumer Product | Non-Weatherized, Condensing Ga | 1240 | 250 |  | 02/09/2022 | 22621 | 207252718 | 02/09/2022
Nordyne, LLC | NORTEK GLOBAL HVAC LLC | G7TA-100C-V35C1 | Federally-Regulated Consumer Product | Non-Weatherized, Non-Condensin | 1795 | 261 |  | 02/09/2022 | 65499 | 205962938 | 02/09/2022
Nordyne, LLC | NORTEK GLOBAL HVAC LLC | G7SD-120*-T45D1 | Federally-Regulated Consumer Product | Non-Weatherized, Condensing Ga | 1860 | 277 |  | 02/09/2022 | 113408 | 206192523 | 02/09/2022
Nordyne, LLC | NORTEK GLOBAL HVAC LLC | G7TC-080D-E35C1 | Federally-Regulated Consumer Product | Non-Weatherized, Condensing Ga | 1686 | 269 |  | 02/09/2022 | 51925 | 204036762 | 02/09/2022
Nordyne, LLC | NORTEK GLOBAL HVAC LLC | G7TC-100*-V35C1 | Federally-Regulated Consumer Product | Non-Weatherized, Condensing Ga | 1826 | 275 |  | 02/09/2022 | 64473 | 204036787 | 02/09/2022
Nordyne, LLC | NORTEK GLOBAL HVAC LLC | G7TA-060C-V23A1 | Federally-Regulated Consumer Product | Non-Weatherized, Non-Condensin | 1266 | 238 |  | 02/09/2022 | 39577 | 207071425 | 02/09/2022
Nordyne, LLC | NORTEK GLOBAL HVAC LLC | G7SA-072C-T24B1 | Federally-Regulated Consumer Product | Non-Weatherized, Non-Condensin | 1457 | 246 |  | 02/09/2022 | 69586 | 205124047 | 02/09/2022
Nordyne, LLC | NORTEK GLOBAL HVAC LLC | G8SA-070U-T24B1 | Federally-Regulated Consumer Product | Non-Weatherized, Non-Condensin | 1597 | 252 |  | 02/09/2022 | 70859 | 204924132 | 02/09/2022
Nordyne, LLC | NORTEK GLOBAL HVAC LLC | G7TN-115D-V45D1 | Federally-Regulated Consumer Product | Non-Weatherized, Condensing Ga | 1798 | 274 |  | 02/09/2022 | 74070 | 204036777 | 02/09/2022
Nordyne, LLC | NORTEK GLOBAL HVAC LLC | G7TC-080*-V35C1 | Federally-Regulated Consumer Product | Non-Weatherized, Condensing Ga | 1873 | 277 |  | 02/09/2022 | 50261 | 204036785 | 02/09/2022
Nordyne, LLC | NORTEK GLOBAL HVAC LLC | G7SA-045C-T23A1 | Federally-Regulated Consumer Product | Non-Weatherized, Non-Condensin | 1249 | 235 |  | 02/09/2022 | 45676 | 205751669 | 02/09/2022
Nordyne, LLC | NORTEK GLOBAL HVAC LLC | G7SC-038*-T23A1 | Federally-Regulated Consumer Product | Non-Weatherized, Condensing Ga | 1252 | 250 |  | 02/09/2022 | 37844 | 205078699 | 02/09/2022
Nordyne, LLC | NORTEK GLOBAL HVAC LLC | MG1E-077F1A*M1 | Federally-Regulated Consumer Product | Mobile Home Non-Weatherized, N | 1253 | 237 |  | 02/09/2022 | 77346 | 204112425 | 02/09/2022
Nordyne, LLC | NORTEK GLOBAL HVAC LLC | MG1E-090F1A*M1 | Federally-Regulated Consumer Product | Mobile Home Non-Weatherized, N | 1474 | 247 |  | 02/09/2022 | 85906 | 204541457 | 02/09/2022
Nordyne, LLC | NORTEK GLOBAL HVAC LLC | MG3S-080T2*AC1 | Federally-Regulated Consumer Product | Non-Weatherized, Condensing Ga | 1785 | 274 |  | 02/09/2022 | 52907 | 205962941 | 02/09/2022
Nordyne, LLC | NORTEK GLOBAL HVAC LLC | G7TE-100D-V35C1 | Federally-Regulated Consumer Product | Non-Weatherized, Condensing Ga | 1819 | 275 |  | 02/09/2022 | 65338 | 205411087 | 02/09/2022
Nordyne, LLC | NORTEK GLOBAL HVAC LLC | G7SC-090D-T35C1 | Federally-Regulated Consumer Product | Non-Weatherized, Condensing Ga | 1980 | 282 |  | 02/09/2022 | 90343 | 205116124 | 02/09/2022
Nordyne, LLC | NORTEK GLOBAL HVAC LLC | G7SA-108C-T35C1 | Federally-Regulated Consumer Product | Non-Weatherized, Non-Condensin | 2230 | 238 |  | 02/09/2022 | 108250 | 205000497 | 02/09/2022
Nordyne, LLC | NORTEK GLOBAL HVAC LLC | G7TN-100D-V35C1 | Federally-Regulated Consumer Product | Non-Weatherized, Condensing Ga | 2208 | 292 |  | 02/09/2022 | 64085 | 205746311 | 02/09/2022
Nordyne, LLC | NORTEK GLOBAL HVAC LLC | G7TE-100D-E35C1 | Federally-Regulated Consumer Product | Non-Weatherized, Condensing Ga | 1783 | 273 |  | 02/09/2022 | 64758 | 204036770 | 02/09/2022
Nordyne, LLC | NORTEK GLOBAL HVAC LLC | G7TN-060D-E24B1 | Federally-Regulated Consumer Product | Non-Weatherized, Condensing Ga | 1304 | 252 |  | 02/09/2022 | 39517 | 204036771 | 02/09/2022
Nordyne, LLC | NORTEK GLOBAL HVAC LLC | G7TN-100D-E35C1 | Federally-Regulated Consumer Product | Non-Weatherized, Condensing Ga | 1711 | 270 |  | 02/09/2022 | 65214 | 204036775 | 02/09/2022
Nordyne, LLC | NORTEK GLOBAL HVAC LLC | G7SD-090D-T35C1 | Federally-Regulated Consumer Product | Non-Weatherized, Condensing Ga | 1982 | 282 |  | 02/09/2022 | 86025 | 205360148 | 02/09/2022
Nordyne, LLC | Miller | KG7TE-060D-E24B1 | Federally-Regulated Consumer Product | Non-Weatherized, Condensing Ga | 1315 | 252 |  | 02/09/2022 | 38212 | 204037064 | 02/09/2022
Nordyne, LLC | Miller | MG1E-077F1A*M1 | Federally-Regulated Consumer Product | Mobile Home Non-Weatherized, N | 1253 | 237 |  | 02/09/2022 | 77346 | 204112436 | 02/09/2022
Nordyne, LLC | Miller | FG7TC-080*-V35C1 | Federally-Regulated Consumer Product | Non-Weatherized, Condensing Ga | 1873 | 277 |  | 02/09/2022 | 50261 | 204037047 | 02/09/2022
Nordyne, LLC | Miller | FG7TA-080C-V24B1 | Federally-Regulated Consumer Product | Non-Weatherized, Non-Condensin | 1277 | 238 |  | 02/09/2022 | 52213 | 204037035 | 02/09/2022
Nordyne, LLC | Miller | KG7TN-100D-E35C1 | Federally-Regulated Consumer Product | Non-Weatherized, Condensing Ga | 1711 | 270 |  | 02/09/2022 | 65214 | 204036950 | 02/09/2022
Nordyne, LLC | Miller | KG7TE-100D-E35C1 | Federally-Regulated Consumer Product | Non-Weatherized, Condensing Ga | 1783 | 273 |  | 02/09/2022 | 64758 | 204036929 | 02/09/2022
Nordyne, LLC | Miller | FG7TN-115D-V45C1 | Federally-Regulated Consumer Product | Non-Weatherized, Condensing Ga | 1798 | 274 |  | 02/09/2022 | 74070 | 204036962 | 02/09/2022
Nordyne, LLC | Miller | FG7TC-100D-V35C1 | Federally-Regulated Consumer Product | Non-Weatherized, Condensing Ga | 1826 | 275 |  | 02/09/2022 | 64473 | 204036848 | 02/09/2022
Nordyne, LLC | Miller | FG7TC-100*-V35C1 | Federally-Regulated Consumer Product | Non-Weatherized, Condensing Ga | 1826 | 275 |  | 02/09/2022 | 64473 | 204037053 | 02/09/2022
Nordyne, LLC | Miller | MG3S-080T2*AC1 | Federally-Regulated Consumer Product | Non-Weatherized, Condensing Ga | 1785 | 274 |  | 02/09/2022 | 52907 | 205962957 | 02/09/2022
Nordyne, LLC | Miller | FG7TC-080D-V35C1 | Federally-Regulated Consumer Product | Non-Weatherized, Condensing Ga | 1873 | 277 |  | 02/09/2022 | 50261 | 204036833 | 02/09/2022
Nordyne, LLC | Miller | KG7TN-060D-E24B1 | Federally-Regulated Consumer Product | Non-Weatherized, Condensing Ga | 1304 | 252 |  | 02/09/2022 | 39517 | 204036990 | 02/09/2022
Nordyne, LLC | Frigidaire | FG7SA-045C-T23A1 | Federally-Regulated Consumer Product | Non-Weatherized, Non-Condensin | 1249 | 235 |  | 02/09/2022 | 45676 | 205751686 | 02/09/2022
Nordyne, LLC | Frigidaire | FG7SD-054D-T24B1 | Federally-Regulated Consumer Product | Non-Weatherized, Condensing Ga | 1478 | 260 |  | 02/09/2022 | 54229 | 205147076 | 02/09/2022
Nordyne, LLC | Frigidaire | KG7TA-060C-E23A1 | Federally-Regulated Consumer Product | Non-Weatherized, Non-Condensin | 1266 | 238 |  | 02/09/2022 | 39577 | 207071427 | 02/09/2022
Nordyne, LLC | Frigidaire | FG7TE-100D-V35C1 | Federally-Regulated Consumer Product | Non-Weatherized, Condensing Ga | 1819 | 275 |  | 02/09/2022 | 65338 | 205411497 | 02/09/2022
Nordyne, LLC | Frigidaire | FG7TE-080D-V35C1 | Federally-Regulated Consumer Product | Non-Weatherized, Condensing Ga | 1829 | 275 |  | 02/09/2022 | 52182 | 204036971 | 02/09/2022
Nordyne, LLC | Frigidaire | FG7TA-080C-V24B1 | Federally-Regulated Consumer Product | Non-Weatherized, Non-Condensin | 1277 | 238 |  | 02/09/2022 | 52213 | 204037033 | 02/09/2022
Nordyne, LLC | Frigidaire | FG7SD-108D-T45D1 | Federally-Regulated Consumer Product | Non-Weatherized, Condensing Ga | 2046 | 272 |  | 02/09/2022 | 107992 | 205281353 | 02/09/2022
Nordyne, LLC | Frigidaire | FG7TA-100C-V35C1 | Federally-Regulated Consumer Product | Non-Weatherized, Non-Condensin | 1795 | 261 |  | 02/09/2022 | 65499 | 205962944 | 02/09/2022
Nordyne, LLC | Frigidaire | KG8SA-070U-T24B1 | Federally-Regulated Consumer Product | Non-Weatherized, Non-Condensin | 1597 | 252 |  | 02/09/2022 | 70859 | 205004284 | 02/09/2022
Nordyne, LLC | Frigidaire | KG7TC-080*-E35C1 | Federally-Regulated Consumer Product | Non-Weatherized, Condensing Ga | 1686 | 269 |  | 02/09/2022 | 51925 | 204037009 | 02/09/2022
Nordyne, LLC | Frigidaire | FG7SA-108C-T35C1 | Federally-Regulated Consumer Product | Non-Weatherized, Non-Condensin | 2230 | 238 |  | 02/09/2022 | 108250 | 205000500 | 02/09/2022
Nordyne, LLC | Frigidaire | FG7TC-080*-V35C1 | Federally-Regulated Consumer Product | Non-Weatherized, Condensing Ga | 1873 | 277 |  | 02/09/2022 | 50261 | 204037045 | 02/09/2022
Nordyne, LLC | Frigidaire | FG7SD-038D-T24B1 | Federally-Regulated Consumer Product | Non-Weatherized, Condensing Ga | 1486 | 260 |  | 02/09/2022 | 37931 | 205360218 | 02/09/2022
Nordyne, LLC | Frigidaire | FG7SA-054C-T23A1 | Federally-Regulated Consumer Product | Non-Weatherized, Non-Condensin | 1278 | 238 |  | 02/09/2022 | 52950 | 204834977 | 02/09/2022
Nordyne, LLC | Frigidaire | FG7SA-072C-T24B1 | Federally-Regulated Consumer Product | Non-Weatherized, Non-Condensin | 1457 | 246 |  | 02/09/2022 | 69586 | 205124053 | 02/09/2022
Nordyne, LLC | Frigidaire | KG7TC-080D-E35C1 | Federally-Regulated Consumer Product | Non-Weatherized, Condensing Ga | 1686 | 269 |  | 02/09/2022 | 51925 | 204036824 | 02/09/2022
Nordyne, LLC | Frigidaire | FG7SD-054*-T24B1 | Federally-Regulated Consumer Product | Non-Weatherized, Condensing Ga | 1478 | 260 |  | 02/09/2022 | 54229 | 205147083 | 02/09/2022
Nordyne, LLC | Frigidaire | FG7TC-080D-V35C1 | Federally-Regulated Consumer Product | Non-Weatherized, Condensing Ga | 1873 | 277 |  | 02/09/2022 | 50261 | 204036831 | 02/09/2022
Nordyne, LLC | Frigidaire | FG7TN-115D-V45C1 | Federally-Regulated Consumer Product | Non-Weatherized, Condensing Ga | 1798 | 274 |  | 02/09/2022 | 74070 | 204036960 | 02/09/2022
Nordyne, LLC | Frigidaire | FG7SA-072C-T35C1 | Federally-Regulated Consumer Product | Non-Weatherized, Non-Condensin | 1719 | 257 |  | 02/09/2022 | 73962 | 205751672 | 02/09/2022
Nordyne, LLC | Frigidaire | FG7TN-100D-V35C1 | Federally-Regulated Consumer Product | Non-Weatherized, Condensing Ga | 2208 | 292 |  | 02/09/2022 | 64085 | 205746314 | 02/09/2022
Nordyne, LLC | Frigidaire | FG7SD-120*-T45D1 | Federally-Regulated Consumer Product | Non-Weatherized, Condensing Ga | 1860 | 277 |  | 02/09/2022 | 113408 | 206192533 | 02/09/2022
Nordyne, LLC | Frigidaire | FG7TC-100*-V35C1 | Federally-Regulated Consumer Product | Non-Weatherized, Condensing Ga | 1826 | 275 |  | 02/09/2022 | 64473 | 204037051 | 02/09/2022
Nordyne, LLC | Frigidaire | KG7TE-100D-E35C1 | Federally-Regulated Consumer Product | Non-Weatherized, Condensing Ga | 1783 | 273 |  | 02/09/2022 | 64758 | 204036924 | 02/09/2022
Nordyne, LLC | Frigidaire | KG7TC-120D-E45D1 | Federally-Regulated Consumer Product | Non-Weatherized, Condensing Ga | 2160 | 290 |  | 02/09/2022 | 77603 | 204036853 | 02/09/2022
Nordyne, LLC | Frigidaire | KG7TA-080C-E24B1 | Federally-Regulated Consumer Product | Non-Weatherized, Non-Condensin | 1277 | 238 |  | 02/09/2022 | 52213 | 204036792 | 02/09/2022
Nordyne, LLC | Frigidaire | KG7TC-120*-E45D1 | Federally-Regulated Consumer Product | Non-Weatherized, Condensing Ga | 2160 | 290 |  | 02/09/2022 | 77603 | 204037026 | 02/09/2022
Nordyne, LLC | Frigidaire | FG7SD-120D-T45D1 | Federally-Regulated Consumer Product | Non-Weatherized, Condensing Ga | 1860 | 277 |  | 02/09/2022 | 113408 | 206192526 | 02/09/2022
Nordyne, LLC | Frigidaire | FG7TA-120C-V35C1 | Federally-Regulated Consumer Product | Non-Weatherized, Non-Condensin | 2383 | 287 |  | 02/09/2022 | 76546 | 205962948 | 02/09/2022
Nordyne, LLC | Frigidaire | FG7TC-100D-V35C1 | Federally-Regulated Consumer Product | Non-Weatherized, Condensing Ga | 1826 | 275 |  | 02/09/2022 | 64473 | 204036846 | 02/09/2022
Nordyne, LLC | Frigidaire | KG7TN-060D-E24B1 | Federally-Regulated Consumer Product | Non-Weatherized, Condensing Ga | 1304 | 252 |  | 02/09/2022 | 39517 | 204036985 | 02/09/2022
Nordyne, LLC | Frigidaire | KG7TA-100C-E35C1 | Federally-Regulated Consumer Product | Non-Weatherized, Non-Condensin | 1668 | 255 |  | 02/09/2022 | 63969 | 204036800 | 02/09/2022
Nordyne, LLC | Frigidaire | FG7TA-060C-V23A1 | Federally-Regulated Consumer Product | Non-Weatherized, Non-Condensin | 1266 | 238 |  | 02/09/2022 | 39577 | 207071431 | 02/09/2022
Nordyne, LLC | Frigidaire | FG7TE-060D-E24B1 | Federally-Regulated Consumer Product | Non-Weatherized, Condensing Ga | 1315 | 252 |  | 02/09/2022 | 38212 | 204037056 | 02/09/2022
Nordyne, LLC | Frigidaire | FG7SC-038*-T23A1 | Federally-Regulated Consumer Product | Non-Weatherized, Condensing Ga | 1252 | 250 |  | 02/09/2022 | 37844 | 205078754 | 02/09/2022
Nordyne, LLC | Frigidaire | FG7SD-090*-T35C1 | Federally-Regulated Consumer Product | Non-Weatherized, Condensing Ga | 1982 | 282 |  | 02/09/2022 | 86025 | 205360243 | 02/09/2022
Nordyne, LLC | Frigidaire | FG7SD-090D-T35C1 | Federally-Regulated Consumer Product | Non-Weatherized, Condensing Ga | 1982 | 282 |  | 02/09/2022 | 86025 | 205360234 | 02/09/2022
Nordyne, LLC | Frigidaire | KG7TN-100D-E35C1 | Federally-Regulated Consumer Product | Non-Weatherized, Condensing Ga | 1711 | 270 |  | 02/09/2022 | 65214 | 204036945 | 02/09/2022
Nordyne, LLC | Frigidaire | FG7SC-090D-T35C1 | Federally-Regulated Consumer Product | Non-Weatherized, Condensing Ga | 1980 | 282 |  | 02/09/2022 | 90343 | 205116243 | 02/09/2022
Nordyne, LLC | Frigidaire | FG7TE-035D-E23A1 | Federally-Regulated Consumer Product | Non-Weatherized, Condensing Ga | 1240 | 250 |  | 02/09/2022 | 22621 | 207252721 | 02/09/2022
Nordyne, LLC | Frigidaire | FG8SA-070U-T24B1 | Federally-Regulated Consumer Product | Non-Weatherized, Non-Condensin | 1597 | 252 |  | 02/09/2022 | 70859 | 204924135 | 02/09/2022
Nordyne, LLC | Frigidaire | FG7SD-038*-T24B1 | Federally-Regulated Consumer Product | Non-Weatherized, Condensing Ga | 1486 | 260 |  | 02/09/2022 | 37931 | 205360226 | 02/09/2022
Nordyne, LLC | Frigidaire | FG7TE-100D-E35C1 | Federally-Regulated Consumer Product | Non-Weatherized, Condensing Ga | 1783 | 273 |  | 02/09/2022 | 64758 | 204036920 | 02/09/2022
Nordyne, LLC | Frigidaire | FG7SD-108*-T45D1 | Federally-Regulated Consumer Product | Non-Weatherized, Condensing Ga | 2046 | 272 |  | 02/09/2022 | 107992 | 205281360 | 02/09/2022
Nordyne, LLC | Frigidaire | KG7TE-060D-E24B1 | Federally-Regulated Consumer Product | Non-Weatherized, Condensing Ga | 1315 | 252 |  | 02/09/2022 | 38212 | 204037059 | 02/09/2022
Nordyne, LLC | Intertherm | FG7TA-080C-V24B1 | Federally-Regulated Consumer Product | Non-Weatherized, Non-Condensin | 1277 | 238 |  | 02/09/2022 | 52213 | 204037034 | 02/09/2022
Nordyne, LLC | Intertherm | FG7TN-115D-V45C1 | Federally-Regulated Consumer Product | Non-Weatherized, Condensing Ga | 1798 | 274 |  | 02/09/2022 | 74070 | 204036961 | 02/09/2022
Nordyne, LLC | Intertherm | MG3S-080T2*AC1 | Federally-Regulated Consumer Product | Non-Weatherized, Condensing Ga | 1785 | 274 |  | 02/09/2022 | 52907 | 205962959 | 02/09/2022
Nordyne, LLC | Intertherm | FG7TC-100*-V35C1 | Federally-Regulated Consumer Product | Non-Weatherized, Condensing Ga | 1826 | 275 |  | 02/09/2022 | 64473 | 204037052 | 02/09/2022
Nordyne, LLC | Intertherm | MG1E-090F1A*M1 | Federally-Regulated Consumer Product | Mobile Home Non-Weatherized, N | 1474 | 247 |  | 02/09/2022 | 85906 | 204541460 | 02/09/2022
Nordyne, LLC | Intertherm | MG1E-077F1A*M1 | Federally-Regulated Consumer Product | Mobile Home Non-Weatherized, N | 1253 | 237 |  | 02/09/2022 | 77346 | 204112433 | 02/09/2022
Nordyne, LLC | Intertherm | FG7TC-080D-V35C1 | Federally-Regulated Consumer Product | Non-Weatherized, Condensing Ga | 1873 | 277 |  | 02/09/2022 | 50261 | 204036832 | 02/09/2022
Nordyne, LLC | Intertherm | FG7TC-100D-V35C1 | Federally-Regulated Consumer Product | Non-Weatherized, Condensing Ga | 1826 | 275 |  | 02/09/2022 | 64473 | 204036847 | 02/09/2022
Nordyne, LLC | Intertherm | FG7TC-080*-V35C1 | Federally-Regulated Consumer Product | Non-Weatherized, Condensing Ga | 1873 | 277 |  | 02/09/2022 | 50261 | 204037046 | 02/09/2022
Johnson Controls, Inc. | CHAMPION HEATING AND COOLING | PCG4A361002X4 | Federally-Regulated Consumer Product | Weatherized Non-Condensing Gas | 1538 | 265 | 267 | 12/01/2021 | 100492 | 206077427 | 02/09/2022
Johnson Controls, Inc. | CHAMPION HEATING AND COOLING | PCG4A240502L1 | Federally-Regulated Consumer Product | Weatherized Non-Condensing Gas | 1181 | 250 |  | 09/30/2020 | 49661 | 205965523 | 02/09/2022
Johnson Controls, Inc. | CHAMPION HEATING AND COOLING | PHG4B481252X4 | Federally-Regulated Consumer Product | Weatherized Non-Condensing Gas | 2364 | 302 |  | 01/05/2022 | 125135 | 206338277 | 02/09/2022
Johnson Controls, Inc. | CHAMPION HEATING AND COOLING | PHG4B420652X4 | Federally-Regulated Consumer Product | Weatherized Non-Condensing Gas | 1722 | 273 |  | 12/22/2021 | 65857 | 206338256 | 02/09/2022
Johnson Controls, Inc. | CHAMPION HEATING AND COOLING | PHG4B601252X4 | Federally-Regulated Consumer Product | Weatherized Non-Condensing Gas | 2456 | 306 |  | 01/05/2022 | 124726 | 206338284 | 02/09/2022
Johnson Controls, Inc. | CHAMPION HEATING AND COOLING | PCG4B600652L1 | Federally-Regulated Consumer Product | Weatherized Non-Condensing Gas | 2381 | 302 |  | 09/30/2020 | 64992 | 205965526 | 02/09/2022
Johnson Controls, Inc. | CHAMPION HEATING AND COOLING | PCG4A360502L1 | Federally-Regulated Consumer Product | Weatherized Non-Condensing Gas | 1087 | 246 |  | 09/30/2020 | 50515 | 205965524 | 02/09/2022
Johnson Controls, Inc. | CHAMPION HEATING AND COOLING | PCG4A420752X4 | Federally-Regulated Consumer Product | Weatherized Non-Condensing Gas | 1566 | 267 | 268 | 12/01/2021 | 74995 | 206077437 | 02/09/2022
Johnson Controls, Inc. | CHAMPION HEATING AND COOLING | PHG4B361002X4 | Federally-Regulated Consumer Product | Weatherized Non-Condensing Gas | 1901 | 281 |  | 01/05/2022 | 99745 | 206338249 | 02/09/2022
Johnson Controls, Inc. | CHAMPION HEATING AND COOLING | PCG4B480652L1 | Federally-Regulated Consumer Product | Weatherized Non-Condensing Gas | 1494 | 263 |  | 09/30/2020 | 64746 | 205965525 | 02/09/2022
Johnson Controls, Inc. | CHAMPION HEATING AND COOLING | PCG4B600652X4 | Federally-Regulated Consumer Product | Weatherized Non-Condensing Gas | 2015 | 286 | 288 | 12/01/2021 | 64842 | 206077572 | 02/09/2022
Johnson Controls, Inc. | CHAMPION HEATING AND COOLING | PCG4A300752X4 | Federally-Regulated Consumer Product | Weatherized Non-Condensing Gas | 1191 | 250 | 251 | 12/01/2021 | 75681 | 206077398 | 02/09/2022
Johnson Controls, Inc. | CHAMPION HEATING AND COOLING | PCG4A360502X4 | Federally-Regulated Consumer Product | Weatherized Non-Condensing Gas | 1346 | 257 | 258 | 12/01/2021 | 50288 | 206077408 | 02/09/2022
Johnson Controls, Inc. | CHAMPION HEATING AND COOLING | PCG4A240502X4 | Federally-Regulated Consumer Product | Weatherized Non-Condensing Gas | 968 | 240 | 242 | 12/01/2021 | 50146 | 206077367 | 02/09/2022
Johnson Controls, Inc. | CHAMPION HEATING AND COOLING | PCG4B481252X4 | Federally-Regulated Consumer Product | Weatherized Non-Condensing Gas | 1962 | 284 | 285 | 12/01/2021 | 126252 | 206077565 | 02/09/2022
Johnson Controls, Inc. | CHAMPION HEATING AND COOLING | PCG4B601002X4 | Federally-Regulated Consumer Product | Weatherized Non-Condensing Gas | 2113 | 291 | 292 | 12/01/2021 | 100990 | 206077579 | 02/09/2022
Johnson Controls, Inc. | CHAMPION HEATING AND COOLING | PHG4B481002X4 | Federally-Regulated Consumer Product | Weatherized Non-Condensing Gas | 2047 | 288 |  | 01/05/2022 | 100433 | 206338270 | 02/09/2022
Johnson Controls, Inc. | CHAMPION HEATING AND COOLING | PHG4B421002X4 | Federally-Regulated Consumer Product | Weatherized Non-Condensing Gas | 1997 | 285 |  | 01/05/2022 | 99925 | 206338263 | 02/09/2022
Johnson Controls, Inc. | CHAMPION HEATING AND COOLING | PCG4B601252X4 | Federally-Regulated Consumer Product | Weatherized Non-Condensing Gas | 2166 | 293 | 294 | 12/01/2021 | 125911 | 206077586 | 02/09/2022
Johnson Controls, Inc. | CHAMPION HEATING AND COOLING | PCG4A421002X4 | Federally-Regulated Consumer Product | Weatherized Non-Condensing Gas | 1571 | 267 | 268 | 12/01/2021 | 100288 | 206077448 | 02/09/2022
Johnson Controls, Inc. | CHAMPION HEATING AND COOLING | PCG4A240752X4 | Federally-Regulated Consumer Product | Weatherized Non-Condensing Gas | 1221 | 251 | 253 | 12/01/2021 | 75481 | 206077378 | 02/09/2022
Johnson Controls, Inc. | CHAMPION HEATING AND COOLING | PCG4A360752X4 | Federally-Regulated Consumer Product | Weatherized Non-Condensing Gas | 1384 | 259 | 260 | 12/01/2021 | 75187 | 206077419 | 02/09/2022
Johnson Controls, Inc. | CHAMPION HEATING AND COOLING | PCG4B481002X4 | Federally-Regulated Consumer Product | Weatherized Non-Condensing Gas | 1684 | 272 | 273 | 12/01/2021 | 101771 | 206077558 | 02/09/2022
Johnson Controls, Inc. | CHAMPION HEATING AND COOLING | PCG4B480652X4 | Federally-Regulated Consumer Product | Weatherized Non-Condensing Gas | 1823 | 278 | 279 | 12/01/2021 | 65339 | 206077551 | 02/09/2022
Johnson Controls, Inc. | GUARDIAN BY JOHNSON CONTROLS | PCG4B600652L1 | Federally-Regulated Consumer Product | Weatherized Non-Condensing Gas | 2381 | 302 |  | 09/30/2020 | 64992 | 205963023 | 02/09/2022
Johnson Controls, Inc. | GUARDIAN BY JOHNSON CONTROLS | PCG4B601252X4 | Federally-Regulated Consumer Product | Weatherized Non-Condensing Gas | 2166 | 293 |  | 12/01/2021 | 125911 | 206077584 | 02/09/2022
Johnson Controls, Inc. | GUARDIAN BY JOHNSON CONTROLS | PHG4B420652X4 | Federally-Regulated Consumer Product | Weatherized Non-Condensing Gas | 1722 | 273 |  | 12/22/2021 | 65857 | 206338254 | 02/09/2022
Johnson Controls, Inc. | GUARDIAN BY JOHNSON CONTROLS | PHG4B361002X4 | Federally-Regulated Consumer Product | Weatherized Non-Condensing Gas | 1901 | 281 |  | 01/05/2022 | 99745 | 206338247 | 02/09/2022
Johnson Controls, Inc. | GUARDIAN BY JOHNSON CONTROLS | PCG4B601002X4 | Federally-Regulated Consumer Product | Weatherized Non-Condensing Gas | 2113 | 291 |  | 12/01/2021 | 100990 | 206077577 | 02/09/2022
Johnson Controls, Inc. | GUARDIAN BY JOHNSON CONTROLS | PCG4B481002X4 | Federally-Regulated Consumer Product | Weatherized Non-Condensing Gas | 1684 | 272 |  | 12/01/2021 | 101771 | 206077556 | 02/09/2022
Johnson Controls, Inc. | GUARDIAN BY JOHNSON CONTROLS | PCG4B480652L1 | Federally-Regulated Consumer Product | Weatherized Non-Condensing Gas | 1494 | 263 |  | 09/30/2020 | 64746 | 205963018 | 02/09/2022
Johnson Controls, Inc. | GUARDIAN BY JOHNSON CONTROLS | PCG4A420752X4 | Federally-Regulated Consumer Product | Weatherized Non-Condensing Gas | 1566 | 267 |  | 12/01/2021 | 74995 | 206077434 | 02/09/2022
Johnson Controls, Inc. | GUARDIAN BY JOHNSON CONTROLS | PCG4A360752X4 | Federally-Regulated Consumer Product | Weatherized Non-Condensing Gas | 1384 | 259 |  | 12/01/2021 | 75187 | 206077416 | 02/09/2022
Johnson Controls, Inc. | GUARDIAN BY JOHNSON CONTROLS | PCG4A360502X4 | Federally-Regulated Consumer Product | Weatherized Non-Condensing Gas | 1346 | 257 |  | 12/01/2021 | 50288 | 206077405 | 02/09/2022
Johnson Controls, Inc. | GUARDIAN BY JOHNSON CONTROLS | PCG4A300752X4 | Federally-Regulated Consumer Product | Weatherized Non-Condensing Gas | 1191 | 250 |  | 12/01/2021 | 75681 | 206077395 | 02/09/2022
Johnson Controls, Inc. | GUARDIAN BY JOHNSON CONTROLS | PCG4A360502L1 | Federally-Regulated Consumer Product | Weatherized Non-Condensing Gas | 1087 | 246 |  | 09/30/2020 | 50515 | 205963013 | 02/09/2022
Johnson Controls, Inc. | GUARDIAN BY JOHNSON CONTROLS | PCG4B480652X4 | Federally-Regulated Consumer Product | Weatherized Non-Condensing Gas | 1823 | 278 |  | 12/01/2021 | 65339 | 206077549 | 02/09/2022
Johnson Controls, Inc. | GUARDIAN BY JOHNSON CONTROLS | PHG4B601252X4 | Federally-Regulated Consumer Product | Weatherized Non-Condensing Gas | 2456 | 306 |  | 01/05/2022 | 124726 | 206338282 | 02/09/2022
Johnson Controls, Inc. | GUARDIAN BY JOHNSON CONTROLS | PCG4A361002X4 | Federally-Regulated Consumer Product | Weatherized Non-Condensing Gas | 1538 | 265 |  | 12/01/2021 | 100492 | 206077425 | 02/09/2022
Johnson Controls, Inc. | GUARDIAN BY JOHNSON CONTROLS | PHG4B481252X4 | Federally-Regulated Consumer Product | Weatherized Non-Condensing Gas | 2364 | 302 |  | 01/05/2022 | 125135 | 206338275 | 02/09/2022
Johnson Controls, Inc. | GUARDIAN BY JOHNSON CONTROLS | PHG4B421002X4 | Federally-Regulated Consumer Product | Weatherized Non-Condensing Gas | 1997 | 285 |  | 01/05/2022 | 99925 | 206338261 | 02/09/2022
Johnson Controls, Inc. | GUARDIAN BY JOHNSON CONTROLS | PHG4B481002X4 | Federally-Regulated Consumer Product | Weatherized Non-Condensing Gas | 2047 | 288 |  | 01/05/2022 | 100433 | 206338268 | 02/09/2022
Johnson Controls, Inc. | GUARDIAN BY JOHNSON CONTROLS | PCG4A240752X4 | Federally-Regulated Consumer Product | Weatherized Non-Condensing Gas | 1221 | 251 |  | 12/01/2021 | 75481 | 206077374 | 02/09/2022
Johnson Controls, Inc. | GUARDIAN BY JOHNSON CONTROLS | PCG4A240502L1 | Federally-Regulated Consumer Product | Weatherized Non-Condensing Gas | 1181 | 250 |  | 09/30/2020 | 49661 | 205963008 | 02/09/2022
Johnson Controls, Inc. | GUARDIAN BY JOHNSON CONTROLS | PCG4B481252X4 | Federally-Regulated Consumer Product | Weatherized Non-Condensing Gas | 1962 | 284 |  | 12/01/2021 | 126252 | 206077563 | 02/09/2022
Johnson Controls, Inc. | GUARDIAN BY JOHNSON CONTROLS | PCG4B600652X4 | Federally-Regulated Consumer Product | Weatherized Non-Condensing Gas | 2015 | 286 |  | 12/01/2021 | 64842 | 206077570 | 02/09/2022
Johnson Controls, Inc. | GUARDIAN BY JOHNSON CONTROLS | PCG4A240502X4 | Federally-Regulated Consumer Product | Weatherized Non-Condensing Gas | 968 | 240 |  | 12/01/2021 | 50146 | 206077364 | 02/09/2022
Johnson Controls, Inc. | GUARDIAN BY JOHNSON CONTROLS | PCG4A421002X4 | Federally-Regulated Consumer Product | Weatherized Non-Condensing Gas | 1571 | 267 |  | 12/01/2021 | 100288 | 206077444 | 02/09/2022
Nordyne, LLC | Maytag | MGC2SD108DT45D1 | Federally-Regulated Consumer Product | Non-Weatherized, Condensing Ga | 2046 | 272 |  | 08/05/2020 | 107992 | 205281351 | 02/09/2022
Nordyne, LLC | Maytag | MGC2SD038*T24B1 | Federally-Regulated Consumer Product | Non-Weatherized, Condensing Ga | 1486 | 260 | 260.384 | 07/22/2020 | 37931 | 205770224 | 02/09/2022
Nordyne, LLC | Maytag | MGC3SA100UT35C1 | Federally-Regulated Consumer Product | Non-Weatherized, Non-Condensin | 2074 | 273 | 273.256 | 07/22/2020 | 101890 | 204718048 | 02/09/2022
Nordyne, LLC | Maytag | MGC2SA072CT24B1 | Federally-Regulated Consumer Product | Non-Weatherized, Non-Condensin | 1457 | 246 | 246.108 | 07/22/2020 | 69586 | 205124051 | 02/09/2022
Nordyne, LLC | Maytag | MGC2SD120*T45D1 | Federally-Regulated Consumer Product | Non-Weatherized, Condensing Ga | 1860 | 277 |  | 07/31/2021 | 113408 | 206192531 | 02/09/2022
Nordyne, LLC | Maytag | MGC2SD054DT24B1 | Federally-Regulated Consumer Product | Non-Weatherized, Condensing Ga | 1478 | 260 |  | 08/05/2020 | 54229 | 205147074 | 02/09/2022
Nordyne, LLC | Maytag | MGC3SA070UT24B1 | Federally-Regulated Consumer Product | Non-Weatherized, Non-Condensin | 1597 | 252 | 252.268 | 07/22/2020 | 70859 | 204924133 | 02/09/2022
Nordyne, LLC | Maytag | PGC2TN115DV45D1 | Federally-Regulated Consumer Product | Non-Weatherized, Condensing Ga | 1798 | 274 |  | 12/01/2021 | 74070 | 204036958 | 02/09/2022
Nordyne, LLC | Maytag | PGC2TC100DV35C1 | Federally-Regulated Consumer Product | Non-Weatherized, Condensing Ga | 1826 | 275 |  | 12/01/2021 | 64473 | 204036836 | 02/09/2022
Nordyne, LLC | Maytag | MGC2SA108CT35C1 | Federally-Regulated Consumer Product | Non-Weatherized, Non-Condensin | 2230 | 238 | 280.12 | 07/22/2020 | 108250 | 205770227 | 02/09/2022
Nordyne, LLC | Maytag | MGC3SA055UT23A1 | Federally-Regulated Consumer Product | Non-Weatherized, Non-Condensin | 1100 | 230 | 230.4 | 07/22/2020 | 54989 | 204719012 | 02/09/2022
Nordyne, LLC | Maytag | PGC2TE100DE35C1 | Federally-Regulated Consumer Product | Non-Weatherized, Condensing Ga | 1783 | 273 |  | 12/01/2021 | 64758 | 205309130 | 02/09/2022
Nordyne, LLC | Maytag | MGC2SA045CT23A1 | Federally-Regulated Consumer Product | Non-Weatherized, Non-Condensin | 1249 | 235 | 236.956 | 07/22/2020 | 45676 | 205751684 | 02/09/2022
Nordyne, LLC | Maytag | MG1E-090F1A*M1 | Federally-Regulated Consumer Product | Mobile Home Non-Weatherized, N | 1474 | 247 |  | 12/01/2021 | 85906 | 204541462 | 02/09/2022
Nordyne, LLC | Maytag | PGC2TA-120C-V35C1 | Federally-Regulated Consumer Product | Non-Weatherized, Non-Condensin | 2383 | 287 |  | 08/05/2020 | 76546 | 205962946 | 02/09/2022
Nordyne, LLC | Maytag | MGC2SD090DT35C1 | Federally-Regulated Consumer Product | Non-Weatherized, Condensing Ga | 1982 | 282 | 282.208 | 07/22/2020 | 86025 | 205770225 | 02/09/2022
Nordyne, LLC | Maytag | PGC2TA080CV24B1 | Federally-Regulated Consumer Product | Non-Weatherized, Non-Condensin | 1277 | 238 |  | 12/01/2021 | 52213 | 204036789 | 02/09/2022
Nordyne, LLC | Maytag | MGC2SC038*T23A1 | Federally-Regulated Consumer Product | Non-Weatherized, Condensing Ga | 1252 | 250 |  | 07/31/2021 | 37844 | 205078750 | 02/09/2022
Nordyne, LLC | Maytag | PGC2TC080*V35C1 | Federally-Regulated Consumer Product | Non-Weatherized, Condensing Ga | 1873 | 277 |  | 12/01/2021 | 50261 | 204037006 | 02/09/2022
Nordyne, LLC | Maytag | MGC2SD120DT45D1 | Federally-Regulated Consumer Product | Non-Weatherized, Condensing Ga | 1860 | 277 |  | 09/16/2020 | 113408 | 206192524 | 02/09/2022
Nordyne, LLC | Maytag | MGC2SD108*T45D1 | Federally-Regulated Consumer Product | Non-Weatherized, Condensing Ga | 2046 | 272 |  | 07/31/2021 | 107992 | 205281358 | 02/09/2022
Nordyne, LLC | Maytag | PGC2TA060CV23A1 | Federally-Regulated Consumer Product | Non-Weatherized, Non-Condensin | 1266 | 238 |  | 05/19/2021 | 39577 | 207071433 | 02/09/2022
Nordyne, LLC | Maytag | PGC2TA-100C-V35C1 | Federally-Regulated Consumer Product | Non-Weatherized, Non-Condensin | 1795 | 261 |  | 08/05/2020 | 65499 | 205962942 | 02/09/2022
Nordyne, LLC | Maytag | MGC2SD054*T24B1 | Federally-Regulated Consumer Product | Non-Weatherized, Condensing Ga | 1478 | 260 |  | 07/31/2021 | 54229 | 205147081 | 02/09/2022
Nordyne, LLC | Maytag | MG1E-077F1A*M1 | Federally-Regulated Consumer Product | Mobile Home Non-Weatherized, N | 1253 | 237 |  | 12/01/2021 | 77346 | 204112435 | 02/09/2022
Nordyne, LLC | Maytag | MGC2SD090*T35C1 | Federally-Regulated Consumer Product | Non-Weatherized, Condensing Ga | 1982 | 282 | 282.208 | 07/22/2020 | 86025 | 205770226 | 02/09/2022
Nordyne, LLC | Maytag | MGC2SD038DT24B1 | Federally-Regulated Consumer Product | Non-Weatherized, Condensing Ga | 1486 | 260 | 260.384 | 07/22/2020 | 37931 | 205770223 | 02/09/2022
Nordyne, LLC | Maytag | PGC2TC100*V35C1 | Federally-Regulated Consumer Product | Non-Weatherized, Condensing Ga | 1826 | 275 |  | 12/01/2021 | 64473 | 204037015 | 02/09/2022
Nordyne, LLC | Maytag | PGC2TE100DV35C1 | Federally-Regulated Consumer Product | Non-Weatherized, Condensing Ga | 1819 | 275 |  | 12/01/2021 | 65338 | 205770228 | 02/09/2022
Nordyne, LLC | Maytag | MGC2SA072CT35C1 | Federally-Regulated Consumer Product | Non-Weatherized, Non-Condensin | 1719 | 257 | 257.636 | 07/22/2020 | 73962 | 205751670 | 02/09/2022
Nordyne, LLC | Maytag | MGC2SA054CT23A1 | Federally-Regulated Consumer Product | Non-Weatherized, Non-Condensin | 1278 | 238 | 238.232 | 07/22/2020 | 52950 | 204834975 | 02/09/2022
Nordyne, LLC | Maytag | PGC2TN100DV35C1 | Federally-Regulated Consumer Product | Non-Weatherized, Condensing Ga | 2208 | 292 | 292.152 | 07/22/2020 | 64085 | 205746312 | 02/09/2022
Nordyne, LLC | Maytag | PGC2TE035DE23A1 | Federally-Regulated Consumer Product | Non-Weatherized, Condensing Ga | 1240 | 250 |  | 08/11/2021 | 22621 | 207252719 | 02/09/2022
Nordyne, LLC | Maytag | PGC2TE080C35VC1 | Federally-Regulated Consumer Product | Non-Weatherized, Condensing Ga | 1798 | 274 |  | 12/01/2021 | 74070 | 204036965 | 02/09/2022
Nordyne, LLC | Maytag | MGC2SC090DT35C1 | Federally-Regulated Consumer Product | Non-Weatherized, Condensing Ga | 1980 | 282 | 282.12 | 07/22/2020 | 90343 | 205116239 | 02/09/2022
Nordyne, LLC | Maytag | PGC2TC080DV35C1 | Federally-Regulated Consumer Product | Non-Weatherized, Condensing Ga | 1873 | 277 |  | 12/01/2021 | 50261 | 204036821 | 02/09/2022
Nordyne, LLC | Maytag | PGC2TE060DE24B1 | Federally-Regulated Consumer Product | Non-Weatherized, Condensing Ga | 1315 | 252 |  | 12/01/2021 | 38212 | 205309128 | 02/09/2022
Nordyne, LLC | Maytag | MG3S-080T2*AC1 | Federally-Regulated Consumer Product | Non-Weatherized, Condensing Ga | 1785 | 274 |  | 12/01/2021 | 52907 | 205962958 | 02/09/2022
Nordyne, LLC | OXBOX | J952X120*U5SAAA | Federally-Regulated Consumer Product | Non-Weatherized, Condensing Ga | 2160 | 290 |  | 03/17/2021 | 77603 | 206784511 | 02/09/2022
Nordyne, LLC | OXBOX | J952X120DU5SAAA | Federally-Regulated Consumer Product | Non-Weatherized, Condensing Ga | 2160 | 290 |  | 03/17/2021 | 77603 | 206784510 | 02/09/2022
Johnson Controls, Inc. | GUARDIAN BY JOHNSON CONTROLS | PCG4B600652L1 | Federally-Regulated Consumer Product | Weatherized Non-Condensing Gas | 2399 | 303 |  | 02/09/2022 | 65483 | 205963023 | 02/09/2022
Johnson Controls, Inc. | GUARDIAN BY JOHNSON CONTROLS | PCG4B601252X4 | Federally-Regulated Consumer Product | Weatherized Non-Condensing Gas | 2356 | 301 |  | 02/09/2022 | 124100 | 206077584 | 02/09/2022
Johnson Controls, Inc. | GUARDIAN BY JOHNSON CONTROLS | PHG4B420652X4 | Federally-Regulated Consumer Product | Weatherized Non-Condensing Gas | 1679 | 272 |  | 02/09/2022 | 65170 | 206338254 | 02/09/2022
Johnson Controls, Inc. | GUARDIAN BY JOHNSON CONTROLS | PHG4B361002X4 | Federally-Regulated Consumer Product | Weatherized Non-Condensing Gas | 1564 | 266 |  | 02/09/2022 | 99580 | 206338247 | 02/09/2022
Johnson Controls, Inc. | GUARDIAN BY JOHNSON CONTROLS | PCG4B601002X4 | Federally-Regulated Consumer Product | Weatherized Non-Condensing Gas | 2310 | 299 |  | 02/09/2022 | 99590 | 206077577 | 02/09/2022
Johnson Controls, Inc. | GUARDIAN BY JOHNSON CONTROLS | PCG4B481002X4 | Federally-Regulated Consumer Product | Weatherized Non-Condensing Gas | 1965 | 284 |  | 02/09/2022 | 99130 | 206077556 | 02/09/2022
Johnson Controls, Inc. | GUARDIAN BY JOHNSON CONTROLS | PCG4B480652L1 | Federally-Regulated Consumer Product | Weatherized Non-Condensing Gas | 2004 | 286 |  | 02/09/2022 | 65012 | 205963018 | 02/09/2022
Johnson Controls, Inc. | GUARDIAN BY JOHNSON CONTROLS | PCG4A420752X4 | Federally-Regulated Consumer Product | Weatherized Non-Condensing Gas | 2008 | 286 |  | 02/09/2022 | 74590 | 206077434 | 02/09/2022
Johnson Controls, Inc. | GUARDIAN BY JOHNSON CONTROLS | PCG4A360752X4 | Federally-Regulated Consumer Product | Weatherized Non-Condensing Gas | 1506 | 264 |  | 02/09/2022 | 74580 | 206077416 | 02/09/2022
Johnson Controls, Inc. | GUARDIAN BY JOHNSON CONTROLS | PCG4A360502X4 | Federally-Regulated Consumer Product | Weatherized Non-Condensing Gas | 1645 | 270 |  | 02/09/2022 | 50100 | 206077405 | 02/09/2022
Johnson Controls, Inc. | GUARDIAN BY JOHNSON CONTROLS | PCG4A300752X4 | Federally-Regulated Consumer Product | Weatherized Non-Condensing Gas | 1418 | 260 |  | 02/09/2022 | 75070 | 206077395 | 02/09/2022
Johnson Controls, Inc. | GUARDIAN BY JOHNSON CONTROLS | PCG4A360502L1 | Federally-Regulated Consumer Product | Weatherized Non-Condensing Gas | 1495 | 263 |  | 02/09/2022 | 50177 | 205963013 | 02/09/2022
Johnson Controls, Inc. | GUARDIAN BY JOHNSON CONTROLS | PCG4B480652X4 | Federally-Regulated Consumer Product | Weatherized Non-Condensing Gas | 1990 | 285 |  | 02/09/2022 | 65280 | 206077549 | 02/09/2022
Johnson Controls, Inc. | GUARDIAN BY JOHNSON CONTROLS | PHG4B601252X4 | Federally-Regulated Consumer Product | Weatherized Non-Condensing Gas | 2272 | 297 |  | 02/09/2022 | 124490 | 206338282 | 02/09/2022
Johnson Controls, Inc. | GUARDIAN BY JOHNSON CONTROLS | PCG4A361002X4 | Federally-Regulated Consumer Product | Weatherized Non-Condensing Gas | 1579 | 267 |  | 02/09/2022 | 99090 | 206077425 | 02/09/2022
Johnson Controls, Inc. | GUARDIAN BY JOHNSON CONTROLS | PHG4B481252X4 | Federally-Regulated Consumer Product | Weatherized Non-Condensing Gas | 2057 | 288 |  | 02/09/2022 | 125500 | 206338275 | 02/09/2022
Johnson Controls, Inc. | GUARDIAN BY JOHNSON CONTROLS | PHG4B421002X4 | Federally-Regulated Consumer Product | Weatherized Non-Condensing Gas | 1590 | 268 |  | 02/09/2022 | 98490 | 206338261 | 02/09/2022
Johnson Controls, Inc. | GUARDIAN BY JOHNSON CONTROLS | PHG4B481002X4 | Federally-Regulated Consumer Product | Weatherized Non-Condensing Gas | 1939 | 283 |  | 02/09/2022 | 100440 | 206338268 | 02/09/2022
Johnson Controls, Inc. | GUARDIAN BY JOHNSON CONTROLS | PCG4A240752X4 | Federally-Regulated Consumer Product | Weatherized Non-Condensing Gas | 1221 | 251 |  | 02/09/2022 | 75841 | 206077374 | 02/09/2022
Johnson Controls, Inc. | GUARDIAN BY JOHNSON CONTROLS | PCG4A240502L1 | Federally-Regulated Consumer Product | Weatherized Non-Condensing Gas | 1178 | 250 |  | 02/09/2022 | 50589 | 205963008 | 02/09/2022
Johnson Controls, Inc. | GUARDIAN BY JOHNSON CONTROLS | PCG4B481252X4 | Federally-Regulated Consumer Product | Weatherized Non-Condensing Gas | 2013 | 286 |  | 02/09/2022 | 125150 | 206077563 | 02/09/2022
Johnson Controls, Inc. | GUARDIAN BY JOHNSON CONTROLS | PCG4B600652X4 | Federally-Regulated Consumer Product | Weatherized Non-Condensing Gas | 2322 | 300 |  | 02/09/2022 | 64850 | 206077570 | 02/09/2022
Johnson Controls, Inc. | GUARDIAN BY JOHNSON CONTROLS | PCG4A240502X4 | Federally-Regulated Consumer Product | Weatherized Non-Condensing Gas | 1157 | 249 |  | 02/09/2022 | 50486 | 206077364 | 02/09/2022
Johnson Controls, Inc. | GUARDIAN BY JOHNSON CONTROLS | PCG4A421002X4 | Federally-Regulated Consumer Product | Weatherized Non-Condensing Gas | 1919 | 282 |  | 02/09/2022 | 99730 | 206077444 | 02/09/2022
Nordyne, LLC | OXBOX | J952X120*U5SAAA | Federally-Regulated Consumer Product | Non-Weatherized, Condensing Ga | 2160 | 290 |  | 02/09/2022 | 77603 | 206784511 | 02/09/2022
Nordyne, LLC | OXBOX | J952X120DU5SAAA | Federally-Regulated Consumer Product | Non-Weatherized, Condensing Ga | 2160 | 290 |  | 02/09/2022 | 77603 | 206784510 | 02/09/2022
Nordyne, LLC | Maytag | MGC2SD108DT45D1 | Federally-Regulated Consumer Product | Non-Weatherized, Condensing Ga | 2046 | 272 |  | 02/09/2022 | 107992 | 205281351 | 02/09/2022
Nordyne, LLC | Maytag | MGC2SD038*T24B1 | Federally-Regulated Consumer Product | Non-Weatherized, Condensing Ga | 1486 | 260 |  | 02/09/2022 | 37931 | 205770224 | 02/09/2022
Nordyne, LLC | Maytag | MGC3SA100UT35C1 | Federally-Regulated Consumer Product | Non-Weatherized, Non-Condensin | 2074 | 273 |  | 02/09/2022 | 101890 | 204718048 | 02/09/2022
Nordyne, LLC | Maytag | MGC2SA072CT24B1 | Federally-Regulated Consumer Product | Non-Weatherized, Non-Condensin | 1457 | 246 |  | 02/09/2022 | 69586 | 205124051 | 02/09/2022
Nordyne, LLC | Maytag | MGC2SD120*T45D1 | Federally-Regulated Consumer Product | Non-Weatherized, Condensing Ga | 1860 | 277 |  | 02/09/2022 | 113408 | 206192531 | 02/09/2022
Nordyne, LLC | Maytag | MGC2SD054DT24B1 | Federally-Regulated Consumer Product | Non-Weatherized, Condensing Ga | 1478 | 260 |  | 02/09/2022 | 54229 | 205147074 | 02/09/2022
Nordyne, LLC | Maytag | MGC3SA070UT24B1 | Federally-Regulated Consumer Product | Non-Weatherized, Non-Condensin | 1597 | 252 |  | 02/09/2022 | 70859 | 204924133 | 02/09/2022
Nordyne, LLC | Maytag | PGC2TN115DV45D1 | Federally-Regulated Consumer Product | Non-Weatherized, Condensing Ga | 1798 | 274 |  | 02/09/2022 | 74070 | 204036958 | 02/09/2022
Nordyne, LLC | Maytag | PGC2TC100DV35C1 | Federally-Regulated Consumer Product | Non-Weatherized, Condensing Ga | 1826 | 275 |  | 02/09/2022 | 64473 | 204036836 | 02/09/2022
Nordyne, LLC | Maytag | MGC2SA108CT35C1 | Federally-Regulated Consumer Product | Non-Weatherized, Non-Condensin | 2230 | 238 |  | 02/09/2022 | 108250 | 205770227 | 02/09/2022
Nordyne, LLC | Maytag | MGC3SA055UT23A1 | Federally-Regulated Consumer Product | Non-Weatherized, Non-Condensin | 1100 | 230 |  | 02/09/2022 | 54989 | 204719012 | 02/09/2022
Nordyne, LLC | Maytag | PGC2TE100DE35C1 | Federally-Regulated Consumer Product | Non-Weatherized, Condensing Ga | 1783 | 273 |  | 02/09/2022 | 64758 | 205309130 | 02/09/2022
Nordyne, LLC | Maytag | MGC2SA045CT23A1 | Federally-Regulated Consumer Product | Non-Weatherized, Non-Condensin | 1249 | 235 |  | 02/09/2022 | 45676 | 205751684 | 02/09/2022
Nordyne, LLC | Maytag | MG1E-090F1A*M1 | Federally-Regulated Consumer Product | Mobile Home Non-Weatherized, N | 1474 | 247 |  | 02/09/2022 | 85906 | 204541462 | 02/09/2022
Nordyne, LLC | Maytag | PGC2TA-120C-V35C1 | Federally-Regulated Consumer Product | Non-Weatherized, Non-Condensin | 2383 | 287 |  | 02/09/2022 | 76546 | 205962946 | 02/09/2022
Nordyne, LLC | Maytag | MGC2SD090DT35C1 | Federally-Regulated Consumer Product | Non-Weatherized, Condensing Ga | 1982 | 282 |  | 02/09/2022 | 86025 | 205770225 | 02/09/2022
Nordyne, LLC | Maytag | PGC2TA080CV24B1 | Federally-Regulated Consumer Product | Non-Weatherized, Non-Condensin | 1277 | 238 |  | 02/09/2022 | 52213 | 204036789 | 02/09/2022
Nordyne, LLC | Maytag | MGC2SC038*T23A1 | Federally-Regulated Consumer Product | Non-Weatherized, Condensing Ga | 1252 | 250 |  | 02/09/2022 | 37844 | 205078750 | 02/09/2022
Nordyne, LLC | Maytag | PGC2TC080*V35C1 | Federally-Regulated Consumer Product | Non-Weatherized, Condensing Ga | 1873 | 277 |  | 02/09/2022 | 50261 | 204037006 | 02/09/2022
Nordyne, LLC | Maytag | MGC2SD120DT45D1 | Federally-Regulated Consumer Product | Non-Weatherized, Condensing Ga | 1860 | 277 |  | 02/09/2022 | 113408 | 206192524 | 02/09/2022
Nordyne, LLC | Maytag | MGC2SD108*T45D1 | Federally-Regulated Consumer Product | Non-Weatherized, Condensing Ga | 2046 | 272 |  | 02/09/2022 | 107992 | 205281358 | 02/09/2022
Nordyne, LLC | Maytag | PGC2TA060CV23A1 | Federally-Regulated Consumer Product | Non-Weatherized, Non-Condensin | 1266 | 238 |  | 02/09/2022 | 39577 | 207071433 | 02/09/2022
Nordyne, LLC | Maytag | PGC2TA-100C-V35C1 | Federally-Regulated Consumer Product | Non-Weatherized, Non-Condensin | 1795 | 261 |  | 02/09/2022 | 65499 | 205962942 | 02/09/2022
Nordyne, LLC | Maytag | MGC2SD054*T24B1 | Federally-Regulated Consumer Product | Non-Weatherized, Condensing Ga | 1478 | 260 |  | 02/09/2022 | 54229 | 205147081 | 02/09/2022
Nordyne, LLC | Maytag | MG1E-077F1A*M1 | Federally-Regulated Consumer Product | Mobile Home Non-Weatherized, N | 1253 | 237 |  | 02/09/2022 | 77346 | 204112435 | 02/09/2022
Nordyne, LLC | Maytag | MGC2SD090*T35C1 | Federally-Regulated Consumer Product | Non-Weatherized, Condensing Ga | 1982 | 282 |  | 02/09/2022 | 86025 | 205770226 | 02/09/2022
Nordyne, LLC | Maytag | MGC2SD038DT24B1 | Federally-Regulated Consumer Product | Non-Weatherized, Condensing Ga | 1486 | 260 |  | 02/09/2022 | 37931 | 205770223 | 02/09/2022
Nordyne, LLC | Maytag | PGC2TC100*V35C1 | Federally-Regulated Consumer Product | Non-Weatherized, Condensing Ga | 1826 | 275 |  | 02/09/2022 | 64473 | 204037015 | 02/09/2022
Nordyne, LLC | Maytag | PGC2TE100DV35C1 | Federally-Regulated Consumer Product | Non-Weatherized, Condensing Ga | 1819 | 275 |  | 02/09/2022 | 65338 | 205770228 | 02/09/2022
Nordyne, LLC | Maytag | MGC2SA072CT35C1 | Federally-Regulated Consumer Product | Non-Weatherized, Non-Condensin | 1719 | 257 |  | 02/09/2022 | 73962 | 205751670 | 02/09/2022
Nordyne, LLC | Maytag | MGC2SA054CT23A1 | Federally-Regulated Consumer Product | Non-Weatherized, Non-Condensin | 1278 | 238 |  | 02/09/2022 | 52950 | 204834975 | 02/09/2022
Nordyne, LLC | Maytag | PGC2TN100DV35C1 | Federally-Regulated Consumer Product | Non-Weatherized, Condensing Ga | 2208 | 292 |  | 02/09/2022 | 64085 | 205746312 | 02/09/2022
Nordyne, LLC | Maytag | PGC2TE035DE23A1 | Federally-Regulated Consumer Product | Non-Weatherized, Condensing Ga | 1240 | 250 |  | 02/09/2022 | 22621 | 207252719 | 02/09/2022
Nordyne, LLC | Maytag | PGC2TE080C35VC1 | Federally-Regulated Consumer Product | Non-Weatherized, Condensing Ga | 1798 | 274 |  | 02/09/2022 | 74070 | 204036965 | 02/09/2022
Nordyne, LLC | Maytag | MGC2SC090DT35C1 | Federally-Regulated Consumer Product | Non-Weatherized, Condensing Ga | 1980 | 282 |  | 02/09/2022 | 90343 | 205116239 | 02/09/2022
Nordyne, LLC | Maytag | PGC2TC080DV35C1 | Federally-Regulated Consumer Product | Non-Weatherized, Condensing Ga | 1873 | 277 |  | 02/09/2022 | 50261 | 204036821 | 02/09/2022
Nordyne, LLC | Maytag | PGC2TE060DE24B1 | Federally-Regulated Consumer Product | Non-Weatherized, Condensing Ga | 1315 | 252 |  | 02/09/2022 | 38212 | 205309128 | 02/09/2022
Nordyne, LLC | Maytag | MG3S-080T2*AC1 | Federally-Regulated Consumer Product | Non-Weatherized, Condensing Ga | 1785 | 274 |  | 02/09/2022 | 52907 | 205962958 | 02/09/2022
Daikin Comfort Technologies Manufacturing, L.P. | Daikin | DM96VE0804CN | Federally-Regulated Consumer Product | Non-Weatherized, Condensing Ga | 1622 | 266 | 266.368 | 07/22/2020 | 56000 | 9101246 | 02/16/2022
Daikin Comfort Technologies Manufacturing, L.P. | Daikin | DM96VE1205DN | Federally-Regulated Consumer Product | Non-Weatherized, Condensing Ga | 2030 | 284 | 284.32 | 07/22/2020 | 84000 | 7423795 | 02/16/2022
Daikin Comfort Technologies Manufacturing, L.P. | Daikin | DM96VE0603BN | Federally-Regulated Consumer Product | Non-Weatherized, Condensing Ga | 1115 | 244 | 244.06 | 07/22/2020 | 42122 | 7423792 | 02/16/2022
Daikin Comfort Technologies Manufacturing, L.P. | Daikin | DM96VE0603AN | Federally-Regulated Consumer Product | Non-Weatherized, Condensing Ga | 1215 | 248 | 248.46 | 07/22/2020 | 42044 | 10515338 | 02/16/2022
Daikin Comfort Technologies Manufacturing, L.P. | Daikin | DC96VE0603BN | Federally-Regulated Consumer Product | Non-Weatherized, Condensing Ga | 1170 | 246 | 246.48 | 07/22/2020 | 42383 | 10333724 | 02/16/2022
Daikin Comfort Technologies Manufacturing, L.P. | Daikin | DC96VE0803BN | Federally-Regulated Consumer Product | Non-Weatherized, Condensing Ga | 1345 | 254 | 254.18 | 07/22/2020 | 56369 | 10333725 | 02/16/2022
Daikin Comfort Technologies Manufacturing, L.P. | Daikin | DM96VE1005CN | Federally-Regulated Consumer Product | Non-Weatherized, Condensing Ga | 1801 | 274 | 274.244 | 07/22/2020 | 70281 | 9101247 | 02/16/2022
Daikin Comfort Technologies Manufacturing, L.P. | Daikin | DM96VE0303AN | Federally-Regulated Consumer Product | Non-Weatherized, Condensing Ga | 987 | 238 | 238.428 | 07/22/2020 | 20937 | 10515336 | 02/16/2022
Daikin Comfort Technologies Manufacturing, L.P. | Daikin | DM96VE1004CN | Federally-Regulated Consumer Product | Non-Weatherized, Condensing Ga | 1601 | 265 | 265.444 | 07/22/2020 | 70000 | 7423794 | 02/16/2022
Daikin Comfort Technologies Manufacturing, L.P. | Goodman | GMEC961004CN | Federally-Regulated Consumer Product | Non-Weatherized, Condensing Ga | 1601 | 265 | 265.444 | 10/04/2019 |  |  | 02/16/2022
Daikin Comfort Technologies Manufacturing, L.P. | Goodman | GMES960603BU | Federally-Regulated Consumer Product | Non-Weatherized, Condensing Ga | 1149 | 245 |  | 08/05/2020 | 60182 | 204271258 | 02/16/2022
Daikin Comfort Technologies Manufacturing, L.P. | Goodman | GMEC961005CN | Federally-Regulated Consumer Product | Non-Weatherized, Condensing Ga | 1801 | 274 | 274.244 | 10/04/2019 |  |  | 02/16/2022
Daikin Comfort Technologies Manufacturing, L.P. | Goodman | GCES961005CN | Federally-Regulated Consumer Product | Non-Weatherized, Condensing Ga | 1955 | 281 |  | 02/17/2021 | 100582 | 203400989 | 02/16/2022
Daikin Comfort Technologies Manufacturing, L.P. | Goodman | GMEC801005CX | Federally-Regulated Consumer Product | Non-Weatherized, Non-Condensin | 1964 | 268 | 268.416 | 10/04/2019 |  |  | 02/16/2022
Daikin Comfort Technologies Manufacturing, L.P. | Goodman | GMEC960303AN | Federally-Regulated Consumer Product | Non-Weatherized, Condensing Ga | 987 | 238 | 238.428 | 10/04/2019 |  |  | 02/16/2022
Daikin Comfort Technologies Manufacturing, L.P. | Goodman | GMEC800403AX | Federally-Regulated Consumer Product | Non-Weatherized, Non-Condensin | 1251 | 237 | 237.044 | 10/04/2019 |  |  | 02/16/2022
Daikin Comfort Technologies Manufacturing, L.P. | Goodman | GMES921005CN | Federally-Regulated Consumer Product | Non-Weatherized, Condensing Ga | 1959 | 281 |  | 07/31/2021 | 100747 | 203400961 | 02/16/2022
Daikin Comfort Technologies Manufacturing, L.P. | Goodman | GMES960805CU | Federally-Regulated Consumer Product | Non-Weatherized, Condensing Ga | 2011 | 283 |  | 12/01/2021 | 80484 | 203495467 | 02/16/2022
Daikin Comfort Technologies Manufacturing, L.P. | Goodman | GCEC801005CX | Federally-Regulated Consumer Product | Non-Weatherized, Non-Condensin | 1959 | 268 | 268.196 | 10/04/2019 |  |  | 02/16/2022
Daikin Comfort Technologies Manufacturing, L.P. | Goodman | VMES801005CX | Federally-Regulated Consumer Product | Non-Weatherized, Non-Condensin | 1578 | 251 | 251.432 | 10/04/2019 |  |  | 02/16/2022
Daikin Comfort Technologies Manufacturing, L.P. | Goodman | GMES960403AN | Federally-Regulated Consumer Product | Non-Weatherized, Condensing Ga | 1238 | 249 | 249.472 | 10/04/2019 |  |  | 02/16/2022
Daikin Comfort Technologies Manufacturing, L.P. | Goodman | GMEC960603AN | Federally-Regulated Consumer Product | Non-Weatherized, Condensing Ga | 1215 | 248 | 248.46 | 10/04/2019 |  |  | 02/16/2022
Daikin Comfort Technologies Manufacturing, L.P. | Goodman | GMEC961205DN | Federally-Regulated Consumer Product | Non-Weatherized, Condensing Ga | 2030 | 284 | 284.32 | 10/04/2019 |  |  | 02/16/2022
Daikin Comfort Technologies Manufacturing, L.P. | Goodman | VMES961005CN | Federally-Regulated Consumer Product | Non-Weatherized, Condensing Ga | 1976 | 281 |  | 08/05/2020 | 100158 | 203708636 | 02/16/2022
Daikin Comfort Technologies Manufacturing, L.P. | Goodman | VMES800604BX | Federally-Regulated Consumer Product | Non-Weatherized, Non-Condensin | 1647 | 254 | 254.468 | 10/04/2019 |  |  | 02/16/2022
Daikin Comfort Technologies Manufacturing, L.P. | Goodman | GCEC800805CX | Federally-Regulated Consumer Product | Non-Weatherized, Non-Condensin | 1759 | 259 | 259.396 | 10/04/2019 |  |  | 02/16/2022
Daikin Comfort Technologies Manufacturing, L.P. | Goodman | GMEC800803BX | Federally-Regulated Consumer Product | Non-Weatherized, Non-Condensin | 1260 | 237 | 237.44 | 10/04/2019 |  |  | 02/16/2022
Daikin Comfort Technologies Manufacturing, L.P. | Goodman | GMEC800804CX | Federally-Regulated Consumer Product | Non-Weatherized, Non-Condensin | 1707 | 257 | 257.108 | 10/04/2019 |  |  | 02/16/2022
Daikin Comfort Technologies Manufacturing, L.P. | Goodman | GMES960805CN | Federally-Regulated Consumer Product | Non-Weatherized, Condensing Ga | 2085 | 286 | 286.74 | 07/22/2020 | 79830 | 203400983 | 02/16/2022
Daikin Comfort Technologies Manufacturing, L.P. | Goodman | GMEC800603AX | Federally-Regulated Consumer Product | Non-Weatherized, Non-Condensin | 1301 | 239 | 239.244 | 10/04/2019 |  |  | 02/16/2022
Daikin Comfort Technologies Manufacturing, L.P. | Goodman | GMES801005CX | Federally-Regulated Consumer Product | Non-Weatherized, Non-Condensin | 1578 | 251 | 251.432 | 10/04/2019 |  |  | 02/16/2022
Daikin Comfort Technologies Manufacturing, L.P. | Goodman | GMES921004CN | Federally-Regulated Consumer Product | Non-Weatherized, Condensing Ga | 1615 | 266 |  | 07/31/2021 | 99347 | 203400960 | 02/16/2022
Daikin Comfort Technologies Manufacturing, L.P. | Goodman | GMES800803BX | Federally-Regulated Consumer Product | Non-Weatherized, Non-Condensin | 1320 | 240 | 240.08 | 10/04/2019 |  |  | 02/16/2022
Daikin Comfort Technologies Manufacturing, L.P. | Goodman | GCEC960603BN | Federally-Regulated Consumer Product | Non-Weatherized, Condensing Ga | 1170 | 246 | 246.48 | 10/04/2019 |  |  | 02/16/2022
Daikin Comfort Technologies Manufacturing, L.P. | Goodman | GMEC800805DX | Federally-Regulated Consumer Product | Non-Weatherized, Non-Condensin | 1556 | 250 | 250.464 | 10/04/2019 |  |  | 02/16/2022
Daikin Comfort Technologies Manufacturing, L.P. | Goodman | VMES960803BN | Federally-Regulated Consumer Product | Non-Weatherized, Condensing Ga | 1182 | 247 |  | 08/05/2020 | 79328 | 203707910 | 02/16/2022
Daikin Comfort Technologies Manufacturing, L.P. | Goodman | GMES961005CN | Federally-Regulated Consumer Product | Non-Weatherized, Condensing Ga | 1976 | 281 | 281.944 | 07/22/2020 | 100158 | 203400984 | 02/16/2022
Daikin Comfort Technologies Manufacturing, L.P. | Goodman | GMES800603AU | Federally-Regulated Consumer Product | Non-Weatherized, Non-Condensin | 1370 | 242 | 242.28 | 10/04/2019 |  |  | 02/16/2022
Daikin Comfort Technologies Manufacturing, L.P. | Goodman | VMES960403AN | Federally-Regulated Consumer Product | Non-Weatherized, Condensing Ga | 1238 | 249 |  | 08/05/2020 | 40100 | 203707908 | 02/16/2022
Daikin Comfort Technologies Manufacturing, L.P. | Goodman | GMES960803BN | Federally-Regulated Consumer Product | Non-Weatherized, Condensing Ga | 1182 | 247 | 247.008 | 10/04/2019 |  |  | 02/16/2022
Daikin Comfort Technologies Manufacturing, L.P. | Goodman | VCES960403BN | Federally-Regulated Consumer Product | Non-Weatherized, Condensing Ga | 852 | 232 | 232.488 | 10/04/2019 |  |  | 02/16/2022
Daikin Comfort Technologies Manufacturing, L.P. | Goodman | GMES800604BX | Federally-Regulated Consumer Product | Non-Weatherized, Non-Condensin | 1647 | 254 | 254.468 | 10/04/2019 |  |  | 02/16/2022
Daikin Comfort Technologies Manufacturing, L.P. | Goodman | VMES800403AX | Federally-Regulated Consumer Product | Non-Weatherized, Non-Condensin | 1191 | 234 | 234.404 | 10/04/2019 |  |  | 02/16/2022
Daikin Comfort Technologies Manufacturing, L.P. | Goodman | GCES800403AX | Federally-Regulated Consumer Product | Non-Weatherized, Non-Condensin | 1324 | 240 | 240.256 | 10/04/2019 |  |  | 02/16/2022
Daikin Comfort Technologies Manufacturing, L.P. | Goodman | VCES800804BX | Federally-Regulated Consumer Product | Non-Weatherized, Non-Condensin | 1759 | 259 | 259.396 | 10/04/2019 |  |  | 02/16/2022
Daikin Comfort Technologies Manufacturing, L.P. | Goodman | GMES920804CN | Federally-Regulated Consumer Product | Non-Weatherized, Condensing Ga | 1729 | 271 |  | 07/31/2021 | 79605 | 203400958 | 02/16/2022
Daikin Comfort Technologies Manufacturing, L.P. | Goodman | GMES921205DN | Federally-Regulated Consumer Product | Non-Weatherized, Condensing Ga | 1919 | 279 |  | 07/31/2021 | 119311 | 203400962 | 02/16/2022
Daikin Comfort Technologies Manufacturing, L.P. | Goodman | VCES800603AX | Federally-Regulated Consumer Product | Non-Weatherized, Non-Condensin | 1232 | 236 | 236.208 | 10/04/2019 |  |  | 02/16/2022
Daikin Comfort Technologies Manufacturing, L.P. | Goodman | GCES800804BX | Federally-Regulated Consumer Product | Non-Weatherized, Non-Condensin | 1759 | 259 | 259.396 | 10/04/2019 |  |  | 02/16/2022
Daikin Comfort Technologies Manufacturing, L.P. | Goodman | GCEC960803BN | Federally-Regulated Consumer Product | Non-Weatherized, Condensing Ga | 1345 | 254 | 254.18 | 10/04/2019 |  |  | 02/16/2022
Daikin Comfort Technologies Manufacturing, L.P. | Goodman | VCES961005CN | Federally-Regulated Consumer Product | Non-Weatherized, Condensing Ga | 1955 | 281 | 281.02 | 10/04/2019 |  |  | 02/16/2022
Daikin Comfort Technologies Manufacturing, L.P. | Goodman | GMES800805CU | Federally-Regulated Consumer Product | Non-Weatherized, Non-Condensin | 1941 | 267 | 267.404 | 10/04/2019 |  |  | 02/16/2022
Daikin Comfort Technologies Manufacturing, L.P. | Goodman | GCEC800804BX | Federally-Regulated Consumer Product | Non-Weatherized, Non-Condensin | 1714 | 257 | 257.416 | 10/04/2019 |  |  | 02/16/2022
Daikin Comfort Technologies Manufacturing, L.P. | Goodman | GCES960403BN | Federally-Regulated Consumer Product | Non-Weatherized, Condensing Ga | 852 | 232 |  | 02/17/2021 | 40000 | 203400986 | 02/16/2022
Daikin Comfort Technologies Manufacturing, L.P. | Goodman | GCEC800403AX | Federally-Regulated Consumer Product | Non-Weatherized, Non-Condensin | 1300 | 239 | 239.2 | 10/04/2019 |  |  | 02/16/2022
Daikin Comfort Technologies Manufacturing, L.P. | Goodman | GMES800403AU | Federally-Regulated Consumer Product | Non-Weatherized, Non-Condensin | 1069 | 229 | 229.036 | 10/04/2019 |  |  | 02/16/2022
Daikin Comfort Technologies Manufacturing, L.P. | Goodman | GCES800603AX | Federally-Regulated Consumer Product | Non-Weatherized, Non-Condensin | 1232 | 236 | 236.208 | 10/04/2019 |  |  | 02/16/2022
Daikin Comfort Technologies Manufacturing, L.P. | Goodman | GMES920803BN | Federally-Regulated Consumer Product | Non-Weatherized, Condensing Ga | 1236 | 249 |  | 07/31/2021 | 79260 | 203400957 | 02/16/2022
Daikin Comfort Technologies Manufacturing, L.P. | Goodman | GCEC800603AX | Federally-Regulated Consumer Product | Non-Weatherized, Non-Condensin | 1094 | 230 | 230.136 | 10/04/2019 |  |  | 02/16/2022
Daikin Comfort Technologies Manufacturing, L.P. | Goodman | GMEC960603BN | Federally-Regulated Consumer Product | Non-Weatherized, Condensing Ga | 1115 | 244 | 244.06 | 10/04/2019 |  |  | 02/16/2022
Daikin Comfort Technologies Manufacturing, L.P. | Goodman | GMES800403AX | Federally-Regulated Consumer Product | Non-Weatherized, Non-Condensin | 1191 | 234 | 234.404 | 10/04/2019 |  |  | 02/16/2022
Daikin Comfort Technologies Manufacturing, L.P. | Goodman | GMES960403BU | Federally-Regulated Consumer Product | Non-Weatherized, Condensing Ga | 1137 | 245 |  | 08/05/2020 | 40276 | 204271257 | 02/16/2022
Daikin Comfort Technologies Manufacturing, L.P. | Goodman | GMEC960804CN | Federally-Regulated Consumer Product | Non-Weatherized, Condensing Ga | 1622 | 266 | 266.368 | 10/04/2019 |  |  | 02/16/2022
Daikin Comfort Technologies Manufacturing, L.P. | Goodman | GMES800804BU | Federally-Regulated Consumer Product | Non-Weatherized, Non-Condensin | 1620 | 253 | 253.28 | 10/04/2019 |  |  | 02/16/2022
Daikin Comfort Technologies Manufacturing, L.P. | Amana | AMES801005CX | Federally-Regulated Consumer Product | Non-Weatherized, Non-Condensin | 1578 | 251 | 251.432 | 10/04/2019 |  |  | 02/16/2022
Daikin Comfort Technologies Manufacturing, L.P. | Amana | AMES800805CU | Federally-Regulated Consumer Product | Non-Weatherized, Non-Condensin | 1941 | 267 | 267.404 | 10/04/2019 |  |  | 02/16/2022
Daikin Comfort Technologies Manufacturing, L.P. | Amana | AMES960803BN | Federally-Regulated Consumer Product | Non-Weatherized, Condensing Ga | 1182 | 247 | 247.008 | 10/04/2019 |  |  | 02/16/2022
Daikin Comfort Technologies Manufacturing, L.P. | Amana | AMES800403AX | Federally-Regulated Consumer Product | Non-Weatherized, Non-Condensin | 1191 | 234 | 234.404 | 10/04/2019 |  |  | 02/16/2022
Daikin Comfort Technologies Manufacturing, L.P. | Amana | AMES800803BX | Federally-Regulated Consumer Product | Non-Weatherized, Non-Condensin | 1320 | 240 | 240.08 | 10/04/2019 |  |  | 02/16/2022
Daikin Comfort Technologies Manufacturing, L.P. | Amana | AMES800604BX | Federally-Regulated Consumer Product | Non-Weatherized, Non-Condensin | 1647 | 254 | 254.468 | 10/04/2019 |  |  | 02/16/2022
Daikin Comfort Technologies Manufacturing, L.P. | Amana | AMES920803BN | Federally-Regulated Consumer Product | Non-Weatherized, Condensing Ga | 1236 | 249 |  | 07/31/2021 | 79260 | 203400964 | 02/16/2022
Daikin Comfort Technologies Manufacturing, L.P. | Amana | AMEC800803BX | Federally-Regulated Consumer Product | Non-Weatherized, Non-Condensin | 1260 | 237 | 237.44 | 10/04/2019 |  |  | 02/16/2022
Daikin Comfort Technologies Manufacturing, L.P. | Amana | ACEC800603AX | Federally-Regulated Consumer Product | Non-Weatherized, Non-Condensin | 1094 | 230 | 230.136 | 10/04/2019 |  |  | 02/16/2022
Daikin Comfort Technologies Manufacturing, L.P. | Amana | AMES920804CN | Federally-Regulated Consumer Product | Non-Weatherized, Condensing Ga | 1729 | 271 |  | 07/31/2021 | 79605 | 203400965 | 02/16/2022
Daikin Comfort Technologies Manufacturing, L.P. | Amana | ACEC800805CX | Federally-Regulated Consumer Product | Non-Weatherized, Non-Condensin | 1759 | 259 | 259.396 | 10/04/2019 |  |  | 02/16/2022
Daikin Comfort Technologies Manufacturing, L.P. | Amana | ACES800403AX | Federally-Regulated Consumer Product | Non-Weatherized, Non-Condensin | 1324 | 240 | 240.256 | 10/04/2019 |  |  | 02/16/2022
Daikin Comfort Technologies Manufacturing, L.P. | Amana | AMES921004CN | Federally-Regulated Consumer Product | Non-Weatherized, Condensing Ga | 1615 | 266 |  | 07/31/2021 | 99347 | 203400967 | 02/16/2022
Daikin Comfort Technologies Manufacturing, L.P. | Amana | AMES800804BU | Federally-Regulated Consumer Product | Non-Weatherized, Non-Condensin | 1620 | 253 | 253.28 | 10/04/2019 |  |  | 02/16/2022
Daikin Comfort Technologies Manufacturing, L.P. | Amana | ACES960403BN | Federally-Regulated Consumer Product | Non-Weatherized, Condensing Ga | 852 | 232 |  | 02/17/2021 | 40000 | 203400998 | 02/16/2022
Daikin Comfort Technologies Manufacturing, L.P. | Amana | AMES921205DN | Federally-Regulated Consumer Product | Non-Weatherized, Condensing Ga | 1919 | 279 |  | 07/31/2021 | 119311 | 203400969 | 02/16/2022
Daikin Comfort Technologies Manufacturing, L.P. | Amana | AMES800403AU | Federally-Regulated Consumer Product | Non-Weatherized, Non-Condensin | 1069 | 229 | 229.036 | 10/04/2019 |  |  | 02/16/2022
Daikin Comfort Technologies Manufacturing, L.P. | Amana | AMES921005CN | Federally-Regulated Consumer Product | Non-Weatherized, Condensing Ga | 1959 | 281 |  | 07/31/2021 | 100747 | 203400968 | 02/16/2022
Daikin Comfort Technologies Manufacturing, L.P. | Amana | ACES961005CN | Federally-Regulated Consumer Product | Non-Weatherized, Condensing Ga | 1955 | 281 |  | 02/17/2021 | 100582 | 203401001 | 02/16/2022
Daikin Comfort Technologies Manufacturing, L.P. | Amana | AMES960403BU | Federally-Regulated Consumer Product | Non-Weatherized, Condensing Ga | 1137 | 245 |  | 08/05/2020 | 40276 | 204271662 | 02/16/2022
Daikin Comfort Technologies Manufacturing, L.P. | Amana | ACEC800403AX | Federally-Regulated Consumer Product | Non-Weatherized, Non-Condensin | 1300 | 239 | 239.2 | 10/04/2019 |  |  | 02/16/2022
Daikin Comfort Technologies Manufacturing, L.P. | Amana | AMES960603BU | Federally-Regulated Consumer Product | Non-Weatherized, Condensing Ga | 1149 | 245 |  | 08/05/2020 | 60182 | 204271663 | 02/16/2022
Daikin Comfort Technologies Manufacturing, L.P. | Amana | AMES960805CU | Federally-Regulated Consumer Product | Non-Weatherized, Condensing Ga | 2011 | 283 |  | 08/05/2020 | 80484 | 203503514 | 02/16/2022
Daikin Comfort Technologies Manufacturing, L.P. | Amana | ACEC801005CX | Federally-Regulated Consumer Product | Non-Weatherized, Non-Condensin | 1959 | 268 | 268.196 | 10/04/2019 |  |  | 02/16/2022
Daikin Comfort Technologies Manufacturing, L.P. | Amana | AMEC801005CX | Federally-Regulated Consumer Product | Non-Weatherized, Non-Condensin | 1964 | 268 | 268.416 | 10/04/2019 |  |  | 02/16/2022
Daikin Comfort Technologies Manufacturing, L.P. | Amana | AMES960403AN | Federally-Regulated Consumer Product | Non-Weatherized, Condensing Ga | 1238 | 249 | 249.472 | 10/04/2019 |  |  | 02/16/2022
Daikin Comfort Technologies Manufacturing, L.P. | Amana | AMES800603AU | Federally-Regulated Consumer Product | Non-Weatherized, Non-Condensin | 1370 | 242 | 242.28 | 10/04/2019 |  |  | 02/16/2022
Daikin Comfort Technologies Manufacturing, L.P. | Amana | ACES800603AX | Federally-Regulated Consumer Product | Non-Weatherized, Non-Condensin | 1232 | 236 | 236.208 | 10/04/2019 |  |  | 02/16/2022
Daikin Comfort Technologies Manufacturing, L.P. | Amana | AMEC800805DX | Federally-Regulated Consumer Product | Non-Weatherized, Non-Condensin | 1556 | 250 | 250.464 | 10/04/2019 |  |  | 02/16/2022
Daikin Comfort Technologies Manufacturing, L.P. | Amana | AMEC800804CX | Federally-Regulated Consumer Product | Non-Weatherized, Non-Condensin | 1707 | 257 | 257.108 | 10/04/2019 |  |  | 02/16/2022
Daikin Comfort Technologies Manufacturing, L.P. | Amana | ACEC800804BX | Federally-Regulated Consumer Product | Non-Weatherized, Non-Condensin | 1714 | 257 | 257.416 | 10/04/2019 |  |  | 02/16/2022
Daikin Comfort Technologies Manufacturing, L.P. | Amana | ACES800804BX | Federally-Regulated Consumer Product | Non-Weatherized, Non-Condensin | 1759 | 259 | 259.396 | 10/04/2019 |  |  | 02/16/2022
Daikin Comfort Technologies Manufacturing, L.P. | Daikin | DM92SE1004CN | Federally-Regulated Consumer Product | Non-Weatherized, Condensing Ga | 1615 | 266 |  | 07/31/2021 | 99347 | 203400974 | 02/16/2022
Daikin Comfort Technologies Manufacturing, L.P. | Daikin | DM92SE0804CN | Federally-Regulated Consumer Product | Non-Weatherized, Condensing Ga | 1729 | 271 |  | 07/31/2021 | 79605 | 203400972 | 02/16/2022
Daikin Comfort Technologies Manufacturing, L.P. | Daikin | DM80SE0403AX | Federally-Regulated Consumer Product | Non-Weatherized, Non-Condensin | 1191 | 234 | 234.404 | 10/04/2019 |  |  | 02/16/2022
Daikin Comfort Technologies Manufacturing, L.P. | Daikin | DC80SE0403AX | Federally-Regulated Consumer Product | Non-Weatherized, Non-Condensin | 1324 | 240 | 240.256 | 10/04/2019 |  |  | 02/16/2022
Daikin Comfort Technologies Manufacturing, L.P. | Daikin | DM80SE0403AU | Federally-Regulated Consumer Product | Non-Weatherized, Non-Condensin | 1069 | 229 | 229.036 | 10/04/2019 |  |  | 02/16/2022
Daikin Comfort Technologies Manufacturing, L.P. | Daikin | DM80SE0603AU | Federally-Regulated Consumer Product | Non-Weatherized, Non-Condensin | 1370 | 242 | 242.28 | 10/04/2019 |  |  | 02/16/2022
Daikin Comfort Technologies Manufacturing, L.P. | Daikin | DC80SE0603AX | Federally-Regulated Consumer Product | Non-Weatherized, Non-Condensin | 1232 | 236 | 236.208 | 10/04/2019 |  |  | 02/16/2022
Daikin Comfort Technologies Manufacturing, L.P. | Daikin | DM96SE0805CU | Federally-Regulated Consumer Product | Non-Weatherized, Condensing Ga | 2011 | 283 |  | 12/01/2021 | 80484 | 203503515 | 02/16/2022
Daikin Comfort Technologies Manufacturing, L.P. | Daikin | DM92SE0803BN | Federally-Regulated Consumer Product | Non-Weatherized, Condensing Ga | 1236 | 249 |  | 07/31/2021 | 79260 | 203400971 | 02/16/2022
Daikin Comfort Technologies Manufacturing, L.P. | Daikin | DC80VE1005CX | Federally-Regulated Consumer Product | Non-Weatherized, Non-Condensin | 1959 | 268 | 268.196 | 10/04/2019 |  |  | 02/16/2022
Daikin Comfort Technologies Manufacturing, L.P. | Daikin | DM80VE1205DX | Federally-Regulated Consumer Product | Non-Weatherized, Non-Condensin | 1941 | 267 | 267.404 | 10/04/2019 |  |  | 02/16/2022
Daikin Comfort Technologies Manufacturing, L.P. | Daikin | DM80SE0803BX | Federally-Regulated Consumer Product | Non-Weatherized, Non-Condensin | 1320 | 240 | 240.08 | 10/04/2019 |  |  | 02/16/2022
Daikin Comfort Technologies Manufacturing, L.P. | Daikin | DC80VE0403AX | Federally-Regulated Consumer Product | Non-Weatherized, Non-Condensin | 1300 | 239 | 239.2 | 10/04/2019 |  |  | 02/16/2022
Daikin Comfort Technologies Manufacturing, L.P. | Daikin | DM80SE0804BU | Federally-Regulated Consumer Product | Non-Weatherized, Non-Condensin | 1620 | 253 | 253.28 | 10/04/2019 |  |  | 02/16/2022
Daikin Comfort Technologies Manufacturing, L.P. | Daikin | DM96SE0403AN | Federally-Regulated Consumer Product | Non-Weatherized, Condensing Ga | 1238 | 249 | 249.472 | 10/04/2019 |  |  | 02/16/2022
Daikin Comfort Technologies Manufacturing, L.P. | Daikin | DM80VE0805DX | Federally-Regulated Consumer Product | Non-Weatherized, Non-Condensin | 1556 | 250 | 250.464 | 10/04/2019 |  |  | 02/16/2022
Daikin Comfort Technologies Manufacturing, L.P. | Daikin | DM80SE1005CX | Federally-Regulated Consumer Product | Non-Weatherized, Non-Condensin | 1578 | 251 | 251.432 | 10/04/2019 |  |  | 02/16/2022
Daikin Comfort Technologies Manufacturing, L.P. | Daikin | DC96SE0403BN | Federally-Regulated Consumer Product | Non-Weatherized, Condensing Ga | 852 | 232 |  | 02/17/2021 | 40000 | 203401010 | 02/16/2022
Daikin Comfort Technologies Manufacturing, L.P. | Daikin | DM80SE0805CU | Federally-Regulated Consumer Product | Non-Weatherized, Non-Condensin | 1941 | 267 | 267.404 | 10/04/2019 |  |  | 02/16/2022
Daikin Comfort Technologies Manufacturing, L.P. | Daikin | DM92SE1005CN | Federally-Regulated Consumer Product | Non-Weatherized, Condensing Ga | 1959 | 281 |  | 07/31/2021 | 100747 | 203400975 | 02/16/2022
Daikin Comfort Technologies Manufacturing, L.P. | Daikin | DM96SE0803BN | Federally-Regulated Consumer Product | Non-Weatherized, Condensing Ga | 1182 | 247 | 247.008 | 10/04/2019 |  |  | 02/16/2022
Daikin Comfort Technologies Manufacturing, L.P. | Daikin | DM96SE0603BU | Federally-Regulated Consumer Product | Non-Weatherized, Condensing Ga | 1149 | 245 |  | 08/05/2020 | 60182 | 204271661 | 02/16/2022
Daikin Comfort Technologies Manufacturing, L.P. | Daikin | DC80VE0804BX | Federally-Regulated Consumer Product | Non-Weatherized, Non-Condensin | 1714 | 257 | 257.416 | 10/04/2019 |  |  | 02/16/2022
Daikin Comfort Technologies Manufacturing, L.P. | Daikin | DC80VE0805CX | Federally-Regulated Consumer Product | Non-Weatherized, Non-Condensin | 1759 | 259 | 259.396 | 10/04/2019 |  |  | 02/16/2022
Daikin Comfort Technologies Manufacturing, L.P. | Daikin | DC80VE0603AX | Federally-Regulated Consumer Product | Non-Weatherized, Non-Condensin | 1094 | 230 | 230.136 | 10/04/2019 |  |  | 02/16/2022
Daikin Comfort Technologies Manufacturing, L.P. | Daikin | DM92SE1205DN | Federally-Regulated Consumer Product | Non-Weatherized, Condensing Ga | 1919 | 279 |  | 07/31/2021 | 119311 | 203400976 | 02/16/2022
Daikin Comfort Technologies Manufacturing, L.P. | Daikin | DM80VE0803BX | Federally-Regulated Consumer Product | Non-Weatherized, Non-Condensin | 1260 | 237 | 237.44 | 10/04/2019 |  |  | 02/16/2022
Daikin Comfort Technologies Manufacturing, L.P. | Daikin | DM80SE0604BX | Federally-Regulated Consumer Product | Non-Weatherized, Non-Condensin | 1647 | 254 | 254.468 | 10/04/2019 |  |  | 02/16/2022
Daikin Comfort Technologies Manufacturing, L.P. | Daikin | DC96SE1005CN | Federally-Regulated Consumer Product | Non-Weatherized, Condensing Ga | 1955 | 281 |  | 02/17/2021 | 100582 | 203401013 | 02/16/2022
Daikin Comfort Technologies Manufacturing, L.P. | Daikin | DC80SE0804BX | Federally-Regulated Consumer Product | Non-Weatherized, Non-Condensin | 1759 | 259 | 259.396 | 10/04/2019 |  |  | 02/16/2022
Daikin Comfort Technologies Manufacturing, L.P. | Daikin | DM80VE1005CX | Federally-Regulated Consumer Product | Non-Weatherized, Non-Condensin | 1964 | 268 | 268.416 | 10/04/2019 |  |  | 02/16/2022
Daikin Comfort Technologies Manufacturing, L.P. | Goodman | GMEC961004CN | Federally-Regulated Consumer Product | Non-Weatherized, Condensing Ga | 1601 | 265 |  | 02/16/2022 | 70000 | 7423789 | 02/16/2022
Daikin Comfort Technologies Manufacturing, L.P. | Goodman | GMES960603BU | Federally-Regulated Consumer Product | Non-Weatherized, Condensing Ga | 1149 | 245 |  | 02/16/2022 | 60182 | 204271258 | 02/16/2022
Daikin Comfort Technologies Manufacturing, L.P. | Goodman | GMEC961005CN | Federally-Regulated Consumer Product | Non-Weatherized, Condensing Ga | 1801 | 274 |  | 02/16/2022 | 70281 | 9101245 | 02/16/2022
Daikin Comfort Technologies Manufacturing, L.P. | Goodman | GCES961005CN | Federally-Regulated Consumer Product | Non-Weatherized, Condensing Ga | 1955 | 281 |  | 02/16/2022 | 100582 | 203400989 | 02/16/2022
Daikin Comfort Technologies Manufacturing, L.P. | Goodman | GMEC801005CX | Federally-Regulated Consumer Product | Non-Weatherized, Non-Condensin | 1964 | 268 |  | 02/16/2022 | 75501 | 203692618 | 02/16/2022
Daikin Comfort Technologies Manufacturing, L.P. | Goodman | GMEC960303AN | Federally-Regulated Consumer Product | Non-Weatherized, Condensing Ga | 987 | 238 |  | 02/16/2022 | 20937 | 10515331 | 02/16/2022
Daikin Comfort Technologies Manufacturing, L.P. | Goodman | GMEC800403AX | Federally-Regulated Consumer Product | Non-Weatherized, Non-Condensin | 1251 | 237 |  | 02/16/2022 | 28209 | 203692602 | 02/16/2022
Daikin Comfort Technologies Manufacturing, L.P. | Goodman | GMES921005CN | Federally-Regulated Consumer Product | Non-Weatherized, Condensing Ga | 1959 | 281 |  | 02/16/2022 | 100747 | 203400961 | 02/16/2022
Daikin Comfort Technologies Manufacturing, L.P. | Goodman | GMES960805CU | Federally-Regulated Consumer Product | Non-Weatherized, Condensing Ga | 2011 | 283 |  | 02/16/2022 | 80484 | 203495467 | 02/16/2022
Daikin Comfort Technologies Manufacturing, L.P. | Goodman | GCEC801005CX | Federally-Regulated Consumer Product | Non-Weatherized, Non-Condensin | 1959 | 268 |  | 02/16/2022 | 75299 | 203692624 | 02/16/2022
Daikin Comfort Technologies Manufacturing, L.P. | Goodman | VMES801005CX | Federally-Regulated Consumer Product | Non-Weatherized, Non-Condensin | 1578 | 251 |  | 02/16/2022 | 100329 | 203710899 | 02/16/2022
Daikin Comfort Technologies Manufacturing, L.P. | Goodman | GMES960403AN | Federally-Regulated Consumer Product | Non-Weatherized, Condensing Ga | 1238 | 249 |  | 02/16/2022 | 40100 | 203400979 | 02/16/2022
Daikin Comfort Technologies Manufacturing, L.P. | Goodman | GMEC960603AN | Federally-Regulated Consumer Product | Non-Weatherized, Condensing Ga | 1215 | 248 |  | 02/16/2022 | 42044 | 10515333 | 02/16/2022
Daikin Comfort Technologies Manufacturing, L.P. | Goodman | GMEC961205DN | Federally-Regulated Consumer Product | Non-Weatherized, Condensing Ga | 2030 | 284 |  | 02/16/2022 | 84000 | 7423790 | 02/16/2022
Daikin Comfort Technologies Manufacturing, L.P. | Goodman | VMES961005CN | Federally-Regulated Consumer Product | Non-Weatherized, Condensing Ga | 1976 | 281 |  | 02/16/2022 | 100158 | 203708636 | 02/16/2022
Daikin Comfort Technologies Manufacturing, L.P. | Goodman | VMES800604BX | Federally-Regulated Consumer Product | Non-Weatherized, Non-Condensin | 1647 | 254 |  | 02/16/2022 | 60223 | 203710896 | 02/16/2022
Daikin Comfort Technologies Manufacturing, L.P. | Goodman | GCEC800805CX | Federally-Regulated Consumer Product | Non-Weatherized, Non-Condensin | 1759 | 259 |  | 02/16/2022 | 56000 | 203692623 | 02/16/2022
Daikin Comfort Technologies Manufacturing, L.P. | Goodman | GMEC800803BX | Federally-Regulated Consumer Product | Non-Weatherized, Non-Condensin | 1260 | 237 |  | 02/16/2022 | 60400 | 203692609 | 02/16/2022
Daikin Comfort Technologies Manufacturing, L.P. | Goodman | GMEC800804CX | Federally-Regulated Consumer Product | Non-Weatherized, Non-Condensin | 1707 | 257 |  | 02/16/2022 | 60127 | 203692613 | 02/16/2022
Daikin Comfort Technologies Manufacturing, L.P. | Goodman | GMES960805CN | Federally-Regulated Consumer Product | Non-Weatherized, Condensing Ga | 2085 | 286 |  | 02/16/2022 | 79830 | 203400983 | 02/16/2022
Daikin Comfort Technologies Manufacturing, L.P. | Goodman | GMEC800603AX | Federally-Regulated Consumer Product | Non-Weatherized, Non-Condensin | 1301 | 239 |  | 02/16/2022 | 45072 | 203692604 | 02/16/2022
Daikin Comfort Technologies Manufacturing, L.P. | Goodman | GMES801005CX | Federally-Regulated Consumer Product | Non-Weatherized, Non-Condensin | 1578 | 251 |  | 02/16/2022 | 100329 | 203401033 | 02/16/2022
Daikin Comfort Technologies Manufacturing, L.P. | Goodman | GMES921004CN | Federally-Regulated Consumer Product | Non-Weatherized, Condensing Ga | 1615 | 266 |  | 02/16/2022 | 99347 | 203400960 | 02/16/2022
Daikin Comfort Technologies Manufacturing, L.P. | Goodman | GMES800803BX | Federally-Regulated Consumer Product | Non-Weatherized, Non-Condensin | 1320 | 240 |  | 02/16/2022 | 80520 | 203401029 | 02/16/2022
Daikin Comfort Technologies Manufacturing, L.P. | Goodman | GCEC960603BN | Federally-Regulated Consumer Product | Non-Weatherized, Condensing Ga | 1170 | 246 |  | 02/16/2022 | 42383 | 10333720 | 02/16/2022
Daikin Comfort Technologies Manufacturing, L.P. | Goodman | GMEC800805DX | Federally-Regulated Consumer Product | Non-Weatherized, Non-Condensin | 1556 | 250 |  | 02/16/2022 | 60059 | 203761964 | 02/16/2022
Daikin Comfort Technologies Manufacturing, L.P. | Goodman | VMES960803BN | Federally-Regulated Consumer Product | Non-Weatherized, Condensing Ga | 1182 | 247 |  | 02/16/2022 | 79328 | 203707910 | 02/16/2022
Daikin Comfort Technologies Manufacturing, L.P. | Goodman | GMES961005CN | Federally-Regulated Consumer Product | Non-Weatherized, Condensing Ga | 1976 | 281 |  | 02/16/2022 | 100158 | 203400984 | 02/16/2022
Daikin Comfort Technologies Manufacturing, L.P. | Goodman | GMES800603AU | Federally-Regulated Consumer Product | Non-Weatherized, Non-Condensin | 1370 | 242 |  | 02/16/2022 | 59946 | 204443888 | 02/16/2022
Daikin Comfort Technologies Manufacturing, L.P. | Goodman | VMES960403AN | Federally-Regulated Consumer Product | Non-Weatherized, Condensing Ga | 1238 | 249 |  | 02/16/2022 | 40100 | 203707908 | 02/16/2022
Daikin Comfort Technologies Manufacturing, L.P. | Goodman | GMES960803BN | Federally-Regulated Consumer Product | Non-Weatherized, Condensing Ga | 1182 | 247 |  | 02/16/2022 | 79328 | 203400981 | 02/16/2022
Daikin Comfort Technologies Manufacturing, L.P. | Goodman | VCES960403BN | Federally-Regulated Consumer Product | Non-Weatherized, Condensing Ga | 852 | 232 |  | 02/16/2022 | 40000 | 203707912 | 02/16/2022
Daikin Comfort Technologies Manufacturing, L.P. | Goodman | GMES800604BX | Federally-Regulated Consumer Product | Non-Weatherized, Non-Condensin | 1647 | 254 |  | 02/16/2022 | 60223 | 203401028 | 02/16/2022
Daikin Comfort Technologies Manufacturing, L.P. | Goodman | VMES800403AX | Federally-Regulated Consumer Product | Non-Weatherized, Non-Condensin | 1191 | 234 |  | 02/16/2022 | 40378 | 203710895 | 02/16/2022
Daikin Comfort Technologies Manufacturing, L.P. | Goodman | GCES800403AX | Federally-Regulated Consumer Product | Non-Weatherized, Non-Condensin | 1324 | 240 |  | 02/16/2022 | 39940 | 203401038 | 02/16/2022
Daikin Comfort Technologies Manufacturing, L.P. | Goodman | VCES800804BX | Federally-Regulated Consumer Product | Non-Weatherized, Non-Condensin | 1759 | 259 |  | 02/16/2022 | 80157 | 203710901 | 02/16/2022
Daikin Comfort Technologies Manufacturing, L.P. | Goodman | GMES920804CN | Federally-Regulated Consumer Product | Non-Weatherized, Condensing Ga | 1729 | 271 |  | 02/16/2022 | 79605 | 203400958 | 02/16/2022
Daikin Comfort Technologies Manufacturing, L.P. | Goodman | GMES921205DN | Federally-Regulated Consumer Product | Non-Weatherized, Condensing Ga | 1919 | 279 |  | 02/16/2022 | 119311 | 203400962 | 02/16/2022
Daikin Comfort Technologies Manufacturing, L.P. | Goodman | VCES800603AX | Federally-Regulated Consumer Product | Non-Weatherized, Non-Condensin | 1232 | 236 |  | 02/16/2022 | 60454 | 203710900 | 02/16/2022
Daikin Comfort Technologies Manufacturing, L.P. | Goodman | GCES800804BX | Federally-Regulated Consumer Product | Non-Weatherized, Non-Condensin | 1759 | 259 |  | 02/16/2022 | 80157 | 203401040 | 02/16/2022
Daikin Comfort Technologies Manufacturing, L.P. | Goodman | GCEC960803BN | Federally-Regulated Consumer Product | Non-Weatherized, Condensing Ga | 1345 | 254 |  | 02/16/2022 | 56369 | 10333721 | 02/16/2022
Daikin Comfort Technologies Manufacturing, L.P. | Goodman | VCES961005CN | Federally-Regulated Consumer Product | Non-Weatherized, Condensing Ga | 1955 | 281 |  | 02/16/2022 | 100582 | 203707915 | 02/16/2022
Daikin Comfort Technologies Manufacturing, L.P. | Goodman | GMES800805CU | Federally-Regulated Consumer Product | Non-Weatherized, Non-Condensin | 1941 | 267 |  | 02/16/2022 | 80272 | 204443891 | 02/16/2022
Daikin Comfort Technologies Manufacturing, L.P. | Goodman | GCEC800804BX | Federally-Regulated Consumer Product | Non-Weatherized, Non-Condensin | 1714 | 257 |  | 02/16/2022 | 56490 | 203692622 | 02/16/2022
Daikin Comfort Technologies Manufacturing, L.P. | Goodman | GCES960403BN | Federally-Regulated Consumer Product | Non-Weatherized, Condensing Ga | 852 | 232 |  | 02/16/2022 | 40000 | 203400986 | 02/16/2022
Daikin Comfort Technologies Manufacturing, L.P. | Goodman | GCEC800403AX | Federally-Regulated Consumer Product | Non-Weatherized, Non-Condensin | 1300 | 239 |  | 02/16/2022 | 29898 | 203692620 | 02/16/2022
Daikin Comfort Technologies Manufacturing, L.P. | Goodman | GMES800403AU | Federally-Regulated Consumer Product | Non-Weatherized, Non-Condensin | 1069 | 229 |  | 02/16/2022 | 39319 | 204443887 | 02/16/2022
Daikin Comfort Technologies Manufacturing, L.P. | Goodman | GCES800603AX | Federally-Regulated Consumer Product | Non-Weatherized, Non-Condensin | 1232 | 236 |  | 02/16/2022 | 60454 | 203401039 | 02/16/2022
Daikin Comfort Technologies Manufacturing, L.P. | Goodman | GMES920803BN | Federally-Regulated Consumer Product | Non-Weatherized, Condensing Ga | 1236 | 249 |  | 02/16/2022 | 79260 | 203400957 | 02/16/2022
Daikin Comfort Technologies Manufacturing, L.P. | Goodman | GCEC800603AX | Federally-Regulated Consumer Product | Non-Weatherized, Non-Condensin | 1094 | 230 |  | 02/16/2022 | 42398 | 203692621 | 02/16/2022
Daikin Comfort Technologies Manufacturing, L.P. | Goodman | GMEC960603BN | Federally-Regulated Consumer Product | Non-Weatherized, Condensing Ga | 1115 | 244 |  | 02/16/2022 | 42122 | 7423787 | 02/16/2022
Daikin Comfort Technologies Manufacturing, L.P. | Goodman | GMES800403AX | Federally-Regulated Consumer Product | Non-Weatherized, Non-Condensin | 1191 | 234 |  | 02/16/2022 | 40378 | 203401025 | 02/16/2022
Daikin Comfort Technologies Manufacturing, L.P. | Goodman | GMES960403BU | Federally-Regulated Consumer Product | Non-Weatherized, Condensing Ga | 1137 | 245 |  | 02/16/2022 | 40276 | 204271257 | 02/16/2022
Daikin Comfort Technologies Manufacturing, L.P. | Goodman | GMEC960804CN | Federally-Regulated Consumer Product | Non-Weatherized, Condensing Ga | 1622 | 266 |  | 02/16/2022 | 56000 | 9101244 | 02/16/2022
Daikin Comfort Technologies Manufacturing, L.P. | Goodman | GMES800804BU | Federally-Regulated Consumer Product | Non-Weatherized, Non-Condensin | 1620 | 253 |  | 02/16/2022 | 79863 | 204443890 | 02/16/2022
Dettson Industries, Inc. | Dettson | AMP098SV-CAR* | Federally-Regulated Consumer Product | Non-Weatherized, Non-Condensin | 1200 | 302 | 467.2 | 10/04/2019 |  |  | 02/16/2022
Johnson Controls, Inc. | COLEMAN BY JOHNSON CONTROLS | CPLC060A12MP13 | Federally-Regulated Consumer Product | Non-Weatherized, Non-Condensin | 1330 | 236 |  | 02/09/2022 | 30082 | 207783433 | 02/16/2022
Johnson Controls, Inc. | LUXAIRE BY JOHNSON CONTROLS | LPLC060A12MP13 | Federally-Regulated Consumer Product | Non-Weatherized, Non-Condensin | 1330 | 236 | 241 | 02/09/2022 | 30082 | 207783434 | 02/16/2022
Daikin Comfort Technologies Manufacturing, L.P. | Daikin | DM96VE0804CN | Federally-Regulated Consumer Product | Non-Weatherized, Condensing Ga | 1622 | 266 |  | 02/16/2022 | 56000 | 9101246 | 02/16/2022
Daikin Comfort Technologies Manufacturing, L.P. | Daikin | DM96VE1205DN | Federally-Regulated Consumer Product | Non-Weatherized, Condensing Ga | 2030 | 284 |  | 02/16/2022 | 84000 | 7423795 | 02/16/2022
Daikin Comfort Technologies Manufacturing, L.P. | Daikin | DM96VE0603BN | Federally-Regulated Consumer Product | Non-Weatherized, Condensing Ga | 1115 | 244 |  | 02/16/2022 | 42122 | 7423792 | 02/16/2022
Daikin Comfort Technologies Manufacturing, L.P. | Daikin | DM96VE0603AN | Federally-Regulated Consumer Product | Non-Weatherized, Condensing Ga | 1215 | 248 |  | 02/16/2022 | 42044 | 10515338 | 02/16/2022
Daikin Comfort Technologies Manufacturing, L.P. | Daikin | DC96VE0603BN | Federally-Regulated Consumer Product | Non-Weatherized, Condensing Ga | 1170 | 246 |  | 02/16/2022 | 42383 | 10333724 | 02/16/2022
Daikin Comfort Technologies Manufacturing, L.P. | Daikin | DC96VE0803BN | Federally-Regulated Consumer Product | Non-Weatherized, Condensing Ga | 1345 | 254 |  | 02/16/2022 | 56369 | 10333725 | 02/16/2022
Daikin Comfort Technologies Manufacturing, L.P. | Daikin | DM96VE1005CN | Federally-Regulated Consumer Product | Non-Weatherized, Condensing Ga | 1801 | 274 |  | 02/16/2022 | 70281 | 9101247 | 02/16/2022
Daikin Comfort Technologies Manufacturing, L.P. | Daikin | DM96VE0303AN | Federally-Regulated Consumer Product | Non-Weatherized, Condensing Ga | 987 | 238 |  | 02/16/2022 | 20937 | 10515336 | 02/16/2022
Daikin Comfort Technologies Manufacturing, L.P. | Daikin | DM96VE1004CN | Federally-Regulated Consumer Product | Non-Weatherized, Condensing Ga | 1601 | 265 |  | 02/16/2022 | 70000 | 7423794 | 02/16/2022
Johnson Controls, Inc. | FRASER-JOHNSTON | TPLC100C20MP13 | Federally-Regulated Consumer Product | Non-Weatherized, Non-Condensin | 2229 | 274 |  | 02/09/2022 | 48317 | 10534117 | 02/16/2022
Johnson Controls, Inc. | FRASER-JOHNSTON | TPLC060A12MP13 | Federally-Regulated Consumer Product | Non-Weatherized, Non-Condensin | 1330 | 236 |  | 02/09/2022 | 30082 | 10534113 | 02/16/2022
Johnson Controls, Inc. | Coleman | TPLC100C20MP13 | Federally-Regulated Consumer Product | Non-Weatherized, Non-Condensin | 2229 | 274 |  | 02/09/2022 | 48317 | 10534032 | 02/16/2022
Johnson Controls, Inc. | Coleman | TPLC060A12MP13 | Federally-Regulated Consumer Product | Non-Weatherized, Non-Condensin | 1330 | 236 |  | 02/09/2022 | 30082 | 10534014 | 02/16/2022
Johnson Controls, Inc. | CHAMPION HEATING AND COOLING | TP9C080B12MP13 | Federally-Regulated Consumer Product | Non-Weatherized, Condensing Ga | 1425 | 253 | 257.7 | 10/09/2019 |  |  | 02/16/2022
Johnson Controls, Inc. | CHAMPION HEATING AND COOLING | TPLC100C20MP13 | Federally-Regulated Consumer Product | Non-Weatherized, Non-Condensin | 2229 | 274 |  | 02/09/2022 | 48317 | 10534179 | 02/16/2022
Johnson Controls, Inc. | CHAMPION HEATING AND COOLING | TPLC060A12MP13 | Federally-Regulated Consumer Product | Non-Weatherized, Non-Condensin | 1330 | 236 |  | 02/09/2022 | 30082 | 10534175 | 02/16/2022
Johnson Controls, Inc. | YORK BY JOHNSON CONTROLS | TP9C080B12MP13 | Federally-Regulated Consumer Product | Non-Weatherized, Condensing Ga | 1425 | 253 | 257.7 | 10/09/2019 |  |  | 02/16/2022
Johnson Controls, Inc. | YORK BY JOHNSON CONTROLS | TPLC100C20MP13 | Federally-Regulated Consumer Product | Non-Weatherized, Non-Condensin | 2229 | 274 |  | 02/09/2022 | 48317 | 10533981 | 02/16/2022
Johnson Controls, Inc. | YORK BY JOHNSON CONTROLS | TPLC060A12MP13 | Federally-Regulated Consumer Product | Non-Weatherized, Non-Condensin | 1330 | 236 |  | 02/09/2022 | 30082 | 10533802 | 02/16/2022
Daikin Comfort Technologies Manufacturing, L.P. | Amana | AMEC960303AN | Federally-Regulated Consumer Product | Non-Weatherized, Condensing Ga | 987 | 238 | 238.428 | 07/22/2020 | 20937 | 10515341 | 02/16/2022
Daikin Comfort Technologies Manufacturing, L.P. | Amana | AMEC961205DN | Federally-Regulated Consumer Product | Non-Weatherized, Condensing Ga | 2030 | 284 | 284.32 | 07/22/2020 | 84000 | 7423800 | 02/16/2022
Daikin Comfort Technologies Manufacturing, L.P. | Amana | AMEC961004CN | Federally-Regulated Consumer Product | Non-Weatherized, Condensing Ga | 1601 | 265 | 265.444 | 07/22/2020 | 70000 | 7423799 | 02/16/2022
Daikin Comfort Technologies Manufacturing, L.P. | Amana | AMEC961005CN | Federally-Regulated Consumer Product | Non-Weatherized, Condensing Ga | 1801 | 274 | 274.244 | 07/22/2020 | 70281 | 9101249 | 02/16/2022
Daikin Comfort Technologies Manufacturing, L.P. | Amana | AMEC960603BN | Federally-Regulated Consumer Product | Non-Weatherized, Condensing Ga | 1115 | 244 | 244.06 | 07/22/2020 | 42122 | 7423797 | 02/16/2022
Daikin Comfort Technologies Manufacturing, L.P. | Amana | ACEC960603BN | Federally-Regulated Consumer Product | Non-Weatherized, Condensing Ga | 1170 | 246 | 246.48 | 07/22/2020 | 42383 | 10333728 | 02/16/2022
Daikin Comfort Technologies Manufacturing, L.P. | Amana | ACEC960803BN | Federally-Regulated Consumer Product | Non-Weatherized, Condensing Ga | 1345 | 254 | 254.18 | 07/22/2020 | 56369 | 10333729 | 02/16/2022
Daikin Comfort Technologies Manufacturing, L.P. | Amana | AMEC960603AN | Federally-Regulated Consumer Product | Non-Weatherized, Condensing Ga | 1215 | 248 | 248.46 | 07/22/2020 | 42044 | 10515343 | 02/16/2022
Daikin Comfort Technologies Manufacturing, L.P. | Amana | AMEC960804CN | Federally-Regulated Consumer Product | Non-Weatherized, Condensing Ga | 1622 | 266 | 266.368 | 07/22/2020 | 56000 | 9101248 | 02/16/2022
Johnson Controls, Inc. | Luxaire | TPLC060A12MP13 | Federally-Regulated Consumer Product | Non-Weatherized, Non-Condensin | 1330 | 236 |  | 02/09/2022 | 30082 | 10534069 | 02/16/2022
Johnson Controls, Inc. | Luxaire | TPLC100C20MP13 | Federally-Regulated Consumer Product | Non-Weatherized, Non-Condensin | 2229 | 274 |  | 02/09/2022 | 48317 | 10534087 | 02/16/2022
Johnson Controls, Inc. | FRASER-JOHNSTON | TPLC100C20MP13 | Federally-Regulated Consumer Product | Non-Weatherized, Non-Condensin | 2229 | 274 |  | 02/16/2022 | 48317 | 10534117 | 02/16/2022
Johnson Controls, Inc. | FRASER-JOHNSTON | TPLC060A12MP13 | Federally-Regulated Consumer Product | Non-Weatherized, Non-Condensin | 1330 | 236 |  | 02/16/2022 | 30082 | 10534113 | 02/16/2022
Johnson Controls, Inc. | Luxaire | TPLC060A12MP13 | Federally-Regulated Consumer Product | Non-Weatherized, Non-Condensin | 1330 | 236 |  | 02/16/2022 | 30082 | 10534069 | 02/16/2022
Johnson Controls, Inc. | Luxaire | TPLC100C20MP13 | Federally-Regulated Consumer Product | Non-Weatherized, Non-Condensin | 2229 | 274 |  | 02/16/2022 | 48317 | 10534087 | 02/16/2022
Johnson Controls, Inc. | COLEMAN BY JOHNSON CONTROLS | CPLC060A12MP13 | Federally-Regulated Consumer Product | Non-Weatherized, Non-Condensin | 1330 | 236 |  | 02/16/2022 | 30082 | 207783433 | 02/16/2022
Johnson Controls, Inc. | CHAMPION HEATING AND COOLING | TP9C080B12MP13 | Federally-Regulated Consumer Product | Non-Weatherized, Condensing Ga | 1425 | 253 |  | 02/16/2022 | 30285 | 10534170 | 02/16/2022
Johnson Controls, Inc. | CHAMPION HEATING AND COOLING | TPLC100C20MP13 | Federally-Regulated Consumer Product | Non-Weatherized, Non-Condensin | 2229 | 274 |  | 02/16/2022 | 48317 | 10534179 | 02/16/2022
Johnson Controls, Inc. | CHAMPION HEATING AND COOLING | TPLC060A12MP13 | Federally-Regulated Consumer Product | Non-Weatherized, Non-Condensin | 1330 | 236 |  | 02/16/2022 | 30082 | 10534175 | 02/16/2022
Johnson Controls, Inc. | YORK BY JOHNSON CONTROLS | TP9C080B12MP13 | Federally-Regulated Consumer Product | Non-Weatherized, Condensing Ga | 1425 | 253 |  | 02/16/2022 | 30285 | 10533797 | 02/16/2022
Johnson Controls, Inc. | YORK BY JOHNSON CONTROLS | TPLC100C20MP13 | Federally-Regulated Consumer Product | Non-Weatherized, Non-Condensin | 2229 | 274 |  | 02/16/2022 | 48317 | 10533981 | 02/16/2022
Johnson Controls, Inc. | YORK BY JOHNSON CONTROLS | TPLC060A12MP13 | Federally-Regulated Consumer Product | Non-Weatherized, Non-Condensin | 1330 | 236 |  | 02/16/2022 | 30082 | 10533802 | 02/16/2022
Daikin Comfort Technologies Manufacturing, L.P. | Amana | AMEC960303AN | Federally-Regulated Consumer Product | Non-Weatherized, Condensing Ga | 987 | 238 |  | 02/16/2022 | 20937 | 10515341 | 02/16/2022
Daikin Comfort Technologies Manufacturing, L.P. | Amana | AMEC961205DN | Federally-Regulated Consumer Product | Non-Weatherized, Condensing Ga | 2030 | 284 |  | 02/16/2022 | 84000 | 7423800 | 02/16/2022
Daikin Comfort Technologies Manufacturing, L.P. | Amana | AMEC961004CN | Federally-Regulated Consumer Product | Non-Weatherized, Condensing Ga | 1601 | 265 |  | 02/16/2022 | 70000 | 7423799 | 02/16/2022
Daikin Comfort Technologies Manufacturing, L.P. | Amana | AMEC961005CN | Federally-Regulated Consumer Product | Non-Weatherized, Condensing Ga | 1801 | 274 |  | 02/16/2022 | 70281 | 9101249 | 02/16/2022
Daikin Comfort Technologies Manufacturing, L.P. | Amana | AMEC960603BN | Federally-Regulated Consumer Product | Non-Weatherized, Condensing Ga | 1115 | 244 |  | 02/16/2022 | 42122 | 7423797 | 02/16/2022
Daikin Comfort Technologies Manufacturing, L.P. | Amana | ACEC960603BN | Federally-Regulated Consumer Product | Non-Weatherized, Condensing Ga | 1170 | 246 |  | 02/16/2022 | 42383 | 10333728 | 02/16/2022
Daikin Comfort Technologies Manufacturing, L.P. | Amana | ACEC960803BN | Federally-Regulated Consumer Product | Non-Weatherized, Condensing Ga | 1345 | 254 |  | 02/16/2022 | 56369 | 10333729 | 02/16/2022
Daikin Comfort Technologies Manufacturing, L.P. | Amana | AMEC960603AN | Federally-Regulated Consumer Product | Non-Weatherized, Condensing Ga | 1215 | 248 |  | 02/16/2022 | 42044 | 10515343 | 02/16/2022
Daikin Comfort Technologies Manufacturing, L.P. | Amana | AMEC960804CN | Federally-Regulated Consumer Product | Non-Weatherized, Condensing Ga | 1622 | 266 |  | 02/16/2022 | 56000 | 9101248 | 02/16/2022
Daikin Comfort Technologies Manufacturing, L.P. | Daikin | DM92SE1004CN | Federally-Regulated Consumer Product | Non-Weatherized, Condensing Ga | 1615 | 266 |  | 02/16/2022 | 99347 | 203400974 | 02/16/2022
Daikin Comfort Technologies Manufacturing, L.P. | Daikin | DM92SE0804CN | Federally-Regulated Consumer Product | Non-Weatherized, Condensing Ga | 1729 | 271 |  | 02/16/2022 | 79605 | 203400972 | 02/16/2022
Daikin Comfort Technologies Manufacturing, L.P. | Daikin | DM80SE0403AX | Federally-Regulated Consumer Product | Non-Weatherized, Non-Condensin | 1191 | 234 |  | 02/16/2022 | 40378 | 203402056 | 02/16/2022
Daikin Comfort Technologies Manufacturing, L.P. | Daikin | DC80SE0403AX | Federally-Regulated Consumer Product | Non-Weatherized, Non-Condensin | 1324 | 240 |  | 02/16/2022 | 39940 | 203402097 | 02/16/2022
Daikin Comfort Technologies Manufacturing, L.P. | Daikin | DM80SE0403AU | Federally-Regulated Consumer Product | Non-Weatherized, Non-Condensin | 1069 | 229 |  | 02/16/2022 | 39319 | 204443897 | 02/16/2022
Daikin Comfort Technologies Manufacturing, L.P. | Daikin | DM80SE0603AU | Federally-Regulated Consumer Product | Non-Weatherized, Non-Condensin | 1370 | 242 |  | 02/16/2022 | 59946 | 204443898 | 02/16/2022
Daikin Comfort Technologies Manufacturing, L.P. | Daikin | DC80SE0603AX | Federally-Regulated Consumer Product | Non-Weatherized, Non-Condensin | 1232 | 236 |  | 02/16/2022 | 60454 | 203402098 | 02/16/2022
Daikin Comfort Technologies Manufacturing, L.P. | Daikin | DM96SE0805CU | Federally-Regulated Consumer Product | Non-Weatherized, Condensing Ga | 2011 | 283 |  | 02/16/2022 | 80484 | 203503515 | 02/16/2022
Daikin Comfort Technologies Manufacturing, L.P. | Daikin | DM92SE0803BN | Federally-Regulated Consumer Product | Non-Weatherized, Condensing Ga | 1236 | 249 |  | 02/16/2022 | 79260 | 203400971 | 02/16/2022
Daikin Comfort Technologies Manufacturing, L.P. | Daikin | DC80VE1005CX | Federally-Regulated Consumer Product | Non-Weatherized, Non-Condensin | 1959 | 268 |  | 02/16/2022 | 75299 | 203697206 | 02/16/2022
Daikin Comfort Technologies Manufacturing, L.P. | Daikin | DM80VE1205DX | Federally-Regulated Consumer Product | Non-Weatherized, Non-Condensin | 1941 | 267 |  | 02/16/2022 | 90308 | 203697201 | 02/16/2022
Daikin Comfort Technologies Manufacturing, L.P. | Daikin | DM80SE0803BX | Federally-Regulated Consumer Product | Non-Weatherized, Non-Condensin | 1320 | 240 |  | 02/16/2022 | 80520 | 203402059 | 02/16/2022
Daikin Comfort Technologies Manufacturing, L.P. | Daikin | DC80VE0403AX | Federally-Regulated Consumer Product | Non-Weatherized, Non-Condensin | 1300 | 239 |  | 02/16/2022 | 29898 | 203697202 | 02/16/2022
Daikin Comfort Technologies Manufacturing, L.P. | Daikin | DM80SE0804BU | Federally-Regulated Consumer Product | Non-Weatherized, Non-Condensin | 1620 | 253 |  | 02/16/2022 | 79863 | 204443900 | 02/16/2022
Daikin Comfort Technologies Manufacturing, L.P. | Daikin | DM96SE0403AN | Federally-Regulated Consumer Product | Non-Weatherized, Condensing Ga | 1238 | 249 |  | 02/16/2022 | 40100 | 203401003 | 02/16/2022
Daikin Comfort Technologies Manufacturing, L.P. | Daikin | DM80VE0805DX | Federally-Regulated Consumer Product | Non-Weatherized, Non-Condensin | 1556 | 250 |  | 02/16/2022 | 60059 | 203762091 | 02/16/2022
Daikin Comfort Technologies Manufacturing, L.P. | Daikin | DM80SE1005CX | Federally-Regulated Consumer Product | Non-Weatherized, Non-Condensin | 1578 | 251 |  | 02/16/2022 | 100329 | 203402062 | 02/16/2022
Daikin Comfort Technologies Manufacturing, L.P. | Daikin | DC96SE0403BN | Federally-Regulated Consumer Product | Non-Weatherized, Condensing Ga | 852 | 232 |  | 02/16/2022 | 40000 | 203401010 | 02/16/2022
Daikin Comfort Technologies Manufacturing, L.P. | Daikin | DM80SE0805CU | Federally-Regulated Consumer Product | Non-Weatherized, Non-Condensin | 1941 | 267 |  | 02/16/2022 | 80272 | 204443901 | 02/16/2022
Daikin Comfort Technologies Manufacturing, L.P. | Daikin | DM92SE1005CN | Federally-Regulated Consumer Product | Non-Weatherized, Condensing Ga | 1959 | 281 |  | 02/16/2022 | 100747 | 203400975 | 02/16/2022
Daikin Comfort Technologies Manufacturing, L.P. | Daikin | DM96SE0803BN | Federally-Regulated Consumer Product | Non-Weatherized, Condensing Ga | 1182 | 247 |  | 02/16/2022 | 79328 | 203401005 | 02/16/2022
Daikin Comfort Technologies Manufacturing, L.P. | Daikin | DM96SE0603BU | Federally-Regulated Consumer Product | Non-Weatherized, Condensing Ga | 1149 | 245 |  | 02/16/2022 | 60182 | 204271661 | 02/16/2022
Daikin Comfort Technologies Manufacturing, L.P. | Daikin | DC80VE0804BX | Federally-Regulated Consumer Product | Non-Weatherized, Non-Condensin | 1714 | 257 |  | 02/16/2022 | 56490 | 203697204 | 02/16/2022
Daikin Comfort Technologies Manufacturing, L.P. | Daikin | DC80VE0805CX | Federally-Regulated Consumer Product | Non-Weatherized, Non-Condensin | 1759 | 259 |  | 02/16/2022 | 56000 | 203697205 | 02/16/2022
Daikin Comfort Technologies Manufacturing, L.P. | Daikin | DC80VE0603AX | Federally-Regulated Consumer Product | Non-Weatherized, Non-Condensin | 1094 | 230 |  | 02/16/2022 | 42398 | 203697203 | 02/16/2022
Daikin Comfort Technologies Manufacturing, L.P. | Daikin | DM92SE1205DN | Federally-Regulated Consumer Product | Non-Weatherized, Condensing Ga | 1919 | 279 |  | 02/16/2022 | 119311 | 203400976 | 02/16/2022
Daikin Comfort Technologies Manufacturing, L.P. | Daikin | DM80VE0803BX | Federally-Regulated Consumer Product | Non-Weatherized, Non-Condensin | 1260 | 237 |  | 02/16/2022 | 60400 | 203697196 | 02/16/2022
Daikin Comfort Technologies Manufacturing, L.P. | Daikin | DM80SE0604BX | Federally-Regulated Consumer Product | Non-Weatherized, Non-Condensin | 1647 | 254 |  | 02/16/2022 | 60223 | 203402058 | 02/16/2022
Daikin Comfort Technologies Manufacturing, L.P. | Daikin | DC96SE1005CN | Federally-Regulated Consumer Product | Non-Weatherized, Condensing Ga | 1955 | 281 |  | 02/16/2022 | 100582 | 203401013 | 02/16/2022
Daikin Comfort Technologies Manufacturing, L.P. | Daikin | DC80SE0804BX | Federally-Regulated Consumer Product | Non-Weatherized, Non-Condensin | 1759 | 259 |  | 02/16/2022 | 80157 | 203402099 | 02/16/2022
Daikin Comfort Technologies Manufacturing, L.P. | Daikin | DM80VE1005CX | Federally-Regulated Consumer Product | Non-Weatherized, Non-Condensin | 1964 | 268 |  | 02/16/2022 | 75501 | 203697200 | 02/16/2022
Johnson Controls, Inc. | Coleman | TPLC100C20MP13 | Federally-Regulated Consumer Product | Non-Weatherized, Non-Condensin | 2229 | 274 |  | 02/16/2022 | 48317 | 10534032 | 02/16/2022
Johnson Controls, Inc. | Coleman | TPLC060A12MP13 | Federally-Regulated Consumer Product | Non-Weatherized, Non-Condensin | 1330 | 236 |  | 02/16/2022 | 30082 | 10534014 | 02/16/2022
Johnson Controls, Inc. | LUXAIRE BY JOHNSON CONTROLS | LPLC060A12MP13 | Federally-Regulated Consumer Product | Non-Weatherized, Non-Condensin | 1330 | 236 |  | 02/16/2022 | 30082 | 207783434 | 02/16/2022
Daikin Comfort Technologies Manufacturing, L.P. | Amana | AMES801005CX | Federally-Regulated Consumer Product | Non-Weatherized, Non-Condensin | 1578 | 251 |  | 02/16/2022 | 100329 | 203402079 | 02/16/2022
Daikin Comfort Technologies Manufacturing, L.P. | Amana | AMES800805CU | Federally-Regulated Consumer Product | Non-Weatherized, Non-Condensin | 1941 | 267 |  | 02/16/2022 | 80272 | 204443896 | 02/16/2022
Daikin Comfort Technologies Manufacturing, L.P. | Amana | AMES960803BN | Federally-Regulated Consumer Product | Non-Weatherized, Condensing Ga | 1182 | 247 |  | 02/16/2022 | 79328 | 203400993 | 02/16/2022
Daikin Comfort Technologies Manufacturing, L.P. | Amana | AMES800403AX | Federally-Regulated Consumer Product | Non-Weatherized, Non-Condensin | 1191 | 234 |  | 02/16/2022 | 40378 | 203402073 | 02/16/2022
Daikin Comfort Technologies Manufacturing, L.P. | Amana | AMES800803BX | Federally-Regulated Consumer Product | Non-Weatherized, Non-Condensin | 1320 | 240 |  | 02/16/2022 | 80520 | 203402075 | 02/16/2022
Daikin Comfort Technologies Manufacturing, L.P. | Amana | AMES800604BX | Federally-Regulated Consumer Product | Non-Weatherized, Non-Condensin | 1647 | 254 |  | 02/16/2022 | 60223 | 204005895 | 02/16/2022
Daikin Comfort Technologies Manufacturing, L.P. | Amana | AMES920803BN | Federally-Regulated Consumer Product | Non-Weatherized, Condensing Ga | 1236 | 249 |  | 02/16/2022 | 79260 | 203400964 | 02/16/2022
Daikin Comfort Technologies Manufacturing, L.P. | Amana | AMEC800803BX | Federally-Regulated Consumer Product | Non-Weatherized, Non-Condensin | 1260 | 237 |  | 02/16/2022 | 60400 | 203695214 | 02/16/2022
Daikin Comfort Technologies Manufacturing, L.P. | Amana | ACEC800603AX | Federally-Regulated Consumer Product | Non-Weatherized, Non-Condensin | 1094 | 230 |  | 02/16/2022 | 42398 | 203695224 | 02/16/2022
Daikin Comfort Technologies Manufacturing, L.P. | Amana | AMES920804CN | Federally-Regulated Consumer Product | Non-Weatherized, Condensing Ga | 1729 | 271 |  | 02/16/2022 | 79605 | 203400965 | 02/16/2022
Daikin Comfort Technologies Manufacturing, L.P. | Amana | ACEC800805CX | Federally-Regulated Consumer Product | Non-Weatherized, Non-Condensin | 1759 | 259 |  | 02/16/2022 | 56000 | 203695226 | 02/16/2022
Daikin Comfort Technologies Manufacturing, L.P. | Amana | ACES800403AX | Federally-Regulated Consumer Product | Non-Weatherized, Non-Condensin | 1324 | 240 |  | 02/16/2022 | 39940 | 203402049 | 02/16/2022
Daikin Comfort Technologies Manufacturing, L.P. | Amana | AMES921004CN | Federally-Regulated Consumer Product | Non-Weatherized, Condensing Ga | 1615 | 266 |  | 02/16/2022 | 99347 | 203400967 | 02/16/2022
Daikin Comfort Technologies Manufacturing, L.P. | Amana | AMES800804BU | Federally-Regulated Consumer Product | Non-Weatherized, Non-Condensin | 1620 | 253 |  | 02/16/2022 | 79863 | 204443895 | 02/16/2022
Daikin Comfort Technologies Manufacturing, L.P. | Amana | ACES960403BN | Federally-Regulated Consumer Product | Non-Weatherized, Condensing Ga | 852 | 232 |  | 02/16/2022 | 40000 | 203400998 | 02/16/2022
Daikin Comfort Technologies Manufacturing, L.P. | Amana | AMES921205DN | Federally-Regulated Consumer Product | Non-Weatherized, Condensing Ga | 1919 | 279 |  | 02/16/2022 | 119311 | 203400969 | 02/16/2022
Daikin Comfort Technologies Manufacturing, L.P. | Amana | AMES800403AU | Federally-Regulated Consumer Product | Non-Weatherized, Non-Condensin | 1069 | 229 |  | 02/16/2022 | 39319 | 204443892 | 02/16/2022
Daikin Comfort Technologies Manufacturing, L.P. | Amana | AMES921005CN | Federally-Regulated Consumer Product | Non-Weatherized, Condensing Ga | 1959 | 281 |  | 02/16/2022 | 100747 | 203400968 | 02/16/2022
Daikin Comfort Technologies Manufacturing, L.P. | Amana | ACES961005CN | Federally-Regulated Consumer Product | Non-Weatherized, Condensing Ga | 1955 | 281 |  | 02/16/2022 | 100582 | 203401001 | 02/16/2022
Daikin Comfort Technologies Manufacturing, L.P. | Amana | AMES960403BU | Federally-Regulated Consumer Product | Non-Weatherized, Condensing Ga | 1137 | 245 |  | 02/16/2022 | 40276 | 204271662 | 02/16/2022
Daikin Comfort Technologies Manufacturing, L.P. | Amana | ACEC800403AX | Federally-Regulated Consumer Product | Non-Weatherized, Non-Condensin | 1300 | 239 |  | 02/16/2022 | 29898 | 203695223 | 02/16/2022
Daikin Comfort Technologies Manufacturing, L.P. | Amana | AMES960603BU | Federally-Regulated Consumer Product | Non-Weatherized, Condensing Ga | 1149 | 245 |  | 02/16/2022 | 60182 | 204271663 | 02/16/2022
Daikin Comfort Technologies Manufacturing, L.P. | Amana | AMES960805CU | Federally-Regulated Consumer Product | Non-Weatherized, Condensing Ga | 2011 | 283 |  | 02/16/2022 | 80484 | 203503514 | 02/16/2022
Daikin Comfort Technologies Manufacturing, L.P. | Amana | ACEC801005CX | Federally-Regulated Consumer Product | Non-Weatherized, Non-Condensin | 1959 | 268 |  | 02/16/2022 | 75299 | 203695227 | 02/16/2022
Daikin Comfort Technologies Manufacturing, L.P. | Amana | AMEC801005CX | Federally-Regulated Consumer Product | Non-Weatherized, Non-Condensin | 1964 | 268 |  | 02/16/2022 | 75501 | 203695222 | 02/16/2022
Daikin Comfort Technologies Manufacturing, L.P. | Amana | AMES960403AN | Federally-Regulated Consumer Product | Non-Weatherized, Condensing Ga | 1238 | 249 |  | 02/16/2022 | 40100 | 203400991 | 02/16/2022
Daikin Comfort Technologies Manufacturing, L.P. | Amana | AMES800603AU | Federally-Regulated Consumer Product | Non-Weatherized, Non-Condensin | 1370 | 242 |  | 02/16/2022 | 59946 | 204443893 | 02/16/2022
Daikin Comfort Technologies Manufacturing, L.P. | Amana | ACES800603AX | Federally-Regulated Consumer Product | Non-Weatherized, Non-Condensin | 1232 | 236 |  | 02/16/2022 | 60454 | 203402050 | 02/16/2022
Daikin Comfort Technologies Manufacturing, L.P. | Amana | AMEC800805DX | Federally-Regulated Consumer Product | Non-Weatherized, Non-Condensin | 1556 | 250 |  | 02/16/2022 | 60059 | 203762089 | 02/16/2022
Daikin Comfort Technologies Manufacturing, L.P. | Amana | AMEC800804CX | Federally-Regulated Consumer Product | Non-Weatherized, Non-Condensin | 1707 | 257 |  | 02/16/2022 | 60127 | 203695218 | 02/16/2022
Daikin Comfort Technologies Manufacturing, L.P. | Amana | ACEC800804BX | Federally-Regulated Consumer Product | Non-Weatherized, Non-Condensin | 1714 | 257 |  | 02/16/2022 | 56490 | 203695225 | 02/16/2022
Daikin Comfort Technologies Manufacturing, L.P. | Amana | ACES800804BX | Federally-Regulated Consumer Product | Non-Weatherized, Non-Condensin | 1759 | 259 |  | 02/16/2022 | 80157 | 203402051 | 02/16/2022
Dettson Industries, Inc. | Williamson-Thermoflo | PLB-112-DD-BF | Federally-Regulated Consumer Product | Non-Weatherized, Non-Condensin | 1598 | 494 |  | 10/06/2021 | 113138 | 7043390 | 03/02/2022
Dettson Industries, Inc. | Williamson-Thermoflo | PMP-095-DD-RF | Federally-Regulated Consumer Product | Non-Weatherized, Non-Condensin | 1602 | 496 |  | 10/06/2021 | 109509 | 7043334 | 03/02/2022
Dettson Industries, Inc. | Williamson-Thermoflo | PLB-095-VS-RF | Federally-Regulated Consumer Product | Non-Weatherized, Non-Condensin | 1724 | 503 |  | 10/06/2021 | 113337 | 7043379 | 03/02/2022
Dettson Industries, Inc. | Williamson-Thermoflo | PLB-098-VS-BF | Federally-Regulated Consumer Product | Non-Weatherized, Non-Condensin | 1445 | 484 |  | 10/06/2021 | 98832 | 7043385 | 03/02/2022
Dettson Industries, Inc. | Williamson-Thermoflo | PMP-210-DD-S2-RB150 | Federally-Regulated Consumer Product | Non-Weatherized, Non-Condensin | 2279 | 543 |  | 10/06/2021 | 210456 | 204483193 | 03/02/2022
Dettson Industries, Inc. | Williamson-Thermoflo | PLB-098-DD-BF | Federally-Regulated Consumer Product | Non-Weatherized, Non-Condensin | 1153 | 464 |  | 10/06/2021 | 98833 | 7043380 | 03/02/2022
Dettson Industries, Inc. | Williamson-Thermoflo | PMP-112-VS-CAR | Federally-Regulated Consumer Product | Non-Weatherized, Non-Condensin | 1496 | 488 |  | 10/06/2021 | 110066 | 7043357 | 03/02/2022
Dettson Industries, Inc. | Williamson-Thermoflo | PLB-210-BF | Federally-Regulated Consumer Product | Non-Weatherized, Non-Condensin | 2231 | 540 |  | 10/06/2021 | 209205 | 8581457 | 03/02/2022
Dettson Industries, Inc. | Williamson-Thermoflo | PLB-112-DD-RF | Federally-Regulated Consumer Product | Non-Weatherized, Non-Condensin | 1598 | 494 |  | 10/06/2021 | 113138 | 7043394 | 03/02/2022
Dettson Industries, Inc. | Williamson-Thermoflo | PLB-098-DD-CAR | Federally-Regulated Consumer Product | Non-Weatherized, Non-Condensin | 1153 | 464 |  | 10/06/2021 | 98833 | 7043382 | 03/02/2022
Dettson Industries, Inc. | Williamson-Thermoflo | PLB-077-VS-BF | Federally-Regulated Consumer Product | Non-Weatherized, Non-Condensin | 1445 | 484 |  | 10/06/2021 | 98832 | 7043365 | 03/02/2022
Dettson Industries, Inc. | Williamson-Thermoflo | PLB-095-VS-CAR | Federally-Regulated Consumer Product | Non-Weatherized, Non-Condensin | 1724 | 503 |  | 10/06/2021 | 113337 | 7043377 | 03/02/2022
Dettson Industries, Inc. | Williamson-Thermoflo | PLB-098-DD-BNX | Federally-Regulated Consumer Product | Non-Weatherized, Non-Condensin | 1153 | 464 |  | 10/06/2021 | 98833 | 7043381 | 03/02/2022
Dettson Industries, Inc. | Williamson-Thermoflo | PLB-077-VS-CAR | Federally-Regulated Consumer Product | Non-Weatherized, Non-Condensin | 1445 | 484 |  | 10/06/2021 | 98832 | 7043367 | 03/02/2022
Dettson Industries, Inc. | Williamson-Thermoflo | PMP-112-DD-CAR | Federally-Regulated Consumer Product | Non-Weatherized, Non-Condensin | 1602 | 496 |  | 10/06/2021 | 109509 | 7043352 | 03/02/2022
Dettson Industries, Inc. | Williamson-Thermoflo | PLB-095-DD-CAR | Federally-Regulated Consumer Product | Non-Weatherized, Non-Condensin | 1598 | 494 |  | 10/06/2021 | 113138 | 7043372 | 03/02/2022
Dettson Industries, Inc. | Williamson-Thermoflo | PMP-210-DD-S2-AF150 | Federally-Regulated Consumer Product | Non-Weatherized, Non-Condensin | 2279 | 543 |  | 10/06/2021 | 210456 | 204483905 | 03/02/2022
Dettson Industries, Inc. | Williamson-Thermoflo | PLB-077-VS-RF | Federally-Regulated Consumer Product | Non-Weatherized, Non-Condensin | 1445 | 484 |  | 10/06/2021 | 98832 | 7043369 | 03/02/2022
Dettson Industries, Inc. | Williamson-Thermoflo | PLB-189-RF | Federally-Regulated Consumer Product | Non-Weatherized, Non-Condensin | 2231 | 540 |  | 10/06/2021 | 209205 | 8581456 | 03/02/2022
Dettson Industries, Inc. | Williamson-Thermoflo | PMP-095-DD-BF | Federally-Regulated Consumer Product | Non-Weatherized, Non-Condensin | 1602 | 496 |  | 10/06/2021 | 109509 | 7043330 | 03/02/2022
Dettson Industries, Inc. | Williamson-Thermoflo | PMP-112-DD-RF | Federally-Regulated Consumer Product | Non-Weatherized, Non-Condensin | 1602 | 496 |  | 10/06/2021 | 109509 | 7043354 | 03/02/2022
Dettson Industries, Inc. | Williamson-Thermoflo | PLB-112-VS-BNX | Federally-Regulated Consumer Product | Non-Weatherized, Non-Condensin | 1724 | 503 |  | 10/06/2021 | 113337 | 7043396 | 03/02/2022
Dettson Industries, Inc. | Williamson-Thermoflo | PLB-095-VS-BNX | Federally-Regulated Consumer Product | Non-Weatherized, Non-Condensin | 1724 | 503 |  | 10/06/2021 | 113337 | 7043376 | 03/02/2022
Dettson Industries, Inc. | Williamson-Thermoflo | PLB-112-VS-CAR | Federally-Regulated Consumer Product | Non-Weatherized, Non-Condensin | 1724 | 503 |  | 10/06/2021 | 113337 | 7043397 | 03/02/2022
Dettson Industries, Inc. | Williamson-Thermoflo | PMP-095-DD-CAR | Federally-Regulated Consumer Product | Non-Weatherized, Non-Condensin | 1602 | 496 |  | 10/06/2021 | 109509 | 7043332 | 03/02/2022
Dettson Industries, Inc. | Williamson-Thermoflo | PLB-077-DD-RF | Federally-Regulated Consumer Product | Non-Weatherized, Non-Condensin | 1153 | 464 |  | 10/06/2021 | 98833 | 7043364 | 03/02/2022
Dettson Industries, Inc. | Williamson-Thermoflo | PLB-098-VS-BNX | Federally-Regulated Consumer Product | Non-Weatherized, Non-Condensin | 1445 | 484 |  | 10/06/2021 | 98832 | 7043386 | 03/02/2022
Dettson Industries, Inc. | Williamson-Thermoflo | PLB-098-VS-CAR | Federally-Regulated Consumer Product | Non-Weatherized, Non-Condensin | 1445 | 484 |  | 10/06/2021 | 98832 | 7043387 | 03/02/2022
Dettson Industries, Inc. | Williamson-Thermoflo | PLB-112-DD-CAR | Federally-Regulated Consumer Product | Non-Weatherized, Non-Condensin | 1598 | 494 |  | 10/06/2021 | 113138 | 7043392 | 03/02/2022
Dettson Industries, Inc. | Williamson-Thermoflo | PLB-095-DD-BF | Federally-Regulated Consumer Product | Non-Weatherized, Non-Condensin | 1598 | 494 |  | 10/06/2021 | 113138 | 7043370 | 03/02/2022
Dettson Industries, Inc. | Williamson-Thermoflo | PMP-095-DD-BNX | Federally-Regulated Consumer Product | Non-Weatherized, Non-Condensin | 1602 | 496 |  | 10/06/2021 | 109509 | 7043331 | 03/02/2022
Dettson Industries, Inc. | Williamson-Thermoflo | PLB-077-VS-BNX | Federally-Regulated Consumer Product | Non-Weatherized, Non-Condensin | 1445 | 484 |  | 10/06/2021 | 98832 | 7043366 | 03/02/2022
Dettson Industries, Inc. | Williamson-Thermoflo | PLB-112-VS-BF | Federally-Regulated Consumer Product | Non-Weatherized, Non-Condensin | 1724 | 503 |  | 10/06/2021 | 113337 | 7043395 | 03/02/2022
Dettson Industries, Inc. | Williamson-Thermoflo | PMP-112-DD-BF | Federally-Regulated Consumer Product | Non-Weatherized, Non-Condensin | 1602 | 496 |  | 10/06/2021 | 109509 | 7043350 | 03/02/2022
Dettson Industries, Inc. | Williamson-Thermoflo | PMP-210-DD-S2-RB135 | Federally-Regulated Consumer Product | Non-Weatherized, Non-Condensin | 2279 | 543 |  | 10/06/2021 | 210456 | 204483192 | 03/02/2022
Dettson Industries, Inc. | Williamson-Thermoflo | PMP-112-DD-BNX | Federally-Regulated Consumer Product | Non-Weatherized, Non-Condensin | 1602 | 496 |  | 10/06/2021 | 109509 | 7043351 | 03/02/2022
Dettson Industries, Inc. | Williamson-Thermoflo | PLB-210-RF | Federally-Regulated Consumer Product | Non-Weatherized, Non-Condensin | 2231 | 540 |  | 10/06/2021 | 209205 | 8581458 | 03/02/2022
Dettson Industries, Inc. | Williamson-Thermoflo | PLB-112-DD-BNX | Federally-Regulated Consumer Product | Non-Weatherized, Non-Condensin | 1598 | 494 |  | 10/06/2021 | 113138 | 7043391 | 03/02/2022
Dettson Industries, Inc. | Williamson-Thermoflo | PLB-098-VS-RF | Federally-Regulated Consumer Product | Non-Weatherized, Non-Condensin | 1445 | 484 |  | 10/06/2021 | 98832 | 7043389 | 03/02/2022
Dettson Industries, Inc. | Williamson-Thermoflo | PMP-095-VS-CAR | Federally-Regulated Consumer Product | Non-Weatherized, Non-Condensin | 1496 | 488 |  | 10/06/2021 | 110066 | 7043337 | 03/02/2022
Dettson Industries, Inc. | Williamson-Thermoflo | PMP-095-VS-BNX | Federally-Regulated Consumer Product | Non-Weatherized, Non-Condensin | 1496 | 488 |  | 10/06/2021 | 110066 | 7043336 | 03/02/2022
Dettson Industries, Inc. | Williamson-Thermoflo | PLB-077-DD-BF | Federally-Regulated Consumer Product | Non-Weatherized, Non-Condensin | 1153 | 464 |  | 10/06/2021 | 98833 | 7043360 | 03/02/2022
Dettson Industries, Inc. | Williamson-Thermoflo | PMP-112-VS-BNX | Federally-Regulated Consumer Product | Non-Weatherized, Non-Condensin | 1496 | 488 |  | 10/06/2021 | 110066 | 7043356 | 03/02/2022
Dettson Industries, Inc. | Williamson-Thermoflo | PLB-098-DD-RF | Federally-Regulated Consumer Product | Non-Weatherized, Non-Condensin | 1153 | 464 |  | 10/06/2021 | 98833 | 7043384 | 03/02/2022
Dettson Industries, Inc. | Williamson-Thermoflo | PMP-210-DD-S2-AF120 | Federally-Regulated Consumer Product | Non-Weatherized, Non-Condensin | 2279 | 543 |  | 10/06/2021 | 210456 | 204483188 | 03/02/2022
Dettson Industries, Inc. | Williamson-Thermoflo | PMP-095-VS-RF | Federally-Regulated Consumer Product | Non-Weatherized, Non-Condensin | 1496 | 488 |  | 10/06/2021 | 110066 | 7043339 | 03/02/2022
Dettson Industries, Inc. | Williamson-Thermoflo | PMP-095-VS-BF | Federally-Regulated Consumer Product | Non-Weatherized, Non-Condensin | 1496 | 488 |  | 10/06/2021 | 110066 | 7043335 | 03/02/2022
Dettson Industries, Inc. | Williamson-Thermoflo | PMP-112-VS-RF | Federally-Regulated Consumer Product | Non-Weatherized, Non-Condensin | 1496 | 488 |  | 10/06/2021 | 110066 | 7043359 | 03/02/2022
Dettson Industries, Inc. | Williamson-Thermoflo | PLB-095-VS-BF | Federally-Regulated Consumer Product | Non-Weatherized, Non-Condensin | 1724 | 503 |  | 10/06/2021 | 113337 | 7043375 | 03/02/2022
Dettson Industries, Inc. | Williamson-Thermoflo | PMP-210-DD-S2-RB120 | Federally-Regulated Consumer Product | Non-Weatherized, Non-Condensin | 2279 | 543 |  | 10/06/2021 | 210456 | 204483190 | 03/02/2022
Dettson Industries, Inc. | Williamson-Thermoflo | PLB-095-DD-RF | Federally-Regulated Consumer Product | Non-Weatherized, Non-Condensin | 1598 | 494 |  | 10/06/2021 | 113138 | 7043374 | 03/02/2022
Dettson Industries, Inc. | Williamson-Thermoflo | PLB-189-BF | Federally-Regulated Consumer Product | Non-Weatherized, Non-Condensin | 2231 | 540 |  | 10/06/2021 | 209205 | 8581455 | 03/02/2022
Dettson Industries, Inc. | Williamson-Thermoflo | PLB-077-DD-BNX | Federally-Regulated Consumer Product | Non-Weatherized, Non-Condensin | 1153 | 464 |  | 10/06/2021 | 98833 | 7043361 | 03/02/2022
Dettson Industries, Inc. | Williamson-Thermoflo | PMP-210-DD-S2-AF135 | Federally-Regulated Consumer Product | Non-Weatherized, Non-Condensin | 2279 | 543 |  | 10/06/2021 | 210456 | 204483191 | 03/02/2022
Dettson Industries, Inc. | Williamson-Thermoflo | PMP-112-VS-BF | Federally-Regulated Consumer Product | Non-Weatherized, Non-Condensin | 1496 | 488 |  | 10/06/2021 | 110066 | 7043355 | 03/02/2022
Dettson Industries, Inc. | Williamson-Thermoflo | PLB-095-DD-BNX | Federally-Regulated Consumer Product | Non-Weatherized, Non-Condensin | 1598 | 494 |  | 10/06/2021 | 113138 | 7043371 | 03/02/2022
Dettson Industries, Inc. | Williamson-Thermoflo | PLB-077-DD-CAR | Federally-Regulated Consumer Product | Non-Weatherized, Non-Condensin | 1153 | 464 |  | 10/06/2021 | 98833 | 7043362 | 03/02/2022
Dettson Industries, Inc. | Williamson-Thermoflo | PLB-168-BF | Federally-Regulated Consumer Product | Non-Weatherized, Non-Condensin | 2231 | 540 |  | 10/06/2021 | 209205 | 8581453 | 03/02/2022
Dettson Industries, Inc. | Williamson-Thermoflo | PLB-112-VS-RF | Federally-Regulated Consumer Product | Non-Weatherized, Non-Condensin | 1724 | 503 |  | 10/06/2021 | 113337 | 7043399 | 03/02/2022
Dettson Industries, Inc. | Williamson-Thermoflo | PLB-168-RF | Federally-Regulated Consumer Product | Non-Weatherized, Non-Condensin | 2231 | 540 |  | 10/06/2021 | 209205 | 8581454 | 03/02/2022
Rheem Sales Company, Inc. | Ruud | RGEA14036AJT061AB | Federally-Regulated Consumer Product | Weatherized Non-Condensing Gas | 1430 | 262 |  | 12/01/2021 | 99665 | 203404450 | 03/03/2022
Rheem Sales Company, Inc. | CLIMATEMASTER | RGEA14036AJT061AB | Federally-Regulated Consumer Product | Weatherized Non-Condensing Gas | 1430 | 262 |  | 12/01/2021 | 99665 | 205785504 | 03/03/2022
Rheem Sales Company, Inc. | Mainline | RGEA14036AJT061AB | Federally-Regulated Consumer Product | Weatherized Non-Condensing Gas | 1430 | 262 |  | 12/01/2021 | 99665 | 204117076 | 03/03/2022
Rheem Sales Company, Inc. | Rheem | RGEA14036AJT061AB | Federally-Regulated Consumer Product | Weatherized Non-Condensing Gas | 1430 | 262 |  | 12/01/2021 | 99665 | 203404449 | 03/03/2022
Rheem Sales Company, Inc. | Rheem | RGEA14030AJT081AB | Federally-Regulated Consumer Product | Weatherized Non-Condensing Gas | 1147 | 249 |  | 12/01/2021 | 79965 | 203404441 | 03/03/2022
American Standard, Inc. | AMERICAN STANDARD | S8X1B060M3PS*** | Federally-Regulated Consumer Product | Non-Weatherized, Non-Condensin | 1439 | 245 |  | 12/29/2021 | 60491 | 202408092 | 04/06/2022
American Standard, Inc. | AMERICAN STANDARD | S8X1B060M3PT*** | Federally-Regulated Consumer Product | Non-Weatherized, Non-Condensin | 1439 | 245 |  | 12/29/2021 | 60491 | 202865494 | 04/06/2022
American Standard, Inc. | AMERICAN STANDARD | S8B1B060M3PT*** | Federally-Regulated Consumer Product | Non-Weatherized, Non-Condensin | 1439 | 245 |  | 12/29/2021 | 60491 | 202865519 | 04/06/2022
American Standard, Inc. | AMERICAN STANDARD | S9V2B060U3PS*** | Federally-Regulated Consumer Product | Non-Weatherized, Condensing Ga | 1312 | 253 |  | 12/29/2021 | 39141 | 10509494 | 04/06/2022
American Standard, Inc. | AMERICAN STANDARD | S9V2C100U4PS*** | Federally-Regulated Consumer Product | Non-Weatherized, Condensing Ga | 1730 | 271 |  | 12/29/2021 | 99373 | 10509503 | 04/06/2022
American Standard, Inc. | AMERICAN STANDARD | S8X2B060M3PT*** | Federally-Regulated Consumer Product | Non-Weatherized, Non-Condensin | 1454 | 246 |  | 12/29/2021 | 38785 | 202865501 | 04/06/2022
American Standard, Inc. | AMERICAN STANDARD | S9V2C100D4PS*** | Federally-Regulated Consumer Product | Non-Weatherized, Condensing Ga | 1664 | 268 |  | 12/29/2021 | 65190 | 10509501 | 04/06/2022
American Standard, Inc. | AMERICAN STANDARD | S8B1B060M3PS*** | Federally-Regulated Consumer Product | Non-Weatherized, Non-Condensin | 1439 | 245 |  | 12/29/2021 | 60491 | 202576810 | 04/06/2022
Carrier Corp. - Syracuse | ICP Commercial | RGW048KF* | Federally-Regulated Consumer Product | Weatherized Non-Condensing Gas | 2640 | 312 |  | 12/01/2021 | 106 | 202535068 | 04/06/2022
Carrier Corp. - Syracuse | ICP Commercial | RGV060KR* | Federally-Regulated Consumer Product | Weatherized Non-Condensing Gas | 2694 | 302 |  | 12/01/2021 | 73 | 202535059 | 04/06/2022
Carrier Corp. - Syracuse | ICP Commercial | RGV036KR* | Federally-Regulated Consumer Product | Weatherized Non-Condensing Gas | 1889 | 281 |  | 03/17/2021 | 73 | 202535057 | 04/06/2022
Carrier Corp. - Syracuse | ICP Commercial | RGV036KD* | Federally-Regulated Consumer Product | Weatherized Non-Condensing Gas | 1889 | 281 |  | 03/17/2021 | 53 | 202535046 | 04/06/2022
Carrier Corp. - Syracuse | ICP Commercial | RGV048KF* | Federally-Regulated Consumer Product | Weatherized Non-Condensing Gas | 2640 | 312 |  | 12/01/2021 | 106 | 202535052 | 04/06/2022
Carrier Corp. - Syracuse | ICP Commercial | RGV060KS* | Federally-Regulated Consumer Product | Weatherized Non-Condensing Gas | 2694 | 302 |  | 12/01/2021 | 53 | 202535056 | 04/06/2022
Carrier Corp. - Syracuse | ICP Commercial | RGW048KR* | Federally-Regulated Consumer Product | Weatherized Non-Condensing Gas | 2640 | 312 |  | 12/01/2021 | 73 | 202535074 | 04/06/2022
Carrier Corp. - Syracuse | ICP Commercial | RGV048KD* | Federally-Regulated Consumer Product | Weatherized Non-Condensing Gas | 2640 | 312 |  | 12/01/2021 | 53 | 202535047 | 04/06/2022
Carrier Corp. - Syracuse | ICP Commercial | RGV048KS* | Federally-Regulated Consumer Product | Weatherized Non-Condensing Gas | 2640 | 312 |  | 12/01/2021 | 53 | 202535055 | 04/06/2022
Carrier Corp. - Syracuse | ICP Commercial | RGW060KS* | Federally-Regulated Consumer Product | Weatherized Non-Condensing Gas | 2694 | 302 |  | 12/01/2021 | 53 | 202535072 | 04/06/2022
Carrier Corp. - Syracuse | ICP Commercial | RGW036KS* | Federally-Regulated Consumer Product | Weatherized Non-Condensing Gas | 1889 | 281 |  | 03/17/2021 | 53 | 202535070 | 04/06/2022
Carrier Corp. - Syracuse | ICP Commercial | RGW036KD* | Federally-Regulated Consumer Product | Weatherized Non-Condensing Gas | 1889 | 281 |  | 03/17/2021 | 53 | 202535062 | 04/06/2022
Carrier Corp. - Syracuse | ICP Commercial | RGW036KR* | Federally-Regulated Consumer Product | Weatherized Non-Condensing Gas | 1889 | 281 |  | 03/17/2021 | 73 | 202535073 | 04/06/2022
Carrier Corp. - Syracuse | ICP Commercial | RGW048KE* | Federally-Regulated Consumer Product | Weatherized Non-Condensing Gas | 2640 | 312 |  | 12/01/2021 | 73 | 202535066 | 04/06/2022
Carrier Corp. - Syracuse | ICP Commercial | RGV060KE* | Federally-Regulated Consumer Product | Weatherized Non-Condensing Gas | 2694 | 302 |  | 12/01/2021 | 73 | 202535051 | 04/06/2022
Carrier Corp. - Syracuse | ICP Commercial | RGW060KR* | Federally-Regulated Consumer Product | Weatherized Non-Condensing Gas | 2694 | 302 |  | 12/01/2021 | 73 | 202535075 | 04/06/2022
Carrier Corp. - Syracuse | ICP Commercial | RGV036KS* | Federally-Regulated Consumer Product | Weatherized Non-Condensing Gas | 1889 | 281 |  | 03/17/2021 | 53 | 202535054 | 04/06/2022
Carrier Corp. - Syracuse | ICP Commercial | RGV060KD* | Federally-Regulated Consumer Product | Weatherized Non-Condensing Gas | 2694 | 302 |  | 12/01/2021 | 53 | 202535048 | 04/06/2022
Carrier Corp. - Syracuse | ICP Commercial | RGW060KT* | Federally-Regulated Consumer Product | Weatherized Non-Condensing Gas | 2694 | 302 |  | 03/17/2021 | 106 | 202535077 | 04/06/2022
Carrier Corp. - Syracuse | ICP Commercial | RGV060KF* | Federally-Regulated Consumer Product | Weatherized Non-Condensing Gas | 2694 | 302 |  | 03/17/2021 | 106 | 202535053 | 04/06/2022
Carrier Corp. - Syracuse | ICP Commercial | RGW060KE* | Federally-Regulated Consumer Product | Weatherized Non-Condensing Gas | 2694 | 302 |  | 12/01/2021 | 73 | 202535067 | 04/06/2022
Carrier Corp. - Syracuse | ICP Commercial | RGV048KR* | Federally-Regulated Consumer Product | Weatherized Non-Condensing Gas | 2640 | 312 |  | 12/01/2021 | 73 | 202535058 | 04/06/2022
Carrier Corp. - Syracuse | ICP Commercial | RGV060KT* | Federally-Regulated Consumer Product | Weatherized Non-Condensing Gas | 2694 | 302 |  | 03/17/2021 | 106 | 202535061 | 04/06/2022
Carrier Corp. - Syracuse | ICP Commercial | RGV048KT* | Federally-Regulated Consumer Product | Weatherized Non-Condensing Gas | 2640 | 312 |  | 12/01/2021 | 106 | 202535060 | 04/06/2022
Carrier Corp. - Syracuse | ICP Commercial | RGW048KS* | Federally-Regulated Consumer Product | Weatherized Non-Condensing Gas | 2640 | 312 |  | 12/01/2021 | 53 | 202535071 | 04/06/2022
Carrier Corp. - Syracuse | ICP Commercial | RGW048KT* | Federally-Regulated Consumer Product | Weatherized Non-Condensing Gas | 2640 | 312 |  | 12/01/2021 | 106 | 202535076 | 04/06/2022
Carrier Corp. - Syracuse | ICP Commercial | RGW060KF* | Federally-Regulated Consumer Product | Weatherized Non-Condensing Gas | 2694 | 302 |  | 03/17/2021 | 106 | 202535069 | 04/06/2022
Carrier Corp. - Syracuse | ICP Commercial | RGW048KD* | Federally-Regulated Consumer Product | Weatherized Non-Condensing Gas | 2640 | 312 |  | 12/01/2021 | 53 | 202535063 | 04/06/2022
Carrier Corp. - Syracuse | ICP Commercial | RGV048KE* | Federally-Regulated Consumer Product | Weatherized Non-Condensing Gas | 2640 | 312 |  | 12/01/2021 | 73 | 202535050 | 04/06/2022
Carrier Corp. - Syracuse | ICP Commercial | RGW060KD* | Federally-Regulated Consumer Product | Weatherized Non-Condensing Gas | 2694 | 302 |  | 12/01/2021 | 53 | 202535064 | 04/06/2022
Carrier Corp. - Syracuse | ICP Commercial | RGW036KE* | Federally-Regulated Consumer Product | Weatherized Non-Condensing Gas | 1889 | 281 |  | 03/17/2021 | 73 | 202535065 | 04/06/2022
Carrier Corp. - Syracuse | ICP Commercial | RGV036KE* | Federally-Regulated Consumer Product | Weatherized Non-Condensing Gas | 1889 | 281 |  | 03/17/2021 | 73 | 202535049 | 04/06/2022
Carrier Corp. - Indianapolis | Airquest | G97CMN0602120A*D | Federally-Regulated Consumer Product | Non-Weatherized, Condensing Ga | 2479 | 304 |  | 08/05/2020 | 48091 | 203924638 | 04/14/2022
Carrier Corp. - Indianapolis | Carrier | 58TN0A070C17--16 | Federally-Regulated Consumer Product | Non-Weatherized, Non-Condensin | 1458 | 246 | 246.152 | 10/04/2019 |  |  | 04/14/2022
Carrier Corp. - Indianapolis | Airquest | G97CMN0602120A*D | Federally-Regulated Consumer Product | Non-Weatherized, Condensing Ga | 1897 | 278 |  | 04/14/2022 | 24235 | 203924638 | 04/14/2022
Carrier Corp. - Indianapolis | Carrier | 58TN0A070C17--16 | Federally-Regulated Consumer Product | Non-Weatherized, Non-Condensin | 1458 | 246 |  | 04/14/2022 | 43592 | 203358828 | 04/14/2022
Carrier Corp. - Syracuse | Carrier | 48FCG*06* | Federally-Regulated Consumer Product | Weatherized Non-Condensing Gas | 2694 | 302 |  | 12/01/2021 | 49 | 206749724 | 04/26/2022
Carrier Corp. - Syracuse | Carrier | 48GCG*05* | Federally-Regulated Consumer Product | Weatherized Non-Condensing Gas | 2640 | 312 |  | 12/01/2021 | 49 | 206749726 | 04/26/2022
Carrier Corp. - Syracuse | Carrier | 48FCG*05* | Federally-Regulated Consumer Product | Weatherized Non-Condensing Gas | 2640 | 312 |  | 12/01/2021 | 49 | 206749723 | 04/26/2022
Carrier Corp. - Syracuse | Carrier | 48GCG*06* | Federally-Regulated Consumer Product | Weatherized Non-Condensing Gas | 2694 | 302 |  | 12/01/2021 | 49 | 206749727 | 04/26/2022
Carrier Corp. - Syracuse | ICP Commercial | RGW060KR* | Federally-Regulated Consumer Product | Weatherized Non-Condensing Gas | 2694 | 302 |  | 04/06/2022 | 73 | 202535075 | 04/26/2022
Carrier Corp. - Syracuse | ICP Commercial | RGW048KR* | Federally-Regulated Consumer Product | Weatherized Non-Condensing Gas | 2640 | 312 |  | 04/06/2022 | 73 | 202535074 | 04/26/2022
Carrier Corp. - Syracuse | ICP Commercial | RGV048KF* | Federally-Regulated Consumer Product | Weatherized Non-Condensing Gas | 2640 | 312 |  | 04/06/2022 | 106 | 202535052 | 04/26/2022
Carrier Corp. - Syracuse | ICP Commercial | RGV048KE* | Federally-Regulated Consumer Product | Weatherized Non-Condensing Gas | 2640 | 312 |  | 04/06/2022 | 73 | 202535050 | 04/26/2022
Carrier Corp. - Syracuse | ICP Commercial | RGV048KD* | Federally-Regulated Consumer Product | Weatherized Non-Condensing Gas | 2640 | 312 |  | 04/06/2022 | 53 | 202535047 | 04/26/2022
Carrier Corp. - Syracuse | ICP Commercial | RGV060KD* | Federally-Regulated Consumer Product | Weatherized Non-Condensing Gas | 2694 | 302 |  | 04/06/2022 | 53 | 202535048 | 04/26/2022
Carrier Corp. - Syracuse | ICP Commercial | RGV048KT* | Federally-Regulated Consumer Product | Weatherized Non-Condensing Gas | 2640 | 312 |  | 04/06/2022 | 106 | 202535060 | 04/26/2022
Carrier Corp. - Syracuse | ICP Commercial | RGW048KS* | Federally-Regulated Consumer Product | Weatherized Non-Condensing Gas | 2640 | 312 |  | 04/06/2022 | 53 | 202535071 | 04/26/2022
Carrier Corp. - Syracuse | ICP Commercial | RGV060KR* | Federally-Regulated Consumer Product | Weatherized Non-Condensing Gas | 2694 | 302 |  | 04/06/2022 | 73 | 202535059 | 04/26/2022
Carrier Corp. - Syracuse | ICP Commercial | RGV048KR* | Federally-Regulated Consumer Product | Weatherized Non-Condensing Gas | 2640 | 312 |  | 04/06/2022 | 73 | 202535058 | 04/26/2022
Carrier Corp. - Syracuse | ICP Commercial | RGW048KE* | Federally-Regulated Consumer Product | Weatherized Non-Condensing Gas | 2640 | 312 |  | 04/06/2022 | 73 | 202535066 | 04/26/2022
Carrier Corp. - Syracuse | ICP Commercial | RGV048*G* | Federally-Regulated Consumer Product | Weatherized Non-Condensing Gas | 2640 | 312 |  | 12/01/2021 | 49 | 206749744 | 04/26/2022
Carrier Corp. - Syracuse | ICP Commercial | RGW060*G* | Federally-Regulated Consumer Product | Weatherized Non-Condensing Gas | 2694 | 302 |  | 12/01/2021 | 49 | 206749748 | 04/26/2022
Carrier Corp. - Syracuse | ICP Commercial | RGW048KT* | Federally-Regulated Consumer Product | Weatherized Non-Condensing Gas | 2640 | 312 |  | 04/06/2022 | 106 | 202535076 | 04/26/2022
Carrier Corp. - Syracuse | ICP Commercial | RGV060KE* | Federally-Regulated Consumer Product | Weatherized Non-Condensing Gas | 2694 | 302 |  | 04/06/2022 | 73 | 202535051 | 04/26/2022
Carrier Corp. - Syracuse | ICP Commercial | RGV060KS* | Federally-Regulated Consumer Product | Weatherized Non-Condensing Gas | 2694 | 302 |  | 04/06/2022 | 53 | 202535056 | 04/26/2022
Carrier Corp. - Syracuse | ICP Commercial | RGW060KE* | Federally-Regulated Consumer Product | Weatherized Non-Condensing Gas | 2694 | 302 |  | 04/06/2022 | 73 | 202535067 | 04/26/2022
Carrier Corp. - Syracuse | ICP Commercial | RGW048KD* | Federally-Regulated Consumer Product | Weatherized Non-Condensing Gas | 2640 | 312 |  | 04/06/2022 | 53 | 202535063 | 04/26/2022
Carrier Corp. - Syracuse | ICP Commercial | RGW048*G* | Federally-Regulated Consumer Product | Weatherized Non-Condensing Gas | 2640 | 312 |  | 12/01/2021 | 49 | 206749747 | 04/26/2022
Carrier Corp. - Syracuse | ICP Commercial | RGV060*G* | Federally-Regulated Consumer Product | Weatherized Non-Condensing Gas | 2694 | 302 |  | 12/01/2021 | 49 | 206749745 | 04/26/2022
Carrier Corp. - Syracuse | ICP Commercial | RGW060KS* | Federally-Regulated Consumer Product | Weatherized Non-Condensing Gas | 2694 | 302 |  | 04/06/2022 | 53 | 202535072 | 04/26/2022
Carrier Corp. - Syracuse | ICP Commercial | RGW060KD* | Federally-Regulated Consumer Product | Weatherized Non-Condensing Gas | 2694 | 302 |  | 04/06/2022 | 53 | 202535064 | 04/26/2022
Carrier Corp. - Syracuse | ICP Commercial | RGW048KF* | Federally-Regulated Consumer Product | Weatherized Non-Condensing Gas | 2640 | 312 |  | 04/06/2022 | 106 | 202535068 | 04/26/2022
Carrier Corp. - Syracuse | ICP Commercial | RGV048KS* | Federally-Regulated Consumer Product | Weatherized Non-Condensing Gas | 2640 | 312 |  | 04/06/2022 | 53 | 202535055 | 04/26/2022
Carrier Corp. - Syracuse | Tempstar | RGW060KD* | Federally-Regulated Consumer Product | Weatherized Non-Condensing Gas | 2694 | 302 |  | 12/01/2021 | 53 | 202535288 | 04/26/2022
Carrier Corp. - Syracuse | Tempstar | RGW048KT* | Federally-Regulated Consumer Product | Weatherized Non-Condensing Gas | 2640 | 312 |  | 12/01/2021 | 106 | 202535300 | 04/26/2022
Carrier Corp. - Syracuse | Tempstar | RGV060KR* | Federally-Regulated Consumer Product | Weatherized Non-Condensing Gas | 2694 | 302 |  | 12/01/2021 | 73 | 202535283 | 04/26/2022
Carrier Corp. - Syracuse | Tempstar | RGV048KT* | Federally-Regulated Consumer Product | Weatherized Non-Condensing Gas | 2640 | 312 |  | 12/01/2021 | 106 | 202535284 | 04/26/2022
Carrier Corp. - Syracuse | Tempstar | RGW048KE* | Federally-Regulated Consumer Product | Weatherized Non-Condensing Gas | 2640 | 312 |  | 12/01/2021 | 73 | 202535290 | 04/26/2022
Carrier Corp. - Syracuse | Tempstar | RGW048KR* | Federally-Regulated Consumer Product | Weatherized Non-Condensing Gas | 2640 | 312 |  | 12/01/2021 | 73 | 202535298 | 04/26/2022
Carrier Corp. - Syracuse | Tempstar | RGW060KS* | Federally-Regulated Consumer Product | Weatherized Non-Condensing Gas | 2694 | 302 |  | 12/01/2021 | 53 | 202535296 | 04/26/2022
Carrier Corp. - Syracuse | Tempstar | RGV060KE* | Federally-Regulated Consumer Product | Weatherized Non-Condensing Gas | 2694 | 302 |  | 12/01/2021 | 73 | 202535275 | 04/26/2022
Carrier Corp. - Syracuse | Tempstar | RGV048KS* | Federally-Regulated Consumer Product | Weatherized Non-Condensing Gas | 2640 | 312 |  | 12/01/2021 | 53 | 202535279 | 04/26/2022
Carrier Corp. - Syracuse | Tempstar | RGV048KE* | Federally-Regulated Consumer Product | Weatherized Non-Condensing Gas | 2640 | 312 |  | 12/01/2021 | 73 | 202535274 | 04/26/2022
Carrier Corp. - Syracuse | Tempstar | RGV048KD* | Federally-Regulated Consumer Product | Weatherized Non-Condensing Gas | 2640 | 312 |  | 12/01/2021 | 53 | 202535271 | 04/26/2022
Carrier Corp. - Syracuse | Tempstar | RGW060KR* | Federally-Regulated Consumer Product | Weatherized Non-Condensing Gas | 2694 | 302 |  | 12/01/2021 | 73 | 202535299 | 04/26/2022
Carrier Corp. - Syracuse | Tempstar | RGW048KD* | Federally-Regulated Consumer Product | Weatherized Non-Condensing Gas | 2640 | 312 |  | 12/01/2021 | 53 | 202535287 | 04/26/2022
Carrier Corp. - Syracuse | Tempstar | RGV048KF* | Federally-Regulated Consumer Product | Weatherized Non-Condensing Gas | 2640 | 312 |  | 12/01/2021 | 106 | 202535276 | 04/26/2022
Carrier Corp. - Syracuse | Tempstar | RGW048KS* | Federally-Regulated Consumer Product | Weatherized Non-Condensing Gas | 2640 | 312 |  | 12/01/2021 | 53 | 202535295 | 04/26/2022
Carrier Corp. - Syracuse | Tempstar | RGV060KD* | Federally-Regulated Consumer Product | Weatherized Non-Condensing Gas | 2694 | 302 |  | 12/01/2021 | 53 | 202535272 | 04/26/2022
Carrier Corp. - Syracuse | Tempstar | RGW048KF* | Federally-Regulated Consumer Product | Weatherized Non-Condensing Gas | 2640 | 312 |  | 12/01/2021 | 106 | 202535292 | 04/26/2022
Carrier Corp. - Syracuse | Tempstar | RGV060KS* | Federally-Regulated Consumer Product | Weatherized Non-Condensing Gas | 2694 | 302 |  | 12/01/2021 | 53 | 202535280 | 04/26/2022
Carrier Corp. - Syracuse | Tempstar | RGV048KR* | Federally-Regulated Consumer Product | Weatherized Non-Condensing Gas | 2640 | 312 |  | 12/01/2021 | 73 | 202535282 | 04/26/2022
Carrier Corp. - Syracuse | Tempstar | RGW060KE* | Federally-Regulated Consumer Product | Weatherized Non-Condensing Gas | 2694 | 302 |  | 12/01/2021 | 73 | 202535291 | 04/26/2022
Carrier Corp. - Syracuse | Bryant | 582K*05**E060* | Federally-Regulated Consumer Product | Weatherized Non-Condensing Gas | 2640 | 312 |  | 12/01/2021 | 49 | 206749735 | 04/26/2022
Carrier Corp. - Syracuse | Bryant | 582K*06**D060* | Federally-Regulated Consumer Product | Weatherized Non-Condensing Gas | 2694 | 302 |  | 12/01/2021 | 49 | 206749733 | 04/26/2022
Carrier Corp. - Syracuse | Bryant | 581K*05**F060* | Federally-Regulated Consumer Product | Weatherized Non-Condensing Gas | 2640 | 312 |  | 12/01/2021 | 49 | 206749738 | 04/26/2022
Carrier Corp. - Syracuse | Bryant | 581K*06**F060* | Federally-Regulated Consumer Product | Weatherized Non-Condensing Gas | 2694 | 302 |  | 12/01/2021 | 49 | 206749739 | 04/26/2022
Carrier Corp. - Syracuse | Bryant | 582K*05**D060* | Federally-Regulated Consumer Product | Weatherized Non-Condensing Gas | 2640 | 312 |  | 12/01/2021 | 49 | 206749732 | 04/26/2022
Carrier Corp. - Syracuse | Bryant | 582K*06**E060* | Federally-Regulated Consumer Product | Weatherized Non-Condensing Gas | 2694 | 302 |  | 12/01/2021 | 49 | 206749736 | 04/26/2022
Carrier Corp. - Syracuse | Bryant | 581K*06**K060* | Federally-Regulated Consumer Product | Weatherized Non-Condensing Gas | 2694 | 302 |  | 12/01/2021 | 49 | 206749742 | 04/26/2022
Carrier Corp. - Syracuse | Bryant | 581K*05**K060* | Federally-Regulated Consumer Product | Weatherized Non-Condensing Gas | 2640 | 312 |  | 12/01/2021 | 49 | 206749741 | 04/26/2022
Carrier Corp. - Syracuse | Arcoaire | RGV060KD* | Federally-Regulated Consumer Product | Weatherized Non-Condensing Gas | 2694 | 302 |  | 12/01/2021 | 53 | 202535112 | 04/26/2022
Carrier Corp. - Syracuse | Arcoaire | RGV048KF* | Federally-Regulated Consumer Product | Weatherized Non-Condensing Gas | 2640 | 312 |  | 12/01/2021 | 106 | 202535116 | 04/26/2022
Carrier Corp. - Syracuse | Arcoaire | RGW048KE* | Federally-Regulated Consumer Product | Weatherized Non-Condensing Gas | 2640 | 312 |  | 12/01/2021 | 73 | 202535130 | 04/26/2022
Carrier Corp. - Syracuse | Arcoaire | RGW048KR* | Federally-Regulated Consumer Product | Weatherized Non-Condensing Gas | 2640 | 312 |  | 12/01/2021 | 73 | 202535138 | 04/26/2022
Carrier Corp. - Syracuse | Arcoaire | RGV048KS* | Federally-Regulated Consumer Product | Weatherized Non-Condensing Gas | 2640 | 312 |  | 12/01/2021 | 53 | 202535119 | 04/26/2022
Carrier Corp. - Syracuse | Arcoaire | RGV060KR* | Federally-Regulated Consumer Product | Weatherized Non-Condensing Gas | 2694 | 302 |  | 12/01/2021 | 73 | 202535123 | 04/26/2022
Carrier Corp. - Syracuse | Arcoaire | RGV048KD* | Federally-Regulated Consumer Product | Weatherized Non-Condensing Gas | 2640 | 312 |  | 12/01/2021 | 53 | 202535111 | 04/26/2022
Carrier Corp. - Syracuse | Arcoaire | RGW048KD* | Federally-Regulated Consumer Product | Weatherized Non-Condensing Gas | 2640 | 312 |  | 12/01/2021 | 53 | 202535127 | 04/26/2022
Carrier Corp. - Syracuse | Arcoaire | RGW048KT* | Federally-Regulated Consumer Product | Weatherized Non-Condensing Gas | 2640 | 312 |  | 12/01/2021 | 106 | 202535140 | 04/26/2022
Carrier Corp. - Syracuse | Arcoaire | RGV060KS* | Federally-Regulated Consumer Product | Weatherized Non-Condensing Gas | 2694 | 302 |  | 12/01/2021 | 53 | 202535120 | 04/26/2022
Carrier Corp. - Syracuse | Arcoaire | RGW060KR* | Federally-Regulated Consumer Product | Weatherized Non-Condensing Gas | 2694 | 302 |  | 12/01/2021 | 73 | 202535139 | 04/26/2022
Carrier Corp. - Syracuse | Arcoaire | RGV048KT* | Federally-Regulated Consumer Product | Weatherized Non-Condensing Gas | 2640 | 312 |  | 12/01/2021 | 106 | 202535124 | 04/26/2022
Carrier Corp. - Syracuse | Arcoaire | RGW060KE* | Federally-Regulated Consumer Product | Weatherized Non-Condensing Gas | 2694 | 302 |  | 12/01/2021 | 73 | 202535131 | 04/26/2022
Carrier Corp. - Syracuse | Arcoaire | RGW048KS* | Federally-Regulated Consumer Product | Weatherized Non-Condensing Gas | 2640 | 312 |  | 12/01/2021 | 53 | 202535135 | 04/26/2022
Carrier Corp. - Syracuse | Arcoaire | RGV048KE* | Federally-Regulated Consumer Product | Weatherized Non-Condensing Gas | 2640 | 312 |  | 12/01/2021 | 73 | 202535114 | 04/26/2022
Carrier Corp. - Syracuse | Arcoaire | RGW048KF* | Federally-Regulated Consumer Product | Weatherized Non-Condensing Gas | 2640 | 312 |  | 12/01/2021 | 106 | 202535132 | 04/26/2022
Carrier Corp. - Syracuse | Arcoaire | RGW060KD* | Federally-Regulated Consumer Product | Weatherized Non-Condensing Gas | 2694 | 302 |  | 12/01/2021 | 53 | 202535128 | 04/26/2022
Carrier Corp. - Syracuse | Arcoaire | RGV060KE* | Federally-Regulated Consumer Product | Weatherized Non-Condensing Gas | 2694 | 302 |  | 12/01/2021 | 73 | 202535115 | 04/26/2022
Carrier Corp. - Syracuse | Arcoaire | RGV048KR* | Federally-Regulated Consumer Product | Weatherized Non-Condensing Gas | 2640 | 312 |  | 12/01/2021 | 73 | 202535122 | 04/26/2022
Carrier Corp. - Syracuse | Arcoaire | RGW060KS* | Federally-Regulated Consumer Product | Weatherized Non-Condensing Gas | 2694 | 302 |  | 12/01/2021 | 53 | 202535136 | 04/26/2022
Daikin Comfort Technologies Manufacturing, L.P. | Amana | APD1424060M41A* | Federally-Regulated Consumer Product | Weatherized Non-Condensing Gas | 889 | 238 | 238.116 | 07/22/2020 | 45030 | 8033070 | 04/26/2022
Daikin Comfort Technologies Manufacturing, L.P. | Amana | APG1648100M41 | Federally-Regulated Consumer Product | Weatherized Non-Condensing Gas | 2100 | 290 | 291.4 | 07/22/2020 | 100978 | 8079875 | 04/26/2022
Daikin Comfort Technologies Manufacturing, L.P. | Amana | APD1436080M41A* | Federally-Regulated Consumer Product | Weatherized Non-Condensing Gas | 1259 | 254 | 254.396 | 07/22/2020 | 60353 | 8033069 | 04/26/2022
Daikin Comfort Technologies Manufacturing, L.P. | Daikin | DP14DM2406041A* | Federally-Regulated Consumer Product | Weatherized Non-Condensing Gas | 889 | 238 | 238.116 | 07/22/2020 | 45030 | 8033065 | 04/26/2022
Daikin Comfort Technologies Manufacturing, L.P. | Daikin | DP16GM4810041 | Federally-Regulated Consumer Product | Weatherized Non-Condensing Gas | 2100 | 290 | 291.4 | 07/22/2020 | 100978 | 8079870 | 04/26/2022
Daikin Comfort Technologies Manufacturing, L.P. | Daikin | DP14DM3608041A* | Federally-Regulated Consumer Product | Weatherized Non-Condensing Gas | 1259 | 254 | 254.396 | 07/22/2020 | 60353 | 8033064 | 04/26/2022
Daikin Comfort Technologies Manufacturing, L.P. | Goodman | GPG1660140M41 | Federally-Regulated Consumer Product | Weatherized Non-Condensing Gas | 2002 | 287 |  | 12/01/2021 | 105655 | 10190318 | 04/26/2022
Daikin Comfort Technologies Manufacturing, L.P. | Goodman | GPD1436080M41A* | Federally-Regulated Consumer Product | Weatherized Non-Condensing Gas | 1259 | 254 |  | 02/24/2021 | 60353 | 8032419 | 04/26/2022
Daikin Comfort Technologies Manufacturing, L.P. | Goodman | GPD1424060M41A* | Federally-Regulated Consumer Product | Weatherized Non-Condensing Gas | 889 | 238 | 238.116 | 10/04/2019 |  |  | 04/26/2022
Daikin Comfort Technologies Manufacturing, L.P. | Goodman | GPG1648100M41 | Federally-Regulated Consumer Product | Weatherized Non-Condensing Gas | 1681 | 269 |  | 12/01/2021 | 75447 | 8079865 | 04/26/2022
Daikin Comfort Technologies Manufacturing, L.P. | Goodman | GPG1624060M41 | Federally-Regulated Consumer Product | Weatherized Non-Condensing Gas | 1085 | 243 |  | 12/01/2021 | 44751 | 8079862 | 04/26/2022
Daikin Comfort Technologies Manufacturing, L.P. | Amana | APD1424060M41A* | Federally-Regulated Consumer Product | Weatherized Non-Condensing Gas | 889 | 238 |  | 04/26/2022 | 45030 | 8033070 | 04/26/2022
Daikin Comfort Technologies Manufacturing, L.P. | Amana | APG1648100M41 | Federally-Regulated Consumer Product | Weatherized Non-Condensing Gas | 2100 | 290 |  | 04/26/2022 | 100978 | 8079875 | 04/26/2022
Daikin Comfort Technologies Manufacturing, L.P. | Amana | APD1436080M41A* | Federally-Regulated Consumer Product | Weatherized Non-Condensing Gas | 1259 | 254 |  | 04/26/2022 | 60353 | 8033069 | 04/26/2022
Daikin Comfort Technologies Manufacturing, L.P. | Goodman | GPG1660140M41 | Federally-Regulated Consumer Product | Weatherized Non-Condensing Gas | 2002 | 287 |  | 04/26/2022 | 105655 | 10190318 | 04/26/2022
Daikin Comfort Technologies Manufacturing, L.P. | Goodman | GPD1436080M41A* | Federally-Regulated Consumer Product | Weatherized Non-Condensing Gas | 1259 | 254 |  | 04/26/2022 | 60353 | 8032419 | 04/26/2022
Daikin Comfort Technologies Manufacturing, L.P. | Goodman | GPD1424060M41A* | Federally-Regulated Consumer Product | Weatherized Non-Condensing Gas | 889 | 238 |  | 04/26/2022 | 45030 | 8032420 | 04/26/2022
Daikin Comfort Technologies Manufacturing, L.P. | Goodman | GPG1648100M41 | Federally-Regulated Consumer Product | Weatherized Non-Condensing Gas | 1681 | 269 |  | 04/26/2022 | 75447 | 8079865 | 04/26/2022
Daikin Comfort Technologies Manufacturing, L.P. | Goodman | GPG1624060M41 | Federally-Regulated Consumer Product | Weatherized Non-Condensing Gas | 1085 | 243 |  | 04/26/2022 | 44751 | 8079862 | 04/26/2022
Daikin Comfort Technologies Manufacturing, L.P. | Daikin | DP14DM2406041A* | Federally-Regulated Consumer Product | Weatherized Non-Condensing Gas | 889 | 238 |  | 04/26/2022 | 45030 | 8033065 | 04/26/2022
Daikin Comfort Technologies Manufacturing, L.P. | Daikin | DP16GM4810041 | Federally-Regulated Consumer Product | Weatherized Non-Condensing Gas | 2100 | 290 |  | 04/26/2022 | 100978 | 8079870 | 04/26/2022
Daikin Comfort Technologies Manufacturing, L.P. | Daikin | DP14DM3608041A* | Federally-Regulated Consumer Product | Weatherized Non-Condensing Gas | 1259 | 254 |  | 04/26/2022 | 60353 | 8033064 | 04/26/2022
Rheem Sales Company, Inc. | DUROGUARD | D95TC0701317MSA | Federally-Regulated Consumer Product | Non-Weatherized, Condensing Ga | 1362 | 255 |  | 03/17/2021 | 69960 | 8934614 | 05/04/2022
Rheem Sales Company, Inc. | DUROGUARD | D95TC0401317MSA | Federally-Regulated Consumer Product | Non-Weatherized, Condensing Ga | 1107 | 244 |  | 03/17/2021 | 41877 | 8934606 | 05/04/2022
Rheem Sales Company, Inc. | DUROGUARD | D96TA0702317MSA | Federally-Regulated Consumer Product | Non-Weatherized, Condensing Ga | 1321 | 253 |  | 03/17/2021 | 49242 | 9950848 | 05/04/2022
Rheem Sales Company, Inc. | DUROGUARD | D96VA0402317MSA | Federally-Regulated Consumer Product | Non-Weatherized, Condensing Ga | 1248 | 250 |  | 03/17/2021 | 29623 | 7502131 | 05/04/2022
Rheem Sales Company, Inc. | DUROGUARD | D92TA0851521MSA | Federally-Regulated Consumer Product | Non-Weatherized, Condensing Ga | 1929 | 280 |  | 03/17/2021 | 84515 | 9958610 | 05/04/2022
Rheem Sales Company, Inc. | DUROGUARD | D92TA1151524MSA | Federally-Regulated Consumer Product | Non-Weatherized, Condensing Ga | 2041 | 285 |  | 03/17/2021 | 111488 | 9958618 | 05/04/2022
Rheem Sales Company, Inc. | DUROGUARD | D96VA0852521MSB | Federally-Regulated Consumer Product | Non-Weatherized, Condensing Ga | 1947 | 281 |  | 03/17/2021 | 58053 | 7086387 | 05/04/2022
Rheem Sales Company, Inc. | DUROGUARD | D92TA0701317MSA | Federally-Regulated Consumer Product | Non-Weatherized, Condensing Ga | 1362 | 255 |  | 03/17/2021 | 69960 | 9958606 | 05/04/2022
Rheem Sales Company, Inc. | DUROGUARD | D92TA0401317MSA | Federally-Regulated Consumer Product | Non-Weatherized, Condensing Ga | 1107 | 244 |  | 03/17/2021 | 41877 | 9958598 | 05/04/2022
Rheem Sales Company, Inc. | DUROGUARD | D96VA1002521MSA | Federally-Regulated Consumer Product | Non-Weatherized, Condensing Ga | 1858 | 277 |  | 03/17/2021 | 68679 | 6715448 | 05/04/2022
Rheem Sales Company, Inc. | DUROGUARD | D96TA1152524MSA | Federally-Regulated Consumer Product | Non-Weatherized, Condensing Ga | 1935 | 280 |  | 03/17/2021 | 78711 | 9950860 | 05/04/2022
Rheem Sales Company, Inc. | DUROGUARD | D96TA0602317MSA | Federally-Regulated Consumer Product | Non-Weatherized, Condensing Ga | 1342 | 254 |  | 03/17/2021 | 39319 | 9950844 | 05/04/2022
Rheem Sales Company, Inc. | DUROGUARD | D96VA0602317MSA | Federally-Regulated Consumer Product | Non-Weatherized, Condensing Ga | 1372 | 255 |  | 03/17/2021 | 37932 | 6715442 | 05/04/2022
Rheem Sales Company, Inc. | DUROGUARD | D95TC0851521MSA | Federally-Regulated Consumer Product | Non-Weatherized, Condensing Ga | 1929 | 280 |  | 03/17/2021 | 84515 | 8934618 | 05/04/2022
Rheem Sales Company, Inc. | DUROGUARD | D92TA0601317MSA | Federally-Regulated Consumer Product | Non-Weatherized, Condensing Ga | 1156 | 246 |  | 03/17/2021 | 55624 | 9958602 | 05/04/2022
Rheem Sales Company, Inc. | DUROGUARD | D95TC1151524MSA | Federally-Regulated Consumer Product | Non-Weatherized, Condensing Ga | 2041 | 285 |  | 03/17/2021 | 111488 | 8934626 | 05/04/2022
Rheem Sales Company, Inc. | DUROGUARD | D92TA1001521MSA | Federally-Regulated Consumer Product | Non-Weatherized, Condensing Ga | 2066 | 286 |  | 03/17/2021 | 98023 | 9958614 | 05/04/2022
Nordyne, LLC | Airtemp | VG7SC-108*-T45D1 | Federally-Regulated Consumer Product | Non-Weatherized, Condensing Ga | 1956 | 281 |  | 02/02/2022 | 107378 | 205309150 | 05/04/2022
Nordyne, LLC | Airtemp | VG7SD-072D-T35C1 | Federally-Regulated Consumer Product | Non-Weatherized, Condensing Ga | 1826 | 275 |  | 08/05/2020 | 72142 | 205309146 | 05/04/2022
Nordyne, LLC | Airtemp | VG7SD-072*-T35C1 | Federally-Regulated Consumer Product | Non-Weatherized, Condensing Ga | 1826 | 275 |  | 02/02/2022 | 72142 | 205309153 | 05/04/2022
Nordyne, LLC | All Pro | VG7SC-120D-T45D1 | Federally-Regulated Consumer Product | Non-Weatherized, Condensing Ga | 2047 | 272 |  | 11/10/2021 | 120160 | 207192195 | 05/04/2022
Nordyne, LLC | All Pro | VG7SC-120*-T45D1 | Federally-Regulated Consumer Product | Non-Weatherized, Condensing Ga | 2047 | 272 |  | 02/02/2022 | 120160 | 207192196 | 05/04/2022
Nordyne, LLC | All Pro | VG7SD-072D-T35C1 | Federally-Regulated Consumer Product | Non-Weatherized, Condensing Ga | 1826 | 275 |  | 11/10/2021 | 72142 | 207192206 | 05/04/2022
Nordyne, LLC | All Pro | VG7SC-108*-T45D1 | Federally-Regulated Consumer Product | Non-Weatherized, Condensing Ga | 1956 | 281 |  | 02/02/2022 | 107378 | 207192200 | 05/04/2022
Nordyne, LLC | All Pro | VG7SA-126C-T45D1 | Federally-Regulated Consumer Product | Non-Weatherized, Non-Condensin | 2213 | 279 |  | 11/10/2021 | 120195 | 207192246 | 05/04/2022
Nordyne, LLC | All Pro | VG7SC-072D-T35C1 | Federally-Regulated Consumer Product | Non-Weatherized, Condensing Ga | 1360 | 255 |  | 11/10/2021 | 72522 | 207192201 | 05/04/2022
Nordyne, LLC | All Pro | VG7SC-108D-T45D1 | Federally-Regulated Consumer Product | Non-Weatherized, Condensing Ga | 1956 | 281 |  | 11/10/2021 | 107378 | 207192199 | 05/04/2022
Nordyne, LLC | All Pro | VG7SD-072*-T35C1 | Federally-Regulated Consumer Product | Non-Weatherized, Condensing Ga | 1826 | 275 |  | 02/02/2022 | 72142 | 207192205 | 05/04/2022
Nordyne, LLC | All Pro | VG7SC-072*-T35C1 | Federally-Regulated Consumer Product | Non-Weatherized, Condensing Ga | 1360 | 255 |  | 02/02/2022 | 72522 | 207192202 | 05/04/2022
Nordyne, LLC | All Pro | VG7SC-054D-T24B1 | Federally-Regulated Consumer Product | Non-Weatherized, Condensing Ga | 1537 | 263 |  | 11/10/2021 | 54478 | 207192182 | 05/04/2022
Rheem Sales Company, Inc. | Mainline | ML98VB100M521USA | Federally-Regulated Consumer Product | Non-Weatherized, Condensing Ga | 2084 | 287 |  | 12/09/2020 | 39023 | 202356701 | 05/04/2022
Nordyne, LLC | All Pro | VG7SC-120D-T45D1 | Federally-Regulated Consumer Product | Non-Weatherized, Condensing Ga | 2047 | 272 |  | 05/04/2022 | 120160 | 207192195 | 05/04/2022
Nordyne, LLC | All Pro | VG7SC-120*-T45D1 | Federally-Regulated Consumer Product | Non-Weatherized, Condensing Ga | 2047 | 272 |  | 05/04/2022 | 120160 | 207192196 | 05/04/2022
Nordyne, LLC | All Pro | VG7SD-072D-T35C1 | Federally-Regulated Consumer Product | Non-Weatherized, Condensing Ga | 1826 | 275 |  | 05/04/2022 | 72142 | 207192206 | 05/04/2022
Nordyne, LLC | All Pro | VG7SC-108*-T45D1 | Federally-Regulated Consumer Product | Non-Weatherized, Condensing Ga | 1956 | 281 |  | 05/04/2022 | 107378 | 207192200 | 05/04/2022
Nordyne, LLC | All Pro | VG7SA-126C-T45D1 | Federally-Regulated Consumer Product | Non-Weatherized, Non-Condensin | 2213 | 279 |  | 05/04/2022 | 120195 | 207192246 | 05/04/2022
Nordyne, LLC | All Pro | VG7SC-072D-T35C1 | Federally-Regulated Consumer Product | Non-Weatherized, Condensing Ga | 1360 | 255 |  | 05/04/2022 | 72522 | 207192201 | 05/04/2022
Nordyne, LLC | All Pro | VG7SC-108D-T45D1 | Federally-Regulated Consumer Product | Non-Weatherized, Condensing Ga | 1956 | 281 |  | 05/04/2022 | 107378 | 207192199 | 05/04/2022
Nordyne, LLC | All Pro | VG7SD-072*-T35C1 | Federally-Regulated Consumer Product | Non-Weatherized, Condensing Ga | 1826 | 275 |  | 05/04/2022 | 72142 | 207192205 | 05/04/2022
Nordyne, LLC | All Pro | VG7SC-072*-T35C1 | Federally-Regulated Consumer Product | Non-Weatherized, Condensing Ga | 1360 | 255 |  | 05/04/2022 | 72522 | 207192202 | 05/04/2022
Nordyne, LLC | All Pro | VG7SC-054D-T24B1 | Federally-Regulated Consumer Product | Non-Weatherized, Condensing Ga | 1537 | 263 |  | 05/04/2022 | 54478 | 207192182 | 05/04/2022
Nordyne, LLC | Airtemp | VG7SC-108*-T45D1 | Federally-Regulated Consumer Product | Non-Weatherized, Condensing Ga | 1956 | 281 |  | 05/04/2022 | 107378 | 205309150 | 05/04/2022
Nordyne, LLC | Airtemp | VG7SD-072D-T35C1 | Federally-Regulated Consumer Product | Non-Weatherized, Condensing Ga | 1826 | 275 |  | 05/04/2022 | 72142 | 205309146 | 05/04/2022
Nordyne, LLC | Airtemp | VG7SD-072*-T35C1 | Federally-Regulated Consumer Product | Non-Weatherized, Condensing Ga | 1826 | 275 |  | 05/04/2022 | 72142 | 205309153 | 05/04/2022
Rheem Sales Company, Inc. | Fujitsu | FF100215LM98U | Federally-Regulated Consumer Product | Non-Weatherized, Condensing Ga | 2084 | 287 |  | 12/09/2020 | 39023 | 202070562 | 05/04/2022
Rheem Sales Company, Inc. | Rheem | R98VB100M521USA | Federally-Regulated Consumer Product | Non-Weatherized, Condensing Ga | 2084 | 287 |  | 12/09/2020 | 39023 | 10524984 | 05/04/2022
Allied Air | Concord | 95G2UH090CV20-* | Federally-Regulated Consumer Product | Non-Weatherized, Condensing Ga | 2215 | 267 |  | 03/17/2021 | 56766 | 201702142 | 05/18/2022
Allied Air | Concord | 95G2DF045BV12-* | Federally-Regulated Consumer Product | Non-Weatherized, Condensing Ga | 1325 | 204 |  | 03/17/2021 | 28499 | 201702148 | 05/18/2022
Allied Air | Concord | 95G2UH090CV12-* | Federally-Regulated Consumer Product | Non-Weatherized, Condensing Ga | 1395 | 237 |  | 03/17/2021 | 57347 | 201702140 | 05/18/2022
Allied Air | Concord | 95G2UH135DV20-* | Federally-Regulated Consumer Product | Non-Weatherized, Condensing Ga | 2135 | 268 |  | 03/17/2021 | 86786 | 201702146 | 05/18/2022
Allied Air | Concord | 95G2UH110CV20-* | Federally-Regulated Consumer Product | Non-Weatherized, Condensing Ga | 2083 | 250 |  | 03/17/2021 | 71341 | 201702144 | 05/18/2022
Allied Air | Concord | 95G2UH070BV12-* | Federally-Regulated Consumer Product | Non-Weatherized, Condensing Ga | 1413 | 229 |  | 03/17/2021 | 43058 | 201702138 | 05/18/2022
Allied Air | Concord | 95G2DF090CV20-* | Federally-Regulated Consumer Product | Non-Weatherized, Condensing Ga | 2123 | 248 |  | 03/17/2021 | 56779 | 201702152 | 05/18/2022
Allied Air | Concord | 95G2DF110CV20-* | Federally-Regulated Consumer Product | Non-Weatherized, Condensing Ga | 2134 | 229 |  | 03/17/2021 | 71922 | 201702154 | 05/18/2022
Allied Air | Concord | 95G2DF070BV16-* | Federally-Regulated Consumer Product | Non-Weatherized, Condensing Ga | 1882 | 255 |  | 03/17/2021 | 43013 | 201702150 | 05/18/2022
Allied Air | Concord | 95G2UH045BV12-* | Federally-Regulated Consumer Product | Non-Weatherized, Condensing Ga | 1310 | 201 |  | 03/17/2021 | 28806 | 201702158 | 05/18/2022
Allied Air | Century | GUH95T045B3* | Federally-Regulated Consumer Product | Non-Weatherized, Condensing Ga | 1310 | 201 |  | 03/17/2021 | 28806 | 201696159 | 05/18/2022
Allied Air | Century | GDD95T110C5* | Federally-Regulated Consumer Product | Non-Weatherized, Condensing Ga | 2134 | 229 |  | 03/17/2021 | 71922 | 201696175 | 05/18/2022
Allied Air | Century | GUH95T135D5* | Federally-Regulated Consumer Product | Non-Weatherized, Condensing Ga | 2135 | 268 |  | 03/17/2021 | 86786 | 201696169 | 05/18/2022
Allied Air | Century | GDD95T070B4* | Federally-Regulated Consumer Product | Non-Weatherized, Condensing Ga | 1882 | 255 |  | 03/17/2021 | 43013 | 201696171 | 05/18/2022
Allied Air | Century | GUH95T110C5* | Federally-Regulated Consumer Product | Non-Weatherized, Condensing Ga | 2083 | 250 |  | 03/17/2021 | 71341 | 201696167 | 05/18/2022
Allied Air | Century | GUH95T090C3* | Federally-Regulated Consumer Product | Non-Weatherized, Condensing Ga | 1395 | 237 |  | 03/17/2021 | 57347 | 201696163 | 05/18/2022
Allied Air | Century | GDD95T090C5* | Federally-Regulated Consumer Product | Non-Weatherized, Condensing Ga | 2123 | 248 |  | 03/17/2021 | 56779 | 201696173 | 05/18/2022
Allied Air | Century | GUH95T070B3* | Federally-Regulated Consumer Product | Non-Weatherized, Condensing Ga | 1413 | 229 |  | 03/17/2021 | 43058 | 201696161 | 05/18/2022
Allied Air | Century | GUH95T090C5* | Federally-Regulated Consumer Product | Non-Weatherized, Condensing Ga | 2215 | 267 |  | 03/17/2021 | 56766 | 201696165 | 05/18/2022
Allied Air | Comfort-Aire | GUH95T090C5* | Federally-Regulated Consumer Product | Non-Weatherized, Condensing Ga | 2215 | 267 |  | 03/17/2021 | 56766 | 201696166 | 05/18/2022
Allied Air | Comfort-Aire | GDD95T070B4* | Federally-Regulated Consumer Product | Non-Weatherized, Condensing Ga | 1882 | 255 |  | 03/17/2021 | 43013 | 201696172 | 05/18/2022
Allied Air | Comfort-Aire | GDD95T110C5* | Federally-Regulated Consumer Product | Non-Weatherized, Condensing Ga | 2134 | 229 |  | 03/17/2021 | 71922 | 201696176 | 05/18/2022
Allied Air | Comfort-Aire | GUH95T135D5* | Federally-Regulated Consumer Product | Non-Weatherized, Condensing Ga | 2135 | 268 |  | 03/17/2021 | 86786 | 201696170 | 05/18/2022
Allied Air | Comfort-Aire | GUH95T045B3* | Federally-Regulated Consumer Product | Non-Weatherized, Condensing Ga | 1310 | 201 |  | 03/17/2021 | 28806 | 201696160 | 05/18/2022
Allied Air | Comfort-Aire | GUH95T090C3* | Federally-Regulated Consumer Product | Non-Weatherized, Condensing Ga | 1395 | 237 |  | 03/17/2021 | 57347 | 201696164 | 05/18/2022
Allied Air | Comfort-Aire | GDD95T090C5* | Federally-Regulated Consumer Product | Non-Weatherized, Condensing Ga | 2123 | 248 |  | 03/17/2021 | 56779 | 201696174 | 05/18/2022
Allied Air | Comfort-Aire | GUH95T110C5* | Federally-Regulated Consumer Product | Non-Weatherized, Condensing Ga | 2083 | 250 |  | 03/17/2021 | 71341 | 201696168 | 05/18/2022
Allied Air | Comfort-Aire | GUH95T070B3* | Federally-Regulated Consumer Product | Non-Weatherized, Condensing Ga | 1413 | 229 |  | 03/17/2021 | 43058 | 201696162 | 05/18/2022
Johnson Controls, Inc. | FRASER-JOHNSTON BY JOHNSON CONTROLS | PCG6B481252X4 | Federally-Regulated Consumer Product | Weatherized Non-Condensing Gas | 2461 | 306 |  | 12/01/2021 | 82013 | 206136973 | 05/18/2022
Johnson Controls, Inc. | FRASER-JOHNSTON BY JOHNSON CONTROLS | PCG6B481002X4 | Federally-Regulated Consumer Product | Weatherized Non-Condensing Gas | 1641 | 270 |  | 12/01/2021 | 64812 | 206136966 | 05/18/2022
Johnson Controls, Inc. | FRASER-JOHNSTON BY JOHNSON CONTROLS | PCG6A240502X4 | Federally-Regulated Consumer Product | Weatherized Non-Condensing Gas | 1023 | 243 |  | 12/01/2021 | 33330 | 206136938 | 05/18/2022
Johnson Controls, Inc. | FRASER-JOHNSTON BY JOHNSON CONTROLS | PCG6B600652X4 | Federally-Regulated Consumer Product | Weatherized Non-Condensing Gas | 1811 | 277 |  | 09/30/2020 | 42898 | 206136980 | 05/18/2022
Johnson Controls, Inc. | FRASER-JOHNSTON BY JOHNSON CONTROLS | PHG4A300752X4 | Federally-Regulated Consumer Product | Weatherized Non-Condensing Gas | 1302 | 255 |  | 01/05/2022 | 75169 | 206338239 | 05/18/2022
Johnson Controls, Inc. | FRASER-JOHNSTON BY JOHNSON CONTROLS | PCG6A360752X4 | Federally-Regulated Consumer Product | Weatherized Non-Condensing Gas | 1444 | 261 |  | 12/01/2021 | 49644 | 206168417 | 05/18/2022
Johnson Controls, Inc. | FRASER-JOHNSTON BY JOHNSON CONTROLS | PCG6B601252X4 | Federally-Regulated Consumer Product | Weatherized Non-Condensing Gas | 2609 | 312 |  | 12/01/2021 | 82056 | 206136994 | 05/18/2022
Johnson Controls, Inc. | FRASER-JOHNSTON BY JOHNSON CONTROLS | PCG6B601002X4 | Federally-Regulated Consumer Product | Weatherized Non-Condensing Gas | 1803 | 277 |  | 12/01/2021 | 65888 | 206136987 | 05/18/2022
Johnson Controls, Inc. | FRASER-JOHNSTON BY JOHNSON CONTROLS | PCG6B480652X4 | Federally-Regulated Consumer Product | Weatherized Non-Condensing Gas | 1708 | 273 |  | 12/01/2021 | 43352 | 206136959 | 05/18/2022
Johnson Controls, Inc. | FRASER-JOHNSTON BY JOHNSON CONTROLS | PCG6A240752X4 | Federally-Regulated Consumer Product | Weatherized Non-Condensing Gas | 1526 | 265 |  | 12/01/2021 | 49150 | 206136945 | 05/18/2022
Johnson Controls, Inc. | CHAMPION HEATING AND COOLING | PCG6B601252X4 | Federally-Regulated Consumer Product | Weatherized Non-Condensing Gas | 2609 | 312 | 314 | 12/01/2021 | 82056 | 206136997 | 05/18/2022
Johnson Controls, Inc. | CHAMPION HEATING AND COOLING | PCG6B480652X4 | Federally-Regulated Consumer Product | Weatherized Non-Condensing Gas | 1708 | 273 | 274 | 12/01/2021 | 43352 | 206136962 | 05/18/2022
Johnson Controls, Inc. | CHAMPION HEATING AND COOLING | PCG6A240502X4 | Federally-Regulated Consumer Product | Weatherized Non-Condensing Gas | 1023 | 243 | 244 | 12/01/2021 | 33330 | 206136941 | 05/18/2022
Johnson Controls, Inc. | CHAMPION HEATING AND COOLING | PCG6A360752X4 | Federally-Regulated Consumer Product | Weatherized Non-Condensing Gas | 1444 | 261 | 263 | 12/01/2021 | 49644 | 206168423 | 05/18/2022
Johnson Controls, Inc. | CHAMPION HEATING AND COOLING | PCG6B481252X4 | Federally-Regulated Consumer Product | Weatherized Non-Condensing Gas | 2461 | 306 | 307 | 12/01/2021 | 82013 | 206136976 | 05/18/2022
Johnson Controls, Inc. | CHAMPION HEATING AND COOLING | PCG6A240752X4 | Federally-Regulated Consumer Product | Weatherized Non-Condensing Gas | 1526 | 265 | 266 | 12/01/2021 | 49150 | 206136948 | 05/18/2022
Johnson Controls, Inc. | CHAMPION HEATING AND COOLING | PCG6B600652X4 | Federally-Regulated Consumer Product | Weatherized Non-Condensing Gas | 1811 | 277 |  | 09/30/2020 | 42898 | 206136983 | 05/18/2022
Johnson Controls, Inc. | CHAMPION HEATING AND COOLING | PCG6B601002X4 | Federally-Regulated Consumer Product | Weatherized Non-Condensing Gas | 1803 | 277 | 278 | 12/01/2021 | 65888 | 206136990 | 05/18/2022
Johnson Controls, Inc. | CHAMPION HEATING AND COOLING | PCG6B481002X4 | Federally-Regulated Consumer Product | Weatherized Non-Condensing Gas | 1641 | 270 | 271 | 12/01/2021 | 64812 | 206136969 | 05/18/2022
Johnson Controls, Inc. | CHAMPION HEATING AND COOLING | PHG4A300752X4 | Federally-Regulated Consumer Product | Weatherized Non-Condensing Gas | 1302 | 255 |  | 01/05/2022 | 75169 | 206338242 | 05/18/2022
Johnson Controls, Inc. | YORK BY JOHNSON CONTROLS | PCG6B601002X4 | Federally-Regulated Consumer Product | Weatherized Non-Condensing Gas | 1803 | 277 |  | 12/01/2021 | 65888 | 206136984 | 05/18/2022
Johnson Controls, Inc. | YORK BY JOHNSON CONTROLS | PCG6B481002X4 | Federally-Regulated Consumer Product | Weatherized Non-Condensing Gas | 1641 | 270 |  | 12/01/2021 | 64812 | 206136963 | 05/18/2022
Johnson Controls, Inc. | YORK BY JOHNSON CONTROLS | PCG6B481252X4 | Federally-Regulated Consumer Product | Weatherized Non-Condensing Gas | 2461 | 306 |  | 12/01/2021 | 82013 | 206136970 | 05/18/2022
Johnson Controls, Inc. | YORK BY JOHNSON CONTROLS | PCG6B601252X4 | Federally-Regulated Consumer Product | Weatherized Non-Condensing Gas | 2609 | 312 |  | 12/01/2021 | 82056 | 206136991 | 05/18/2022
Johnson Controls, Inc. | YORK BY JOHNSON CONTROLS | PCG6B600652X4 | Federally-Regulated Consumer Product | Weatherized Non-Condensing Gas | 1811 | 277 |  | 09/30/2020 | 42898 | 206136977 | 05/18/2022
Johnson Controls, Inc. | YORK BY JOHNSON CONTROLS | PCG6A240752X4 | Federally-Regulated Consumer Product | Weatherized Non-Condensing Gas | 1526 | 265 |  | 12/01/2021 | 49150 | 206136942 | 05/18/2022
Johnson Controls, Inc. | YORK BY JOHNSON CONTROLS | PCG6B480652X4 | Federally-Regulated Consumer Product | Weatherized Non-Condensing Gas | 1708 | 273 |  | 12/01/2021 | 43352 | 206136956 | 05/18/2022
Johnson Controls, Inc. | YORK BY JOHNSON CONTROLS | PHG4A300752X4 | Federally-Regulated Consumer Product | Weatherized Non-Condensing Gas | 1302 | 255 |  | 01/05/2022 | 75169 | 206338236 | 05/18/2022
Johnson Controls, Inc. | YORK BY JOHNSON CONTROLS | PCG6A240502X4 | Federally-Regulated Consumer Product | Weatherized Non-Condensing Gas | 1023 | 243 |  | 12/01/2021 | 33330 | 206136935 | 05/18/2022
Johnson Controls, Inc. | YORK BY JOHNSON CONTROLS | PCG6A360752X4 | Federally-Regulated Consumer Product | Weatherized Non-Condensing Gas | 1444 | 261 |  | 12/01/2021 | 49644 | 206168411 | 05/18/2022
Allied Air | BLUERIDGE | BG961UH110CE20 | Federally-Regulated Consumer Product | Non-Weatherized, Condensing Ga | 2018 | 284 |  | 11/18/2020 | 110619 | 203330715 | 05/18/2022
Allied Air | BLUERIDGE | BG951UH045BE12-* | Federally-Regulated Consumer Product | Non-Weatherized, Condensing Ga | 1282 | 251 |  | 01/26/2022 | 43901 | 203330698 | 05/18/2022
Allied Air | BLUERIDGE | BG961UH070BE12 | Federally-Regulated Consumer Product | Non-Weatherized, Condensing Ga | 1298 | 252 |  | 11/18/2020 | 65683 | 203330713 | 05/18/2022
Allied Air | BLUERIDGE | BG951UH070BE12-* | Federally-Regulated Consumer Product | Non-Weatherized, Condensing Ga | 1316 | 253 |  | 01/26/2022 | 66799 | 203330699 | 05/18/2022
Allied Air | BLUERIDGE | BG951UH090CE16-* | Federally-Regulated Consumer Product | Non-Weatherized, Condensing Ga | 1535 | 263 |  | 11/18/2020 | 88204 | 203330700 | 05/18/2022
Allied Air | BLUERIDGE | BG961UH045BE12 | Federally-Regulated Consumer Product | Non-Weatherized, Condensing Ga | 1284 | 251 |  | 11/18/2020 | 44162 | 203330712 | 05/18/2022
Allied Air | BLUERIDGE | BG951UH110CE20-* | Federally-Regulated Consumer Product | Non-Weatherized, Condensing Ga | 1988 | 282 |  | 01/26/2022 | 109853 | 203330701 | 05/18/2022
Allied Air | BLUERIDGE | BG961UH090CE16 | Federally-Regulated Consumer Product | Non-Weatherized, Condensing Ga | 1566 | 264 |  | 11/18/2020 | 87748 | 203330714 | 05/18/2022
Allied Air | BLUERIDGE | BG952UH090CV12-* | Federally-Regulated Consumer Product | Non-Weatherized, Condensing Ga | 1395 | 237 |  | 03/17/2021 | 57347 | 203305155 | 05/18/2022
Allied Air | BLUERIDGE | BG952UH070BV12-* | Federally-Regulated Consumer Product | Non-Weatherized, Condensing Ga | 1413 | 229 |  | 03/17/2021 | 43058 | 203305154 | 05/18/2022
Allied Air | BLUERIDGE | BG952UH090CV20-* | Federally-Regulated Consumer Product | Non-Weatherized, Condensing Ga | 2215 | 267 |  | 03/17/2021 | 56766 | 203305156 | 05/18/2022
Allied Air | BLUERIDGE | BG952UH110CV20-* | Federally-Regulated Consumer Product | Non-Weatherized, Condensing Ga | 2083 | 250 |  | 03/17/2021 | 71341 | 203305157 | 05/18/2022
Allied Air | Ducane | 95G2DF070BV16-* | Federally-Regulated Consumer Product | Non-Weatherized, Condensing Ga | 1882 | 255 |  | 03/17/2021 | 43013 | 201702149 | 05/18/2022
Allied Air | Ducane | 95G2DF110CV20-* | Federally-Regulated Consumer Product | Non-Weatherized, Condensing Ga | 2134 | 229 |  | 03/17/2021 | 71922 | 201702153 | 05/18/2022
Allied Air | Ducane | 95G2UH090CV20-* | Federally-Regulated Consumer Product | Non-Weatherized, Condensing Ga | 2215 | 267 |  | 03/17/2021 | 56766 | 201702141 | 05/18/2022
Allied Air | Ducane | 95G2DF090CV20-* | Federally-Regulated Consumer Product | Non-Weatherized, Condensing Ga | 2123 | 248 |  | 03/17/2021 | 56779 | 201702151 | 05/18/2022
Allied Air | Ducane | 95G2UH045BV12-* | Federally-Regulated Consumer Product | Non-Weatherized, Condensing Ga | 1310 | 201 |  | 03/17/2021 | 28806 | 201702157 | 05/18/2022
Allied Air | Ducane | 95G2DF045BV12-* | Federally-Regulated Consumer Product | Non-Weatherized, Condensing Ga | 1325 | 204 |  | 03/17/2021 | 28499 | 201702147 | 05/18/2022
Allied Air | Ducane | 95G2UH110CV20-* | Federally-Regulated Consumer Product | Non-Weatherized, Condensing Ga | 2083 | 250 |  | 03/17/2021 | 71341 | 201702143 | 05/18/2022
Allied Air | Ducane | 95G2UH135DV20-* | Federally-Regulated Consumer Product | Non-Weatherized, Condensing Ga | 2135 | 268 |  | 03/17/2021 | 86786 | 201702145 | 05/18/2022
Allied Air | Ducane | 95G2UH070BV12-* | Federally-Regulated Consumer Product | Non-Weatherized, Condensing Ga | 1413 | 229 |  | 03/17/2021 | 43058 | 201702137 | 05/18/2022
Allied Air | Ducane | 95G2UH090CV12-* | Federally-Regulated Consumer Product | Non-Weatherized, Condensing Ga | 1395 | 237 |  | 03/17/2021 | 57347 | 201702139 | 05/18/2022
Johnson Controls, Inc. | COLEMAN BY JOHNSON CONTROLS | PCG6B601252X4 | Federally-Regulated Consumer Product | Weatherized Non-Condensing Gas | 2609 | 312 |  | 12/01/2021 | 82056 | 206136992 | 05/18/2022
Johnson Controls, Inc. | COLEMAN BY JOHNSON CONTROLS | PCG6B481252X4 | Federally-Regulated Consumer Product | Weatherized Non-Condensing Gas | 2461 | 306 |  | 12/01/2021 | 82013 | 206136971 | 05/18/2022
Johnson Controls, Inc. | COLEMAN BY JOHNSON CONTROLS | PCG6B601002X4 | Federally-Regulated Consumer Product | Weatherized Non-Condensing Gas | 1803 | 277 |  | 12/01/2021 | 65888 | 206136985 | 05/18/2022
Johnson Controls, Inc. | COLEMAN BY JOHNSON CONTROLS | PCG6B481002X4 | Federally-Regulated Consumer Product | Weatherized Non-Condensing Gas | 1641 | 270 |  | 12/01/2021 | 64812 | 206136964 | 05/18/2022
Johnson Controls, Inc. | COLEMAN BY JOHNSON CONTROLS | PCG6B600652X4 | Federally-Regulated Consumer Product | Weatherized Non-Condensing Gas | 1811 | 277 |  | 09/30/2020 | 42898 | 206136978 | 05/18/2022
Johnson Controls, Inc. | COLEMAN BY JOHNSON CONTROLS | PCG6A240752X4 | Federally-Regulated Consumer Product | Weatherized Non-Condensing Gas | 1526 | 265 |  | 12/01/2021 | 49150 | 206136943 | 05/18/2022
Johnson Controls, Inc. | COLEMAN BY JOHNSON CONTROLS | PCG6A360752X4 | Federally-Regulated Consumer Product | Weatherized Non-Condensing Gas | 1444 | 261 |  | 12/01/2021 | 49644 | 206168415 | 05/18/2022
Johnson Controls, Inc. | COLEMAN BY JOHNSON CONTROLS | PHG4A300752X4 | Federally-Regulated Consumer Product | Weatherized Non-Condensing Gas | 1302 | 255 |  | 01/05/2022 | 75169 | 206338237 | 05/18/2022
Johnson Controls, Inc. | COLEMAN BY JOHNSON CONTROLS | PCG6A240502X4 | Federally-Regulated Consumer Product | Weatherized Non-Condensing Gas | 1023 | 243 |  | 12/01/2021 | 33330 | 206136936 | 05/18/2022
Johnson Controls, Inc. | LUXAIRE BY JOHNSON CONTROLS | PHG4A300752X4 | Federally-Regulated Consumer Product | Weatherized Non-Condensing Gas | 1302 | 255 |  | 01/05/2022 | 75169 | 206338238 | 05/18/2022
Johnson Controls, Inc. | LUXAIRE BY JOHNSON CONTROLS | PCG6B480652X4 | Federally-Regulated Consumer Product | Weatherized Non-Condensing Gas | 1708 | 273 |  | 12/01/2021 | 43352 | 206136958 | 05/18/2022
Johnson Controls, Inc. | LUXAIRE BY JOHNSON CONTROLS | PCG6B481252X4 | Federally-Regulated Consumer Product | Weatherized Non-Condensing Gas | 2461 | 306 |  | 12/01/2021 | 82013 | 206136972 | 05/18/2022
Johnson Controls, Inc. | LUXAIRE BY JOHNSON CONTROLS | PCG6B600652X4 | Federally-Regulated Consumer Product | Weatherized Non-Condensing Gas | 1811 | 277 |  | 09/30/2020 | 42898 | 206136979 | 05/18/2022
Johnson Controls, Inc. | LUXAIRE BY JOHNSON CONTROLS | PCG6B601002X4 | Federally-Regulated Consumer Product | Weatherized Non-Condensing Gas | 1803 | 277 |  | 12/01/2021 | 65888 | 206136986 | 05/18/2022
Johnson Controls, Inc. | LUXAIRE BY JOHNSON CONTROLS | PCG6B601252X4 | Federally-Regulated Consumer Product | Weatherized Non-Condensing Gas | 2609 | 312 |  | 12/01/2021 | 82056 | 206136993 | 05/18/2022
Johnson Controls, Inc. | LUXAIRE BY JOHNSON CONTROLS | PCG6A240502X4 | Federally-Regulated Consumer Product | Weatherized Non-Condensing Gas | 1023 | 243 |  | 12/01/2021 | 33330 | 206136937 | 05/18/2022
Johnson Controls, Inc. | LUXAIRE BY JOHNSON CONTROLS | PCG6A360752X4 | Federally-Regulated Consumer Product | Weatherized Non-Condensing Gas | 1444 | 261 |  | 12/01/2021 | 49644 | 206168416 | 05/18/2022
Johnson Controls, Inc. | LUXAIRE BY JOHNSON CONTROLS | PCG6B481002X4 | Federally-Regulated Consumer Product | Weatherized Non-Condensing Gas | 1641 | 270 |  | 12/01/2021 | 64812 | 206136965 | 05/18/2022
Johnson Controls, Inc. | LUXAIRE BY JOHNSON CONTROLS | PCG6A240752X4 | Federally-Regulated Consumer Product | Weatherized Non-Condensing Gas | 1526 | 265 |  | 12/01/2021 | 49150 | 206136944 | 05/18/2022
Allied Air | Lennox | 95AF2UH070V12B-** | Federally-Regulated Consumer Product | Non-Weatherized, Condensing Ga | 1413 | 229 |  | 03/17/2021 | 43058 | 202192149 | 05/18/2022
Allied Air | Lennox | 95AF2UH045V12B-** | Federally-Regulated Consumer Product | Non-Weatherized, Condensing Ga | 1310 | 201 |  | 03/17/2021 | 28806 | 202192151 | 05/18/2022
Allied Air | Lennox | 95AF2UH090V12C-** | Federally-Regulated Consumer Product | Non-Weatherized, Condensing Ga | 1395 | 237 |  | 03/17/2021 | 57347 | 202192150 | 05/18/2022
Lennox Industries Inc. | Lennox | SLP98DF090XV36C-* | Federally-Regulated Consumer Product | Non-Weatherized, Condensing Ga | 1377 | 132 |  | 10/03/2019 |  |  | 05/18/2022
Lennox Industries Inc. | Lennox | SLP98DF090XV60C-* | Federally-Regulated Consumer Product | Non-Weatherized, Condensing Ga | 2232 | 210 |  | 12/01/2021 | 30917 | 4792124 | 05/18/2022
Lennox Industries Inc. | Lennox | SLP98UH135XV60D-* | Federally-Regulated Consumer Product | Non-Weatherized, Condensing Ga | 2384 | 204 |  | 10/03/2019 |  |  | 05/18/2022
Lennox Industries Inc. | Lennox | SLP98DF070XV36B-* | Federally-Regulated Consumer Product | Non-Weatherized, Condensing Ga | 1416 | 120 |  | 12/01/2021 | 23254 | 4792121 | 05/18/2022
Lennox Industries Inc. | Lennox | SLP98DF090XV48C-* | Federally-Regulated Consumer Product | Non-Weatherized, Condensing Ga | 1823 | 166 |  | 12/01/2021 | 31136 | 4792123 | 05/18/2022
Lennox Industries Inc. | Lennox | SLP98UH070XV36B-* | Federally-Regulated Consumer Product | Non-Weatherized, Condensing Ga | 1492 | 125 |  | 12/01/2021 | 23104 | 4792115 | 05/18/2022
Lennox Industries Inc. | Lennox | SLP98DF110XV60C-* | Federally-Regulated Consumer Product | Non-Weatherized, Condensing Ga | 2283 | 166 |  | 12/01/2021 | 39262 | 4792125 | 05/18/2022
Lennox Industries Inc. | Lennox | SLP98UH090XV48C-* | Federally-Regulated Consumer Product | Non-Weatherized, Condensing Ga | 1948 | 149 |  | 10/03/2019 |  |  | 05/18/2022
Lennox Industries Inc. | Lennox | SLP98UH110XV60C-* | Federally-Regulated Consumer Product | Non-Weatherized, Condensing Ga | 2256 | 173 |  | 10/03/2019 |  |  | 05/18/2022
Lennox Industries Inc. | Lennox | SLP98UH090XV36C-* | Federally-Regulated Consumer Product | Non-Weatherized, Condensing Ga | 1503 | 137 |  | 10/03/2019 |  |  | 05/18/2022
Johnson Controls, Inc. | GUARDIAN BY JOHNSON CONTROLS | PHG4A300752X4 | Federally-Regulated Consumer Product | Weatherized Non-Condensing Gas | 1302 | 255 |  | 01/05/2022 | 75169 | 206338240 | 05/18/2022
Johnson Controls, Inc. | EVCON BY JOHNSON CONTROLS | PHG4A300752X4 | Federally-Regulated Consumer Product | Weatherized Non-Condensing Gas | 1302 | 255 |  | 01/05/2022 | 75169 | 206338241 | 05/18/2022
Johnson Controls, Inc. | LUXAIRE BY JOHNSON CONTROLS | PHG4A300752X4 | Federally-Regulated Consumer Product | Weatherized Non-Condensing Gas | 1378 | 258 |  | 05/18/2022 | 75000 | 206338238 | 05/18/2022
Johnson Controls, Inc. | LUXAIRE BY JOHNSON CONTROLS | PCG6B480652X4 | Federally-Regulated Consumer Product | Weatherized Non-Condensing Gas | 1912 | 282 |  | 05/18/2022 | 42790 | 206136958 | 05/18/2022
Johnson Controls, Inc. | LUXAIRE BY JOHNSON CONTROLS | PCG6B481252X4 | Federally-Regulated Consumer Product | Weatherized Non-Condensing Gas | 1911 | 282 |  | 05/18/2022 | 82020 | 206136972 | 05/18/2022
Johnson Controls, Inc. | LUXAIRE BY JOHNSON CONTROLS | PCG6B600652X4 | Federally-Regulated Consumer Product | Weatherized Non-Condensing Gas | 2129 | 291 |  | 05/18/2022 | 43020 | 206136979 | 05/18/2022
Johnson Controls, Inc. | LUXAIRE BY JOHNSON CONTROLS | PCG6B601002X4 | Federally-Regulated Consumer Product | Weatherized Non-Condensing Gas | 2182 | 294 |  | 05/18/2022 | 65270 | 206136986 | 05/18/2022
Johnson Controls, Inc. | LUXAIRE BY JOHNSON CONTROLS | PCG6B601252X4 | Federally-Regulated Consumer Product | Weatherized Non-Condensing Gas | 1949 | 283 |  | 05/18/2022 | 82720 | 206136993 | 05/18/2022
Johnson Controls, Inc. | LUXAIRE BY JOHNSON CONTROLS | PCG6A240502X4 | Federally-Regulated Consumer Product | Weatherized Non-Condensing Gas | 1106 | 246 |  | 05/18/2022 | 32930 | 206136937 | 05/18/2022
Johnson Controls, Inc. | LUXAIRE BY JOHNSON CONTROLS | PCG6A360752X4 | Federally-Regulated Consumer Product | Weatherized Non-Condensing Gas | 1641 | 270 |  | 05/18/2022 | 49680 | 206168416 | 05/18/2022
Johnson Controls, Inc. | LUXAIRE BY JOHNSON CONTROLS | PCG6B481002X4 | Federally-Regulated Consumer Product | Weatherized Non-Condensing Gas | 1847 | 279 |  | 05/18/2022 | 64960 | 206136965 | 05/18/2022
Johnson Controls, Inc. | LUXAIRE BY JOHNSON CONTROLS | PCG6A240752X4 | Federally-Regulated Consumer Product | Weatherized Non-Condensing Gas | 1137 | 248 |  | 05/18/2022 | 49870 | 206136944 | 05/18/2022
Johnson Controls, Inc. | YORK BY JOHNSON CONTROLS | PCG6B601002X4 | Federally-Regulated Consumer Product | Weatherized Non-Condensing Gas | 2182 | 294 |  | 05/18/2022 | 65270 | 206136984 | 05/18/2022
Johnson Controls, Inc. | YORK BY JOHNSON CONTROLS | PCG6B481002X4 | Federally-Regulated Consumer Product | Weatherized Non-Condensing Gas | 1847 | 279 |  | 05/18/2022 | 64960 | 206136963 | 05/18/2022
Johnson Controls, Inc. | YORK BY JOHNSON CONTROLS | PCG6B481252X4 | Federally-Regulated Consumer Product | Weatherized Non-Condensing Gas | 1911 | 282 |  | 05/18/2022 | 82020 | 206136970 | 05/18/2022
Johnson Controls, Inc. | YORK BY JOHNSON CONTROLS | PCG6B601252X4 | Federally-Regulated Consumer Product | Weatherized Non-Condensing Gas | 1949 | 283 |  | 05/18/2022 | 82720 | 206136991 | 05/18/2022
Johnson Controls, Inc. | YORK BY JOHNSON CONTROLS | PCG6B600652X4 | Federally-Regulated Consumer Product | Weatherized Non-Condensing Gas | 2129 | 291 |  | 05/18/2022 | 43020 | 206136977 | 05/18/2022
Johnson Controls, Inc. | YORK BY JOHNSON CONTROLS | PCG6A240752X4 | Federally-Regulated Consumer Product | Weatherized Non-Condensing Gas | 1137 | 248 |  | 05/18/2022 | 49870 | 206136942 | 05/18/2022
Johnson Controls, Inc. | YORK BY JOHNSON CONTROLS | PCG6B480652X4 | Federally-Regulated Consumer Product | Weatherized Non-Condensing Gas | 1912 | 282 |  | 05/18/2022 | 42790 | 206136956 | 05/18/2022
Johnson Controls, Inc. | YORK BY JOHNSON CONTROLS | PHG4A300752X4 | Federally-Regulated Consumer Product | Weatherized Non-Condensing Gas | 1378 | 258 |  | 05/18/2022 | 75000 | 206338236 | 05/18/2022
Johnson Controls, Inc. | YORK BY JOHNSON CONTROLS | PCG6A240502X4 | Federally-Regulated Consumer Product | Weatherized Non-Condensing Gas | 1106 | 246 |  | 05/18/2022 | 32930 | 206136935 | 05/18/2022
Johnson Controls, Inc. | YORK BY JOHNSON CONTROLS | PCG6A360752X4 | Federally-Regulated Consumer Product | Weatherized Non-Condensing Gas | 1641 | 270 |  | 05/18/2022 | 49680 | 206168411 | 05/18/2022
Johnson Controls, Inc. | FRASER-JOHNSTON BY JOHNSON CONTROLS | PCG6B481252X4 | Federally-Regulated Consumer Product | Weatherized Non-Condensing Gas | 1911 | 282 |  | 05/18/2022 | 82020 | 206136973 | 05/18/2022
Johnson Controls, Inc. | FRASER-JOHNSTON BY JOHNSON CONTROLS | PCG6B481002X4 | Federally-Regulated Consumer Product | Weatherized Non-Condensing Gas | 1847 | 279 |  | 05/18/2022 | 64960 | 206136966 | 05/18/2022
Johnson Controls, Inc. | FRASER-JOHNSTON BY JOHNSON CONTROLS | PCG6A240502X4 | Federally-Regulated Consumer Product | Weatherized Non-Condensing Gas | 1106 | 246 |  | 05/18/2022 | 32930 | 206136938 | 05/18/2022
Johnson Controls, Inc. | FRASER-JOHNSTON BY JOHNSON CONTROLS | PCG6B600652X4 | Federally-Regulated Consumer Product | Weatherized Non-Condensing Gas | 2129 | 291 |  | 05/18/2022 | 43020 | 206136980 | 05/18/2022
Johnson Controls, Inc. | FRASER-JOHNSTON BY JOHNSON CONTROLS | PHG4A300752X4 | Federally-Regulated Consumer Product | Weatherized Non-Condensing Gas | 1378 | 258 |  | 05/18/2022 | 75000 | 206338239 | 05/18/2022
Johnson Controls, Inc. | FRASER-JOHNSTON BY JOHNSON CONTROLS | PCG6A360752X4 | Federally-Regulated Consumer Product | Weatherized Non-Condensing Gas | 1641 | 270 |  | 05/18/2022 | 49680 | 206168417 | 05/18/2022
Johnson Controls, Inc. | FRASER-JOHNSTON BY JOHNSON CONTROLS | PCG6B601252X4 | Federally-Regulated Consumer Product | Weatherized Non-Condensing Gas | 1949 | 283 |  | 05/18/2022 | 82720 | 206136994 | 05/18/2022
Johnson Controls, Inc. | FRASER-JOHNSTON BY JOHNSON CONTROLS | PCG6B601002X4 | Federally-Regulated Consumer Product | Weatherized Non-Condensing Gas | 2182 | 294 |  | 05/18/2022 | 65270 | 206136987 | 05/18/2022
Johnson Controls, Inc. | FRASER-JOHNSTON BY JOHNSON CONTROLS | PCG6B480652X4 | Federally-Regulated Consumer Product | Weatherized Non-Condensing Gas | 1912 | 282 |  | 05/18/2022 | 42790 | 206136959 | 05/18/2022
Johnson Controls, Inc. | FRASER-JOHNSTON BY JOHNSON CONTROLS | PCG6A240752X4 | Federally-Regulated Consumer Product | Weatherized Non-Condensing Gas | 1137 | 248 |  | 05/18/2022 | 49870 | 206136945 | 05/18/2022
Johnson Controls, Inc. | EVCON BY JOHNSON CONTROLS | PHG4A300752X4 | Federally-Regulated Consumer Product | Weatherized Non-Condensing Gas | 1378 | 258 |  | 05/18/2022 | 75000 | 206338241 | 05/18/2022
Johnson Controls, Inc. | COLEMAN BY JOHNSON CONTROLS | PCG6B601252X4 | Federally-Regulated Consumer Product | Weatherized Non-Condensing Gas | 1949 | 283 |  | 05/18/2022 | 82720 | 206136992 | 05/18/2022
Johnson Controls, Inc. | COLEMAN BY JOHNSON CONTROLS | PCG6B481252X4 | Federally-Regulated Consumer Product | Weatherized Non-Condensing Gas | 1911 | 282 |  | 05/18/2022 | 82020 | 206136971 | 05/18/2022
Johnson Controls, Inc. | COLEMAN BY JOHNSON CONTROLS | PCG6B601002X4 | Federally-Regulated Consumer Product | Weatherized Non-Condensing Gas | 2182 | 294 |  | 05/18/2022 | 65270 | 206136985 | 05/18/2022
Johnson Controls, Inc. | COLEMAN BY JOHNSON CONTROLS | PCG6B481002X4 | Federally-Regulated Consumer Product | Weatherized Non-Condensing Gas | 1847 | 279 |  | 05/18/2022 | 64960 | 206136964 | 05/18/2022
Johnson Controls, Inc. | COLEMAN BY JOHNSON CONTROLS | PCG6B600652X4 | Federally-Regulated Consumer Product | Weatherized Non-Condensing Gas | 2129 | 291 |  | 05/18/2022 | 43020 | 206136978 | 05/18/2022
Johnson Controls, Inc. | COLEMAN BY JOHNSON CONTROLS | PCG6A240752X4 | Federally-Regulated Consumer Product | Weatherized Non-Condensing Gas | 1137 | 248 |  | 05/18/2022 | 49870 | 206136943 | 05/18/2022
Johnson Controls, Inc. | COLEMAN BY JOHNSON CONTROLS | PCG6A360752X4 | Federally-Regulated Consumer Product | Weatherized Non-Condensing Gas | 1641 | 270 |  | 05/18/2022 | 49680 | 206168415 | 05/18/2022
Johnson Controls, Inc. | COLEMAN BY JOHNSON CONTROLS | PHG4A300752X4 | Federally-Regulated Consumer Product | Weatherized Non-Condensing Gas | 1378 | 258 |  | 05/18/2022 | 75000 | 206338237 | 05/18/2022
Johnson Controls, Inc. | COLEMAN BY JOHNSON CONTROLS | PCG6A240502X4 | Federally-Regulated Consumer Product | Weatherized Non-Condensing Gas | 1106 | 246 |  | 05/18/2022 | 32930 | 206136936 | 05/18/2022
Johnson Controls, Inc. | GUARDIAN BY JOHNSON CONTROLS | PHG4A300752X4 | Federally-Regulated Consumer Product | Weatherized Non-Condensing Gas | 1378 | 258 |  | 05/18/2022 | 75000 | 206338240 | 05/18/2022
Johnson Controls, Inc. | CHAMPION HEATING AND COOLING | PCG6B601252X4 | Federally-Regulated Consumer Product | Weatherized Non-Condensing Gas | 1949 | 283 |  | 05/18/2022 | 82720 | 206136997 | 05/18/2022
Johnson Controls, Inc. | CHAMPION HEATING AND COOLING | PCG6B480652X4 | Federally-Regulated Consumer Product | Weatherized Non-Condensing Gas | 1912 | 282 |  | 05/18/2022 | 42790 | 206136962 | 05/18/2022
Johnson Controls, Inc. | CHAMPION HEATING AND COOLING | PCG6A240502X4 | Federally-Regulated Consumer Product | Weatherized Non-Condensing Gas | 1106 | 246 |  | 05/18/2022 | 32930 | 206136941 | 05/18/2022
Johnson Controls, Inc. | CHAMPION HEATING AND COOLING | PCG6A360752X4 | Federally-Regulated Consumer Product | Weatherized Non-Condensing Gas | 1641 | 270 |  | 05/18/2022 | 49680 | 206168423 | 05/18/2022
Johnson Controls, Inc. | CHAMPION HEATING AND COOLING | PCG6B481252X4 | Federally-Regulated Consumer Product | Weatherized Non-Condensing Gas | 1911 | 282 |  | 05/18/2022 | 82020 | 206136976 | 05/18/2022
Johnson Controls, Inc. | CHAMPION HEATING AND COOLING | PCG6A240752X4 | Federally-Regulated Consumer Product | Weatherized Non-Condensing Gas | 1137 | 248 |  | 05/18/2022 | 49870 | 206136948 | 05/18/2022
Johnson Controls, Inc. | CHAMPION HEATING AND COOLING | PCG6B600652X4 | Federally-Regulated Consumer Product | Weatherized Non-Condensing Gas | 2129 | 291 |  | 05/18/2022 | 43020 | 206136983 | 05/18/2022
Johnson Controls, Inc. | CHAMPION HEATING AND COOLING | PCG6B601002X4 | Federally-Regulated Consumer Product | Weatherized Non-Condensing Gas | 2182 | 294 |  | 05/18/2022 | 65270 | 206136990 | 05/18/2022
Johnson Controls, Inc. | CHAMPION HEATING AND COOLING | PCG6B481002X4 | Federally-Regulated Consumer Product | Weatherized Non-Condensing Gas | 1847 | 279 |  | 05/18/2022 | 64960 | 206136969 | 05/18/2022
Johnson Controls, Inc. | CHAMPION HEATING AND COOLING | PHG4A300752X4 | Federally-Regulated Consumer Product | Weatherized Non-Condensing Gas | 1378 | 258 |  | 05/18/2022 | 75000 | 206338242 | 05/18/2022
Daikin Comfort Technologies Manufacturing, L.P. | Daikin | DM80VE0805DX | Federally-Regulated Consumer Product | Non-Weatherized, Non-Condensin | 1556 | 250 |  | 02/16/2022 | 60059 | 203762091 | 05/25/2022
Daikin Comfort Technologies Manufacturing, L.P. | Daikin | DM80VE0805DX | Federally-Regulated Consumer Product | Non-Weatherized, Non-Condensin | 1556 | 250 |  | 05/25/2022 | 60059 | 203762091 | 05/25/2022
Nordyne, LLC | Maytag | DF6SF-X60K120CB | Federally-Regulated Consumer Product | Weatherized Non-Condensing Gas | 1988 | 286 |  | 12/01/2021 | 80700 | 201709856 | 06/15/2022
Nordyne, LLC | Maytag | PDF2SFX60K120CB | Federally-Regulated Consumer Product | Weatherized Non-Condensing Gas | 1988 | 286 |  | 12/01/2021 | 80700 | 8006243 | 06/15/2022
Nordyne, LLC | Maytag | R6GI-E60K120X | Federally-Regulated Consumer Product | Weatherized Non-Condensing Gas | 1737 | 275 | 275.428 | 07/22/2020 | 78039 | 201706469 | 06/15/2022
Nordyne, LLC | Maytag | PDF2SFX24K080CB | Federally-Regulated Consumer Product | Weatherized Non-Condensing Gas | 1190 | 251 |  | 12/01/2021 | 53000 | 8048120 | 06/15/2022
Nordyne, LLC | Maytag | DF6SF-X48K120CB | Federally-Regulated Consumer Product | Weatherized Non-Condensing Gas | 1988 | 286 |  | 12/01/2021 | 80700 | 201709846 | 06/15/2022
Nordyne, LLC | Maytag | PDF2SFX48K120CB | Federally-Regulated Consumer Product | Weatherized Non-Condensing Gas | 1988 | 286 |  | 12/01/2021 | 80700 | 8006242 | 06/15/2022
Nordyne, LLC | Maytag | PPG2GIE60K120X | Federally-Regulated Consumer Product | Weatherized Non-Condensing Gas | 1737 | 275 | 275.428 | 07/22/2020 | 78039 | 5599659 | 06/15/2022
Nordyne, LLC | Nutone | DF6SF-X60K120CB | Federally-Regulated Consumer Product | Weatherized Non-Condensing Gas | 1988 | 286 |  | 12/01/2021 | 80700 | 201709859 | 06/15/2022
Nordyne, LLC | Nutone | DF6SF-X48K120CB | Federally-Regulated Consumer Product | Weatherized Non-Condensing Gas | 1988 | 286 |  | 12/01/2021 | 80700 | 201709849 | 06/15/2022
Daikin Comfort Technologies Manufacturing, L.P. | Amana | ACES800804BX | Federally-Regulated Consumer Product | Non-Weatherized, Non-Condensin | 1759 | 259 |  | 02/16/2022 | 80157 | 203402051 | 06/15/2022
Daikin Comfort Technologies Manufacturing, L.P. | Amana | AMES960805CU | Federally-Regulated Consumer Product | Non-Weatherized, Condensing Ga | 2011 | 283 |  | 02/16/2022 | 80484 | 203503514 | 06/15/2022
Daikin Comfort Technologies Manufacturing, L.P. | Amana | AMES800403AU | Federally-Regulated Consumer Product | Non-Weatherized, Non-Condensin | 1069 | 229 |  | 02/16/2022 | 39319 | 204443892 | 06/15/2022
Daikin Comfort Technologies Manufacturing, L.P. | Amana | AMES921004CN | Federally-Regulated Consumer Product | Non-Weatherized, Condensing Ga | 1615 | 266 |  | 02/16/2022 | 99347 | 203400967 | 06/15/2022
Daikin Comfort Technologies Manufacturing, L.P. | Amana | AMES960403BU | Federally-Regulated Consumer Product | Non-Weatherized, Condensing Ga | 1137 | 245 |  | 02/16/2022 | 40276 | 204271662 | 06/15/2022
Daikin Comfort Technologies Manufacturing, L.P. | Amana | AMES920804CN | Federally-Regulated Consumer Product | Non-Weatherized, Condensing Ga | 1729 | 271 |  | 02/16/2022 | 79605 | 203400965 | 06/15/2022
Daikin Comfort Technologies Manufacturing, L.P. | Amana | ACES800603AX | Federally-Regulated Consumer Product | Non-Weatherized, Non-Condensin | 1232 | 236 |  | 02/16/2022 | 60454 | 203402050 | 06/15/2022
Daikin Comfort Technologies Manufacturing, L.P. | Amana | AMES800803BX | Federally-Regulated Consumer Product | Non-Weatherized, Non-Condensin | 1320 | 240 |  | 02/16/2022 | 80520 | 203402075 | 06/15/2022
Daikin Comfort Technologies Manufacturing, L.P. | Amana | ACEC800603AX | Federally-Regulated Consumer Product | Non-Weatherized, Non-Condensin | 1094 | 230 |  | 02/16/2022 | 42398 | 203695224 | 06/15/2022
Daikin Comfort Technologies Manufacturing, L.P. | Amana | ACES960403BN | Federally-Regulated Consumer Product | Non-Weatherized, Condensing Ga | 852 | 232 |  | 02/16/2022 | 40000 | 203400998 | 06/15/2022
Daikin Comfort Technologies Manufacturing, L.P. | Amana | AMES800604BX | Federally-Regulated Consumer Product | Non-Weatherized, Non-Condensin | 1647 | 254 |  | 02/16/2022 | 60223 | 204005895 | 06/15/2022
Daikin Comfort Technologies Manufacturing, L.P. | Amana | AMEC800804CX | Federally-Regulated Consumer Product | Non-Weatherized, Non-Condensin | 1707 | 257 |  | 02/16/2022 | 60127 | 203695218 | 06/15/2022
Daikin Comfort Technologies Manufacturing, L.P. | Amana | AMES800403AX | Federally-Regulated Consumer Product | Non-Weatherized, Non-Condensin | 1191 | 234 |  | 02/16/2022 | 40378 | 203402073 | 06/15/2022
Daikin Comfort Technologies Manufacturing, L.P. | Amana | ACEC801005CX | Federally-Regulated Consumer Product | Non-Weatherized, Non-Condensin | 1959 | 268 |  | 02/16/2022 | 75299 | 203695227 | 06/15/2022
Daikin Comfort Technologies Manufacturing, L.P. | Amana | AMES800804BU | Federally-Regulated Consumer Product | Non-Weatherized, Non-Condensin | 1620 | 253 |  | 02/16/2022 | 79863 | 204443895 | 06/15/2022
Daikin Comfort Technologies Manufacturing, L.P. | Amana | ACES961005CN | Federally-Regulated Consumer Product | Non-Weatherized, Condensing Ga | 1955 | 281 |  | 02/16/2022 | 100582 | 203401001 | 06/15/2022
Daikin Comfort Technologies Manufacturing, L.P. | Amana | ACEC800805CX | Federally-Regulated Consumer Product | Non-Weatherized, Non-Condensin | 1759 | 259 |  | 02/16/2022 | 56000 | 203695226 | 06/15/2022
Daikin Comfort Technologies Manufacturing, L.P. | Amana | AMES800603AU | Federally-Regulated Consumer Product | Non-Weatherized, Non-Condensin | 1370 | 242 |  | 02/16/2022 | 59946 | 204443893 | 06/15/2022
Daikin Comfort Technologies Manufacturing, L.P. | Amana | AMES801005CX | Federally-Regulated Consumer Product | Non-Weatherized, Non-Condensin | 1578 | 251 |  | 02/16/2022 | 100329 | 203402079 | 06/15/2022
Daikin Comfort Technologies Manufacturing, L.P. | Amana | AMEC800803BX | Federally-Regulated Consumer Product | Non-Weatherized, Non-Condensin | 1260 | 237 |  | 02/16/2022 | 60400 | 203695214 | 06/15/2022
Daikin Comfort Technologies Manufacturing, L.P. | Amana | AMEC800805DX | Federally-Regulated Consumer Product | Non-Weatherized, Non-Condensin | 1556 | 250 |  | 02/16/2022 | 60059 | 203762089 | 06/15/2022
Daikin Comfort Technologies Manufacturing, L.P. | Amana | AMES921005CN | Federally-Regulated Consumer Product | Non-Weatherized, Condensing Ga | 1959 | 281 |  | 02/16/2022 | 100747 | 203400968 | 06/15/2022
Daikin Comfort Technologies Manufacturing, L.P. | Amana | AMES960403AN | Federally-Regulated Consumer Product | Non-Weatherized, Condensing Ga | 1238 | 249 |  | 02/16/2022 | 40100 | 203400991 | 06/15/2022
Daikin Comfort Technologies Manufacturing, L.P. | Amana | AMES960603BU | Federally-Regulated Consumer Product | Non-Weatherized, Condensing Ga | 1149 | 245 |  | 02/16/2022 | 60182 | 204271663 | 06/15/2022
Daikin Comfort Technologies Manufacturing, L.P. | Amana | ACEC800403AX | Federally-Regulated Consumer Product | Non-Weatherized, Non-Condensin | 1300 | 239 |  | 02/16/2022 | 29898 | 203695223 | 06/15/2022
Daikin Comfort Technologies Manufacturing, L.P. | Amana | AMES800805CU | Federally-Regulated Consumer Product | Non-Weatherized, Non-Condensin | 1941 | 267 |  | 02/16/2022 | 80272 | 204443896 | 06/15/2022
Daikin Comfort Technologies Manufacturing, L.P. | Amana | AMES920803BN | Federally-Regulated Consumer Product | Non-Weatherized, Condensing Ga | 1236 | 249 |  | 02/16/2022 | 79260 | 203400964 | 06/15/2022
Daikin Comfort Technologies Manufacturing, L.P. | Amana | AMES921205DN | Federally-Regulated Consumer Product | Non-Weatherized, Condensing Ga | 1919 | 279 |  | 02/16/2022 | 119311 | 203400969 | 06/15/2022
Daikin Comfort Technologies Manufacturing, L.P. | Amana | AMES960803BN | Federally-Regulated Consumer Product | Non-Weatherized, Condensing Ga | 1182 | 247 |  | 02/16/2022 | 79328 | 203400993 | 06/15/2022
Daikin Comfort Technologies Manufacturing, L.P. | Amana | ACES800403AX | Federally-Regulated Consumer Product | Non-Weatherized, Non-Condensin | 1324 | 240 |  | 02/16/2022 | 39940 | 203402049 | 06/15/2022
Daikin Comfort Technologies Manufacturing, L.P. | Amana | ACEC800804BX | Federally-Regulated Consumer Product | Non-Weatherized, Non-Condensin | 1714 | 257 |  | 02/16/2022 | 56490 | 203695225 | 06/15/2022
Daikin Comfort Technologies Manufacturing, L.P. | Amana | AMEC801005CX | Federally-Regulated Consumer Product | Non-Weatherized, Non-Condensin | 1964 | 268 |  | 02/16/2022 | 75501 | 203695222 | 06/15/2022
Daikin Comfort Technologies Manufacturing, L.P. | Goodman | GCEC960603BN | Federally-Regulated Consumer Product | Non-Weatherized, Condensing Ga | 1170 | 246 |  | 02/16/2022 | 42383 | 10333720 | 06/15/2022
Daikin Comfort Technologies Manufacturing, L.P. | Goodman | VMES960803BN | Federally-Regulated Consumer Product | Non-Weatherized, Condensing Ga | 1182 | 247 |  | 02/16/2022 | 79328 | 203707910 | 06/15/2022
Daikin Comfort Technologies Manufacturing, L.P. | Goodman | GCES800603AX | Federally-Regulated Consumer Product | Non-Weatherized, Non-Condensin | 1232 | 236 |  | 02/16/2022 | 60454 | 203401039 | 06/15/2022
Daikin Comfort Technologies Manufacturing, L.P. | Goodman | GMEC960303AN | Federally-Regulated Consumer Product | Non-Weatherized, Condensing Ga | 987 | 238 |  | 02/16/2022 | 20937 | 10515331 | 06/15/2022
Daikin Comfort Technologies Manufacturing, L.P. | Goodman | GCEC960803BN | Federally-Regulated Consumer Product | Non-Weatherized, Condensing Ga | 1345 | 254 |  | 02/16/2022 | 56369 | 10333721 | 06/15/2022
Daikin Comfort Technologies Manufacturing, L.P. | Goodman | GCEC800804BX | Federally-Regulated Consumer Product | Non-Weatherized, Non-Condensin | 1714 | 257 |  | 02/16/2022 | 56490 | 203692622 | 06/15/2022
Daikin Comfort Technologies Manufacturing, L.P. | Goodman | GMEC961005CN | Federally-Regulated Consumer Product | Non-Weatherized, Condensing Ga | 1801 | 274 |  | 02/16/2022 | 70281 | 9101245 | 06/15/2022
Daikin Comfort Technologies Manufacturing, L.P. | Goodman | GMES800805CU | Federally-Regulated Consumer Product | Non-Weatherized, Non-Condensin | 1941 | 267 |  | 02/16/2022 | 80272 | 204443891 | 06/15/2022
Daikin Comfort Technologies Manufacturing, L.P. | Goodman | GMES960403BU | Federally-Regulated Consumer Product | Non-Weatherized, Condensing Ga | 1137 | 245 |  | 02/16/2022 | 40276 | 204271257 | 06/15/2022
Daikin Comfort Technologies Manufacturing, L.P. | Goodman | VMES961005CN | Federally-Regulated Consumer Product | Non-Weatherized, Condensing Ga | 1976 | 281 |  | 02/16/2022 | 100158 | 203708636 | 06/15/2022
Daikin Comfort Technologies Manufacturing, L.P. | Goodman | VMES960403AN | Federally-Regulated Consumer Product | Non-Weatherized, Condensing Ga | 1238 | 249 |  | 02/16/2022 | 40100 | 203707908 | 06/15/2022
Daikin Comfort Technologies Manufacturing, L.P. | Goodman | GCES960403BN | Federally-Regulated Consumer Product | Non-Weatherized, Condensing Ga | 852 | 232 |  | 02/16/2022 | 40000 | 203400986 | 06/15/2022
Daikin Comfort Technologies Manufacturing, L.P. | Goodman | GMES800603AU | Federally-Regulated Consumer Product | Non-Weatherized, Non-Condensin | 1370 | 242 |  | 02/16/2022 | 59946 | 204443888 | 06/15/2022
Daikin Comfort Technologies Manufacturing, L.P. | Goodman | VMES800604BX | Federally-Regulated Consumer Product | Non-Weatherized, Non-Condensin | 1647 | 254 |  | 02/16/2022 | 60223 | 203710896 | 06/15/2022
Daikin Comfort Technologies Manufacturing, L.P. | Goodman | VCES960403BN | Federally-Regulated Consumer Product | Non-Weatherized, Condensing Ga | 852 | 232 |  | 02/16/2022 | 40000 | 203707912 | 06/15/2022
Daikin Comfort Technologies Manufacturing, L.P. | Goodman | GMES801005CX | Federally-Regulated Consumer Product | Non-Weatherized, Non-Condensin | 1578 | 251 |  | 02/16/2022 | 100329 | 203401033 | 06/15/2022
Daikin Comfort Technologies Manufacturing, L.P. | Goodman | GMEC800804CX | Federally-Regulated Consumer Product | Non-Weatherized, Non-Condensin | 1707 | 257 |  | 02/16/2022 | 60127 | 203692613 | 06/15/2022
Daikin Comfort Technologies Manufacturing, L.P. | Goodman | VMES800403AX | Federally-Regulated Consumer Product | Non-Weatherized, Non-Condensin | 1191 | 234 |  | 02/16/2022 | 40378 | 203710895 | 06/15/2022
Daikin Comfort Technologies Manufacturing, L.P. | Goodman | VMES801005CX | Federally-Regulated Consumer Product | Non-Weatherized, Non-Condensin | 1578 | 251 |  | 02/16/2022 | 100329 | 203710899 | 06/15/2022
Daikin Comfort Technologies Manufacturing, L.P. | Goodman | VCES800804BX | Federally-Regulated Consumer Product | Non-Weatherized, Non-Condensin | 1759 | 259 |  | 02/16/2022 | 80157 | 203710901 | 06/15/2022
Daikin Comfort Technologies Manufacturing, L.P. | Goodman | GCES961005CN | Federally-Regulated Consumer Product | Non-Weatherized, Condensing Ga | 1955 | 281 |  | 02/16/2022 | 100582 | 203400989 | 06/15/2022
Daikin Comfort Technologies Manufacturing, L.P. | Goodman | GMES960805CU | Federally-Regulated Consumer Product | Non-Weatherized, Condensing Ga | 2011 | 283 |  | 02/16/2022 | 80484 | 203495467 | 06/15/2022
Daikin Comfort Technologies Manufacturing, L.P. | Goodman | GMES921005CN | Federally-Regulated Consumer Product | Non-Weatherized, Condensing Ga | 1959 | 281 |  | 02/16/2022 | 100747 | 203400961 | 06/15/2022
Daikin Comfort Technologies Manufacturing, L.P. | Goodman | GMES960805CN | Federally-Regulated Consumer Product | Non-Weatherized, Condensing Ga | 2085 | 286 |  | 02/16/2022 | 79830 | 203400983 | 06/15/2022
Daikin Comfort Technologies Manufacturing, L.P. | Goodman | GMES921004CN | Federally-Regulated Consumer Product | Non-Weatherized, Condensing Ga | 1615 | 266 |  | 02/16/2022 | 99347 | 203400960 | 06/15/2022
Daikin Comfort Technologies Manufacturing, L.P. | Goodman | GMES960803BN | Federally-Regulated Consumer Product | Non-Weatherized, Condensing Ga | 1182 | 247 |  | 02/16/2022 | 79328 | 203400981 | 06/15/2022
Daikin Comfort Technologies Manufacturing, L.P. | Goodman | GMEC800803BX | Federally-Regulated Consumer Product | Non-Weatherized, Non-Condensin | 1260 | 237 |  | 02/16/2022 | 60400 | 203692609 | 06/15/2022
Daikin Comfort Technologies Manufacturing, L.P. | Goodman | GCEC801005CX | Federally-Regulated Consumer Product | Non-Weatherized, Non-Condensin | 1959 | 268 |  | 02/16/2022 | 75299 | 203692624 | 06/15/2022
Daikin Comfort Technologies Manufacturing, L.P. | Goodman | GMEC800403AX | Federally-Regulated Consumer Product | Non-Weatherized, Non-Condensin | 1251 | 237 |  | 02/16/2022 | 28209 | 203692602 | 06/15/2022
Daikin Comfort Technologies Manufacturing, L.P. | Goodman | GCES800403AX | Federally-Regulated Consumer Product | Non-Weatherized, Non-Condensin | 1324 | 240 |  | 02/16/2022 | 39940 | 203401038 | 06/15/2022
Daikin Comfort Technologies Manufacturing, L.P. | Goodman | GPD1424060M41A* | Federally-Regulated Consumer Product | Weatherized Non-Condensing Gas | 889 | 238 |  | 04/26/2022 | 45030 | 8032420 | 06/15/2022
Daikin Comfort Technologies Manufacturing, L.P. | Goodman | VCES800603AX | Federally-Regulated Consumer Product | Non-Weatherized, Non-Condensin | 1232 | 236 |  | 02/16/2022 | 60454 | 203710900 | 06/15/2022
Daikin Comfort Technologies Manufacturing, L.P. | Goodman | GMEC800603AX | Federally-Regulated Consumer Product | Non-Weatherized, Non-Condensin | 1301 | 239 |  | 02/16/2022 | 45072 | 203692604 | 06/15/2022
Daikin Comfort Technologies Manufacturing, L.P. | Goodman | GMES960403AN | Federally-Regulated Consumer Product | Non-Weatherized, Condensing Ga | 1238 | 249 |  | 02/16/2022 | 40100 | 203400979 | 06/15/2022
Daikin Comfort Technologies Manufacturing, L.P. | Goodman | GPD1436080M41A* | Federally-Regulated Consumer Product | Weatherized Non-Condensing Gas | 1259 | 254 |  | 04/26/2022 | 60353 | 8032419 | 06/15/2022
Daikin Comfort Technologies Manufacturing, L.P. | Goodman | GMES800803BX | Federally-Regulated Consumer Product | Non-Weatherized, Non-Condensin | 1320 | 240 |  | 02/16/2022 | 80520 | 203401029 | 06/15/2022
Daikin Comfort Technologies Manufacturing, L.P. | Goodman | GMES960603BU | Federally-Regulated Consumer Product | Non-Weatherized, Condensing Ga | 1149 | 245 |  | 02/16/2022 | 60182 | 204271258 | 06/15/2022
Daikin Comfort Technologies Manufacturing, L.P. | Goodman | GPG1624060M41 | Federally-Regulated Consumer Product | Weatherized Non-Condensing Gas | 1085 | 243 |  | 04/26/2022 | 44751 | 8079862 | 06/15/2022
Daikin Comfort Technologies Manufacturing, L.P. | Goodman | GPG1660140M41 | Federally-Regulated Consumer Product | Weatherized Non-Condensing Gas | 2002 | 287 |  | 04/26/2022 | 105655 | 10190318 | 06/15/2022
Daikin Comfort Technologies Manufacturing, L.P. | Goodman | GMES800604BX | Federally-Regulated Consumer Product | Non-Weatherized, Non-Condensin | 1647 | 254 |  | 02/16/2022 | 60223 | 203401028 | 06/15/2022
Daikin Comfort Technologies Manufacturing, L.P. | Goodman | VCES961005CN | Federally-Regulated Consumer Product | Non-Weatherized, Condensing Ga | 1955 | 281 |  | 02/16/2022 | 100582 | 203707915 | 06/15/2022
Daikin Comfort Technologies Manufacturing, L.P. | Goodman | GMEC961205DN | Federally-Regulated Consumer Product | Non-Weatherized, Condensing Ga | 2030 | 284 |  | 02/16/2022 | 84000 | 7423790 | 06/15/2022
Daikin Comfort Technologies Manufacturing, L.P. | Goodman | GCES800804BX | Federally-Regulated Consumer Product | Non-Weatherized, Non-Condensin | 1759 | 259 |  | 02/16/2022 | 80157 | 203401040 | 06/15/2022
Daikin Comfort Technologies Manufacturing, L.P. | Goodman | GMES800403AU | Federally-Regulated Consumer Product | Non-Weatherized, Non-Condensin | 1069 | 229 |  | 02/16/2022 | 39319 | 204443887 | 06/15/2022
Daikin Comfort Technologies Manufacturing, L.P. | Goodman | GMEC961004CN | Federally-Regulated Consumer Product | Non-Weatherized, Condensing Ga | 1601 | 265 |  | 02/16/2022 | 70000 | 7423789 | 06/15/2022
Daikin Comfort Technologies Manufacturing, L.P. | Goodman | GMES921205DN | Federally-Regulated Consumer Product | Non-Weatherized, Condensing Ga | 1919 | 279 |  | 02/16/2022 | 119311 | 203400962 | 06/15/2022
Daikin Comfort Technologies Manufacturing, L.P. | Goodman | GPG1648100M41 | Federally-Regulated Consumer Product | Weatherized Non-Condensing Gas | 1681 | 269 |  | 04/26/2022 | 75447 | 8079865 | 06/15/2022
Daikin Comfort Technologies Manufacturing, L.P. | Goodman | GMEC960804CN | Federally-Regulated Consumer Product | Non-Weatherized, Condensing Ga | 1622 | 266 |  | 02/16/2022 | 56000 | 9101244 | 06/15/2022
Daikin Comfort Technologies Manufacturing, L.P. | Goodman | GCEC800805CX | Federally-Regulated Consumer Product | Non-Weatherized, Non-Condensin | 1759 | 259 |  | 02/16/2022 | 56000 | 203692623 | 06/15/2022
Daikin Comfort Technologies Manufacturing, L.P. | Goodman | GCEC800603AX | Federally-Regulated Consumer Product | Non-Weatherized, Non-Condensin | 1094 | 230 |  | 02/16/2022 | 42398 | 203692621 | 06/15/2022
Daikin Comfort Technologies Manufacturing, L.P. | Goodman | GMES920803BN | Federally-Regulated Consumer Product | Non-Weatherized, Condensing Ga | 1236 | 249 |  | 02/16/2022 | 79260 | 203400957 | 06/15/2022
Daikin Comfort Technologies Manufacturing, L.P. | Goodman | GCEC800403AX | Federally-Regulated Consumer Product | Non-Weatherized, Non-Condensin | 1300 | 239 |  | 02/16/2022 | 29898 | 203692620 | 06/15/2022
Daikin Comfort Technologies Manufacturing, L.P. | Goodman | GMES961005CN | Federally-Regulated Consumer Product | Non-Weatherized, Condensing Ga | 1976 | 281 |  | 02/16/2022 | 100158 | 203400984 | 06/15/2022
Daikin Comfort Technologies Manufacturing, L.P. | Goodman | GMES800804BU | Federally-Regulated Consumer Product | Non-Weatherized, Non-Condensin | 1620 | 253 |  | 02/16/2022 | 79863 | 204443890 | 06/15/2022
Daikin Comfort Technologies Manufacturing, L.P. | Goodman | GMEC960603AN | Federally-Regulated Consumer Product | Non-Weatherized, Condensing Ga | 1215 | 248 |  | 02/16/2022 | 42044 | 10515333 | 06/15/2022
Daikin Comfort Technologies Manufacturing, L.P. | Goodman | GMEC801005CX | Federally-Regulated Consumer Product | Non-Weatherized, Non-Condensin | 1964 | 268 |  | 02/16/2022 | 75501 | 203692618 | 06/15/2022
Daikin Comfort Technologies Manufacturing, L.P. | Goodman | GMES800403AX | Federally-Regulated Consumer Product | Non-Weatherized, Non-Condensin | 1191 | 234 |  | 02/16/2022 | 40378 | 203401025 | 06/15/2022
Daikin Comfort Technologies Manufacturing, L.P. | Goodman | GMEC800805DX | Federally-Regulated Consumer Product | Non-Weatherized, Non-Condensin | 1556 | 250 |  | 02/16/2022 | 60059 | 203761964 | 06/15/2022
Daikin Comfort Technologies Manufacturing, L.P. | Goodman | GMEC960603BN | Federally-Regulated Consumer Product | Non-Weatherized, Condensing Ga | 1115 | 244 |  | 02/16/2022 | 42122 | 7423787 | 06/15/2022
Daikin Comfort Technologies Manufacturing, L.P. | Goodman | GMES920804CN | Federally-Regulated Consumer Product | Non-Weatherized, Condensing Ga | 1729 | 271 |  | 02/16/2022 | 79605 | 203400958 | 06/15/2022
Daikin Comfort Technologies Manufacturing, L.P. | Amana | ACEC960603BN | Federally-Regulated Consumer Product | Non-Weatherized, Condensing Ga | 1170 | 246 |  | 02/16/2022 | 42383 | 10333728 | 06/15/2022
Daikin Comfort Technologies Manufacturing, L.P. | Amana | AMEC960303AN | Federally-Regulated Consumer Product | Non-Weatherized, Condensing Ga | 987 | 238 |  | 02/16/2022 | 20937 | 10515341 | 06/15/2022
Daikin Comfort Technologies Manufacturing, L.P. | Amana | AMEC960603AN | Federally-Regulated Consumer Product | Non-Weatherized, Condensing Ga | 1215 | 248 |  | 02/16/2022 | 42044 | 10515343 | 06/15/2022
Daikin Comfort Technologies Manufacturing, L.P. | Amana | APD1424060M41A* | Federally-Regulated Consumer Product | Weatherized Non-Condensing Gas | 889 | 238 |  | 04/26/2022 | 45030 | 8033070 | 06/15/2022
Daikin Comfort Technologies Manufacturing, L.P. | Amana | APG1648100M41 | Federally-Regulated Consumer Product | Weatherized Non-Condensing Gas | 2100 | 290 |  | 04/26/2022 | 100978 | 8079875 | 06/15/2022
Daikin Comfort Technologies Manufacturing, L.P. | Amana | AMEC960603BN | Federally-Regulated Consumer Product | Non-Weatherized, Condensing Ga | 1115 | 244 |  | 02/16/2022 | 42122 | 7423797 | 06/15/2022
Daikin Comfort Technologies Manufacturing, L.P. | Amana | AMEC961205DN | Federally-Regulated Consumer Product | Non-Weatherized, Condensing Ga | 2030 | 284 |  | 02/16/2022 | 84000 | 7423800 | 06/15/2022
Daikin Comfort Technologies Manufacturing, L.P. | Amana | AMEC961005CN | Federally-Regulated Consumer Product | Non-Weatherized, Condensing Ga | 1801 | 274 |  | 02/16/2022 | 70281 | 9101249 | 06/15/2022
Daikin Comfort Technologies Manufacturing, L.P. | Amana | AMEC961004CN | Federally-Regulated Consumer Product | Non-Weatherized, Condensing Ga | 1601 | 265 |  | 02/16/2022 | 70000 | 7423799 | 06/15/2022
Daikin Comfort Technologies Manufacturing, L.P. | Amana | AMEC960804CN | Federally-Regulated Consumer Product | Non-Weatherized, Condensing Ga | 1622 | 266 |  | 02/16/2022 | 56000 | 9101248 | 06/15/2022
Daikin Comfort Technologies Manufacturing, L.P. | Amana | APD1436080M41A* | Federally-Regulated Consumer Product | Weatherized Non-Condensing Gas | 1259 | 254 |  | 04/26/2022 | 60353 | 8033069 | 06/15/2022
Daikin Comfort Technologies Manufacturing, L.P. | Amana | ACEC960803BN | Federally-Regulated Consumer Product | Non-Weatherized, Condensing Ga | 1345 | 254 |  | 02/16/2022 | 56369 | 10333729 | 06/15/2022
Johnson Controls, Inc. | YORK BY JOHNSON CONTROLS | YP9C080B12MP13 | Federally-Regulated Consumer Product | Non-Weatherized, Condensing Ga | 1425 | 253 |  | 12/01/2021 | 30285 | 10533808 | 06/15/2022
Johnson Controls, Inc. | YORK BY JOHNSON CONTROLS | PHG4B420652X1 | Federally-Regulated Consumer Product | Weatherized Non-Condensing Gas | 1817 | 273 |  | 12/01/2021 | 65567 | 8550658 | 06/15/2022
Johnson Controls, Inc. | YORK BY JOHNSON CONTROLS | PHG4A300752X4 | Federally-Regulated Consumer Product | Weatherized Non-Condensing Gas | 1378 | 258 |  | 05/18/2022 | 75000 | 206338236 | 06/15/2022
Daikin Comfort Technologies Manufacturing, L.P. | Daikin | DM96VE1205DN | Federally-Regulated Consumer Product | Non-Weatherized, Condensing Ga | 2030 | 284 |  | 02/16/2022 | 84000 | 7423795 | 06/15/2022
Daikin Comfort Technologies Manufacturing, L.P. | Daikin | DM96VE0603AN | Federally-Regulated Consumer Product | Non-Weatherized, Condensing Ga | 1215 | 248 |  | 02/16/2022 | 42044 | 10515338 | 06/15/2022
Daikin Comfort Technologies Manufacturing, L.P. | Daikin | DM96VE0603BN | Federally-Regulated Consumer Product | Non-Weatherized, Condensing Ga | 1115 | 244 |  | 02/16/2022 | 42122 | 7423792 | 06/15/2022
Daikin Comfort Technologies Manufacturing, L.P. | Daikin | DM96VE0804CN | Federally-Regulated Consumer Product | Non-Weatherized, Condensing Ga | 1622 | 266 |  | 02/16/2022 | 56000 | 9101246 | 06/15/2022
Daikin Comfort Technologies Manufacturing, L.P. | Daikin | DM96VE1005CN | Federally-Regulated Consumer Product | Non-Weatherized, Condensing Ga | 1801 | 274 |  | 02/16/2022 | 70281 | 9101247 | 06/15/2022
Daikin Comfort Technologies Manufacturing, L.P. | Daikin | DC96VE0603BN | Federally-Regulated Consumer Product | Non-Weatherized, Condensing Ga | 1170 | 246 |  | 02/16/2022 | 42383 | 10333724 | 06/15/2022
Daikin Comfort Technologies Manufacturing, L.P. | Daikin | DP16GM4810041 | Federally-Regulated Consumer Product | Weatherized Non-Condensing Gas | 2100 | 290 |  | 04/26/2022 | 100978 | 8079870 | 06/15/2022
Daikin Comfort Technologies Manufacturing, L.P. | Daikin | DM96VE1004CN | Federally-Regulated Consumer Product | Non-Weatherized, Condensing Ga | 1601 | 265 |  | 02/16/2022 | 70000 | 7423794 | 06/15/2022
Daikin Comfort Technologies Manufacturing, L.P. | Daikin | DP14DM2406041A* | Federally-Regulated Consumer Product | Weatherized Non-Condensing Gas | 889 | 238 |  | 04/26/2022 | 45030 | 8033065 | 06/15/2022
Daikin Comfort Technologies Manufacturing, L.P. | Daikin | DM96VE0303AN | Federally-Regulated Consumer Product | Non-Weatherized, Condensing Ga | 987 | 238 |  | 02/16/2022 | 20937 | 10515336 | 06/15/2022
Daikin Comfort Technologies Manufacturing, L.P. | Daikin | DC96VE0803BN | Federally-Regulated Consumer Product | Non-Weatherized, Condensing Ga | 1345 | 254 |  | 02/16/2022 | 56369 | 10333725 | 06/15/2022
Daikin Comfort Technologies Manufacturing, L.P. | Daikin | DP14DM3608041A* | Federally-Regulated Consumer Product | Weatherized Non-Condensing Gas | 1259 | 254 |  | 04/26/2022 | 60353 | 8033064 | 06/15/2022
Johnson Controls, Inc. | CHAMPION HEATING AND COOLING | PHG4A300752X4 | Federally-Regulated Consumer Product | Weatherized Non-Condensing Gas | 1378 | 258 |  | 05/18/2022 | 75000 | 206338242 | 06/15/2022
Johnson Controls, Inc. | LUXAIRE BY JOHNSON CONTROLS | PHG4B420652X1 | Federally-Regulated Consumer Product | Weatherized Non-Condensing Gas | 1817 | 273 |  | 12/01/2021 | 65567 | 8550686 | 06/15/2022
Johnson Controls, Inc. | LUXAIRE BY JOHNSON CONTROLS | LP9C080B12MP13 | Federally-Regulated Consumer Product | Non-Weatherized, Condensing Ga | 1425 | 253 | 258 | 02/09/2022 | 30285 | 204829760 | 06/15/2022
Johnson Controls, Inc. | LUXAIRE BY JOHNSON CONTROLS | PHG4A300752X4 | Federally-Regulated Consumer Product | Weatherized Non-Condensing Gas | 1378 | 258 |  | 05/18/2022 | 75000 | 206338238 | 06/15/2022
Johnson Controls, Inc. | FRASER-JOHNSTON BY JOHNSON CONTROLS | PHG4B420652X1 | Federally-Regulated Consumer Product | Weatherized Non-Condensing Gas | 1817 | 273 |  | 12/01/2021 | 65567 | 8550700 | 06/15/2022
Johnson Controls, Inc. | FRASER-JOHNSTON BY JOHNSON CONTROLS | PHG4A300752X4 | Federally-Regulated Consumer Product | Weatherized Non-Condensing Gas | 1378 | 258 |  | 05/18/2022 | 75000 | 206338239 | 06/15/2022
Johnson Controls, Inc. | COLEMAN BY JOHNSON CONTROLS | PHG4A300752X4 | Federally-Regulated Consumer Product | Weatherized Non-Condensing Gas | 1378 | 258 |  | 05/18/2022 | 75000 | 206338237 | 06/15/2022
Johnson Controls, Inc. | COLEMAN BY JOHNSON CONTROLS | PHG4B420652X1 | Federally-Regulated Consumer Product | Weatherized Non-Condensing Gas | 1817 | 273 |  | 12/01/2021 | 65567 | 8550672 | 06/15/2022
Johnson Controls, Inc. | COLEMAN BY JOHNSON CONTROLS | CP9C080B12MP13 | Federally-Regulated Consumer Product | Non-Weatherized, Condensing Ga | 1425 | 253 |  | 02/09/2022 | 30285 | 204829754 | 06/15/2022
Johnson Controls, Inc. | GUARDIAN BY JOHNSON CONTROLS | PHG4A300752X4 | Federally-Regulated Consumer Product | Weatherized Non-Condensing Gas | 1378 | 258 |  | 05/18/2022 | 75000 | 206338240 | 06/15/2022
Johnson Controls, Inc. | GUARDIAN BY JOHNSON CONTROLS | PHG4B420652X1 | Federally-Regulated Consumer Product | Weatherized Non-Condensing Gas | 1817 | 273 |  | 12/01/2021 | 65567 | 8550728 | 06/15/2022
Johnson Controls, Inc. | EVCON BY JOHNSON CONTROLS | PHG4A300752X4 | Federally-Regulated Consumer Product | Weatherized Non-Condensing Gas | 1378 | 258 |  | 05/18/2022 | 75000 | 206338241 | 06/15/2022
Johnson Controls, Inc. | EVCON BY JOHNSON CONTROLS | PHG4B420652X1 | Federally-Regulated Consumer Product | Weatherized Non-Condensing Gas | 1817 | 273 |  | 12/01/2021 | 65567 | 8550714 | 06/15/2022
Nordyne, LLC | Broan | R6GI-E60K120X | Federally-Regulated Consumer Product | Weatherized Non-Condensing Gas | 1737 | 275 | 275.428 | 07/22/2020 | 78039 | 201706466 | 06/15/2022
Nordyne, LLC | Intertherm | DF6SF-X48K120CB | Federally-Regulated Consumer Product | Weatherized Non-Condensing Gas | 1988 | 286 |  | 12/01/2021 | 80700 | 201709845 | 06/15/2022
Nordyne, LLC | Intertherm | DF6SF-X60K120CB | Federally-Regulated Consumer Product | Weatherized Non-Condensing Gas | 1988 | 286 |  | 12/01/2021 | 80700 | 201709855 | 06/15/2022
Nordyne, LLC | Intertherm | R6GI-E60K120X | Federally-Regulated Consumer Product | Weatherized Non-Condensing Gas | 1737 | 275 | 275.428 | 07/22/2020 | 78039 | 201706468 | 06/15/2022
Daikin Comfort Technologies Manufacturing, L.P. | Daikin | DM96SE0805CU | Federally-Regulated Consumer Product | Non-Weatherized, Condensing Ga | 2011 | 283 |  | 02/16/2022 | 80484 | 203503515 | 06/15/2022
Daikin Comfort Technologies Manufacturing, L.P. | Daikin | DM80SE0604BX | Federally-Regulated Consumer Product | Non-Weatherized, Non-Condensin | 1647 | 254 |  | 02/16/2022 | 60223 | 203402058 | 06/15/2022
Daikin Comfort Technologies Manufacturing, L.P. | Daikin | DM96SE0403AN | Federally-Regulated Consumer Product | Non-Weatherized, Condensing Ga | 1238 | 249 |  | 02/16/2022 | 40100 | 203401003 | 06/15/2022
Daikin Comfort Technologies Manufacturing, L.P. | Daikin | DM80SE0803BX | Federally-Regulated Consumer Product | Non-Weatherized, Non-Condensin | 1320 | 240 |  | 02/16/2022 | 80520 | 203402059 | 06/15/2022
Daikin Comfort Technologies Manufacturing, L.P. | Daikin | DM80SE0804BU | Federally-Regulated Consumer Product | Non-Weatherized, Non-Condensin | 1620 | 253 |  | 02/16/2022 | 79863 | 204443900 | 06/15/2022
Daikin Comfort Technologies Manufacturing, L.P. | Daikin | DC80SE0804BX | Federally-Regulated Consumer Product | Non-Weatherized, Non-Condensin | 1759 | 259 |  | 02/16/2022 | 80157 | 203402099 | 06/15/2022
Daikin Comfort Technologies Manufacturing, L.P. | Daikin | DM80SE0403AX | Federally-Regulated Consumer Product | Non-Weatherized, Non-Condensin | 1191 | 234 |  | 02/16/2022 | 40378 | 203402056 | 06/15/2022
Daikin Comfort Technologies Manufacturing, L.P. | Daikin | DM92SE0803BN | Federally-Regulated Consumer Product | Non-Weatherized, Condensing Ga | 1236 | 249 |  | 02/16/2022 | 79260 | 203400971 | 06/15/2022
Daikin Comfort Technologies Manufacturing, L.P. | Daikin | DM80VE0803BX | Federally-Regulated Consumer Product | Non-Weatherized, Non-Condensin | 1260 | 237 |  | 02/16/2022 | 60400 | 203697196 | 06/15/2022
Daikin Comfort Technologies Manufacturing, L.P. | Daikin | DM80VE1005CX | Federally-Regulated Consumer Product | Non-Weatherized, Non-Condensin | 1964 | 268 |  | 02/16/2022 | 75501 | 203697200 | 06/15/2022
Daikin Comfort Technologies Manufacturing, L.P. | Daikin | DC80VE1005CX | Federally-Regulated Consumer Product | Non-Weatherized, Non-Condensin | 1959 | 268 |  | 02/16/2022 | 75299 | 203697206 | 06/15/2022
Daikin Comfort Technologies Manufacturing, L.P. | Daikin | DM80SE0403AU | Federally-Regulated Consumer Product | Non-Weatherized, Non-Condensin | 1069 | 229 |  | 02/16/2022 | 39319 | 204443897 | 06/15/2022
Daikin Comfort Technologies Manufacturing, L.P. | Daikin | DC96SE1005CN | Federally-Regulated Consumer Product | Non-Weatherized, Condensing Ga | 1955 | 281 |  | 02/16/2022 | 100582 | 203401013 | 06/15/2022
Daikin Comfort Technologies Manufacturing, L.P. | Daikin | DM96SE0603BU | Federally-Regulated Consumer Product | Non-Weatherized, Condensing Ga | 1149 | 245 |  | 02/16/2022 | 60182 | 204271661 | 06/15/2022
Daikin Comfort Technologies Manufacturing, L.P. | Daikin | DC80VE0805CX | Federally-Regulated Consumer Product | Non-Weatherized, Non-Condensin | 1759 | 259 |  | 02/16/2022 | 56000 | 203697205 | 06/15/2022
Daikin Comfort Technologies Manufacturing, L.P. | Daikin | DC80VE0603AX | Federally-Regulated Consumer Product | Non-Weatherized, Non-Condensin | 1094 | 230 |  | 02/16/2022 | 42398 | 203697203 | 06/15/2022
Daikin Comfort Technologies Manufacturing, L.P. | Daikin | DM80VE0805DX | Federally-Regulated Consumer Product | Non-Weatherized, Non-Condensin | 1556 | 250 |  | 05/25/2022 | 60059 | 203762091 | 06/15/2022
Daikin Comfort Technologies Manufacturing, L.P. | Daikin | DM80SE0805CU | Federally-Regulated Consumer Product | Non-Weatherized, Non-Condensin | 1941 | 267 |  | 02/16/2022 | 80272 | 204443901 | 06/15/2022
Daikin Comfort Technologies Manufacturing, L.P. | Daikin | DM92SE1004CN | Federally-Regulated Consumer Product | Non-Weatherized, Condensing Ga | 1615 | 266 |  | 02/16/2022 | 99347 | 203400974 | 06/15/2022
Daikin Comfort Technologies Manufacturing, L.P. | Daikin | DC80VE0403AX | Federally-Regulated Consumer Product | Non-Weatherized, Non-Condensin | 1300 | 239 |  | 02/16/2022 | 29898 | 203697202 | 06/15/2022
Daikin Comfort Technologies Manufacturing, L.P. | Daikin | DM92SE1205DN | Federally-Regulated Consumer Product | Non-Weatherized, Condensing Ga | 1919 | 279 |  | 02/16/2022 | 119311 | 203400976 | 06/15/2022
Daikin Comfort Technologies Manufacturing, L.P. | Daikin | DM92SE1005CN | Federally-Regulated Consumer Product | Non-Weatherized, Condensing Ga | 1959 | 281 |  | 02/16/2022 | 100747 | 203400975 | 06/15/2022
Daikin Comfort Technologies Manufacturing, L.P. | Daikin | DC80SE0403AX | Federally-Regulated Consumer Product | Non-Weatherized, Non-Condensin | 1324 | 240 |  | 02/16/2022 | 39940 | 203402097 | 06/15/2022
Daikin Comfort Technologies Manufacturing, L.P. | Daikin | DC96SE0403BN | Federally-Regulated Consumer Product | Non-Weatherized, Condensing Ga | 852 | 232 |  | 02/16/2022 | 40000 | 203401010 | 06/15/2022
Daikin Comfort Technologies Manufacturing, L.P. | Daikin | DC80SE0603AX | Federally-Regulated Consumer Product | Non-Weatherized, Non-Condensin | 1232 | 236 |  | 02/16/2022 | 60454 | 203402098 | 06/15/2022
Daikin Comfort Technologies Manufacturing, L.P. | Daikin | DM80VE1205DX | Federally-Regulated Consumer Product | Non-Weatherized, Non-Condensin | 1941 | 267 |  | 02/16/2022 | 90308 | 203697201 | 06/15/2022
Daikin Comfort Technologies Manufacturing, L.P. | Daikin | DM96SE0803BN | Federally-Regulated Consumer Product | Non-Weatherized, Condensing Ga | 1182 | 247 |  | 02/16/2022 | 79328 | 203401005 | 06/15/2022
Daikin Comfort Technologies Manufacturing, L.P. | Daikin | DM92SE0804CN | Federally-Regulated Consumer Product | Non-Weatherized, Condensing Ga | 1729 | 271 |  | 02/16/2022 | 79605 | 203400972 | 06/15/2022
Daikin Comfort Technologies Manufacturing, L.P. | Daikin | DM80SE0603AU | Federally-Regulated Consumer Product | Non-Weatherized, Non-Condensin | 1370 | 242 |  | 02/16/2022 | 59946 | 204443898 | 06/15/2022
Daikin Comfort Technologies Manufacturing, L.P. | Daikin | DC80VE0804BX | Federally-Regulated Consumer Product | Non-Weatherized, Non-Condensin | 1714 | 257 |  | 02/16/2022 | 56490 | 203697204 | 06/15/2022
Daikin Comfort Technologies Manufacturing, L.P. | Daikin | DM80SE1005CX | Federally-Regulated Consumer Product | Non-Weatherized, Non-Condensin | 1578 | 251 |  | 02/16/2022 | 100329 | 203402062 | 06/15/2022
Johnson Controls, Inc. | YORK BY JOHNSON CONTROLS | YP9C080B12MP13 | Federally-Regulated Consumer Product | Non-Weatherized, Condensing Ga | 1425 | 253 |  | 06/15/2022 | 30285 | 10533808 | 06/15/2022
Johnson Controls, Inc. | YORK BY JOHNSON CONTROLS | PHG4B420652X1 | Federally-Regulated Consumer Product | Weatherized Non-Condensing Gas | 1817 | 273 |  | 06/15/2022 | 65567 | 8550658 | 06/15/2022
Johnson Controls, Inc. | YORK BY JOHNSON CONTROLS | PHG4A300752X4 | Federally-Regulated Consumer Product | Weatherized Non-Condensing Gas | 1378 | 258 |  | 06/15/2022 | 75000 | 206338236 | 06/15/2022
Johnson Controls, Inc. | LUXAIRE BY JOHNSON CONTROLS | PHG4B420652X1 | Federally-Regulated Consumer Product | Weatherized Non-Condensing Gas | 1817 | 273 |  | 06/15/2022 | 65567 | 8550686 | 06/15/2022
Johnson Controls, Inc. | LUXAIRE BY JOHNSON CONTROLS | LP9C080B12MP13 | Federally-Regulated Consumer Product | Non-Weatherized, Condensing Ga | 1425 | 253 |  | 06/15/2022 | 30285 | 204829760 | 06/15/2022
Johnson Controls, Inc. | LUXAIRE BY JOHNSON CONTROLS | PHG4A300752X4 | Federally-Regulated Consumer Product | Weatherized Non-Condensing Gas | 1378 | 258 |  | 06/15/2022 | 75000 | 206338238 | 06/15/2022
Johnson Controls, Inc. | EVCON BY JOHNSON CONTROLS | PHG4A300752X4 | Federally-Regulated Consumer Product | Weatherized Non-Condensing Gas | 1378 | 258 |  | 06/15/2022 | 75000 | 206338241 | 06/15/2022
Johnson Controls, Inc. | EVCON BY JOHNSON CONTROLS | PHG4B420652X1 | Federally-Regulated Consumer Product | Weatherized Non-Condensing Gas | 1817 | 273 |  | 06/15/2022 | 65567 | 8550714 | 06/15/2022
Johnson Controls, Inc. | FRASER-JOHNSTON BY JOHNSON CONTROLS | PHG4B420652X1 | Federally-Regulated Consumer Product | Weatherized Non-Condensing Gas | 1817 | 273 |  | 06/15/2022 | 65567 | 8550700 | 06/15/2022
Johnson Controls, Inc. | FRASER-JOHNSTON BY JOHNSON CONTROLS | PHG4A300752X4 | Federally-Regulated Consumer Product | Weatherized Non-Condensing Gas | 1378 | 258 |  | 06/15/2022 | 75000 | 206338239 | 06/15/2022
Johnson Controls, Inc. | CHAMPION HEATING AND COOLING | PHG4A300752X4 | Federally-Regulated Consumer Product | Weatherized Non-Condensing Gas | 1378 | 258 |  | 06/15/2022 | 75000 | 206338242 | 06/15/2022
Johnson Controls, Inc. | GUARDIAN BY JOHNSON CONTROLS | PHG4A300752X4 | Federally-Regulated Consumer Product | Weatherized Non-Condensing Gas | 1378 | 258 |  | 06/15/2022 | 75000 | 206338240 | 06/15/2022
Johnson Controls, Inc. | GUARDIAN BY JOHNSON CONTROLS | PHG4B420652X1 | Federally-Regulated Consumer Product | Weatherized Non-Condensing Gas | 1817 | 273 |  | 06/15/2022 | 65567 | 8550728 | 06/15/2022
Johnson Controls, Inc. | COLEMAN BY JOHNSON CONTROLS | PHG4A300752X4 | Federally-Regulated Consumer Product | Weatherized Non-Condensing Gas | 1378 | 258 |  | 06/15/2022 | 75000 | 206338237 | 06/15/2022
Johnson Controls, Inc. | COLEMAN BY JOHNSON CONTROLS | PHG4B420652X1 | Federally-Regulated Consumer Product | Weatherized Non-Condensing Gas | 1817 | 273 |  | 06/15/2022 | 65567 | 8550672 | 06/15/2022
Johnson Controls, Inc. | COLEMAN BY JOHNSON CONTROLS | CP9C080B12MP13 | Federally-Regulated Consumer Product | Non-Weatherized, Condensing Ga | 1425 | 253 |  | 06/15/2022 | 30285 | 204829754 | 06/15/2022
Daikin Comfort Technologies Manufacturing, L.P. | Goodman | GMVC961005CN | Federally-Regulated Consumer Product | Non-Weatherized, Condensing Ga | 2234 | 293 | 293.296 | 10/04/2019 |  |  | 06/22/2022
Daikin Comfort Technologies Manufacturing, L.P. | Amana | AMVC961005CN | Federally-Regulated Consumer Product | Non-Weatherized, Condensing Ga | 2234 | 293 | 293.296 | 07/22/2020 | 70261 | 7368874 | 06/22/2022
Daikin Comfort Technologies Manufacturing, L.P. | Amana | AMVC961005CN | Federally-Regulated Consumer Product | Non-Weatherized, Condensing Ga | 2234 | 293 |  | 06/22/2022 | 70261 | 7368874 | 06/22/2022
Daikin Comfort Technologies Manufacturing, L.P. | Goodman | GMVC961005CN | Federally-Regulated Consumer Product | Non-Weatherized, Condensing Ga | 2234 | 293 |  | 06/22/2022 | 70261 | 7368836 | 06/22/2022
Rheem Sales Company, Inc. | Weatherking | RGEAZR024AJT041NA | Federally-Regulated Consumer Product | Weatherized Non-Condensing Gas | 1205 | 252 |  | 06/22/2022 | 40798 | 208676392 | 06/23/2022
Rheem Sales Company, Inc. | Mainline | RGEAZR024AJT041NA | Federally-Regulated Consumer Product | Weatherized Non-Condensing Gas | 1205 | 252 |  | 06/22/2022 | 40798 | 208699025 | 06/23/2022
Rheem Sales Company, Inc. | Sure | RGEAZR024AJT041NA | Federally-Regulated Consumer Product | Weatherized Non-Condensing Gas | 1205 | 252 |  | 06/22/2022 | 40798 | 208676391 | 06/23/2022
Rheem Sales Company, Inc. | Rheem | RGEAZR024AJT041NA | Federally-Regulated Consumer Product | Weatherized Non-Condensing Gas | 1205 | 252 |  | 06/22/2022 | 40798 | 208676388 | 06/23/2022
Dettson Industries, Inc. | Dettson | C15-2-V | Federally-Regulated Consumer Product | Non-Weatherized, Condensing Ga | 1263 | 251 |  | 06/22/2022 | 10549 | 208676264 | 06/23/2022
Rheem Sales Company, Inc. | RUSSELL | RGEAZR024AJT041NA | Federally-Regulated Consumer Product | Weatherized Non-Condensing Gas | 1205 | 252 |  | 06/22/2022 | 40798 | 208676390 | 06/23/2022
Rheem Sales Company, Inc. | Thermal Zone | RGEAZR024AJT041NA | Federally-Regulated Consumer Product | Weatherized Non-Condensing Gas | 1205 | 252 |  | 06/22/2022 | 40798 | 208698802 | 06/23/2022
Rheem Sales Company, Inc. | Fujitsu | RGEAZR024AJT041NA | Federally-Regulated Consumer Product | Weatherized Non-Condensing Gas | 1205 | 252 |  | 06/22/2022 | 40798 | 208698985 | 06/23/2022
Rheem Sales Company, Inc. | CLIMATEMASTER | RGEAZR024AJT041NA | Federally-Regulated Consumer Product | Weatherized Non-Condensing Gas | 1205 | 252 |  | 06/22/2022 | 40798 | 208699086 | 06/23/2022
Rheem Sales Company, Inc. | Ruud | RGEAZR024AJT041NA | Federally-Regulated Consumer Product | Weatherized Non-Condensing Gas | 1205 | 252 |  | 06/22/2022 | 40798 | 208676389 | 06/23/2022
Rheem Sales Company, Inc. | RUSSELL | RGEAZR024AJT041NA | Federally-Regulated Consumer Product | Weatherized Non-Condensing Gas | 1205 | 252 |  | 06/23/2022 | 40798 | 208676390 | 06/23/2022
Dettson Industries, Inc. | Dettson | C15-2-V | Federally-Regulated Consumer Product | Non-Weatherized, Condensing Ga | 1263 | 251 |  | 06/23/2022 | 10549 | 208676264 | 06/23/2022
Rheem Sales Company, Inc. | Ruud | RGEAZR024AJT041NA | Federally-Regulated Consumer Product | Weatherized Non-Condensing Gas | 1205 | 252 |  | 06/23/2022 | 40798 | 208676389 | 06/23/2022
Rheem Sales Company, Inc. | Weatherking | RGEAZR024AJT041NA | Federally-Regulated Consumer Product | Weatherized Non-Condensing Gas | 1205 | 252 |  | 06/23/2022 | 40798 | 208676392 | 06/23/2022
Rheem Sales Company, Inc. | Thermal Zone | RGEAZR024AJT041NA | Federally-Regulated Consumer Product | Weatherized Non-Condensing Gas | 1205 | 252 |  | 06/23/2022 | 40798 | 208698802 | 06/23/2022
Rheem Sales Company, Inc. | Mainline | RGEAZR024AJT041NA | Federally-Regulated Consumer Product | Weatherized Non-Condensing Gas | 1205 | 252 |  | 06/23/2022 | 40798 | 208699025 | 06/23/2022
Rheem Sales Company, Inc. | Fujitsu | RGEAZR024AJT041NA | Federally-Regulated Consumer Product | Weatherized Non-Condensing Gas | 1205 | 252 |  | 06/23/2022 | 40798 | 208698985 | 06/23/2022
Rheem Sales Company, Inc. | Sure | RGEAZR024AJT041NA | Federally-Regulated Consumer Product | Weatherized Non-Condensing Gas | 1205 | 252 |  | 06/23/2022 | 40798 | 208676391 | 06/23/2022
Rheem Sales Company, Inc. | CLIMATEMASTER | RGEAZR024AJT041NA | Federally-Regulated Consumer Product | Weatherized Non-Condensing Gas | 1205 | 252 |  | 06/23/2022 | 40798 | 208699086 | 06/23/2022
Rheem Sales Company, Inc. | Rheem | RGEAZR024AJT041NA | Federally-Regulated Consumer Product | Weatherized Non-Condensing Gas | 1205 | 252 |  | 06/23/2022 | 40798 | 208676388 | 06/23/2022
Rheem Sales Company, Inc. | RUSSELL | S951V1155A24M4 | Federally-Regulated Consumer Product | Non-Weatherized, Condensing Ga | 2137 | 231 |  | 06/22/2022 | 111605 | 208676271 | 06/24/2022
Rheem Sales Company, Inc. | RUSSELL | S921V0403A17M4 | Federally-Regulated Consumer Product | Non-Weatherized, Condensing Ga | 1292 | 228 |  | 06/22/2022 | 42494 | 208676279 | 06/24/2022
Rheem Sales Company, Inc. | RUSSELL | S951V0603A17M4 | Federally-Regulated Consumer Product | Non-Weatherized, Condensing Ga | 1356 | 249 |  | 06/22/2022 | 56054 | 208676314 | 06/24/2022
Rheem Sales Company, Inc. | RUSSELL | S921V0705A21M4 | Federally-Regulated Consumer Product | Non-Weatherized, Condensing Ga | 1835 | 248 |  | 06/22/2022 | 69808 | 208676282 | 06/24/2022
Rheem Sales Company, Inc. | RUSSELL | S951V0703A17M4 | Federally-Regulated Consumer Product | Non-Weatherized, Condensing Ga | 1166 | 246 |  | 06/22/2022 | 70001 | 208676315 | 06/24/2022
Rheem Sales Company, Inc. | RUSSELL | S951V0855A21M4 | Federally-Regulated Consumer Product | Non-Weatherized, Condensing Ga | 1851 | 246 |  | 06/22/2022 | 84247 | 208676317 | 06/24/2022
Rheem Sales Company, Inc. | RUSSELL | S951V0403A17M4 | Federally-Regulated Consumer Product | Non-Weatherized, Condensing Ga | 1292 | 228 |  | 06/22/2022 | 42494 | 208676313 | 06/24/2022
Rheem Sales Company, Inc. | RUSSELL | S921V0703A17M4 | Federally-Regulated Consumer Product | Non-Weatherized, Condensing Ga | 1166 | 246 |  | 06/22/2022 | 70001 | 208676281 | 06/24/2022
Rheem Sales Company, Inc. | RUSSELL | S951V1005A21M4 | Federally-Regulated Consumer Product | Non-Weatherized, Condensing Ga | 2153 | 271 |  | 06/22/2022 | 98911 | 208676318 | 06/24/2022
Rheem Sales Company, Inc. | RUSSELL | S921V0603A17M4 | Federally-Regulated Consumer Product | Non-Weatherized, Condensing Ga | 1356 | 249 |  | 06/22/2022 | 56054 | 208676280 | 06/24/2022
Rheem Sales Company, Inc. | RUSSELL | S921V1155A24M4 | Federally-Regulated Consumer Product | Non-Weatherized, Condensing Ga | 2137 | 231 |  | 06/22/2022 | 111605 | 208676285 | 06/24/2022
Rheem Sales Company, Inc. | RUSSELL | S921V0855A21M4 | Federally-Regulated Consumer Product | Non-Weatherized, Condensing Ga | 1851 | 246 |  | 06/22/2022 | 84247 | 208676283 | 06/24/2022
Rheem Sales Company, Inc. | RUSSELL | S921V1005A21M4 | Federally-Regulated Consumer Product | Non-Weatherized, Condensing Ga | 2153 | 271 |  | 06/22/2022 | 98911 | 208676284 | 06/24/2022
Rheem Sales Company, Inc. | RUSSELL | S951V0705A21M4 | Federally-Regulated Consumer Product | Non-Weatherized, Condensing Ga | 1835 | 248 |  | 06/22/2022 | 69808 | 208676316 | 06/24/2022
Rheem Sales Company, Inc. | Thermal Zone | TZ95M41V070C5S | Federally-Regulated Consumer Product | Non-Weatherized, Condensing Ga | 1835 | 248 |  | 06/22/2022 | 69808 | 208676730 | 06/24/2022
Rheem Sales Company, Inc. | Thermal Zone | TZ95M41V070B3S | Federally-Regulated Consumer Product | Non-Weatherized, Condensing Ga | 1166 | 246 |  | 06/22/2022 | 70001 | 208676729 | 06/24/2022
Rheem Sales Company, Inc. | Thermal Zone | TZ92M41V115D5S | Federally-Regulated Consumer Product | Non-Weatherized, Condensing Ga | 2137 | 231 |  | 06/22/2022 | 111605 | 208676726 | 06/24/2022
Rheem Sales Company, Inc. | Thermal Zone | TZ95M41V040B3S | Federally-Regulated Consumer Product | Non-Weatherized, Condensing Ga | 1292 | 228 |  | 06/22/2022 | 42494 | 208676727 | 06/24/2022
Rheem Sales Company, Inc. | Thermal Zone | TZ92M41V085C5S | Federally-Regulated Consumer Product | Non-Weatherized, Condensing Ga | 1851 | 246 |  | 06/22/2022 | 84247 | 208676724 | 06/24/2022
Rheem Sales Company, Inc. | Thermal Zone | TZ92M41V040B3S | Federally-Regulated Consumer Product | Non-Weatherized, Condensing Ga | 1292 | 228 |  | 06/22/2022 | 42494 | 208676720 | 06/24/2022
Rheem Sales Company, Inc. | Thermal Zone | TZ95M41V100C5S | Federally-Regulated Consumer Product | Non-Weatherized, Condensing Ga | 2153 | 271 |  | 06/22/2022 | 98911 | 208676732 | 06/24/2022
Rheem Sales Company, Inc. | Thermal Zone | TZ92M41V060B3S | Federally-Regulated Consumer Product | Non-Weatherized, Condensing Ga | 1356 | 249 |  | 06/22/2022 | 56054 | 208676721 | 06/24/2022
Rheem Sales Company, Inc. | Thermal Zone | TZ95M41V060B3S | Federally-Regulated Consumer Product | Non-Weatherized, Condensing Ga | 1356 | 249 |  | 06/22/2022 | 56054 | 208676728 | 06/24/2022
Rheem Sales Company, Inc. | Thermal Zone | TZ92M41V070C5S | Federally-Regulated Consumer Product | Non-Weatherized, Condensing Ga | 1835 | 248 |  | 06/22/2022 | 69808 | 208676723 | 06/24/2022
Rheem Sales Company, Inc. | Thermal Zone | TZ92M41V100C5S | Federally-Regulated Consumer Product | Non-Weatherized, Condensing Ga | 2153 | 271 |  | 06/22/2022 | 98911 | 208676725 | 06/24/2022
Rheem Sales Company, Inc. | Thermal Zone | TZ95M41V115D5S | Federally-Regulated Consumer Product | Non-Weatherized, Condensing Ga | 2137 | 231 |  | 06/22/2022 | 111605 | 208676733 | 06/24/2022
Rheem Sales Company, Inc. | Thermal Zone | TZ92M41V070B3S | Federally-Regulated Consumer Product | Non-Weatherized, Condensing Ga | 1166 | 246 |  | 06/22/2022 | 70001 | 208676722 | 06/24/2022
Rheem Sales Company, Inc. | Thermal Zone | TZ95M41V085C5S | Federally-Regulated Consumer Product | Non-Weatherized, Condensing Ga | 1851 | 246 |  | 06/22/2022 | 84247 | 208676731 | 06/24/2022
Rheem Sales Company, Inc. | Thermal Zone | TZ95M41V070C5S | Federally-Regulated Consumer Product | Non-Weatherized, Condensing Ga | 1835 | 248 |  | 06/24/2022 | 69808 | 208676730 | 06/24/2022
Rheem Sales Company, Inc. | Thermal Zone | TZ95M41V070B3S | Federally-Regulated Consumer Product | Non-Weatherized, Condensing Ga | 1166 | 246 |  | 06/24/2022 | 70001 | 208676729 | 06/24/2022
Rheem Sales Company, Inc. | Thermal Zone | TZ92M41V115D5S | Federally-Regulated Consumer Product | Non-Weatherized, Condensing Ga | 2137 | 231 |  | 06/24/2022 | 111605 | 208676726 | 06/24/2022
Rheem Sales Company, Inc. | Thermal Zone | TZ95M41V040B3S | Federally-Regulated Consumer Product | Non-Weatherized, Condensing Ga | 1292 | 228 |  | 06/24/2022 | 42494 | 208676727 | 06/24/2022
Rheem Sales Company, Inc. | Thermal Zone | TZ92M41V085C5S | Federally-Regulated Consumer Product | Non-Weatherized, Condensing Ga | 1851 | 246 |  | 06/24/2022 | 84247 | 208676724 | 06/24/2022
Rheem Sales Company, Inc. | Thermal Zone | TZ92M41V040B3S | Federally-Regulated Consumer Product | Non-Weatherized, Condensing Ga | 1292 | 228 |  | 06/24/2022 | 42494 | 208676720 | 06/24/2022
Rheem Sales Company, Inc. | Thermal Zone | TZ95M41V100C5S | Federally-Regulated Consumer Product | Non-Weatherized, Condensing Ga | 2153 | 271 |  | 06/24/2022 | 98911 | 208676732 | 06/24/2022
Rheem Sales Company, Inc. | Thermal Zone | TZ92M41V060B3S | Federally-Regulated Consumer Product | Non-Weatherized, Condensing Ga | 1356 | 249 |  | 06/24/2022 | 56054 | 208676721 | 06/24/2022
Rheem Sales Company, Inc. | Thermal Zone | TZ95M41V060B3S | Federally-Regulated Consumer Product | Non-Weatherized, Condensing Ga | 1356 | 249 |  | 06/24/2022 | 56054 | 208676728 | 06/24/2022
Rheem Sales Company, Inc. | Thermal Zone | TZ92M41V070C5S | Federally-Regulated Consumer Product | Non-Weatherized, Condensing Ga | 1835 | 248 |  | 06/24/2022 | 69808 | 208676723 | 06/24/2022
Rheem Sales Company, Inc. | Thermal Zone | TZ92M41V100C5S | Federally-Regulated Consumer Product | Non-Weatherized, Condensing Ga | 2153 | 271 |  | 06/24/2022 | 98911 | 208676725 | 06/24/2022
Rheem Sales Company, Inc. | Thermal Zone | TZ95M41V115D5S | Federally-Regulated Consumer Product | Non-Weatherized, Condensing Ga | 2137 | 231 |  | 06/24/2022 | 111605 | 208676733 | 06/24/2022
Rheem Sales Company, Inc. | Thermal Zone | TZ92M41V070B3S | Federally-Regulated Consumer Product | Non-Weatherized, Condensing Ga | 1166 | 246 |  | 06/24/2022 | 70001 | 208676722 | 06/24/2022
Rheem Sales Company, Inc. | Thermal Zone | TZ95M41V085C5S | Federally-Regulated Consumer Product | Non-Weatherized, Condensing Ga | 1851 | 246 |  | 06/24/2022 | 84247 | 208676731 | 06/24/2022
Rheem Sales Company, Inc. | RUSSELL | S951V1155A24M4 | Federally-Regulated Consumer Product | Non-Weatherized, Condensing Ga | 2137 | 231 |  | 06/24/2022 | 111605 | 208676271 | 06/24/2022
Rheem Sales Company, Inc. | RUSSELL | S921V0403A17M4 | Federally-Regulated Consumer Product | Non-Weatherized, Condensing Ga | 1292 | 228 |  | 06/24/2022 | 42494 | 208676279 | 06/24/2022
Rheem Sales Company, Inc. | RUSSELL | S951V0603A17M4 | Federally-Regulated Consumer Product | Non-Weatherized, Condensing Ga | 1356 | 249 |  | 06/24/2022 | 56054 | 208676314 | 06/24/2022
Rheem Sales Company, Inc. | RUSSELL | S921V0705A21M4 | Federally-Regulated Consumer Product | Non-Weatherized, Condensing Ga | 1835 | 248 |  | 06/24/2022 | 69808 | 208676282 | 06/24/2022
Rheem Sales Company, Inc. | RUSSELL | S951V0703A17M4 | Federally-Regulated Consumer Product | Non-Weatherized, Condensing Ga | 1166 | 246 |  | 06/24/2022 | 70001 | 208676315 | 06/24/2022
Rheem Sales Company, Inc. | RUSSELL | S951V0855A21M4 | Federally-Regulated Consumer Product | Non-Weatherized, Condensing Ga | 1851 | 246 |  | 06/24/2022 | 84247 | 208676317 | 06/24/2022
Rheem Sales Company, Inc. | RUSSELL | S951V0403A17M4 | Federally-Regulated Consumer Product | Non-Weatherized, Condensing Ga | 1292 | 228 |  | 06/24/2022 | 42494 | 208676313 | 06/24/2022
Rheem Sales Company, Inc. | RUSSELL | S921V0703A17M4 | Federally-Regulated Consumer Product | Non-Weatherized, Condensing Ga | 1166 | 246 |  | 06/24/2022 | 70001 | 208676281 | 06/24/2022
Rheem Sales Company, Inc. | RUSSELL | S951V1005A21M4 | Federally-Regulated Consumer Product | Non-Weatherized, Condensing Ga | 2153 | 271 |  | 06/24/2022 | 98911 | 208676318 | 06/24/2022
Rheem Sales Company, Inc. | RUSSELL | S921V0603A17M4 | Federally-Regulated Consumer Product | Non-Weatherized, Condensing Ga | 1356 | 249 |  | 06/24/2022 | 56054 | 208676280 | 06/24/2022
Rheem Sales Company, Inc. | RUSSELL | S921V1155A24M4 | Federally-Regulated Consumer Product | Non-Weatherized, Condensing Ga | 2137 | 231 |  | 06/24/2022 | 111605 | 208676285 | 06/24/2022
Rheem Sales Company, Inc. | RUSSELL | S921V0855A21M4 | Federally-Regulated Consumer Product | Non-Weatherized, Condensing Ga | 1851 | 246 |  | 06/24/2022 | 84247 | 208676283 | 06/24/2022
Rheem Sales Company, Inc. | RUSSELL | S921V1005A21M4 | Federally-Regulated Consumer Product | Non-Weatherized, Condensing Ga | 2153 | 271 |  | 06/24/2022 | 98911 | 208676284 | 06/24/2022
Rheem Sales Company, Inc. | RUSSELL | S951V0705A21M4 | Federally-Regulated Consumer Product | Non-Weatherized, Condensing Ga | 1835 | 248 |  | 06/24/2022 | 69808 | 208676316 | 06/24/2022
Rheem Sales Company, Inc. | Ruud | R921V0403A17M4 | Federally-Regulated Consumer Product | Non-Weatherized, Condensing Ga | 1292 | 228 |  | 06/22/2022 | 42494 | 208676286 | 06/24/2022
Rheem Sales Company, Inc. | Ruud | R951V1005A21M4 | Federally-Regulated Consumer Product | Non-Weatherized, Condensing Ga | 2153 | 271 |  | 06/22/2022 | 98911 | 208676324 | 06/24/2022
Rheem Sales Company, Inc. | Ruud | R951V0705A21M4 | Federally-Regulated Consumer Product | Non-Weatherized, Condensing Ga | 1835 | 248 |  | 06/22/2022 | 69808 | 208676322 | 06/24/2022
Rheem Sales Company, Inc. | Ruud | R951V0855A21M4 | Federally-Regulated Consumer Product | Non-Weatherized, Condensing Ga | 1851 | 246 |  | 06/22/2022 | 84247 | 208676323 | 06/24/2022
Rheem Sales Company, Inc. | Ruud | R951V0603A17M4 | Federally-Regulated Consumer Product | Non-Weatherized, Condensing Ga | 1356 | 249 |  | 06/22/2022 | 56054 | 208676320 | 06/24/2022
Rheem Sales Company, Inc. | Ruud | R951V1155A24M4 | Federally-Regulated Consumer Product | Non-Weatherized, Condensing Ga | 2137 | 231 |  | 06/22/2022 | 111605 | 208676272 | 06/24/2022
Rheem Sales Company, Inc. | Ruud | R921V0703A17M4 | Federally-Regulated Consumer Product | Non-Weatherized, Condensing Ga | 1166 | 246 |  | 06/22/2022 | 70001 | 208676288 | 06/24/2022
Rheem Sales Company, Inc. | Ruud | R951V0403A17M4 | Federally-Regulated Consumer Product | Non-Weatherized, Condensing Ga | 1292 | 228 |  | 06/22/2022 | 42494 | 208676319 | 06/24/2022
Rheem Sales Company, Inc. | Ruud | R951V0703A17M4 | Federally-Regulated Consumer Product | Non-Weatherized, Condensing Ga | 1166 | 246 |  | 06/22/2022 | 70001 | 208676321 | 06/24/2022
Rheem Sales Company, Inc. | Ruud | R921V1005A21M4 | Federally-Regulated Consumer Product | Non-Weatherized, Condensing Ga | 2153 | 271 |  | 06/22/2022 | 98911 | 208676291 | 06/24/2022
Rheem Sales Company, Inc. | Ruud | R921V0705A21M4 | Federally-Regulated Consumer Product | Non-Weatherized, Condensing Ga | 1835 | 248 |  | 06/22/2022 | 69808 | 208676289 | 06/24/2022
Rheem Sales Company, Inc. | Ruud | R921V0603A17M4 | Federally-Regulated Consumer Product | Non-Weatherized, Condensing Ga | 1356 | 249 |  | 06/22/2022 | 56054 | 208676287 | 06/24/2022
Rheem Sales Company, Inc. | Ruud | R921V1155A24M4 | Federally-Regulated Consumer Product | Non-Weatherized, Condensing Ga | 2137 | 231 |  | 06/22/2022 | 111605 | 208676292 | 06/24/2022
Rheem Sales Company, Inc. | Ruud | R921V0855A21M4 | Federally-Regulated Consumer Product | Non-Weatherized, Condensing Ga | 1851 | 246 |  | 06/22/2022 | 84247 | 208676290 | 06/24/2022
Rheem Sales Company, Inc. | Mainline | ML951V0703A17M4 | Federally-Regulated Consumer Product | Non-Weatherized, Condensing Ga | 1166 | 246 |  | 06/22/2022 | 70001 | 208676684 | 06/24/2022
Rheem Sales Company, Inc. | Mainline | MP921W0603A17M4 | Federally-Regulated Consumer Product | Non-Weatherized, Condensing Ga | 1356 | 249 |  | 06/22/2022 | 56054 | 208676676 | 06/24/2022
Rheem Sales Company, Inc. | Mainline | MP951W1155A24M4 | Federally-Regulated Consumer Product | Non-Weatherized, Condensing Ga | 2137 | 231 |  | 06/22/2022 | 111605 | 208676695 | 06/24/2022
Rheem Sales Company, Inc. | Mainline | MP921W0705A21M4 | Federally-Regulated Consumer Product | Non-Weatherized, Condensing Ga | 1835 | 248 |  | 06/22/2022 | 69808 | 208676678 | 06/24/2022
Rheem Sales Company, Inc. | Mainline | MP921W0703A17M4 | Federally-Regulated Consumer Product | Non-Weatherized, Condensing Ga | 1166 | 246 |  | 06/22/2022 | 70001 | 208676677 | 06/24/2022
Rheem Sales Company, Inc. | Mainline | MP921W0403A17M4 | Federally-Regulated Consumer Product | Non-Weatherized, Condensing Ga | 1292 | 228 |  | 06/22/2022 | 42494 | 208676675 | 06/24/2022
Rheem Sales Company, Inc. | Mainline | ML921V0703A17M4 | Federally-Regulated Consumer Product | Non-Weatherized, Condensing Ga | 1166 | 246 |  | 06/22/2022 | 70001 | 208676670 | 06/24/2022
Rheem Sales Company, Inc. | Mainline | ML921V0403A17M4 | Federally-Regulated Consumer Product | Non-Weatherized, Condensing Ga | 1292 | 228 |  | 06/22/2022 | 42494 | 208676668 | 06/24/2022
Rheem Sales Company, Inc. | Mainline | MP951W0403A17M4 | Federally-Regulated Consumer Product | Non-Weatherized, Condensing Ga | 1292 | 228 |  | 06/22/2022 | 42494 | 208676689 | 06/24/2022
Rheem Sales Company, Inc. | Mainline | ML951V1155A24M4 | Federally-Regulated Consumer Product | Non-Weatherized, Condensing Ga | 2137 | 231 |  | 06/22/2022 | 111605 | 208676688 | 06/24/2022
Rheem Sales Company, Inc. | Mainline | ML921V0855A21M4 | Federally-Regulated Consumer Product | Non-Weatherized, Condensing Ga | 1851 | 246 |  | 06/22/2022 | 84247 | 208676672 | 06/24/2022
Rheem Sales Company, Inc. | Mainline | ML921V1005A21M4 | Federally-Regulated Consumer Product | Non-Weatherized, Condensing Ga | 2153 | 271 |  | 06/22/2022 | 98911 | 208676673 | 06/24/2022
Rheem Sales Company, Inc. | Mainline | MP951W1005A21M4 | Federally-Regulated Consumer Product | Non-Weatherized, Condensing Ga | 2153 | 271 |  | 06/22/2022 | 98911 | 208676694 | 06/24/2022
Rheem Sales Company, Inc. | Mainline | MP951W0705A21M4 | Federally-Regulated Consumer Product | Non-Weatherized, Condensing Ga | 1835 | 248 |  | 06/22/2022 | 69808 | 208676692 | 06/24/2022
Rheem Sales Company, Inc. | Mainline | MP921W0855A21M4 | Federally-Regulated Consumer Product | Non-Weatherized, Condensing Ga | 1851 | 246 |  | 06/22/2022 | 84247 | 208676679 | 06/24/2022
Rheem Sales Company, Inc. | Mainline | ML951V0705A21M4 | Federally-Regulated Consumer Product | Non-Weatherized, Condensing Ga | 1835 | 248 |  | 06/22/2022 | 69808 | 208676685 | 06/24/2022
Rheem Sales Company, Inc. | Mainline | ML951V0855A21M4 | Federally-Regulated Consumer Product | Non-Weatherized, Condensing Ga | 1851 | 246 |  | 06/22/2022 | 84247 | 208676686 | 06/24/2022
Rheem Sales Company, Inc. | Mainline | MP951W0703A17M4 | Federally-Regulated Consumer Product | Non-Weatherized, Condensing Ga | 1166 | 246 |  | 06/22/2022 | 70001 | 208676691 | 06/24/2022
Rheem Sales Company, Inc. | Mainline | MP951W0603A17M4 | Federally-Regulated Consumer Product | Non-Weatherized, Condensing Ga | 1356 | 249 |  | 06/22/2022 | 56054 | 208676690 | 06/24/2022
Rheem Sales Company, Inc. | Mainline | MP921W1005A21M4 | Federally-Regulated Consumer Product | Non-Weatherized, Condensing Ga | 2153 | 271 |  | 06/22/2022 | 98911 | 208676680 | 06/24/2022
Rheem Sales Company, Inc. | Mainline | ML951V0603A17M4 | Federally-Regulated Consumer Product | Non-Weatherized, Condensing Ga | 1356 | 249 |  | 06/22/2022 | 56054 | 208676683 | 06/24/2022
Rheem Sales Company, Inc. | Mainline | ML921V1155A24M4 | Federally-Regulated Consumer Product | Non-Weatherized, Condensing Ga | 2137 | 231 |  | 06/22/2022 | 111605 | 208676674 | 06/24/2022
Rheem Sales Company, Inc. | Mainline | MP921W1155A24M4 | Federally-Regulated Consumer Product | Non-Weatherized, Condensing Ga | 2137 | 231 |  | 06/22/2022 | 111605 | 208676681 | 06/24/2022
Rheem Sales Company, Inc. | Mainline | ML921V0603A17M4 | Federally-Regulated Consumer Product | Non-Weatherized, Condensing Ga | 1356 | 249 |  | 06/22/2022 | 56054 | 208676669 | 06/24/2022
Rheem Sales Company, Inc. | Mainline | ML951V0403A17M4 | Federally-Regulated Consumer Product | Non-Weatherized, Condensing Ga | 1292 | 228 |  | 06/22/2022 | 42494 | 208676682 | 06/24/2022
Rheem Sales Company, Inc. | Mainline | ML921V0705A21M4 | Federally-Regulated Consumer Product | Non-Weatherized, Condensing Ga | 1835 | 248 |  | 06/22/2022 | 69808 | 208676671 | 06/24/2022
Rheem Sales Company, Inc. | Mainline | ML951V1005A21M4 | Federally-Regulated Consumer Product | Non-Weatherized, Condensing Ga | 2153 | 271 |  | 06/22/2022 | 98911 | 208676687 | 06/24/2022
Rheem Sales Company, Inc. | Mainline | MP951W0855A21M4 | Federally-Regulated Consumer Product | Non-Weatherized, Condensing Ga | 1851 | 246 |  | 06/22/2022 | 84247 | 208676693 | 06/24/2022
Rheem Sales Company, Inc. | Fujitsu | FF95SV307017M4S | Federally-Regulated Consumer Product | Non-Weatherized, Condensing Ga | 1166 | 246 |  | 06/22/2022 | 70001 | 208676630 | 06/24/2022
Rheem Sales Company, Inc. | Fujitsu | FF92SV510021M4S | Federally-Regulated Consumer Product | Non-Weatherized, Condensing Ga | 2153 | 271 |  | 06/22/2022 | 98911 | 208676626 | 06/24/2022
Rheem Sales Company, Inc. | Fujitsu | FF92SV307017M4S | Federally-Regulated Consumer Product | Non-Weatherized, Condensing Ga | 1166 | 246 |  | 06/22/2022 | 70001 | 208676623 | 06/24/2022
Rheem Sales Company, Inc. | Fujitsu | FF92SV306017M4S | Federally-Regulated Consumer Product | Non-Weatherized, Condensing Ga | 1356 | 249 |  | 06/22/2022 | 56054 | 208676622 | 06/24/2022
Rheem Sales Company, Inc. | Fujitsu | FF92SV511524M4S | Federally-Regulated Consumer Product | Non-Weatherized, Condensing Ga | 2137 | 231 |  | 06/22/2022 | 111605 | 208676627 | 06/24/2022
Rheem Sales Company, Inc. | Fujitsu | FF92SV508521M4S | Federally-Regulated Consumer Product | Non-Weatherized, Condensing Ga | 1851 | 246 |  | 06/22/2022 | 84247 | 208676625 | 06/24/2022
Rheem Sales Company, Inc. | Fujitsu | FF95SV511524M4S | Federally-Regulated Consumer Product | Non-Weatherized, Condensing Ga | 2137 | 231 |  | 06/22/2022 | 111605 | 208676634 | 06/24/2022
Rheem Sales Company, Inc. | Fujitsu | FF95SV304017M4S | Federally-Regulated Consumer Product | Non-Weatherized, Condensing Ga | 1292 | 228 |  | 06/22/2022 | 42494 | 208676628 | 06/24/2022
Rheem Sales Company, Inc. | Fujitsu | FF95SV306017M4S | Federally-Regulated Consumer Product | Non-Weatherized, Condensing Ga | 1356 | 249 |  | 06/22/2022 | 56054 | 208676629 | 06/24/2022
Rheem Sales Company, Inc. | Fujitsu | FF95SV510021M4S | Federally-Regulated Consumer Product | Non-Weatherized, Condensing Ga | 2153 | 271 |  | 06/22/2022 | 98911 | 208676633 | 06/24/2022
Rheem Sales Company, Inc. | Fujitsu | FF95SV507021M4S | Federally-Regulated Consumer Product | Non-Weatherized, Condensing Ga | 1835 | 248 |  | 06/22/2022 | 69808 | 208676631 | 06/24/2022
Rheem Sales Company, Inc. | Fujitsu | FF95SV508521M4S | Federally-Regulated Consumer Product | Non-Weatherized, Condensing Ga | 1851 | 246 |  | 06/22/2022 | 84247 | 208676632 | 06/24/2022
Rheem Sales Company, Inc. | Fujitsu | FF92SV507021M4S | Federally-Regulated Consumer Product | Non-Weatherized, Condensing Ga | 1835 | 248 |  | 06/22/2022 | 69808 | 208676624 | 06/24/2022
Rheem Sales Company, Inc. | Fujitsu | FF92SV304017M4S | Federally-Regulated Consumer Product | Non-Weatherized, Condensing Ga | 1292 | 228 |  | 06/22/2022 | 42494 | 208676621 | 06/24/2022
Rheem Sales Company, Inc. | DURASTAR | DR95M4AW0601317S | Federally-Regulated Consumer Product | Non-Weatherized, Condensing Ga | 1356 | 249 |  | 06/22/2022 | 56054 | 208676596 | 06/24/2022
Rheem Sales Company, Inc. | DURASTAR | DR95M4AW0851521S | Federally-Regulated Consumer Product | Non-Weatherized, Condensing Ga | 1851 | 246 |  | 06/22/2022 | 84247 | 208676599 | 06/24/2022
Rheem Sales Company, Inc. | DURASTAR | DR95M4AW0701317S | Federally-Regulated Consumer Product | Non-Weatherized, Condensing Ga | 1166 | 246 |  | 06/22/2022 | 70001 | 208676597 | 06/24/2022
Rheem Sales Company, Inc. | DURASTAR | DR95M4AW0701521S | Federally-Regulated Consumer Product | Non-Weatherized, Condensing Ga | 1835 | 248 |  | 06/22/2022 | 69808 | 208676598 | 06/24/2022
Rheem Sales Company, Inc. | DURASTAR | DR95M4AW1001521S | Federally-Regulated Consumer Product | Non-Weatherized, Condensing Ga | 2153 | 271 |  | 06/22/2022 | 98911 | 208676600 | 06/24/2022
Rheem Sales Company, Inc. | DURASTAR | DR95M4AT0401317S | Federally-Regulated Consumer Product | Non-Weatherized, Condensing Ga | 1292 | 228 |  | 06/22/2022 | 42494 | 208676588 | 06/24/2022
Rheem Sales Company, Inc. | DURASTAR | DR95M4AW1151524S | Federally-Regulated Consumer Product | Non-Weatherized, Condensing Ga | 2137 | 231 |  | 06/22/2022 | 111605 | 208676601 | 06/24/2022
Rheem Sales Company, Inc. | Sure | S951V0403A17M4 | Federally-Regulated Consumer Product | Non-Weatherized, Condensing Ga | 1292 | 228 |  | 06/22/2022 | 42494 | 208676325 | 06/24/2022
Rheem Sales Company, Inc. | Sure | S921V0403A17M4 | Federally-Regulated Consumer Product | Non-Weatherized, Condensing Ga | 1292 | 228 |  | 06/22/2022 | 42494 | 208676293 | 06/24/2022
Rheem Sales Company, Inc. | Sure | S951V1005A21M4 | Federally-Regulated Consumer Product | Non-Weatherized, Condensing Ga | 2153 | 271 |  | 06/22/2022 | 98911 | 208676330 | 06/24/2022
Rheem Sales Company, Inc. | Sure | S951V0705A21M4 | Federally-Regulated Consumer Product | Non-Weatherized, Condensing Ga | 1835 | 248 |  | 06/22/2022 | 69808 | 208676328 | 06/24/2022
Rheem Sales Company, Inc. | Sure | S921V0705A21M4 | Federally-Regulated Consumer Product | Non-Weatherized, Condensing Ga | 1835 | 248 |  | 06/22/2022 | 69808 | 208676296 | 06/24/2022
Rheem Sales Company, Inc. | Sure | S921V0703A17M4 | Federally-Regulated Consumer Product | Non-Weatherized, Condensing Ga | 1166 | 246 |  | 06/22/2022 | 70001 | 208676295 | 06/24/2022
Rheem Sales Company, Inc. | Sure | S921V0603A17M4 | Federally-Regulated Consumer Product | Non-Weatherized, Condensing Ga | 1356 | 249 |  | 06/22/2022 | 56054 | 208676294 | 06/24/2022
Rheem Sales Company, Inc. | Sure | S951V0855A21M4 | Federally-Regulated Consumer Product | Non-Weatherized, Condensing Ga | 1851 | 246 |  | 06/22/2022 | 84247 | 208676329 | 06/24/2022
Rheem Sales Company, Inc. | Sure | S951V1155A24M4 | Federally-Regulated Consumer Product | Non-Weatherized, Condensing Ga | 2137 | 231 |  | 06/22/2022 | 111605 | 208676273 | 06/24/2022
Rheem Sales Company, Inc. | Sure | S921V1005A21M4 | Federally-Regulated Consumer Product | Non-Weatherized, Condensing Ga | 2153 | 271 |  | 06/22/2022 | 98911 | 208676298 | 06/24/2022
Rheem Sales Company, Inc. | Sure | S921V0855A21M4 | Federally-Regulated Consumer Product | Non-Weatherized, Condensing Ga | 1851 | 246 |  | 06/22/2022 | 84247 | 208676297 | 06/24/2022
Rheem Sales Company, Inc. | Sure | S951V0603A17M4 | Federally-Regulated Consumer Product | Non-Weatherized, Condensing Ga | 1356 | 249 |  | 06/22/2022 | 56054 | 208676326 | 06/24/2022
Rheem Sales Company, Inc. | Sure | S921V1155A24M4 | Federally-Regulated Consumer Product | Non-Weatherized, Condensing Ga | 2137 | 231 |  | 06/22/2022 | 111605 | 208676299 | 06/24/2022
Rheem Sales Company, Inc. | Sure | S951V0703A17M4 | Federally-Regulated Consumer Product | Non-Weatherized, Condensing Ga | 1166 | 246 |  | 06/22/2022 | 70001 | 208676327 | 06/24/2022
Rheem Sales Company, Inc. | Weatherking | W951V1155A24M4 | Federally-Regulated Consumer Product | Non-Weatherized, Condensing Ga | 2137 | 231 |  | 06/22/2022 | 111605 | 208676274 | 06/24/2022
Rheem Sales Company, Inc. | Rheem | R951V0705A21M4 | Federally-Regulated Consumer Product | Non-Weatherized, Condensing Ga | 1835 | 248 |  | 06/22/2022 | 69808 | 208676310 | 06/24/2022
Rheem Sales Company, Inc. | Rheem | R921V1005A21M4 | Federally-Regulated Consumer Product | Non-Weatherized, Condensing Ga | 2153 | 271 |  | 06/22/2022 | 98911 | 208676277 | 06/24/2022
Rheem Sales Company, Inc. | Rheem | R951V0603A17M4 | Federally-Regulated Consumer Product | Non-Weatherized, Condensing Ga | 1356 | 249 |  | 06/22/2022 | 56054 | 208676308 | 06/24/2022
Rheem Sales Company, Inc. | Rheem | R921V0705A21M4 | Federally-Regulated Consumer Product | Non-Weatherized, Condensing Ga | 1835 | 248 |  | 06/22/2022 | 69808 | 208676275 | 06/24/2022
Rheem Sales Company, Inc. | Rheem | R951V1005A21M4 | Federally-Regulated Consumer Product | Non-Weatherized, Condensing Ga | 2153 | 271 |  | 06/22/2022 | 98911 | 208676312 | 06/24/2022
Rheem Sales Company, Inc. | Rheem | R951V0703A17M4 | Federally-Regulated Consumer Product | Non-Weatherized, Condensing Ga | 1166 | 246 |  | 06/22/2022 | 70001 | 208676309 | 06/24/2022
Rheem Sales Company, Inc. | Rheem | R951V0403A17M4 | Federally-Regulated Consumer Product | Non-Weatherized, Condensing Ga | 1292 | 228 |  | 06/22/2022 | 42494 | 208676307 | 06/24/2022
Rheem Sales Company, Inc. | Rheem | R921V0703A17M4 | Federally-Regulated Consumer Product | Non-Weatherized, Condensing Ga | 1166 | 246 |  | 06/22/2022 | 70001 | 208676339 | 06/24/2022
Rheem Sales Company, Inc. | Rheem | R951V0855A21M4 | Federally-Regulated Consumer Product | Non-Weatherized, Condensing Ga | 1851 | 246 |  | 06/22/2022 | 84247 | 208676311 | 06/24/2022
Rheem Sales Company, Inc. | Rheem | R921V0603A17M4 | Federally-Regulated Consumer Product | Non-Weatherized, Condensing Ga | 1356 | 249 |  | 06/22/2022 | 56054 | 208676338 | 06/24/2022
Rheem Sales Company, Inc. | Rheem | R951V1155A24M4 | Federally-Regulated Consumer Product | Non-Weatherized, Condensing Ga | 2137 | 231 |  | 06/22/2022 | 111605 | 208676270 | 06/24/2022
Rheem Sales Company, Inc. | Rheem | R921V0855A21M4 | Federally-Regulated Consumer Product | Non-Weatherized, Condensing Ga | 1851 | 246 |  | 06/22/2022 | 84247 | 208676276 | 06/24/2022
Rheem Sales Company, Inc. | Rheem | R921V1155A24M4 | Federally-Regulated Consumer Product | Non-Weatherized, Condensing Ga | 2137 | 231 |  | 06/22/2022 | 111605 | 208676278 | 06/24/2022
Rheem Sales Company, Inc. | Rheem | R921V0403A17M4 | Federally-Regulated Consumer Product | Non-Weatherized, Condensing Ga | 1292 | 228 |  | 06/22/2022 | 42494 | 208676337 | 06/24/2022
Rheem Sales Company, Inc. | Fujitsu | FF95SV307017M4S | Federally-Regulated Consumer Product | Non-Weatherized, Condensing Ga | 1166 | 246 |  | 06/24/2022 | 70001 | 208676630 | 06/24/2022
Rheem Sales Company, Inc. | Fujitsu | FF92SV510021M4S | Federally-Regulated Consumer Product | Non-Weatherized, Condensing Ga | 2153 | 271 |  | 06/24/2022 | 98911 | 208676626 | 06/24/2022
Rheem Sales Company, Inc. | Fujitsu | FF92SV307017M4S | Federally-Regulated Consumer Product | Non-Weatherized, Condensing Ga | 1166 | 246 |  | 06/24/2022 | 70001 | 208676623 | 06/24/2022
Rheem Sales Company, Inc. | Fujitsu | FF92SV306017M4S | Federally-Regulated Consumer Product | Non-Weatherized, Condensing Ga | 1356 | 249 |  | 06/24/2022 | 56054 | 208676622 | 06/24/2022
Rheem Sales Company, Inc. | Fujitsu | FF92SV511524M4S | Federally-Regulated Consumer Product | Non-Weatherized, Condensing Ga | 2137 | 231 |  | 06/24/2022 | 111605 | 208676627 | 06/24/2022
Rheem Sales Company, Inc. | Fujitsu | FF92SV508521M4S | Federally-Regulated Consumer Product | Non-Weatherized, Condensing Ga | 1851 | 246 |  | 06/24/2022 | 84247 | 208676625 | 06/24/2022
Rheem Sales Company, Inc. | Fujitsu | FF95SV511524M4S | Federally-Regulated Consumer Product | Non-Weatherized, Condensing Ga | 2137 | 231 |  | 06/24/2022 | 111605 | 208676634 | 06/24/2022
Rheem Sales Company, Inc. | Fujitsu | FF95SV304017M4S | Federally-Regulated Consumer Product | Non-Weatherized, Condensing Ga | 1292 | 228 |  | 06/24/2022 | 42494 | 208676628 | 06/24/2022
Rheem Sales Company, Inc. | Fujitsu | FF95SV306017M4S | Federally-Regulated Consumer Product | Non-Weatherized, Condensing Ga | 1356 | 249 |  | 06/24/2022 | 56054 | 208676629 | 06/24/2022
Rheem Sales Company, Inc. | Fujitsu | FF95SV510021M4S | Federally-Regulated Consumer Product | Non-Weatherized, Condensing Ga | 2153 | 271 |  | 06/24/2022 | 98911 | 208676633 | 06/24/2022
Rheem Sales Company, Inc. | Fujitsu | FF95SV507021M4S | Federally-Regulated Consumer Product | Non-Weatherized, Condensing Ga | 1835 | 248 |  | 06/24/2022 | 69808 | 208676631 | 06/24/2022
Rheem Sales Company, Inc. | Fujitsu | FF95SV508521M4S | Federally-Regulated Consumer Product | Non-Weatherized, Condensing Ga | 1851 | 246 |  | 06/24/2022 | 84247 | 208676632 | 06/24/2022
Rheem Sales Company, Inc. | Fujitsu | FF92SV507021M4S | Federally-Regulated Consumer Product | Non-Weatherized, Condensing Ga | 1835 | 248 |  | 06/24/2022 | 69808 | 208676624 | 06/24/2022
Rheem Sales Company, Inc. | Fujitsu | FF92SV304017M4S | Federally-Regulated Consumer Product | Non-Weatherized, Condensing Ga | 1292 | 228 |  | 06/24/2022 | 42494 | 208676621 | 06/24/2022
Rheem Sales Company, Inc. | DURASTAR | DR95M4AW0601317S | Federally-Regulated Consumer Product | Non-Weatherized, Condensing Ga | 1356 | 249 |  | 06/24/2022 | 56054 | 208676596 | 06/24/2022
Rheem Sales Company, Inc. | DURASTAR | DR95M4AW0851521S | Federally-Regulated Consumer Product | Non-Weatherized, Condensing Ga | 1851 | 246 |  | 06/24/2022 | 84247 | 208676599 | 06/24/2022
Rheem Sales Company, Inc. | DURASTAR | DR95M4AW0701317S | Federally-Regulated Consumer Product | Non-Weatherized, Condensing Ga | 1166 | 246 |  | 06/24/2022 | 70001 | 208676597 | 06/24/2022
Rheem Sales Company, Inc. | DURASTAR | DR95M4AW0701521S | Federally-Regulated Consumer Product | Non-Weatherized, Condensing Ga | 1835 | 248 |  | 06/24/2022 | 69808 | 208676598 | 06/24/2022
Rheem Sales Company, Inc. | DURASTAR | DR95M4AW1001521S | Federally-Regulated Consumer Product | Non-Weatherized, Condensing Ga | 2153 | 271 |  | 06/24/2022 | 98911 | 208676600 | 06/24/2022
Rheem Sales Company, Inc. | DURASTAR | DR95M4AT0401317S | Federally-Regulated Consumer Product | Non-Weatherized, Condensing Ga | 1292 | 228 |  | 06/24/2022 | 42494 | 208676588 | 06/24/2022
Rheem Sales Company, Inc. | DURASTAR | DR95M4AW1151524S | Federally-Regulated Consumer Product | Non-Weatherized, Condensing Ga | 2137 | 231 |  | 06/24/2022 | 111605 | 208676601 | 06/24/2022
Rheem Sales Company, Inc. | Mainline | ML951V0703A17M4 | Federally-Regulated Consumer Product | Non-Weatherized, Condensing Ga | 1166 | 246 |  | 06/24/2022 | 70001 | 208676684 | 06/24/2022
Rheem Sales Company, Inc. | Mainline | MP921W0603A17M4 | Federally-Regulated Consumer Product | Non-Weatherized, Condensing Ga | 1356 | 249 |  | 06/24/2022 | 56054 | 208676676 | 06/24/2022
Rheem Sales Company, Inc. | Mainline | MP951W1155A24M4 | Federally-Regulated Consumer Product | Non-Weatherized, Condensing Ga | 2137 | 231 |  | 06/24/2022 | 111605 | 208676695 | 06/24/2022
Rheem Sales Company, Inc. | Mainline | MP921W0705A21M4 | Federally-Regulated Consumer Product | Non-Weatherized, Condensing Ga | 1835 | 248 |  | 06/24/2022 | 69808 | 208676678 | 06/24/2022
Rheem Sales Company, Inc. | Mainline | MP921W0703A17M4 | Federally-Regulated Consumer Product | Non-Weatherized, Condensing Ga | 1166 | 246 |  | 06/24/2022 | 70001 | 208676677 | 06/24/2022
Rheem Sales Company, Inc. | Mainline | MP921W0403A17M4 | Federally-Regulated Consumer Product | Non-Weatherized, Condensing Ga | 1292 | 228 |  | 06/24/2022 | 42494 | 208676675 | 06/24/2022
Rheem Sales Company, Inc. | Mainline | ML921V0703A17M4 | Federally-Regulated Consumer Product | Non-Weatherized, Condensing Ga | 1166 | 246 |  | 06/24/2022 | 70001 | 208676670 | 06/24/2022
Rheem Sales Company, Inc. | Mainline | ML921V0403A17M4 | Federally-Regulated Consumer Product | Non-Weatherized, Condensing Ga | 1292 | 228 |  | 06/24/2022 | 42494 | 208676668 | 06/24/2022
Rheem Sales Company, Inc. | Mainline | MP951W0403A17M4 | Federally-Regulated Consumer Product | Non-Weatherized, Condensing Ga | 1292 | 228 |  | 06/24/2022 | 42494 | 208676689 | 06/24/2022
Rheem Sales Company, Inc. | Mainline | ML951V1155A24M4 | Federally-Regulated Consumer Product | Non-Weatherized, Condensing Ga | 2137 | 231 |  | 06/24/2022 | 111605 | 208676688 | 06/24/2022
Rheem Sales Company, Inc. | Mainline | ML921V0855A21M4 | Federally-Regulated Consumer Product | Non-Weatherized, Condensing Ga | 1851 | 246 |  | 06/24/2022 | 84247 | 208676672 | 06/24/2022
Rheem Sales Company, Inc. | Mainline | ML921V1005A21M4 | Federally-Regulated Consumer Product | Non-Weatherized, Condensing Ga | 2153 | 271 |  | 06/24/2022 | 98911 | 208676673 | 06/24/2022
Rheem Sales Company, Inc. | Mainline | MP951W1005A21M4 | Federally-Regulated Consumer Product | Non-Weatherized, Condensing Ga | 2153 | 271 |  | 06/24/2022 | 98911 | 208676694 | 06/24/2022
Rheem Sales Company, Inc. | Mainline | MP951W0705A21M4 | Federally-Regulated Consumer Product | Non-Weatherized, Condensing Ga | 1835 | 248 |  | 06/24/2022 | 69808 | 208676692 | 06/24/2022
Rheem Sales Company, Inc. | Mainline | MP921W0855A21M4 | Federally-Regulated Consumer Product | Non-Weatherized, Condensing Ga | 1851 | 246 |  | 06/24/2022 | 84247 | 208676679 | 06/24/2022
Rheem Sales Company, Inc. | Mainline | ML951V0705A21M4 | Federally-Regulated Consumer Product | Non-Weatherized, Condensing Ga | 1835 | 248 |  | 06/24/2022 | 69808 | 208676685 | 06/24/2022
Rheem Sales Company, Inc. | Mainline | ML951V0855A21M4 | Federally-Regulated Consumer Product | Non-Weatherized, Condensing Ga | 1851 | 246 |  | 06/24/2022 | 84247 | 208676686 | 06/24/2022
Rheem Sales Company, Inc. | Mainline | MP951W0703A17M4 | Federally-Regulated Consumer Product | Non-Weatherized, Condensing Ga | 1166 | 246 |  | 06/24/2022 | 70001 | 208676691 | 06/24/2022
Rheem Sales Company, Inc. | Mainline | MP951W0603A17M4 | Federally-Regulated Consumer Product | Non-Weatherized, Condensing Ga | 1356 | 249 |  | 06/24/2022 | 56054 | 208676690 | 06/24/2022
Rheem Sales Company, Inc. | Mainline | MP921W1005A21M4 | Federally-Regulated Consumer Product | Non-Weatherized, Condensing Ga | 2153 | 271 |  | 06/24/2022 | 98911 | 208676680 | 06/24/2022
Rheem Sales Company, Inc. | Mainline | ML951V0603A17M4 | Federally-Regulated Consumer Product | Non-Weatherized, Condensing Ga | 1356 | 249 |  | 06/24/2022 | 56054 | 208676683 | 06/24/2022
Rheem Sales Company, Inc. | Mainline | ML921V1155A24M4 | Federally-Regulated Consumer Product | Non-Weatherized, Condensing Ga | 2137 | 231 |  | 06/24/2022 | 111605 | 208676674 | 06/24/2022
Rheem Sales Company, Inc. | Mainline | MP921W1155A24M4 | Federally-Regulated Consumer Product | Non-Weatherized, Condensing Ga | 2137 | 231 |  | 06/24/2022 | 111605 | 208676681 | 06/24/2022
Rheem Sales Company, Inc. | Mainline | ML921V0603A17M4 | Federally-Regulated Consumer Product | Non-Weatherized, Condensing Ga | 1356 | 249 |  | 06/24/2022 | 56054 | 208676669 | 06/24/2022
Rheem Sales Company, Inc. | Mainline | ML951V0403A17M4 | Federally-Regulated Consumer Product | Non-Weatherized, Condensing Ga | 1292 | 228 |  | 06/24/2022 | 42494 | 208676682 | 06/24/2022
Rheem Sales Company, Inc. | Mainline | ML921V0705A21M4 | Federally-Regulated Consumer Product | Non-Weatherized, Condensing Ga | 1835 | 248 |  | 06/24/2022 | 69808 | 208676671 | 06/24/2022
Rheem Sales Company, Inc. | Mainline | ML951V1005A21M4 | Federally-Regulated Consumer Product | Non-Weatherized, Condensing Ga | 2153 | 271 |  | 06/24/2022 | 98911 | 208676687 | 06/24/2022
Rheem Sales Company, Inc. | Mainline | MP951W0855A21M4 | Federally-Regulated Consumer Product | Non-Weatherized, Condensing Ga | 1851 | 246 |  | 06/24/2022 | 84247 | 208676693 | 06/24/2022
Rheem Sales Company, Inc. | Ruud | R921V0403A17M4 | Federally-Regulated Consumer Product | Non-Weatherized, Condensing Ga | 1292 | 228 |  | 06/24/2022 | 42494 | 208676286 | 06/24/2022
Rheem Sales Company, Inc. | Ruud | R951V1005A21M4 | Federally-Regulated Consumer Product | Non-Weatherized, Condensing Ga | 2153 | 271 |  | 06/24/2022 | 98911 | 208676324 | 06/24/2022
Rheem Sales Company, Inc. | Ruud | R951V0705A21M4 | Federally-Regulated Consumer Product | Non-Weatherized, Condensing Ga | 1835 | 248 |  | 06/24/2022 | 69808 | 208676322 | 06/24/2022
Rheem Sales Company, Inc. | Ruud | R951V0855A21M4 | Federally-Regulated Consumer Product | Non-Weatherized, Condensing Ga | 1851 | 246 |  | 06/24/2022 | 84247 | 208676323 | 06/24/2022
Rheem Sales Company, Inc. | Ruud | R951V0603A17M4 | Federally-Regulated Consumer Product | Non-Weatherized, Condensing Ga | 1356 | 249 |  | 06/24/2022 | 56054 | 208676320 | 06/24/2022
Rheem Sales Company, Inc. | Ruud | R951V1155A24M4 | Federally-Regulated Consumer Product | Non-Weatherized, Condensing Ga | 2137 | 231 |  | 06/24/2022 | 111605 | 208676272 | 06/24/2022
Rheem Sales Company, Inc. | Ruud | R921V0703A17M4 | Federally-Regulated Consumer Product | Non-Weatherized, Condensing Ga | 1166 | 246 |  | 06/24/2022 | 70001 | 208676288 | 06/24/2022
Rheem Sales Company, Inc. | Ruud | R951V0403A17M4 | Federally-Regulated Consumer Product | Non-Weatherized, Condensing Ga | 1292 | 228 |  | 06/24/2022 | 42494 | 208676319 | 06/24/2022
Rheem Sales Company, Inc. | Ruud | R951V0703A17M4 | Federally-Regulated Consumer Product | Non-Weatherized, Condensing Ga | 1166 | 246 |  | 06/24/2022 | 70001 | 208676321 | 06/24/2022
Rheem Sales Company, Inc. | Ruud | R921V1005A21M4 | Federally-Regulated Consumer Product | Non-Weatherized, Condensing Ga | 2153 | 271 |  | 06/24/2022 | 98911 | 208676291 | 06/24/2022
Rheem Sales Company, Inc. | Ruud | R921V0705A21M4 | Federally-Regulated Consumer Product | Non-Weatherized, Condensing Ga | 1835 | 248 |  | 06/24/2022 | 69808 | 208676289 | 06/24/2022
Rheem Sales Company, Inc. | Ruud | R921V0603A17M4 | Federally-Regulated Consumer Product | Non-Weatherized, Condensing Ga | 1356 | 249 |  | 06/24/2022 | 56054 | 208676287 | 06/24/2022
Rheem Sales Company, Inc. | Ruud | R921V1155A24M4 | Federally-Regulated Consumer Product | Non-Weatherized, Condensing Ga | 2137 | 231 |  | 06/24/2022 | 111605 | 208676292 | 06/24/2022
Rheem Sales Company, Inc. | Ruud | R921V0855A21M4 | Federally-Regulated Consumer Product | Non-Weatherized, Condensing Ga | 1851 | 246 |  | 06/24/2022 | 84247 | 208676290 | 06/24/2022
Rheem Sales Company, Inc. | Weatherking | W951V1155A24M4 | Federally-Regulated Consumer Product | Non-Weatherized, Condensing Ga | 2137 | 231 |  | 06/24/2022 | 111605 | 208676274 | 06/24/2022
Rheem Sales Company, Inc. | Rheem | R951V0705A21M4 | Federally-Regulated Consumer Product | Non-Weatherized, Condensing Ga | 1835 | 248 |  | 06/24/2022 | 69808 | 208676310 | 06/24/2022
Rheem Sales Company, Inc. | Rheem | R921V1005A21M4 | Federally-Regulated Consumer Product | Non-Weatherized, Condensing Ga | 2153 | 271 |  | 06/24/2022 | 98911 | 208676277 | 06/24/2022
Rheem Sales Company, Inc. | Rheem | R951V0603A17M4 | Federally-Regulated Consumer Product | Non-Weatherized, Condensing Ga | 1356 | 249 |  | 06/24/2022 | 56054 | 208676308 | 06/24/2022
Rheem Sales Company, Inc. | Rheem | R921V0705A21M4 | Federally-Regulated Consumer Product | Non-Weatherized, Condensing Ga | 1835 | 248 |  | 06/24/2022 | 69808 | 208676275 | 06/24/2022
Rheem Sales Company, Inc. | Rheem | R951V1005A21M4 | Federally-Regulated Consumer Product | Non-Weatherized, Condensing Ga | 2153 | 271 |  | 06/24/2022 | 98911 | 208676312 | 06/24/2022
Rheem Sales Company, Inc. | Rheem | R951V0703A17M4 | Federally-Regulated Consumer Product | Non-Weatherized, Condensing Ga | 1166 | 246 |  | 06/24/2022 | 70001 | 208676309 | 06/24/2022
Rheem Sales Company, Inc. | Rheem | R951V0403A17M4 | Federally-Regulated Consumer Product | Non-Weatherized, Condensing Ga | 1292 | 228 |  | 06/24/2022 | 42494 | 208676307 | 06/24/2022
Rheem Sales Company, Inc. | Rheem | R921V0703A17M4 | Federally-Regulated Consumer Product | Non-Weatherized, Condensing Ga | 1166 | 246 |  | 06/24/2022 | 70001 | 208676339 | 06/24/2022
Rheem Sales Company, Inc. | Rheem | R951V0855A21M4 | Federally-Regulated Consumer Product | Non-Weatherized, Condensing Ga | 1851 | 246 |  | 06/24/2022 | 84247 | 208676311 | 06/24/2022
Rheem Sales Company, Inc. | Rheem | R921V0603A17M4 | Federally-Regulated Consumer Product | Non-Weatherized, Condensing Ga | 1356 | 249 |  | 06/24/2022 | 56054 | 208676338 | 06/24/2022
Rheem Sales Company, Inc. | Rheem | R951V1155A24M4 | Federally-Regulated Consumer Product | Non-Weatherized, Condensing Ga | 2137 | 231 |  | 06/24/2022 | 111605 | 208676270 | 06/24/2022
Rheem Sales Company, Inc. | Rheem | R921V0855A21M4 | Federally-Regulated Consumer Product | Non-Weatherized, Condensing Ga | 1851 | 246 |  | 06/24/2022 | 84247 | 208676276 | 06/24/2022
Rheem Sales Company, Inc. | Rheem | R921V1155A24M4 | Federally-Regulated Consumer Product | Non-Weatherized, Condensing Ga | 2137 | 231 |  | 06/24/2022 | 111605 | 208676278 | 06/24/2022
Rheem Sales Company, Inc. | Rheem | R921V0403A17M4 | Federally-Regulated Consumer Product | Non-Weatherized, Condensing Ga | 1292 | 228 |  | 06/24/2022 | 42494 | 208676337 | 06/24/2022
Rheem Sales Company, Inc. | Sure | S951V0403A17M4 | Federally-Regulated Consumer Product | Non-Weatherized, Condensing Ga | 1292 | 228 |  | 06/24/2022 | 42494 | 208676325 | 06/24/2022
Rheem Sales Company, Inc. | Sure | S921V0403A17M4 | Federally-Regulated Consumer Product | Non-Weatherized, Condensing Ga | 1292 | 228 |  | 06/24/2022 | 42494 | 208676293 | 06/24/2022
Rheem Sales Company, Inc. | Sure | S951V1005A21M4 | Federally-Regulated Consumer Product | Non-Weatherized, Condensing Ga | 2153 | 271 |  | 06/24/2022 | 98911 | 208676330 | 06/24/2022
Rheem Sales Company, Inc. | Sure | S951V0705A21M4 | Federally-Regulated Consumer Product | Non-Weatherized, Condensing Ga | 1835 | 248 |  | 06/24/2022 | 69808 | 208676328 | 06/24/2022
Rheem Sales Company, Inc. | Sure | S921V0705A21M4 | Federally-Regulated Consumer Product | Non-Weatherized, Condensing Ga | 1835 | 248 |  | 06/24/2022 | 69808 | 208676296 | 06/24/2022
Rheem Sales Company, Inc. | Sure | S921V0703A17M4 | Federally-Regulated Consumer Product | Non-Weatherized, Condensing Ga | 1166 | 246 |  | 06/24/2022 | 70001 | 208676295 | 06/24/2022
Rheem Sales Company, Inc. | Sure | S921V0603A17M4 | Federally-Regulated Consumer Product | Non-Weatherized, Condensing Ga | 1356 | 249 |  | 06/24/2022 | 56054 | 208676294 | 06/24/2022
Rheem Sales Company, Inc. | Sure | S951V0855A21M4 | Federally-Regulated Consumer Product | Non-Weatherized, Condensing Ga | 1851 | 246 |  | 06/24/2022 | 84247 | 208676329 | 06/24/2022
Rheem Sales Company, Inc. | Sure | S951V1155A24M4 | Federally-Regulated Consumer Product | Non-Weatherized, Condensing Ga | 2137 | 231 |  | 06/24/2022 | 111605 | 208676273 | 06/24/2022
Rheem Sales Company, Inc. | Sure | S921V1005A21M4 | Federally-Regulated Consumer Product | Non-Weatherized, Condensing Ga | 2153 | 271 |  | 06/24/2022 | 98911 | 208676298 | 06/24/2022
Rheem Sales Company, Inc. | Sure | S921V0855A21M4 | Federally-Regulated Consumer Product | Non-Weatherized, Condensing Ga | 1851 | 246 |  | 06/24/2022 | 84247 | 208676297 | 06/24/2022
Rheem Sales Company, Inc. | Sure | S951V0603A17M4 | Federally-Regulated Consumer Product | Non-Weatherized, Condensing Ga | 1356 | 249 |  | 06/24/2022 | 56054 | 208676326 | 06/24/2022
Rheem Sales Company, Inc. | Sure | S921V1155A24M4 | Federally-Regulated Consumer Product | Non-Weatherized, Condensing Ga | 2137 | 231 |  | 06/24/2022 | 111605 | 208676299 | 06/24/2022
Rheem Sales Company, Inc. | Sure | S951V0703A17M4 | Federally-Regulated Consumer Product | Non-Weatherized, Condensing Ga | 1166 | 246 |  | 06/24/2022 | 70001 | 208676327 | 06/24/2022
Rheem Sales Company, Inc. | Rheem | RGEA15030AJV06XAB | Federally-Regulated Consumer Product | Weatherized Non-Condensing Gas | 1402 | 261 |  | 12/01/2021 | 80658 | 203404529 | 06/30/2022
Rheem Sales Company, Inc. | Rheem | RGEA14024AJT08XAC | Federally-Regulated Consumer Product | Weatherized Non-Condensing Gas | 1127 | 249 |  | 12/01/2021 | 80320 | 206606588 | 06/30/2022
Rheem Sales Company, Inc. | Rheem | RGEA16036AJV06TAB | Federally-Regulated Consumer Product | Weatherized Non-Condensing Gas | 1648 | 259 |  | 01/20/2021 | 76362 | 203404615 | 06/30/2022
Rheem Sales Company, Inc. | Rheem | RGEA14036AJT101AC | Federally-Regulated Consumer Product | Weatherized Non-Condensing Gas | 1430 | 262 |  | 12/01/2021 | 99665 | 206606416 | 06/30/2022
Rheem Sales Company, Inc. | Rheem | RGEA16048AJV102AB | Federally-Regulated Consumer Product | Weatherized Non-Condensing Gas | 1845 | 280 |  | 12/01/2021 | 76171 | 203404629 | 06/30/2022
Rheem Sales Company, Inc. | Rheem | RGEA14030AJT04UAA | Federally-Regulated Consumer Product | Weatherized Non-Condensing Gas | 1189 | 251 |  | 08/05/2020 | 39887 | 205963370 | 06/30/2022
Rheem Sales Company, Inc. | Rheem | RGEA14024AJT081AC | Federally-Regulated Consumer Product | Weatherized Non-Condensing Gas | 1127 | 249 |  | 12/01/2021 | 80320 | 206606411 | 06/30/2022
Rheem Sales Company, Inc. | Rheem | RGEA15048AJV101AB | Federally-Regulated Consumer Product | Weatherized Non-Condensing Gas | 1720 | 275 |  | 12/01/2021 | 99897 | 203404593 | 06/30/2022
Rheem Sales Company, Inc. | Rheem | RGECZR060AJT12**B | Federally-Regulated Consumer Product | Weatherized Non-Condensing Gas | 2183 | 266 |  | 12/01/2021 | 83968 | 206717349 | 06/30/2022
Rheem Sales Company, Inc. | Rheem | RGEA16048AJV08TAB | Federally-Regulated Consumer Product | Weatherized Non-Condensing Gas | 1845 | 272 |  | 01/20/2021 | 76171 | 203404627 | 06/30/2022
Rheem Sales Company, Inc. | Rheem | RGECZR060AJT12**A | Federally-Regulated Consumer Product | Weatherized Non-Condensing Gas | 2183 | 266 |  | 12/01/2021 | 83968 | 203473619 | 06/30/2022
Rheem Sales Company, Inc. | Rheem | RGEA15048AJV081AB | Federally-Regulated Consumer Product | Weatherized Non-Condensing Gas | 1720 | 275 |  | 01/20/2021 | 99897 | 203404585 | 06/30/2022
Rheem Sales Company, Inc. | Rheem | RGEA15030AJV061AB | Federally-Regulated Consumer Product | Weatherized Non-Condensing Gas | 1402 | 261 |  | 12/01/2021 | 80658 | 203404525 | 06/30/2022
Rheem Sales Company, Inc. | Rheem | RGEA15030AJV081AB | Federally-Regulated Consumer Product | Weatherized Non-Condensing Gas | 1402 | 261 |  | 12/01/2021 | 80658 | 203404533 | 06/30/2022
Rheem Sales Company, Inc. | Rheem | RGEA14036AJT08UAA | Federally-Regulated Consumer Product | Weatherized Non-Condensing Gas | 1382 | 260 |  | 12/01/2021 | 80891 | 205962902 | 06/30/2022
Rheem Sales Company, Inc. | Rheem | RGEA16036AJV102AB | Federally-Regulated Consumer Product | Weatherized Non-Condensing Gas | 1648 | 272 |  | 12/01/2021 | 76362 | 203404621 | 06/30/2022
Rheem Sales Company, Inc. | Rheem | RGEA14048AJT101AB | Federally-Regulated Consumer Product | Weatherized Non-Condensing Gas | 1809 | 279 |  | 12/01/2021 | 99189 | 203404493 | 06/30/2022
Rheem Sales Company, Inc. | Rheem | RGEA14030AJT061AC | Federally-Regulated Consumer Product | Weatherized Non-Condensing Gas | 1147 | 249 |  | 12/01/2021 | 79965 | 206606412 | 06/30/2022
Rheem Sales Company, Inc. | Rheem | RGEA14036AJT061AC | Federally-Regulated Consumer Product | Weatherized Non-Condensing Gas | 1430 | 262 |  | 12/01/2021 | 99665 | 206606414 | 06/30/2022
Rheem Sales Company, Inc. | Rheem | RGEA15060AJV10XAB | Federally-Regulated Consumer Product | Weatherized Non-Condensing Gas | 2166 | 294 |  | 12/01/2021 | 100081 | 203404605 | 06/30/2022
Rheem Sales Company, Inc. | Rheem | RGEA14048AJT10UAA | Federally-Regulated Consumer Product | Weatherized Non-Condensing Gas | 1832 | 280 |  | 12/01/2021 | 100370 | 205962904 | 06/30/2022
Rheem Sales Company, Inc. | Rheem | RGEA14024AJT06XAC | Federally-Regulated Consumer Product | Weatherized Non-Condensing Gas | 1127 | 249 |  | 12/01/2021 | 80320 | 206606579 | 06/30/2022
Rheem Sales Company, Inc. | Rheem | RGECZR048AJT07**B | Federally-Regulated Consumer Product | Weatherized Non-Condensing Gas | 1873 | 167 |  | 03/10/2021 | 52596 | 206717346 | 06/30/2022
Rheem Sales Company, Inc. | Rheem | RGEA14042AJT08UAA | Federally-Regulated Consumer Product | Weatherized Non-Condensing Gas | 1635 | 271 |  | 12/01/2021 | 80943 | 205962905 | 06/30/2022
Rheem Sales Company, Inc. | Rheem | RGEA14024AJT06UAA | Federally-Regulated Consumer Product | Weatherized Non-Condensing Gas | 1236 | 253 |  | 12/01/2021 | 61566 | 205962900 | 06/30/2022
Rheem Sales Company, Inc. | Rheem | RGEA14030AJT08XAC | Federally-Regulated Consumer Product | Weatherized Non-Condensing Gas | 1147 | 249 |  | 12/01/2021 | 79965 | 206606606 | 06/30/2022
Rheem Sales Company, Inc. | Rheem | RGEA14042AJT10XAC | Federally-Regulated Consumer Product | Weatherized Non-Condensing Gas | 1494 | 265 |  | 12/01/2021 | 99609 | 206606654 | 06/30/2022
Rheem Sales Company, Inc. | Rheem | RGEA14036AJT10XAC | Federally-Regulated Consumer Product | Weatherized Non-Condensing Gas | 1430 | 262 |  | 12/01/2021 | 99665 | 206606633 | 06/30/2022
Rheem Sales Company, Inc. | Rheem | RGEA14030AJT081AC | Federally-Regulated Consumer Product | Weatherized Non-Condensing Gas | 1147 | 249 |  | 12/01/2021 | 79965 | 206606413 | 06/30/2022
Rheem Sales Company, Inc. | Rheem | RGEA14042AJT081AC | Federally-Regulated Consumer Product | Weatherized Non-Condensing Gas | 1494 | 265 |  | 12/01/2021 | 99609 | 206606417 | 06/30/2022
Rheem Sales Company, Inc. | Rheem | RGEA14048AJT081AB | Federally-Regulated Consumer Product | Weatherized Non-Condensing Gas | 1809 | 279 |  | 12/01/2021 | 99189 | 203404485 | 06/30/2022
Rheem Sales Company, Inc. | Rheem | RGEA16036AJV08TAB | Federally-Regulated Consumer Product | Weatherized Non-Condensing Gas | 1648 | 272 |  | 01/20/2021 | 76362 | 203404619 | 06/30/2022
Rheem Sales Company, Inc. | Rheem | RGEA14048AJT08XAB | Federally-Regulated Consumer Product | Weatherized Non-Condensing Gas | 1809 | 279 |  | 12/01/2021 | 99189 | 203404489 | 06/30/2022
Rheem Sales Company, Inc. | Rheem | RGEA16036AJV10TAB | Federally-Regulated Consumer Product | Weatherized Non-Condensing Gas | 1648 | 272 |  | 12/01/2021 | 76362 | 203404623 | 06/30/2022
Rheem Sales Company, Inc. | Rheem | RGEA16048AJV082AB | Federally-Regulated Consumer Product | Weatherized Non-Condensing Gas | 1845 | 272 |  | 01/20/2021 | 76171 | 203404625 | 06/30/2022
Rheem Sales Company, Inc. | Rheem | RGEA14030AJT06XAC | Federally-Regulated Consumer Product | Weatherized Non-Condensing Gas | 1147 | 249 |  | 12/01/2021 | 79965 | 206606597 | 06/30/2022
Rheem Sales Company, Inc. | Rheem | RGEA14024AJT04UAA | Federally-Regulated Consumer Product | Weatherized Non-Condensing Gas | 1181 | 251 |  | 08/05/2020 | 40068 | 205962907 | 06/30/2022
Rheem Sales Company, Inc. | Rheem | RGEA15048AJV10XAB | Federally-Regulated Consumer Product | Weatherized Non-Condensing Gas | 1720 | 275 |  | 12/01/2021 | 99897 | 203404597 | 06/30/2022
Rheem Sales Company, Inc. | Rheem | RGEA14036AJT06UAA | Federally-Regulated Consumer Product | Weatherized Non-Condensing Gas | 1434 | 262 |  | 12/01/2021 | 60723 | 205962901 | 06/30/2022
Rheem Sales Company, Inc. | Rheem | RGECZR036AJT07**B | Federally-Regulated Consumer Product | Weatherized Non-Condensing Gas | 1475 | 165 |  | 03/10/2021 | 53157 | 206717344 | 06/30/2022
Rheem Sales Company, Inc. | Rheem | RGEA16048AJV10TAB | Federally-Regulated Consumer Product | Weatherized Non-Condensing Gas | 1845 | 280 |  | 12/01/2021 | 76171 | 203404631 | 06/30/2022
Rheem Sales Company, Inc. | Rheem | RGEA16024AJV062AB | Federally-Regulated Consumer Product | Weatherized Non-Condensing Gas | 1358 | 259 |  | 01/20/2021 | 46205 | 203404609 | 06/30/2022
Rheem Sales Company, Inc. | Rheem | RGECZR048AJT07**A | Federally-Regulated Consumer Product | Weatherized Non-Condensing Gas | 1873 | 167 |  | 01/20/2021 | 52596 | 203473616 | 06/30/2022
Rheem Sales Company, Inc. | Rheem | RGEA14042AJT101AC | Federally-Regulated Consumer Product | Weatherized Non-Condensing Gas | 1494 | 265 |  | 12/01/2021 | 99609 | 206606418 | 06/30/2022
Rheem Sales Company, Inc. | Rheem | RGEA14024AJT061AC | Federally-Regulated Consumer Product | Weatherized Non-Condensing Gas | 1127 | 249 |  | 12/01/2021 | 80320 | 206606410 | 06/30/2022
Rheem Sales Company, Inc. | Rheem | RGEA16060AJV102AB | Federally-Regulated Consumer Product | Weatherized Non-Condensing Gas | 2330 | 280 |  | 01/20/2021 | 75239 | 203404633 | 06/30/2022
Rheem Sales Company, Inc. | Rheem | RGEA16036AJV062AB | Federally-Regulated Consumer Product | Weatherized Non-Condensing Gas | 1648 | 259 |  | 01/20/2021 | 76362 | 203404613 | 06/30/2022
Rheem Sales Company, Inc. | Rheem | RGEA14048AJT08UAA | Federally-Regulated Consumer Product | Weatherized Non-Condensing Gas | 2026 | 288 |  | 12/01/2021 | 80019 | 205962903 | 06/30/2022
Rheem Sales Company, Inc. | Rheem | RGECZR036AJT07**A | Federally-Regulated Consumer Product | Weatherized Non-Condensing Gas | 1475 | 165 |  | 01/20/2021 | 53157 | 203473614 | 06/30/2022
Rheem Sales Company, Inc. | Rheem | RGEA14060AJT10UAA | Federally-Regulated Consumer Product | Weatherized Non-Condensing Gas | 2066 | 290 |  | 12/01/2021 | 100130 | 205962906 | 06/30/2022
Rheem Sales Company, Inc. | Rheem | RGEA16036AJV082AB | Federally-Regulated Consumer Product | Weatherized Non-Condensing Gas | 1648 | 272 |  | 01/20/2021 | 76362 | 203404617 | 06/30/2022
Rheem Sales Company, Inc. | Rheem | RGEA16024AJV06TAB | Federally-Regulated Consumer Product | Weatherized Non-Condensing Gas | 1358 | 259 |  | 01/20/2021 | 46205 | 203404611 | 06/30/2022
Rheem Sales Company, Inc. | Rheem | RGEA15060AJV101AB | Federally-Regulated Consumer Product | Weatherized Non-Condensing Gas | 2166 | 294 |  | 12/01/2021 | 100081 | 203404601 | 06/30/2022
Rheem Sales Company, Inc. | Rheem | RGEA14030AJT06UAA | Federally-Regulated Consumer Product | Weatherized Non-Condensing Gas | 1125 | 248 |  | 12/01/2021 | 60094 | 205963369 | 06/30/2022
Rheem Sales Company, Inc. | Rheem | RGEA15030AJV08XAB | Federally-Regulated Consumer Product | Weatherized Non-Condensing Gas | 1402 | 261 |  | 12/01/2021 | 80658 | 203404537 | 06/30/2022
Rheem Sales Company, Inc. | Rheem | RGEA14042AJT08XAC | Federally-Regulated Consumer Product | Weatherized Non-Condensing Gas | 1494 | 265 |  | 12/01/2021 | 99609 | 206606645 | 06/30/2022
Rheem Sales Company, Inc. | Rheem | RGEA14036AJT08XAC | Federally-Regulated Consumer Product | Weatherized Non-Condensing Gas | 1430 | 262 |  | 12/01/2021 | 99665 | 206606624 | 06/30/2022
Rheem Sales Company, Inc. | Rheem | RGEA14048AJT10XAB | Federally-Regulated Consumer Product | Weatherized Non-Condensing Gas | 1809 | 279 |  | 12/01/2021 | 99189 | 203404497 | 06/30/2022
Rheem Sales Company, Inc. | Rheem | RGEA14036AJT06XAC | Federally-Regulated Consumer Product | Weatherized Non-Condensing Gas | 1430 | 262 |  | 12/01/2021 | 99665 | 206606615 | 06/30/2022
Rheem Sales Company, Inc. | Rheem | RGEA16060AJV10TAB | Federally-Regulated Consumer Product | Weatherized Non-Condensing Gas | 2330 | 280 |  | 01/20/2021 | 75239 | 203404635 | 06/30/2022
Rheem Sales Company, Inc. | Rheem | RGEA14036AJT081AC | Federally-Regulated Consumer Product | Weatherized Non-Condensing Gas | 1430 | 262 |  | 12/01/2021 | 99665 | 206606415 | 06/30/2022
Rheem Sales Company, Inc. | Rheem | RGEA15048AJV08XAB | Federally-Regulated Consumer Product | Weatherized Non-Condensing Gas | 1720 | 275 |  | 01/20/2021 | 99897 | 203404589 | 06/30/2022
Rheem Sales Company, Inc. | Weatherking | RGEA15048AJV08XAB | Federally-Regulated Consumer Product | Weatherized Non-Condensing Gas | 1720 | 275 |  | 01/20/2021 | 99897 | 203404592 | 06/30/2022
Rheem Sales Company, Inc. | Weatherking | RGEA14048AJT08XAB | Federally-Regulated Consumer Product | Weatherized Non-Condensing Gas | 1809 | 279 |  | 12/01/2021 | 99189 | 203404492 | 06/30/2022
Rheem Sales Company, Inc. | Weatherking | RGEA14024AJT061AC | Federally-Regulated Consumer Product | Weatherized Non-Condensing Gas | 1127 | 249 |  | 12/01/2021 | 80320 | 206606577 | 06/30/2022
Rheem Sales Company, Inc. | Weatherking | RGEA14030AJT06XAC | Federally-Regulated Consumer Product | Weatherized Non-Condensing Gas | 1147 | 249 |  | 12/01/2021 | 79965 | 206606600 | 06/30/2022
Rheem Sales Company, Inc. | Weatherking | RGEA14048AJT10XAB | Federally-Regulated Consumer Product | Weatherized Non-Condensing Gas | 1809 | 279 |  | 12/01/2021 | 99189 | 203404500 | 06/30/2022
Rheem Sales Company, Inc. | Weatherking | RGEA14036AJT06XAC | Federally-Regulated Consumer Product | Weatherized Non-Condensing Gas | 1430 | 262 |  | 12/01/2021 | 99665 | 206606618 | 06/30/2022
Rheem Sales Company, Inc. | Weatherking | RGEA14024AJT08XAC | Federally-Regulated Consumer Product | Weatherized Non-Condensing Gas | 1127 | 249 |  | 12/01/2021 | 80320 | 206606591 | 06/30/2022
Rheem Sales Company, Inc. | Weatherking | RGEA15030AJV061AB | Federally-Regulated Consumer Product | Weatherized Non-Condensing Gas | 1402 | 261 |  | 12/01/2021 | 80658 | 203404528 | 06/30/2022
Rheem Sales Company, Inc. | Weatherking | RGEA14024AJT06XAC | Federally-Regulated Consumer Product | Weatherized Non-Condensing Gas | 1127 | 249 |  | 12/01/2021 | 80320 | 206606582 | 06/30/2022
Rheem Sales Company, Inc. | Weatherking | RGEA14030AJT08XAC | Federally-Regulated Consumer Product | Weatherized Non-Condensing Gas | 1147 | 249 |  | 12/01/2021 | 79965 | 206606609 | 06/30/2022
Rheem Sales Company, Inc. | Weatherking | RGEA15048AJV101AB | Federally-Regulated Consumer Product | Weatherized Non-Condensing Gas | 1720 | 275 |  | 12/01/2021 | 99897 | 203404596 | 06/30/2022
Rheem Sales Company, Inc. | Weatherking | RGEA14024AJT081AC | Federally-Regulated Consumer Product | Weatherized Non-Condensing Gas | 1127 | 249 |  | 12/01/2021 | 80320 | 206606586 | 06/30/2022
Rheem Sales Company, Inc. | Weatherking | RGEA15030AJV08XAB | Federally-Regulated Consumer Product | Weatherized Non-Condensing Gas | 1402 | 261 |  | 12/01/2021 | 80658 | 203404540 | 06/30/2022
Rheem Sales Company, Inc. | Weatherking | RGEA15048AJV081AB | Federally-Regulated Consumer Product | Weatherized Non-Condensing Gas | 1720 | 275 |  | 01/20/2021 | 99897 | 203404588 | 06/30/2022
Rheem Sales Company, Inc. | Weatherking | RGEA14036AJT10XAC | Federally-Regulated Consumer Product | Weatherized Non-Condensing Gas | 1430 | 262 |  | 12/01/2021 | 99665 | 206606636 | 06/30/2022
Rheem Sales Company, Inc. | Weatherking | RGEA14048AJT081AB | Federally-Regulated Consumer Product | Weatherized Non-Condensing Gas | 1809 | 279 |  | 12/01/2021 | 99189 | 203404488 | 06/30/2022
Rheem Sales Company, Inc. | Weatherking | RGEA15060AJV101AB | Federally-Regulated Consumer Product | Weatherized Non-Condensing Gas | 2166 | 294 |  | 12/01/2021 | 100081 | 203404604 | 06/30/2022
Rheem Sales Company, Inc. | Weatherking | RGEA14042AJT10XAC | Federally-Regulated Consumer Product | Weatherized Non-Condensing Gas | 1494 | 265 |  | 12/01/2021 | 99609 | 206606653 | 06/30/2022
Rheem Sales Company, Inc. | Weatherking | RGEA14036AJT101AC | Federally-Regulated Consumer Product | Weatherized Non-Condensing Gas | 1430 | 262 |  | 12/01/2021 | 99665 | 206606631 | 06/30/2022
Rheem Sales Company, Inc. | Weatherking | RGEA15060AJV10XAB | Federally-Regulated Consumer Product | Weatherized Non-Condensing Gas | 2166 | 294 |  | 12/01/2021 | 100081 | 203404608 | 06/30/2022
Rheem Sales Company, Inc. | Weatherking | RGEA14036AJT08XAC | Federally-Regulated Consumer Product | Weatherized Non-Condensing Gas | 1430 | 262 |  | 12/01/2021 | 99665 | 206606627 | 06/30/2022
Rheem Sales Company, Inc. | Weatherking | RGEA14030AJT081AC | Federally-Regulated Consumer Product | Weatherized Non-Condensing Gas | 1147 | 249 |  | 12/01/2021 | 79965 | 206606604 | 06/30/2022
Rheem Sales Company, Inc. | Weatherking | RGEA15030AJV06XAB | Federally-Regulated Consumer Product | Weatherized Non-Condensing Gas | 1402 | 261 |  | 12/01/2021 | 80658 | 203404532 | 06/30/2022
Rheem Sales Company, Inc. | Weatherking | RGEA14030AJT061AC | Federally-Regulated Consumer Product | Weatherized Non-Condensing Gas | 1147 | 249 |  | 12/01/2021 | 79965 | 206606595 | 06/30/2022
Rheem Sales Company, Inc. | Weatherking | RGEA15048AJV10XAB | Federally-Regulated Consumer Product | Weatherized Non-Condensing Gas | 1720 | 275 |  | 12/01/2021 | 99897 | 203404600 | 06/30/2022
Rheem Sales Company, Inc. | Weatherking | RGEA14042AJT081AC | Federally-Regulated Consumer Product | Weatherized Non-Condensing Gas | 1494 | 265 |  | 12/01/2021 | 99609 | 206606640 | 06/30/2022
Rheem Sales Company, Inc. | Weatherking | RGEA14048AJT101AB | Federally-Regulated Consumer Product | Weatherized Non-Condensing Gas | 1809 | 279 |  | 12/01/2021 | 99189 | 203404496 | 06/30/2022
Rheem Sales Company, Inc. | Weatherking | RGEA14036AJT081AC | Federally-Regulated Consumer Product | Weatherized Non-Condensing Gas | 1430 | 262 |  | 12/01/2021 | 99665 | 206606622 | 06/30/2022
Rheem Sales Company, Inc. | Weatherking | RGEA14042AJT08XAC | Federally-Regulated Consumer Product | Weatherized Non-Condensing Gas | 1494 | 265 |  | 12/01/2021 | 99609 | 206606644 | 06/30/2022
Rheem Sales Company, Inc. | Weatherking | RGEA15030AJV081AB | Federally-Regulated Consumer Product | Weatherized Non-Condensing Gas | 1402 | 261 |  | 12/01/2021 | 80658 | 203404536 | 06/30/2022
Rheem Sales Company, Inc. | Weatherking | RGEA14036AJT061AC | Federally-Regulated Consumer Product | Weatherized Non-Condensing Gas | 1430 | 262 |  | 12/01/2021 | 99665 | 206606613 | 06/30/2022
Rheem Sales Company, Inc. | Weatherking | RGEA14042AJT101AC | Federally-Regulated Consumer Product | Weatherized Non-Condensing Gas | 1494 | 265 |  | 12/01/2021 | 99609 | 206606649 | 06/30/2022
Rheem Sales Company, Inc. | Mainline | RGECZR060AJT12**A | Federally-Regulated Consumer Product | Weatherized Non-Condensing Gas | 2183 | 266 |  | 12/01/2021 | 83968 | 205785652 | 06/30/2022
Rheem Sales Company, Inc. | Mainline | RGEA14042AJT081AC | Federally-Regulated Consumer Product | Weatherized Non-Condensing Gas | 1494 | 265 |  | 12/01/2021 | 99609 | 206606706 | 06/30/2022
Rheem Sales Company, Inc. | Mainline | RGEA16036AJV06TAB | Federally-Regulated Consumer Product | Weatherized Non-Condensing Gas | 1648 | 259 |  | 01/20/2021 | 76362 | 205785636 | 06/30/2022
Rheem Sales Company, Inc. | Mainline | RGEA14060CJT10XAA | Federally-Regulated Consumer Product | Weatherized Non-Condensing Gas | 1911 | 283 |  | 12/01/2021 | 99261 | 205724687 | 06/30/2022
Rheem Sales Company, Inc. | Mainline | RGEA15042BJV08XAA | Federally-Regulated Consumer Product | Weatherized Non-Condensing Gas | 1375 | 260 |  | 12/01/2021 | 101119 | 205724699 | 06/30/2022
Rheem Sales Company, Inc. | Mainline | RGEA15024BJV06XAA | Federally-Regulated Consumer Product | Weatherized Non-Condensing Gas | 1395 | 260 |  | 12/01/2021 | 80305 | 205724689 | 06/30/2022
Rheem Sales Company, Inc. | Mainline | RGEA14030AJT081AC | Federally-Regulated Consumer Product | Weatherized Non-Condensing Gas | 1147 | 249 |  | 12/01/2021 | 79965 | 206606698 | 06/30/2022
Rheem Sales Company, Inc. | Mainline | RGEA15030AJV061AB | Federally-Regulated Consumer Product | Weatherized Non-Condensing Gas | 1402 | 261 |  | 12/01/2021 | 80658 | 204117096 | 06/30/2022
Rheem Sales Company, Inc. | Mainline | RGEA15060AJV10XAB | Federally-Regulated Consumer Product | Weatherized Non-Condensing Gas | 2166 | 294 |  | 12/01/2021 | 100081 | 204117115 | 06/30/2022
Rheem Sales Company, Inc. | Mainline | RGECZR036AJT07**B | Federally-Regulated Consumer Product | Weatherized Non-Condensing Gas | 1475 | 165 |  | 03/17/2021 | 53157 | 206778672 | 06/30/2022
Rheem Sales Company, Inc. | Mainline | RGEA14036AJT08XAC | Federally-Regulated Consumer Product | Weatherized Non-Condensing Gas | 1430 | 262 |  | 12/01/2021 | 99665 | 206606703 | 06/30/2022
Rheem Sales Company, Inc. | Mainline | RGEA15042BJV10XAA | Federally-Regulated Consumer Product | Weatherized Non-Condensing Gas | 1375 | 260 |  | 12/01/2021 | 101119 | 205724701 | 06/30/2022
Rheem Sales Company, Inc. | Mainline | RGEA16036AJV08TAB | Federally-Regulated Consumer Product | Weatherized Non-Condensing Gas | 1648 | 272 |  | 01/20/2021 | 76362 | 205785638 | 06/30/2022
Rheem Sales Company, Inc. | Mainline | RGEA14060AJT10UAA | Federally-Regulated Consumer Product | Weatherized Non-Condensing Gas | 2066 | 290 |  | 12/01/2021 | 100130 | 205965594 | 06/30/2022
Rheem Sales Company, Inc. | Mainline | RGEA16036AJV10TAB | Federally-Regulated Consumer Product | Weatherized Non-Condensing Gas | 1648 | 272 |  | 12/01/2021 | 76362 | 205785640 | 06/30/2022
Rheem Sales Company, Inc. | Mainline | RGEA14060CJT101AA | Federally-Regulated Consumer Product | Weatherized Non-Condensing Gas | 1911 | 283 |  | 12/01/2021 | 99261 | 205724686 | 06/30/2022
Rheem Sales Company, Inc. | Mainline | RGEA14030AJT06XAC | Federally-Regulated Consumer Product | Weatherized Non-Condensing Gas | 1147 | 249 |  | 12/01/2021 | 79965 | 206606697 | 06/30/2022
Rheem Sales Company, Inc. | Mainline | RGEA16024AJV06TAB | Federally-Regulated Consumer Product | Weatherized Non-Condensing Gas | 1358 | 259 |  | 01/20/2021 | 46205 | 205785634 | 06/30/2022
Rheem Sales Company, Inc. | Mainline | RGEA14036AJT101AC | Federally-Regulated Consumer Product | Weatherized Non-Condensing Gas | 1430 | 262 |  | 12/01/2021 | 99665 | 206606704 | 06/30/2022
Rheem Sales Company, Inc. | Mainline | RGEA15048AJV101AB | Federally-Regulated Consumer Product | Weatherized Non-Condensing Gas | 1720 | 275 |  | 12/01/2021 | 99897 | 204117112 | 06/30/2022
Rheem Sales Company, Inc. | Mainline | RGEA14024AJT06UAA | Federally-Regulated Consumer Product | Weatherized Non-Condensing Gas | 1236 | 253 |  | 12/01/2021 | 61566 | 205965588 | 06/30/2022
Rheem Sales Company, Inc. | Mainline | RGEA14048AJT08XAB | Federally-Regulated Consumer Product | Weatherized Non-Condensing Gas | 1809 | 279 |  | 12/01/2021 | 99189 | 204117087 | 06/30/2022
Rheem Sales Company, Inc. | Mainline | RGEA15024BJV081AA | Federally-Regulated Consumer Product | Weatherized Non-Condensing Gas | 1395 | 260 |  | 12/01/2021 | 80305 | 205724690 | 06/30/2022
Rheem Sales Company, Inc. | Mainline | RGEA16048AJV102AB | Federally-Regulated Consumer Product | Weatherized Non-Condensing Gas | 1845 | 280 |  | 12/01/2021 | 76171 | 205785643 | 06/30/2022
Rheem Sales Company, Inc. | Mainline | RGEA16048AJV08TAB | Federally-Regulated Consumer Product | Weatherized Non-Condensing Gas | 1845 | 272 |  | 01/20/2021 | 76171 | 205785642 | 06/30/2022
Rheem Sales Company, Inc. | Mainline | RGEA15036BJV06XAA | Federally-Regulated Consumer Product | Weatherized Non-Condensing Gas | 1355 | 258 |  | 12/01/2021 | 99675 | 205724693 | 06/30/2022
Rheem Sales Company, Inc. | Mainline | RGEA14042AJT10XAC | Federally-Regulated Consumer Product | Weatherized Non-Condensing Gas | 1494 | 265 |  | 12/01/2021 | 99609 | 206606709 | 06/30/2022
Rheem Sales Company, Inc. | Mainline | RGEA14036AJT081AC | Federally-Regulated Consumer Product | Weatherized Non-Condensing Gas | 1430 | 262 |  | 12/01/2021 | 99665 | 206606702 | 06/30/2022
Rheem Sales Company, Inc. | Mainline | RGEA16036AJV082AB | Federally-Regulated Consumer Product | Weatherized Non-Condensing Gas | 1648 | 272 |  | 01/20/2021 | 76362 | 205785637 | 06/30/2022
Rheem Sales Company, Inc. | Mainline | RGEA14048AJT081AB | Federally-Regulated Consumer Product | Weatherized Non-Condensing Gas | 1809 | 279 |  | 12/01/2021 | 99189 | 204117086 | 06/30/2022
Rheem Sales Company, Inc. | Mainline | RGEA14036AJT06UAA | Federally-Regulated Consumer Product | Weatherized Non-Condensing Gas | 1434 | 262 |  | 12/01/2021 | 60723 | 205965589 | 06/30/2022
Rheem Sales Company, Inc. | Mainline | RGEA14024AJT061AC | Federally-Regulated Consumer Product | Weatherized Non-Condensing Gas | 1127 | 249 |  | 12/01/2021 | 80320 | 206606692 | 06/30/2022
Rheem Sales Company, Inc. | Mainline | RGEA14048AJT10XAB | Federally-Regulated Consumer Product | Weatherized Non-Condensing Gas | 1809 | 279 |  | 12/01/2021 | 99189 | 204117089 | 06/30/2022
Rheem Sales Company, Inc. | Mainline | RGECZR048AJT07**A | Federally-Regulated Consumer Product | Weatherized Non-Condensing Gas | 1873 | 167 |  | 01/20/2021 | 52596 | 205785649 | 06/30/2022
Rheem Sales Company, Inc. | Mainline | RGEA16060AJV102AB | Federally-Regulated Consumer Product | Weatherized Non-Condensing Gas | 2330 | 280 |  | 01/20/2021 | 75239 | 205785645 | 06/30/2022
Rheem Sales Company, Inc. | Mainline | RGEA14042AJT101AC | Federally-Regulated Consumer Product | Weatherized Non-Condensing Gas | 1494 | 265 |  | 12/01/2021 | 99609 | 206606708 | 06/30/2022
Rheem Sales Company, Inc. | Mainline | RGEA14030AJT04UAA | Federally-Regulated Consumer Product | Weatherized Non-Condensing Gas | 1189 | 251 |  | 01/20/2021 | 39887 | 205965587 | 06/30/2022
Rheem Sales Company, Inc. | Mainline | RGEA15024BJV061AA | Federally-Regulated Consumer Product | Weatherized Non-Condensing Gas | 1395 | 260 |  | 12/01/2021 | 80305 | 205724688 | 06/30/2022
Rheem Sales Company, Inc. | Mainline | RGEA16060AJV10TAB | Federally-Regulated Consumer Product | Weatherized Non-Condensing Gas | 2330 | 280 |  | 01/20/2021 | 75239 | 205785646 | 06/30/2022
Rheem Sales Company, Inc. | Mainline | RGEA15036BJV061AA | Federally-Regulated Consumer Product | Weatherized Non-Condensing Gas | 1355 | 258 |  | 12/01/2021 | 99675 | 205724692 | 06/30/2022
Rheem Sales Company, Inc. | Mainline | RGEA14030AJT06UAA | Federally-Regulated Consumer Product | Weatherized Non-Condensing Gas | 1125 | 248 |  | 12/01/2021 | 60094 | 205965586 | 06/30/2022
Rheem Sales Company, Inc. | Mainline | RGECZR036AJT07**A | Federally-Regulated Consumer Product | Weatherized Non-Condensing Gas | 1475 | 165 |  | 01/20/2021 | 53157 | 205785647 | 06/30/2022
Rheem Sales Company, Inc. | Mainline | RGEA14036AJT061AC | Federally-Regulated Consumer Product | Weatherized Non-Condensing Gas | 1430 | 262 |  | 12/01/2021 | 99665 | 206606700 | 06/30/2022
Rheem Sales Company, Inc. | Mainline | RGEA15036BJV10XAA | Federally-Regulated Consumer Product | Weatherized Non-Condensing Gas | 1355 | 259 |  | 12/01/2021 | 99675 | 205724697 | 06/30/2022
Rheem Sales Company, Inc. | Mainline | RGECZR060AJT12**B | Federally-Regulated Consumer Product | Weatherized Non-Condensing Gas | 2183 | 266 |  | 12/01/2021 | 83968 | 206778677 | 06/30/2022
Rheem Sales Company, Inc. | Mainline | RGEA14024AJT04UAA | Federally-Regulated Consumer Product | Weatherized Non-Condensing Gas | 1181 | 251 |  | 01/20/2021 | 40068 | 205965595 | 06/30/2022
Rheem Sales Company, Inc. | Mainline | RGEA16024AJV062AB | Federally-Regulated Consumer Product | Weatherized Non-Condensing Gas | 1358 | 259 |  | 01/20/2021 | 46205 | 205785633 | 06/30/2022
Rheem Sales Company, Inc. | Mainline | RGEA14042AJT08XAC | Federally-Regulated Consumer Product | Weatherized Non-Condensing Gas | 1494 | 265 |  | 12/01/2021 | 99609 | 206606707 | 06/30/2022
Rheem Sales Company, Inc. | Mainline | RGEA16036AJV102AB | Federally-Regulated Consumer Product | Weatherized Non-Condensing Gas | 1648 | 272 |  | 12/01/2021 | 76362 | 205785639 | 06/30/2022
Rheem Sales Company, Inc. | Mainline | RGEA15030AJV06XAB | Federally-Regulated Consumer Product | Weatherized Non-Condensing Gas | 1402 | 261 |  | 12/01/2021 | 80658 | 204117097 | 06/30/2022
Rheem Sales Company, Inc. | Mainline | RGEA14036AJT08UAA | Federally-Regulated Consumer Product | Weatherized Non-Condensing Gas | 1382 | 260 |  | 12/01/2021 | 80891 | 205965590 | 06/30/2022
Rheem Sales Company, Inc. | Mainline | RGECZR048AJT07**B | Federally-Regulated Consumer Product | Weatherized Non-Condensing Gas | 1873 | 167 |  | 03/17/2021 | 52596 | 206778674 | 06/30/2022
Rheem Sales Company, Inc. | Mainline | RGEA15042BJV101AA | Federally-Regulated Consumer Product | Weatherized Non-Condensing Gas | 1375 | 260 |  | 12/01/2021 | 101119 | 205724700 | 06/30/2022
Rheem Sales Company, Inc. | Mainline | RGEA14030AJT061AC | Federally-Regulated Consumer Product | Weatherized Non-Condensing Gas | 1147 | 249 |  | 12/01/2021 | 79965 | 206606696 | 06/30/2022
Rheem Sales Company, Inc. | Mainline | RGEA14048AJT10UAA | Federally-Regulated Consumer Product | Weatherized Non-Condensing Gas | 1832 | 280 |  | 12/01/2021 | 100370 | 205965592 | 06/30/2022
Rheem Sales Company, Inc. | Mainline | RGEA15048AJV08XAB | Federally-Regulated Consumer Product | Weatherized Non-Condensing Gas | 1720 | 275 |  | 01/20/2021 | 99897 | 204117111 | 06/30/2022
Rheem Sales Company, Inc. | Mainline | RGEA14036AJT10XAC | Federally-Regulated Consumer Product | Weatherized Non-Condensing Gas | 1430 | 262 |  | 12/01/2021 | 99665 | 206606705 | 06/30/2022
Rheem Sales Company, Inc. | Mainline | RGEA14036AJT06XAC | Federally-Regulated Consumer Product | Weatherized Non-Condensing Gas | 1430 | 262 |  | 12/01/2021 | 99665 | 206606701 | 06/30/2022
Rheem Sales Company, Inc. | Mainline | RGEA15060AJV101AB | Federally-Regulated Consumer Product | Weatherized Non-Condensing Gas | 2166 | 294 |  | 12/01/2021 | 100081 | 204117114 | 06/30/2022
Rheem Sales Company, Inc. | Mainline | RGEA16036AJV062AB | Federally-Regulated Consumer Product | Weatherized Non-Condensing Gas | 1648 | 259 |  | 01/20/2021 | 76362 | 205785635 | 06/30/2022
Rheem Sales Company, Inc. | Mainline | RGEA15036BJV101AA | Federally-Regulated Consumer Product | Weatherized Non-Condensing Gas | 1355 | 259 |  | 12/01/2021 | 99675 | 205724696 | 06/30/2022
Rheem Sales Company, Inc. | Mainline | RGEA15024BJV08XAA | Federally-Regulated Consumer Product | Weatherized Non-Condensing Gas | 1395 | 260 |  | 12/01/2021 | 80305 | 205724691 | 06/30/2022
Rheem Sales Company, Inc. | Mainline | RGEA16048AJV082AB | Federally-Regulated Consumer Product | Weatherized Non-Condensing Gas | 1845 | 272 |  | 01/20/2021 | 76171 | 205785641 | 06/30/2022
Rheem Sales Company, Inc. | Mainline | RGEA14024AJT081AC | Federally-Regulated Consumer Product | Weatherized Non-Condensing Gas | 1127 | 249 |  | 12/01/2021 | 80320 | 206606694 | 06/30/2022
Rheem Sales Company, Inc. | Mainline | RGEA14042AJT08UAA | Federally-Regulated Consumer Product | Weatherized Non-Condensing Gas | 1635 | 271 |  | 12/01/2021 | 80943 | 205965593 | 06/30/2022
Rheem Sales Company, Inc. | Mainline | RGEA15048AJV10XAB | Federally-Regulated Consumer Product | Weatherized Non-Condensing Gas | 1720 | 275 |  | 12/01/2021 | 99897 | 204117113 | 06/30/2022
Rheem Sales Company, Inc. | Mainline | RGEA15048AJV081AB | Federally-Regulated Consumer Product | Weatherized Non-Condensing Gas | 1720 | 275 |  | 01/20/2021 | 99897 | 204117110 | 06/30/2022
Rheem Sales Company, Inc. | Mainline | RGEA15030AJV081AB | Federally-Regulated Consumer Product | Weatherized Non-Condensing Gas | 1402 | 261 |  | 12/01/2021 | 80658 | 204117098 | 06/30/2022
Rheem Sales Company, Inc. | Mainline | RGEA14024AJT06XAC | Federally-Regulated Consumer Product | Weatherized Non-Condensing Gas | 1127 | 249 |  | 12/01/2021 | 80320 | 206606693 | 06/30/2022
Rheem Sales Company, Inc. | Mainline | RGEA15030AJV08XAB | Federally-Regulated Consumer Product | Weatherized Non-Condensing Gas | 1402 | 261 |  | 12/01/2021 | 80658 | 204117099 | 06/30/2022
Rheem Sales Company, Inc. | Mainline | RGEA16048AJV10TAB | Federally-Regulated Consumer Product | Weatherized Non-Condensing Gas | 1845 | 280 |  | 12/01/2021 | 76171 | 205785644 | 06/30/2022
Rheem Sales Company, Inc. | Mainline | RGEA15042BJV081AA | Federally-Regulated Consumer Product | Weatherized Non-Condensing Gas | 1375 | 260 |  | 12/01/2021 | 101119 | 205724698 | 06/30/2022
Rheem Sales Company, Inc. | Mainline | RGEA14048AJT101AB | Federally-Regulated Consumer Product | Weatherized Non-Condensing Gas | 1809 | 279 |  | 12/01/2021 | 99189 | 204117088 | 06/30/2022
Rheem Sales Company, Inc. | Mainline | RGEA14024AJT08XAC | Federally-Regulated Consumer Product | Weatherized Non-Condensing Gas | 1127 | 249 |  | 12/01/2021 | 80320 | 206606695 | 06/30/2022
Rheem Sales Company, Inc. | Mainline | RGEA14048AJT08UAA | Federally-Regulated Consumer Product | Weatherized Non-Condensing Gas | 2026 | 288 |  | 12/01/2021 | 80019 | 205965591 | 06/30/2022
Rheem Sales Company, Inc. | Mainline | RGEA14030AJT08XAC | Federally-Regulated Consumer Product | Weatherized Non-Condensing Gas | 1147 | 249 |  | 12/01/2021 | 79965 | 206606699 | 06/30/2022
Rheem Sales Company, Inc. | Mainline | RGECZR060AJT12**A | Federally-Regulated Consumer Product | Weatherized Non-Condensing Gas | 2183 | 266 |  | 06/30/2022 | 83968 | 205785652 | 06/30/2022
Rheem Sales Company, Inc. | Mainline | RGEA14042AJT081AC | Federally-Regulated Consumer Product | Weatherized Non-Condensing Gas | 1494 | 265 |  | 06/30/2022 | 99609 | 206606706 | 06/30/2022
Rheem Sales Company, Inc. | Mainline | RGEA16036AJV06TAB | Federally-Regulated Consumer Product | Weatherized Non-Condensing Gas | 1648 | 259 |  | 06/30/2022 | 76362 | 205785636 | 06/30/2022
Rheem Sales Company, Inc. | Mainline | RGEA14060CJT10XAA | Federally-Regulated Consumer Product | Weatherized Non-Condensing Gas | 1911 | 283 |  | 06/30/2022 | 99261 | 205724687 | 06/30/2022
Rheem Sales Company, Inc. | Mainline | RGEA15042BJV08XAA | Federally-Regulated Consumer Product | Weatherized Non-Condensing Gas | 1375 | 260 |  | 06/30/2022 | 101119 | 205724699 | 06/30/2022
Rheem Sales Company, Inc. | Mainline | RGEA15024BJV06XAA | Federally-Regulated Consumer Product | Weatherized Non-Condensing Gas | 1395 | 260 |  | 06/30/2022 | 80305 | 205724689 | 06/30/2022
Rheem Sales Company, Inc. | Mainline | RGEA14030AJT081AC | Federally-Regulated Consumer Product | Weatherized Non-Condensing Gas | 1147 | 249 |  | 06/30/2022 | 79965 | 206606698 | 06/30/2022
Rheem Sales Company, Inc. | Mainline | RGEA15030AJV061AB | Federally-Regulated Consumer Product | Weatherized Non-Condensing Gas | 1402 | 261 |  | 06/30/2022 | 80658 | 204117096 | 06/30/2022
Rheem Sales Company, Inc. | Mainline | RGEA15060AJV10XAB | Federally-Regulated Consumer Product | Weatherized Non-Condensing Gas | 2166 | 294 |  | 06/30/2022 | 100081 | 204117115 | 06/30/2022
Rheem Sales Company, Inc. | Mainline | RGECZR036AJT07**B | Federally-Regulated Consumer Product | Weatherized Non-Condensing Gas | 1475 | 165 |  | 06/30/2022 | 53157 | 206778672 | 06/30/2022
Rheem Sales Company, Inc. | Mainline | RGEA14036AJT08XAC | Federally-Regulated Consumer Product | Weatherized Non-Condensing Gas | 1430 | 262 |  | 06/30/2022 | 99665 | 206606703 | 06/30/2022
Rheem Sales Company, Inc. | Mainline | RGEA15042BJV10XAA | Federally-Regulated Consumer Product | Weatherized Non-Condensing Gas | 1375 | 260 |  | 06/30/2022 | 101119 | 205724701 | 06/30/2022
Rheem Sales Company, Inc. | Mainline | RGEA16036AJV08TAB | Federally-Regulated Consumer Product | Weatherized Non-Condensing Gas | 1648 | 272 |  | 06/30/2022 | 76362 | 205785638 | 06/30/2022
Rheem Sales Company, Inc. | Mainline | RGEA14060AJT10UAA | Federally-Regulated Consumer Product | Weatherized Non-Condensing Gas | 2066 | 290 |  | 06/30/2022 | 100130 | 205965594 | 06/30/2022
Rheem Sales Company, Inc. | Mainline | RGEA16036AJV10TAB | Federally-Regulated Consumer Product | Weatherized Non-Condensing Gas | 1648 | 272 |  | 06/30/2022 | 76362 | 205785640 | 06/30/2022
Rheem Sales Company, Inc. | Mainline | RGEA14060CJT101AA | Federally-Regulated Consumer Product | Weatherized Non-Condensing Gas | 1911 | 283 |  | 06/30/2022 | 99261 | 205724686 | 06/30/2022
Rheem Sales Company, Inc. | Mainline | RGEA14030AJT06XAC | Federally-Regulated Consumer Product | Weatherized Non-Condensing Gas | 1147 | 249 |  | 06/30/2022 | 79965 | 206606697 | 06/30/2022
Rheem Sales Company, Inc. | Mainline | RGEA16024AJV06TAB | Federally-Regulated Consumer Product | Weatherized Non-Condensing Gas | 1358 | 259 |  | 06/30/2022 | 46205 | 205785634 | 06/30/2022
Rheem Sales Company, Inc. | Mainline | RGEA14036AJT101AC | Federally-Regulated Consumer Product | Weatherized Non-Condensing Gas | 1430 | 262 |  | 06/30/2022 | 99665 | 206606704 | 06/30/2022
Rheem Sales Company, Inc. | Mainline | RGEA15048AJV101AB | Federally-Regulated Consumer Product | Weatherized Non-Condensing Gas | 1720 | 275 |  | 06/30/2022 | 99897 | 204117112 | 06/30/2022
Rheem Sales Company, Inc. | Mainline | RGEA14024AJT06UAA | Federally-Regulated Consumer Product | Weatherized Non-Condensing Gas | 1236 | 253 |  | 06/30/2022 | 61566 | 205965588 | 06/30/2022
Rheem Sales Company, Inc. | Mainline | RGEA14048AJT08XAB | Federally-Regulated Consumer Product | Weatherized Non-Condensing Gas | 1809 | 279 |  | 06/30/2022 | 99189 | 204117087 | 06/30/2022
Rheem Sales Company, Inc. | Mainline | RGEA15024BJV081AA | Federally-Regulated Consumer Product | Weatherized Non-Condensing Gas | 1395 | 260 |  | 06/30/2022 | 80305 | 205724690 | 06/30/2022
Rheem Sales Company, Inc. | Mainline | RGEA16048AJV102AB | Federally-Regulated Consumer Product | Weatherized Non-Condensing Gas | 1845 | 280 |  | 06/30/2022 | 76171 | 205785643 | 06/30/2022
Rheem Sales Company, Inc. | Mainline | RGEA16048AJV08TAB | Federally-Regulated Consumer Product | Weatherized Non-Condensing Gas | 1845 | 272 |  | 06/30/2022 | 76171 | 205785642 | 06/30/2022
Rheem Sales Company, Inc. | Mainline | RGEA15036BJV06XAA | Federally-Regulated Consumer Product | Weatherized Non-Condensing Gas | 1355 | 258 |  | 06/30/2022 | 99675 | 205724693 | 06/30/2022
Rheem Sales Company, Inc. | Mainline | RGEA14042AJT10XAC | Federally-Regulated Consumer Product | Weatherized Non-Condensing Gas | 1494 | 265 |  | 06/30/2022 | 99609 | 206606709 | 06/30/2022
Rheem Sales Company, Inc. | Mainline | RGEA14036AJT081AC | Federally-Regulated Consumer Product | Weatherized Non-Condensing Gas | 1430 | 262 |  | 06/30/2022 | 99665 | 206606702 | 06/30/2022
Rheem Sales Company, Inc. | Mainline | RGEA16036AJV082AB | Federally-Regulated Consumer Product | Weatherized Non-Condensing Gas | 1648 | 272 |  | 06/30/2022 | 76362 | 205785637 | 06/30/2022
Rheem Sales Company, Inc. | Mainline | RGEA14048AJT081AB | Federally-Regulated Consumer Product | Weatherized Non-Condensing Gas | 1809 | 279 |  | 06/30/2022 | 99189 | 204117086 | 06/30/2022
Rheem Sales Company, Inc. | Mainline | RGEA14036AJT06UAA | Federally-Regulated Consumer Product | Weatherized Non-Condensing Gas | 1434 | 262 |  | 06/30/2022 | 60723 | 205965589 | 06/30/2022
Rheem Sales Company, Inc. | Mainline | RGEA14024AJT061AC | Federally-Regulated Consumer Product | Weatherized Non-Condensing Gas | 1127 | 249 |  | 06/30/2022 | 80320 | 206606692 | 06/30/2022
Rheem Sales Company, Inc. | Mainline | RGEA14048AJT10XAB | Federally-Regulated Consumer Product | Weatherized Non-Condensing Gas | 1809 | 279 |  | 06/30/2022 | 99189 | 204117089 | 06/30/2022
Rheem Sales Company, Inc. | Mainline | RGECZR048AJT07**A | Federally-Regulated Consumer Product | Weatherized Non-Condensing Gas | 1873 | 167 |  | 06/30/2022 | 52596 | 205785649 | 06/30/2022
Rheem Sales Company, Inc. | Mainline | RGEA16060AJV102AB | Federally-Regulated Consumer Product | Weatherized Non-Condensing Gas | 2330 | 280 |  | 06/30/2022 | 75239 | 205785645 | 06/30/2022
Rheem Sales Company, Inc. | Mainline | RGEA14042AJT101AC | Federally-Regulated Consumer Product | Weatherized Non-Condensing Gas | 1494 | 265 |  | 06/30/2022 | 99609 | 206606708 | 06/30/2022
Rheem Sales Company, Inc. | Mainline | RGEA14030AJT04UAA | Federally-Regulated Consumer Product | Weatherized Non-Condensing Gas | 1189 | 251 |  | 06/30/2022 | 39887 | 205965587 | 06/30/2022
Rheem Sales Company, Inc. | Mainline | RGEA15024BJV061AA | Federally-Regulated Consumer Product | Weatherized Non-Condensing Gas | 1395 | 260 |  | 06/30/2022 | 80305 | 205724688 | 06/30/2022
Rheem Sales Company, Inc. | Mainline | RGEA16060AJV10TAB | Federally-Regulated Consumer Product | Weatherized Non-Condensing Gas | 2330 | 280 |  | 06/30/2022 | 75239 | 205785646 | 06/30/2022
Rheem Sales Company, Inc. | Mainline | RGEA15036BJV061AA | Federally-Regulated Consumer Product | Weatherized Non-Condensing Gas | 1355 | 258 |  | 06/30/2022 | 99675 | 205724692 | 06/30/2022
Rheem Sales Company, Inc. | Mainline | RGEA14030AJT06UAA | Federally-Regulated Consumer Product | Weatherized Non-Condensing Gas | 1125 | 248 |  | 06/30/2022 | 60094 | 205965586 | 06/30/2022
Rheem Sales Company, Inc. | Mainline | RGECZR036AJT07**A | Federally-Regulated Consumer Product | Weatherized Non-Condensing Gas | 1475 | 165 |  | 06/30/2022 | 53157 | 205785647 | 06/30/2022
Rheem Sales Company, Inc. | Mainline | RGEA14036AJT061AC | Federally-Regulated Consumer Product | Weatherized Non-Condensing Gas | 1430 | 262 |  | 06/30/2022 | 99665 | 206606700 | 06/30/2022
Rheem Sales Company, Inc. | Mainline | RGEA15036BJV10XAA | Federally-Regulated Consumer Product | Weatherized Non-Condensing Gas | 1355 | 259 |  | 06/30/2022 | 99675 | 205724697 | 06/30/2022
Rheem Sales Company, Inc. | Mainline | RGECZR060AJT12**B | Federally-Regulated Consumer Product | Weatherized Non-Condensing Gas | 2183 | 266 |  | 06/30/2022 | 83968 | 206778677 | 06/30/2022
Rheem Sales Company, Inc. | Mainline | RGEA14024AJT04UAA | Federally-Regulated Consumer Product | Weatherized Non-Condensing Gas | 1181 | 251 |  | 06/30/2022 | 40068 | 205965595 | 06/30/2022
Rheem Sales Company, Inc. | Mainline | RGEA16024AJV062AB | Federally-Regulated Consumer Product | Weatherized Non-Condensing Gas | 1358 | 259 |  | 06/30/2022 | 46205 | 205785633 | 06/30/2022
Rheem Sales Company, Inc. | Mainline | RGEA14042AJT08XAC | Federally-Regulated Consumer Product | Weatherized Non-Condensing Gas | 1494 | 265 |  | 06/30/2022 | 99609 | 206606707 | 06/30/2022
Rheem Sales Company, Inc. | Mainline | RGEA16036AJV102AB | Federally-Regulated Consumer Product | Weatherized Non-Condensing Gas | 1648 | 272 |  | 06/30/2022 | 76362 | 205785639 | 06/30/2022
Rheem Sales Company, Inc. | Mainline | RGEA15030AJV06XAB | Federally-Regulated Consumer Product | Weatherized Non-Condensing Gas | 1402 | 261 |  | 06/30/2022 | 80658 | 204117097 | 06/30/2022
Rheem Sales Company, Inc. | Mainline | RGEA14036AJT08UAA | Federally-Regulated Consumer Product | Weatherized Non-Condensing Gas | 1382 | 260 |  | 06/30/2022 | 80891 | 205965590 | 06/30/2022
Rheem Sales Company, Inc. | Mainline | RGECZR048AJT07**B | Federally-Regulated Consumer Product | Weatherized Non-Condensing Gas | 1873 | 167 |  | 06/30/2022 | 52596 | 206778674 | 06/30/2022
Rheem Sales Company, Inc. | Mainline | RGEA15042BJV101AA | Federally-Regulated Consumer Product | Weatherized Non-Condensing Gas | 1375 | 260 |  | 06/30/2022 | 101119 | 205724700 | 06/30/2022
Rheem Sales Company, Inc. | Mainline | RGEA14030AJT061AC | Federally-Regulated Consumer Product | Weatherized Non-Condensing Gas | 1147 | 249 |  | 06/30/2022 | 79965 | 206606696 | 06/30/2022
Rheem Sales Company, Inc. | Mainline | RGEA14048AJT10UAA | Federally-Regulated Consumer Product | Weatherized Non-Condensing Gas | 1832 | 280 |  | 06/30/2022 | 100370 | 205965592 | 06/30/2022
Rheem Sales Company, Inc. | Mainline | RGEA15048AJV08XAB | Federally-Regulated Consumer Product | Weatherized Non-Condensing Gas | 1720 | 275 |  | 06/30/2022 | 99897 | 204117111 | 06/30/2022
Rheem Sales Company, Inc. | Mainline | RGEA14036AJT10XAC | Federally-Regulated Consumer Product | Weatherized Non-Condensing Gas | 1430 | 262 |  | 06/30/2022 | 99665 | 206606705 | 06/30/2022
Rheem Sales Company, Inc. | Mainline | RGEA14036AJT06XAC | Federally-Regulated Consumer Product | Weatherized Non-Condensing Gas | 1430 | 262 |  | 06/30/2022 | 99665 | 206606701 | 06/30/2022
Rheem Sales Company, Inc. | Mainline | RGEA15060AJV101AB | Federally-Regulated Consumer Product | Weatherized Non-Condensing Gas | 2166 | 294 |  | 06/30/2022 | 100081 | 204117114 | 06/30/2022
Rheem Sales Company, Inc. | Mainline | RGEA16036AJV062AB | Federally-Regulated Consumer Product | Weatherized Non-Condensing Gas | 1648 | 259 |  | 06/30/2022 | 76362 | 205785635 | 06/30/2022
Rheem Sales Company, Inc. | Mainline | RGEA15036BJV101AA | Federally-Regulated Consumer Product | Weatherized Non-Condensing Gas | 1355 | 259 |  | 06/30/2022 | 99675 | 205724696 | 06/30/2022
Rheem Sales Company, Inc. | Mainline | RGEA15024BJV08XAA | Federally-Regulated Consumer Product | Weatherized Non-Condensing Gas | 1395 | 260 |  | 06/30/2022 | 80305 | 205724691 | 06/30/2022
Rheem Sales Company, Inc. | Mainline | RGEA16048AJV082AB | Federally-Regulated Consumer Product | Weatherized Non-Condensing Gas | 1845 | 272 |  | 06/30/2022 | 76171 | 205785641 | 06/30/2022
Rheem Sales Company, Inc. | Mainline | RGEA14024AJT081AC | Federally-Regulated Consumer Product | Weatherized Non-Condensing Gas | 1127 | 249 |  | 06/30/2022 | 80320 | 206606694 | 06/30/2022
Rheem Sales Company, Inc. | Mainline | RGEA14042AJT08UAA | Federally-Regulated Consumer Product | Weatherized Non-Condensing Gas | 1635 | 271 |  | 06/30/2022 | 80943 | 205965593 | 06/30/2022
Rheem Sales Company, Inc. | Mainline | RGEA15048AJV10XAB | Federally-Regulated Consumer Product | Weatherized Non-Condensing Gas | 1720 | 275 |  | 06/30/2022 | 99897 | 204117113 | 06/30/2022
Rheem Sales Company, Inc. | Mainline | RGEA15048AJV081AB | Federally-Regulated Consumer Product | Weatherized Non-Condensing Gas | 1720 | 275 |  | 06/30/2022 | 99897 | 204117110 | 06/30/2022
Rheem Sales Company, Inc. | Mainline | RGEA15030AJV081AB | Federally-Regulated Consumer Product | Weatherized Non-Condensing Gas | 1402 | 261 |  | 06/30/2022 | 80658 | 204117098 | 06/30/2022
Rheem Sales Company, Inc. | Mainline | RGEA14024AJT06XAC | Federally-Regulated Consumer Product | Weatherized Non-Condensing Gas | 1127 | 249 |  | 06/30/2022 | 80320 | 206606693 | 06/30/2022
Rheem Sales Company, Inc. | Mainline | RGEA15030AJV08XAB | Federally-Regulated Consumer Product | Weatherized Non-Condensing Gas | 1402 | 261 |  | 06/30/2022 | 80658 | 204117099 | 06/30/2022
Rheem Sales Company, Inc. | Mainline | RGEA16048AJV10TAB | Federally-Regulated Consumer Product | Weatherized Non-Condensing Gas | 1845 | 280 |  | 06/30/2022 | 76171 | 205785644 | 06/30/2022
Rheem Sales Company, Inc. | Mainline | RGEA15042BJV081AA | Federally-Regulated Consumer Product | Weatherized Non-Condensing Gas | 1375 | 260 |  | 06/30/2022 | 101119 | 205724698 | 06/30/2022
Rheem Sales Company, Inc. | Mainline | RGEA14048AJT101AB | Federally-Regulated Consumer Product | Weatherized Non-Condensing Gas | 1809 | 279 |  | 06/30/2022 | 99189 | 204117088 | 06/30/2022
Rheem Sales Company, Inc. | Mainline | RGEA14024AJT08XAC | Federally-Regulated Consumer Product | Weatherized Non-Condensing Gas | 1127 | 249 |  | 06/30/2022 | 80320 | 206606695 | 06/30/2022
Rheem Sales Company, Inc. | Mainline | RGEA14048AJT08UAA | Federally-Regulated Consumer Product | Weatherized Non-Condensing Gas | 2026 | 288 |  | 06/30/2022 | 80019 | 205965591 | 06/30/2022
Rheem Sales Company, Inc. | Mainline | RGEA14030AJT08XAC | Federally-Regulated Consumer Product | Weatherized Non-Condensing Gas | 1147 | 249 |  | 06/30/2022 | 79965 | 206606699 | 06/30/2022
Rheem Sales Company, Inc. | Weatherking | RGEA15048AJV08XAB | Federally-Regulated Consumer Product | Weatherized Non-Condensing Gas | 1720 | 275 |  | 06/30/2022 | 99897 | 203404592 | 06/30/2022
Rheem Sales Company, Inc. | Weatherking | RGEA14048AJT08XAB | Federally-Regulated Consumer Product | Weatherized Non-Condensing Gas | 1809 | 279 |  | 06/30/2022 | 99189 | 203404492 | 06/30/2022
Rheem Sales Company, Inc. | Weatherking | RGEA14024AJT061AC | Federally-Regulated Consumer Product | Weatherized Non-Condensing Gas | 1127 | 249 |  | 06/30/2022 | 80320 | 206606577 | 06/30/2022
Rheem Sales Company, Inc. | Weatherking | RGEA14030AJT06XAC | Federally-Regulated Consumer Product | Weatherized Non-Condensing Gas | 1147 | 249 |  | 06/30/2022 | 79965 | 206606600 | 06/30/2022
Rheem Sales Company, Inc. | Weatherking | RGEA14048AJT10XAB | Federally-Regulated Consumer Product | Weatherized Non-Condensing Gas | 1809 | 279 |  | 06/30/2022 | 99189 | 203404500 | 06/30/2022
Rheem Sales Company, Inc. | Weatherking | RGEA14036AJT06XAC | Federally-Regulated Consumer Product | Weatherized Non-Condensing Gas | 1430 | 262 |  | 06/30/2022 | 99665 | 206606618 | 06/30/2022
Rheem Sales Company, Inc. | Weatherking | RGEA14024AJT08XAC | Federally-Regulated Consumer Product | Weatherized Non-Condensing Gas | 1127 | 249 |  | 06/30/2022 | 80320 | 206606591 | 06/30/2022
Rheem Sales Company, Inc. | Weatherking | RGEA15030AJV061AB | Federally-Regulated Consumer Product | Weatherized Non-Condensing Gas | 1402 | 261 |  | 06/30/2022 | 80658 | 203404528 | 06/30/2022
Rheem Sales Company, Inc. | Weatherking | RGEA14024AJT06XAC | Federally-Regulated Consumer Product | Weatherized Non-Condensing Gas | 1127 | 249 |  | 06/30/2022 | 80320 | 206606582 | 06/30/2022
Rheem Sales Company, Inc. | Weatherking | RGEA14030AJT08XAC | Federally-Regulated Consumer Product | Weatherized Non-Condensing Gas | 1147 | 249 |  | 06/30/2022 | 79965 | 206606609 | 06/30/2022
Rheem Sales Company, Inc. | Weatherking | RGEA15048AJV101AB | Federally-Regulated Consumer Product | Weatherized Non-Condensing Gas | 1720 | 275 |  | 06/30/2022 | 99897 | 203404596 | 06/30/2022
Rheem Sales Company, Inc. | Weatherking | RGEA14024AJT081AC | Federally-Regulated Consumer Product | Weatherized Non-Condensing Gas | 1127 | 249 |  | 06/30/2022 | 80320 | 206606586 | 06/30/2022
Rheem Sales Company, Inc. | Weatherking | RGEA15030AJV08XAB | Federally-Regulated Consumer Product | Weatherized Non-Condensing Gas | 1402 | 261 |  | 06/30/2022 | 80658 | 203404540 | 06/30/2022
Rheem Sales Company, Inc. | Weatherking | RGEA15048AJV081AB | Federally-Regulated Consumer Product | Weatherized Non-Condensing Gas | 1720 | 275 |  | 06/30/2022 | 99897 | 203404588 | 06/30/2022
Rheem Sales Company, Inc. | Weatherking | RGEA14036AJT10XAC | Federally-Regulated Consumer Product | Weatherized Non-Condensing Gas | 1430 | 262 |  | 06/30/2022 | 99665 | 206606636 | 06/30/2022
Rheem Sales Company, Inc. | Weatherking | RGEA14048AJT081AB | Federally-Regulated Consumer Product | Weatherized Non-Condensing Gas | 1809 | 279 |  | 06/30/2022 | 99189 | 203404488 | 06/30/2022
Rheem Sales Company, Inc. | Weatherking | RGEA15060AJV101AB | Federally-Regulated Consumer Product | Weatherized Non-Condensing Gas | 2166 | 294 |  | 06/30/2022 | 100081 | 203404604 | 06/30/2022
Rheem Sales Company, Inc. | Weatherking | RGEA14042AJT10XAC | Federally-Regulated Consumer Product | Weatherized Non-Condensing Gas | 1494 | 265 |  | 06/30/2022 | 99609 | 206606653 | 06/30/2022
Rheem Sales Company, Inc. | Weatherking | RGEA14036AJT101AC | Federally-Regulated Consumer Product | Weatherized Non-Condensing Gas | 1430 | 262 |  | 06/30/2022 | 99665 | 206606631 | 06/30/2022
Rheem Sales Company, Inc. | Weatherking | RGEA15060AJV10XAB | Federally-Regulated Consumer Product | Weatherized Non-Condensing Gas | 2166 | 294 |  | 06/30/2022 | 100081 | 203404608 | 06/30/2022
Rheem Sales Company, Inc. | Weatherking | RGEA14036AJT08XAC | Federally-Regulated Consumer Product | Weatherized Non-Condensing Gas | 1430 | 262 |  | 06/30/2022 | 99665 | 206606627 | 06/30/2022
Rheem Sales Company, Inc. | Weatherking | RGEA14030AJT081AC | Federally-Regulated Consumer Product | Weatherized Non-Condensing Gas | 1147 | 249 |  | 06/30/2022 | 79965 | 206606604 | 06/30/2022
Rheem Sales Company, Inc. | Weatherking | RGEA15030AJV06XAB | Federally-Regulated Consumer Product | Weatherized Non-Condensing Gas | 1402 | 261 |  | 06/30/2022 | 80658 | 203404532 | 06/30/2022
Rheem Sales Company, Inc. | Weatherking | RGEA14030AJT061AC | Federally-Regulated Consumer Product | Weatherized Non-Condensing Gas | 1147 | 249 |  | 06/30/2022 | 79965 | 206606595 | 06/30/2022
Rheem Sales Company, Inc. | Weatherking | RGEA15048AJV10XAB | Federally-Regulated Consumer Product | Weatherized Non-Condensing Gas | 1720 | 275 |  | 06/30/2022 | 99897 | 203404600 | 06/30/2022
Rheem Sales Company, Inc. | Weatherking | RGEA14042AJT081AC | Federally-Regulated Consumer Product | Weatherized Non-Condensing Gas | 1494 | 265 |  | 06/30/2022 | 99609 | 206606640 | 06/30/2022
Rheem Sales Company, Inc. | Weatherking | RGEA14048AJT101AB | Federally-Regulated Consumer Product | Weatherized Non-Condensing Gas | 1809 | 279 |  | 06/30/2022 | 99189 | 203404496 | 06/30/2022
Rheem Sales Company, Inc. | Weatherking | RGEA14036AJT081AC | Federally-Regulated Consumer Product | Weatherized Non-Condensing Gas | 1430 | 262 |  | 06/30/2022 | 99665 | 206606622 | 06/30/2022
Rheem Sales Company, Inc. | Weatherking | RGEA14042AJT08XAC | Federally-Regulated Consumer Product | Weatherized Non-Condensing Gas | 1494 | 265 |  | 06/30/2022 | 99609 | 206606644 | 06/30/2022
Rheem Sales Company, Inc. | Weatherking | RGEA15030AJV081AB | Federally-Regulated Consumer Product | Weatherized Non-Condensing Gas | 1402 | 261 |  | 06/30/2022 | 80658 | 203404536 | 06/30/2022
Rheem Sales Company, Inc. | Weatherking | RGEA14036AJT061AC | Federally-Regulated Consumer Product | Weatherized Non-Condensing Gas | 1430 | 262 |  | 06/30/2022 | 99665 | 206606613 | 06/30/2022
Rheem Sales Company, Inc. | Weatherking | RGEA14042AJT101AC | Federally-Regulated Consumer Product | Weatherized Non-Condensing Gas | 1494 | 265 |  | 06/30/2022 | 99609 | 206606649 | 06/30/2022
Rheem Sales Company, Inc. | Rheem | RGEA15030AJV06XAB | Federally-Regulated Consumer Product | Weatherized Non-Condensing Gas | 1402 | 261 |  | 06/30/2022 | 80658 | 203404529 | 06/30/2022
Rheem Sales Company, Inc. | Rheem | RGEA14024AJT08XAC | Federally-Regulated Consumer Product | Weatherized Non-Condensing Gas | 1127 | 249 |  | 06/30/2022 | 80320 | 206606588 | 06/30/2022
Rheem Sales Company, Inc. | Rheem | RGEA16036AJV06TAB | Federally-Regulated Consumer Product | Weatherized Non-Condensing Gas | 1648 | 259 |  | 06/30/2022 | 76362 | 203404615 | 06/30/2022
Rheem Sales Company, Inc. | Rheem | RGEA14036AJT101AC | Federally-Regulated Consumer Product | Weatherized Non-Condensing Gas | 1430 | 262 |  | 06/30/2022 | 99665 | 206606416 | 06/30/2022
Rheem Sales Company, Inc. | Rheem | RGEA16048AJV102AB | Federally-Regulated Consumer Product | Weatherized Non-Condensing Gas | 1845 | 280 |  | 06/30/2022 | 76171 | 203404629 | 06/30/2022
Rheem Sales Company, Inc. | Rheem | RGEA14030AJT04UAA | Federally-Regulated Consumer Product | Weatherized Non-Condensing Gas | 1189 | 251 |  | 06/30/2022 | 39887 | 205963370 | 06/30/2022
Rheem Sales Company, Inc. | Rheem | RGEA14024AJT081AC | Federally-Regulated Consumer Product | Weatherized Non-Condensing Gas | 1127 | 249 |  | 06/30/2022 | 80320 | 206606411 | 06/30/2022
Rheem Sales Company, Inc. | Rheem | RGEA15048AJV101AB | Federally-Regulated Consumer Product | Weatherized Non-Condensing Gas | 1720 | 275 |  | 06/30/2022 | 99897 | 203404593 | 06/30/2022
Rheem Sales Company, Inc. | Rheem | RGECZR060AJT12**B | Federally-Regulated Consumer Product | Weatherized Non-Condensing Gas | 2183 | 266 |  | 06/30/2022 | 83968 | 206717349 | 06/30/2022
Rheem Sales Company, Inc. | Rheem | RGEA16048AJV08TAB | Federally-Regulated Consumer Product | Weatherized Non-Condensing Gas | 1845 | 272 |  | 06/30/2022 | 76171 | 203404627 | 06/30/2022
Rheem Sales Company, Inc. | Rheem | RGECZR060AJT12**A | Federally-Regulated Consumer Product | Weatherized Non-Condensing Gas | 2183 | 266 |  | 06/30/2022 | 83968 | 203473619 | 06/30/2022
Rheem Sales Company, Inc. | Rheem | RGEA15048AJV081AB | Federally-Regulated Consumer Product | Weatherized Non-Condensing Gas | 1720 | 275 |  | 06/30/2022 | 99897 | 203404585 | 06/30/2022
Rheem Sales Company, Inc. | Rheem | RGEA15030AJV061AB | Federally-Regulated Consumer Product | Weatherized Non-Condensing Gas | 1402 | 261 |  | 06/30/2022 | 80658 | 203404525 | 06/30/2022
Rheem Sales Company, Inc. | Rheem | RGEA15030AJV081AB | Federally-Regulated Consumer Product | Weatherized Non-Condensing Gas | 1402 | 261 |  | 06/30/2022 | 80658 | 203404533 | 06/30/2022
Rheem Sales Company, Inc. | Rheem | RGEA14036AJT08UAA | Federally-Regulated Consumer Product | Weatherized Non-Condensing Gas | 1382 | 260 |  | 06/30/2022 | 80891 | 205962902 | 06/30/2022
Rheem Sales Company, Inc. | Rheem | RGEA16036AJV102AB | Federally-Regulated Consumer Product | Weatherized Non-Condensing Gas | 1648 | 272 |  | 06/30/2022 | 76362 | 203404621 | 06/30/2022
Rheem Sales Company, Inc. | Rheem | RGEA14048AJT101AB | Federally-Regulated Consumer Product | Weatherized Non-Condensing Gas | 1809 | 279 |  | 06/30/2022 | 99189 | 203404493 | 06/30/2022
Rheem Sales Company, Inc. | Rheem | RGEA14030AJT061AC | Federally-Regulated Consumer Product | Weatherized Non-Condensing Gas | 1147 | 249 |  | 06/30/2022 | 79965 | 206606412 | 06/30/2022
Rheem Sales Company, Inc. | Rheem | RGEA14036AJT061AC | Federally-Regulated Consumer Product | Weatherized Non-Condensing Gas | 1430 | 262 |  | 06/30/2022 | 99665 | 206606414 | 06/30/2022
Rheem Sales Company, Inc. | Rheem | RGEA15060AJV10XAB | Federally-Regulated Consumer Product | Weatherized Non-Condensing Gas | 2166 | 294 |  | 06/30/2022 | 100081 | 203404605 | 06/30/2022
Rheem Sales Company, Inc. | Rheem | RGEA14048AJT10UAA | Federally-Regulated Consumer Product | Weatherized Non-Condensing Gas | 1832 | 280 |  | 06/30/2022 | 100370 | 205962904 | 06/30/2022
Rheem Sales Company, Inc. | Rheem | RGEA14024AJT06XAC | Federally-Regulated Consumer Product | Weatherized Non-Condensing Gas | 1127 | 249 |  | 06/30/2022 | 80320 | 206606579 | 06/30/2022
Rheem Sales Company, Inc. | Rheem | RGECZR048AJT07**B | Federally-Regulated Consumer Product | Weatherized Non-Condensing Gas | 1873 | 167 |  | 06/30/2022 | 52596 | 206717346 | 06/30/2022
Rheem Sales Company, Inc. | Rheem | RGEA14042AJT08UAA | Federally-Regulated Consumer Product | Weatherized Non-Condensing Gas | 1635 | 271 |  | 06/30/2022 | 80943 | 205962905 | 06/30/2022
Rheem Sales Company, Inc. | Rheem | RGEA14024AJT06UAA | Federally-Regulated Consumer Product | Weatherized Non-Condensing Gas | 1236 | 253 |  | 06/30/2022 | 61566 | 205962900 | 06/30/2022
Rheem Sales Company, Inc. | Rheem | RGEA14030AJT08XAC | Federally-Regulated Consumer Product | Weatherized Non-Condensing Gas | 1147 | 249 |  | 06/30/2022 | 79965 | 206606606 | 06/30/2022
Rheem Sales Company, Inc. | Rheem | RGEA14042AJT10XAC | Federally-Regulated Consumer Product | Weatherized Non-Condensing Gas | 1494 | 265 |  | 06/30/2022 | 99609 | 206606654 | 06/30/2022
Rheem Sales Company, Inc. | Rheem | RGEA14036AJT10XAC | Federally-Regulated Consumer Product | Weatherized Non-Condensing Gas | 1430 | 262 |  | 06/30/2022 | 99665 | 206606633 | 06/30/2022
Rheem Sales Company, Inc. | Rheem | RGEA14030AJT081AC | Federally-Regulated Consumer Product | Weatherized Non-Condensing Gas | 1147 | 249 |  | 06/30/2022 | 79965 | 206606413 | 06/30/2022
Rheem Sales Company, Inc. | Rheem | RGEA14042AJT081AC | Federally-Regulated Consumer Product | Weatherized Non-Condensing Gas | 1494 | 265 |  | 06/30/2022 | 99609 | 206606417 | 06/30/2022
Rheem Sales Company, Inc. | Rheem | RGEA14048AJT081AB | Federally-Regulated Consumer Product | Weatherized Non-Condensing Gas | 1809 | 279 |  | 06/30/2022 | 99189 | 203404485 | 06/30/2022
Rheem Sales Company, Inc. | Rheem | RGEA16036AJV08TAB | Federally-Regulated Consumer Product | Weatherized Non-Condensing Gas | 1648 | 272 |  | 06/30/2022 | 76362 | 203404619 | 06/30/2022
Rheem Sales Company, Inc. | Rheem | RGEA14048AJT08XAB | Federally-Regulated Consumer Product | Weatherized Non-Condensing Gas | 1809 | 279 |  | 06/30/2022 | 99189 | 203404489 | 06/30/2022
Rheem Sales Company, Inc. | Rheem | RGEA16036AJV10TAB | Federally-Regulated Consumer Product | Weatherized Non-Condensing Gas | 1648 | 272 |  | 06/30/2022 | 76362 | 203404623 | 06/30/2022
Rheem Sales Company, Inc. | Rheem | RGEA16048AJV082AB | Federally-Regulated Consumer Product | Weatherized Non-Condensing Gas | 1845 | 272 |  | 06/30/2022 | 76171 | 203404625 | 06/30/2022
Rheem Sales Company, Inc. | Rheem | RGEA14030AJT06XAC | Federally-Regulated Consumer Product | Weatherized Non-Condensing Gas | 1147 | 249 |  | 06/30/2022 | 79965 | 206606597 | 06/30/2022
Rheem Sales Company, Inc. | Rheem | RGEA14024AJT04UAA | Federally-Regulated Consumer Product | Weatherized Non-Condensing Gas | 1181 | 251 |  | 06/30/2022 | 40068 | 205962907 | 06/30/2022
Rheem Sales Company, Inc. | Rheem | RGEA15048AJV10XAB | Federally-Regulated Consumer Product | Weatherized Non-Condensing Gas | 1720 | 275 |  | 06/30/2022 | 99897 | 203404597 | 06/30/2022
Rheem Sales Company, Inc. | Rheem | RGEA14036AJT06UAA | Federally-Regulated Consumer Product | Weatherized Non-Condensing Gas | 1434 | 262 |  | 06/30/2022 | 60723 | 205962901 | 06/30/2022
Rheem Sales Company, Inc. | Rheem | RGECZR036AJT07**B | Federally-Regulated Consumer Product | Weatherized Non-Condensing Gas | 1475 | 165 |  | 06/30/2022 | 53157 | 206717344 | 06/30/2022
Rheem Sales Company, Inc. | Rheem | RGEA16048AJV10TAB | Federally-Regulated Consumer Product | Weatherized Non-Condensing Gas | 1845 | 280 |  | 06/30/2022 | 76171 | 203404631 | 06/30/2022
Rheem Sales Company, Inc. | Rheem | RGEA16024AJV062AB | Federally-Regulated Consumer Product | Weatherized Non-Condensing Gas | 1358 | 259 |  | 06/30/2022 | 46205 | 203404609 | 06/30/2022
Rheem Sales Company, Inc. | Rheem | RGECZR048AJT07**A | Federally-Regulated Consumer Product | Weatherized Non-Condensing Gas | 1873 | 167 |  | 06/30/2022 | 52596 | 203473616 | 06/30/2022
Rheem Sales Company, Inc. | Rheem | RGEA14042AJT101AC | Federally-Regulated Consumer Product | Weatherized Non-Condensing Gas | 1494 | 265 |  | 06/30/2022 | 99609 | 206606418 | 06/30/2022
Rheem Sales Company, Inc. | Rheem | RGEA14024AJT061AC | Federally-Regulated Consumer Product | Weatherized Non-Condensing Gas | 1127 | 249 |  | 06/30/2022 | 80320 | 206606410 | 06/30/2022
Rheem Sales Company, Inc. | Rheem | RGEA16060AJV102AB | Federally-Regulated Consumer Product | Weatherized Non-Condensing Gas | 2330 | 280 |  | 06/30/2022 | 75239 | 203404633 | 06/30/2022
Rheem Sales Company, Inc. | Rheem | RGEA16036AJV062AB | Federally-Regulated Consumer Product | Weatherized Non-Condensing Gas | 1648 | 259 |  | 06/30/2022 | 76362 | 203404613 | 06/30/2022
Rheem Sales Company, Inc. | Rheem | RGEA14048AJT08UAA | Federally-Regulated Consumer Product | Weatherized Non-Condensing Gas | 2026 | 288 |  | 06/30/2022 | 80019 | 205962903 | 06/30/2022
Rheem Sales Company, Inc. | Rheem | RGECZR036AJT07**A | Federally-Regulated Consumer Product | Weatherized Non-Condensing Gas | 1475 | 165 |  | 06/30/2022 | 53157 | 203473614 | 06/30/2022
Rheem Sales Company, Inc. | Rheem | RGEA14060AJT10UAA | Federally-Regulated Consumer Product | Weatherized Non-Condensing Gas | 2066 | 290 |  | 06/30/2022 | 100130 | 205962906 | 06/30/2022
Rheem Sales Company, Inc. | Rheem | RGEA16036AJV082AB | Federally-Regulated Consumer Product | Weatherized Non-Condensing Gas | 1648 | 272 |  | 06/30/2022 | 76362 | 203404617 | 06/30/2022
Rheem Sales Company, Inc. | Rheem | RGEA16024AJV06TAB | Federally-Regulated Consumer Product | Weatherized Non-Condensing Gas | 1358 | 259 |  | 06/30/2022 | 46205 | 203404611 | 06/30/2022
Rheem Sales Company, Inc. | Rheem | RGEA15060AJV101AB | Federally-Regulated Consumer Product | Weatherized Non-Condensing Gas | 2166 | 294 |  | 06/30/2022 | 100081 | 203404601 | 06/30/2022
Rheem Sales Company, Inc. | Rheem | RGEA14030AJT06UAA | Federally-Regulated Consumer Product | Weatherized Non-Condensing Gas | 1125 | 248 |  | 06/30/2022 | 60094 | 205963369 | 06/30/2022
Rheem Sales Company, Inc. | Rheem | RGEA15030AJV08XAB | Federally-Regulated Consumer Product | Weatherized Non-Condensing Gas | 1402 | 261 |  | 06/30/2022 | 80658 | 203404537 | 06/30/2022
Rheem Sales Company, Inc. | Rheem | RGEA14042AJT08XAC | Federally-Regulated Consumer Product | Weatherized Non-Condensing Gas | 1494 | 265 |  | 06/30/2022 | 99609 | 206606645 | 06/30/2022
Rheem Sales Company, Inc. | Rheem | RGEA14036AJT08XAC | Federally-Regulated Consumer Product | Weatherized Non-Condensing Gas | 1430 | 262 |  | 06/30/2022 | 99665 | 206606624 | 06/30/2022
Rheem Sales Company, Inc. | Rheem | RGEA14048AJT10XAB | Federally-Regulated Consumer Product | Weatherized Non-Condensing Gas | 1809 | 279 |  | 06/30/2022 | 99189 | 203404497 | 06/30/2022
Rheem Sales Company, Inc. | Rheem | RGEA14036AJT06XAC | Federally-Regulated Consumer Product | Weatherized Non-Condensing Gas | 1430 | 262 |  | 06/30/2022 | 99665 | 206606615 | 06/30/2022
Rheem Sales Company, Inc. | Rheem | RGEA16060AJV10TAB | Federally-Regulated Consumer Product | Weatherized Non-Condensing Gas | 2330 | 280 |  | 06/30/2022 | 75239 | 203404635 | 06/30/2022
Rheem Sales Company, Inc. | Rheem | RGEA14036AJT081AC | Federally-Regulated Consumer Product | Weatherized Non-Condensing Gas | 1430 | 262 |  | 06/30/2022 | 99665 | 206606415 | 06/30/2022
Rheem Sales Company, Inc. | Rheem | RGEA15048AJV08XAB | Federally-Regulated Consumer Product | Weatherized Non-Condensing Gas | 1720 | 275 |  | 06/30/2022 | 99897 | 203404589 | 06/30/2022
Rheem Sales Company, Inc. | Sure | RGEA15048AJV081AB | Federally-Regulated Consumer Product | Weatherized Non-Condensing Gas | 1720 | 275 |  | 01/20/2021 | 99897 | 203404587 | 06/30/2022
Rheem Sales Company, Inc. | Sure | RGEA14024AJT06XAC | Federally-Regulated Consumer Product | Weatherized Non-Condensing Gas | 1127 | 249 |  | 12/01/2021 | 80320 | 206606581 | 06/30/2022
Rheem Sales Company, Inc. | Sure | RGEA15060AJV10XAB | Federally-Regulated Consumer Product | Weatherized Non-Condensing Gas | 2166 | 294 |  | 12/01/2021 | 100081 | 203404607 | 06/30/2022
Rheem Sales Company, Inc. | Sure | RGEA14048AJT101AB | Federally-Regulated Consumer Product | Weatherized Non-Condensing Gas | 1809 | 279 |  | 12/01/2021 | 99189 | 203404495 | 06/30/2022
Rheem Sales Company, Inc. | Sure | RGEA15048AJV08XAB | Federally-Regulated Consumer Product | Weatherized Non-Condensing Gas | 1720 | 275 |  | 01/20/2021 | 99897 | 203404591 | 06/30/2022
Rheem Sales Company, Inc. | Sure | RGEA14048AJT08XAB | Federally-Regulated Consumer Product | Weatherized Non-Condensing Gas | 1809 | 279 |  | 12/01/2021 | 99189 | 203404491 | 06/30/2022
Rheem Sales Company, Inc. | Sure | RGEA14036AJT081AC | Federally-Regulated Consumer Product | Weatherized Non-Condensing Gas | 1430 | 262 |  | 12/01/2021 | 99665 | 206606621 | 06/30/2022
Rheem Sales Company, Inc. | Sure | RGEA14042AJT101AC | Federally-Regulated Consumer Product | Weatherized Non-Condensing Gas | 1494 | 265 |  | 12/01/2021 | 99609 | 206606648 | 06/30/2022
Rheem Sales Company, Inc. | Sure | RGECZR036AJT07**B | Federally-Regulated Consumer Product | Weatherized Non-Condensing Gas | 1475 | 165 |  | 03/17/2021 | 53157 | 206778660 | 06/30/2022
Rheem Sales Company, Inc. | Sure | RGEA15048AJV10XAB | Federally-Regulated Consumer Product | Weatherized Non-Condensing Gas | 1720 | 275 |  | 12/01/2021 | 99897 | 203404599 | 06/30/2022
Rheem Sales Company, Inc. | Sure | RGEA14030AJT06XAC | Federally-Regulated Consumer Product | Weatherized Non-Condensing Gas | 1147 | 249 |  | 12/01/2021 | 79965 | 206606599 | 06/30/2022
Rheem Sales Company, Inc. | Sure | RGEA14036AJT10XAC | Federally-Regulated Consumer Product | Weatherized Non-Condensing Gas | 1430 | 262 |  | 12/01/2021 | 99665 | 206606635 | 06/30/2022
Rheem Sales Company, Inc. | Sure | RGEA14042AJT08UAA | Federally-Regulated Consumer Product | Weatherized Non-Condensing Gas | 1635 | 271 |  | 12/01/2021 | 80943 | 205965548 | 06/30/2022
Rheem Sales Company, Inc. | Sure | RGEA14042AJT10XAC | Federally-Regulated Consumer Product | Weatherized Non-Condensing Gas | 1494 | 265 |  | 12/01/2021 | 99609 | 206606652 | 06/30/2022
Rheem Sales Company, Inc. | Sure | RGEA15030AJV061AB | Federally-Regulated Consumer Product | Weatherized Non-Condensing Gas | 1402 | 261 |  | 12/01/2021 | 80658 | 203404527 | 06/30/2022
Rheem Sales Company, Inc. | Sure | RGEA14042AJT08XAC | Federally-Regulated Consumer Product | Weatherized Non-Condensing Gas | 1494 | 265 |  | 12/01/2021 | 99609 | 206606643 | 06/30/2022
Rheem Sales Company, Inc. | Sure | RGEA14060AJT10UAA | Federally-Regulated Consumer Product | Weatherized Non-Condensing Gas | 2066 | 290 |  | 12/01/2021 | 100130 | 205965549 | 06/30/2022
Rheem Sales Company, Inc. | Sure | RGEA14030AJT06UAA | Federally-Regulated Consumer Product | Weatherized Non-Condensing Gas | 1125 | 248 |  | 12/01/2021 | 60094 | 205965541 | 06/30/2022
Rheem Sales Company, Inc. | Sure | RGEA14048AJT08UAA | Federally-Regulated Consumer Product | Weatherized Non-Condensing Gas | 2026 | 288 |  | 12/01/2021 | 80019 | 205965546 | 06/30/2022
Rheem Sales Company, Inc. | Sure | RGECZR060AJT12**A | Federally-Regulated Consumer Product | Weatherized Non-Condensing Gas | 2183 | 266 |  | 12/01/2021 | 83968 | 203473673 | 06/30/2022
Rheem Sales Company, Inc. | Sure | RGEA14048AJT10XAB | Federally-Regulated Consumer Product | Weatherized Non-Condensing Gas | 1809 | 279 |  | 12/01/2021 | 99189 | 203404499 | 06/30/2022
Rheem Sales Company, Inc. | Sure | RGEA15060AJV101AB | Federally-Regulated Consumer Product | Weatherized Non-Condensing Gas | 2166 | 294 |  | 12/01/2021 | 100081 | 203404603 | 06/30/2022
Rheem Sales Company, Inc. | Sure | RGEA14036AJT061AC | Federally-Regulated Consumer Product | Weatherized Non-Condensing Gas | 1430 | 262 |  | 12/01/2021 | 99665 | 206606612 | 06/30/2022
Rheem Sales Company, Inc. | Sure | RGECZR060AJT12**B | Federally-Regulated Consumer Product | Weatherized Non-Condensing Gas | 2183 | 266 |  | 12/01/2021 | 83968 | 206778665 | 06/30/2022
Rheem Sales Company, Inc. | Sure | RGEA15030AJV08XAB | Federally-Regulated Consumer Product | Weatherized Non-Condensing Gas | 1402 | 261 |  | 12/01/2021 | 80658 | 203404539 | 06/30/2022
Rheem Sales Company, Inc. | Sure | RGEA14048AJT10UAA | Federally-Regulated Consumer Product | Weatherized Non-Condensing Gas | 1832 | 280 |  | 12/01/2021 | 100370 | 205965547 | 06/30/2022
Rheem Sales Company, Inc. | Sure | RGEA14024AJT06UAA | Federally-Regulated Consumer Product | Weatherized Non-Condensing Gas | 1236 | 253 |  | 12/01/2021 | 61566 | 205965543 | 06/30/2022
Rheem Sales Company, Inc. | Sure | RGEA14024AJT061AC | Federally-Regulated Consumer Product | Weatherized Non-Condensing Gas | 1127 | 249 |  | 12/01/2021 | 80320 | 206606576 | 06/30/2022
Rheem Sales Company, Inc. | Sure | RGEA14024AJT08XAC | Federally-Regulated Consumer Product | Weatherized Non-Condensing Gas | 1127 | 249 |  | 12/01/2021 | 80320 | 206606590 | 06/30/2022
Rheem Sales Company, Inc. | Sure | RGEA15030AJV06XAB | Federally-Regulated Consumer Product | Weatherized Non-Condensing Gas | 1402 | 261 |  | 12/01/2021 | 80658 | 203404531 | 06/30/2022
Rheem Sales Company, Inc. | Sure | RGEA14024AJT081AC | Federally-Regulated Consumer Product | Weatherized Non-Condensing Gas | 1127 | 249 |  | 12/01/2021 | 80320 | 206606585 | 06/30/2022
Rheem Sales Company, Inc. | Sure | RGEA14036AJT101AC | Federally-Regulated Consumer Product | Weatherized Non-Condensing Gas | 1430 | 262 |  | 12/01/2021 | 99665 | 206606630 | 06/30/2022
Rheem Sales Company, Inc. | Sure | RGECZR036AJT07**A | Federally-Regulated Consumer Product | Weatherized Non-Condensing Gas | 1475 | 165 |  | 01/20/2021 | 53157 | 203473663 | 06/30/2022
Rheem Sales Company, Inc. | Sure | RGEA15030AJV081AB | Federally-Regulated Consumer Product | Weatherized Non-Condensing Gas | 1402 | 261 |  | 12/01/2021 | 80658 | 203404535 | 06/30/2022
Rheem Sales Company, Inc. | Sure | RGEA14036AJT08XAC | Federally-Regulated Consumer Product | Weatherized Non-Condensing Gas | 1430 | 262 |  | 12/01/2021 | 99665 | 206606626 | 06/30/2022
Rheem Sales Company, Inc. | Sure | RGEA14042AJT081AC | Federally-Regulated Consumer Product | Weatherized Non-Condensing Gas | 1494 | 265 |  | 12/01/2021 | 99609 | 206606639 | 06/30/2022
Rheem Sales Company, Inc. | Sure | RGEA15048AJV101AB | Federally-Regulated Consumer Product | Weatherized Non-Condensing Gas | 1720 | 275 |  | 12/01/2021 | 99897 | 203404595 | 06/30/2022
Rheem Sales Company, Inc. | Sure | RGEA14030AJT04UAA | Federally-Regulated Consumer Product | Weatherized Non-Condensing Gas | 1189 | 251 |  | 01/20/2021 | 39887 | 205965542 | 06/30/2022
Rheem Sales Company, Inc. | Sure | RGEA14036AJT08UAA | Federally-Regulated Consumer Product | Weatherized Non-Condensing Gas | 1382 | 260 |  | 12/01/2021 | 80891 | 205965545 | 06/30/2022
Rheem Sales Company, Inc. | Sure | RGEA14036AJT06XAC | Federally-Regulated Consumer Product | Weatherized Non-Condensing Gas | 1430 | 262 |  | 12/01/2021 | 99665 | 206606617 | 06/30/2022
Rheem Sales Company, Inc. | Sure | RGEA14030AJT08XAC | Federally-Regulated Consumer Product | Weatherized Non-Condensing Gas | 1147 | 249 |  | 12/01/2021 | 79965 | 206606608 | 06/30/2022
Rheem Sales Company, Inc. | Sure | RGEA14030AJT081AC | Federally-Regulated Consumer Product | Weatherized Non-Condensing Gas | 1147 | 249 |  | 12/01/2021 | 79965 | 206606603 | 06/30/2022
Rheem Sales Company, Inc. | Sure | RGECZR048AJT07**A | Federally-Regulated Consumer Product | Weatherized Non-Condensing Gas | 1873 | 167 |  | 01/20/2021 | 52596 | 203473667 | 06/30/2022
Rheem Sales Company, Inc. | Sure | RGECZR048AJT07**B | Federally-Regulated Consumer Product | Weatherized Non-Condensing Gas | 1873 | 167 |  | 03/17/2021 | 52596 | 206778662 | 06/30/2022
Rheem Sales Company, Inc. | Sure | RGEA14030AJT061AC | Federally-Regulated Consumer Product | Weatherized Non-Condensing Gas | 1147 | 249 |  | 12/01/2021 | 79965 | 206606594 | 06/30/2022
Rheem Sales Company, Inc. | Sure | RGEA14048AJT081AB | Federally-Regulated Consumer Product | Weatherized Non-Condensing Gas | 1809 | 279 |  | 12/01/2021 | 99189 | 203404487 | 06/30/2022
Rheem Sales Company, Inc. | Fujitsu | RGEA14036AJT08UAA | Federally-Regulated Consumer Product | Weatherized Non-Condensing Gas | 1382 | 260 |  | 12/01/2021 | 80891 | 205965580 | 06/30/2022
Rheem Sales Company, Inc. | Fujitsu | RGECZR060AJT12**A | Federally-Regulated Consumer Product | Weatherized Non-Condensing Gas | 2183 | 266 |  | 12/01/2021 | 83968 | 205785672 | 06/30/2022
Rheem Sales Company, Inc. | Fujitsu | RGEA14048AJT08UAA | Federally-Regulated Consumer Product | Weatherized Non-Condensing Gas | 2026 | 288 |  | 12/01/2021 | 80019 | 205965581 | 06/30/2022
Rheem Sales Company, Inc. | Fujitsu | RGEA14030AJT04UAA | Federally-Regulated Consumer Product | Weatherized Non-Condensing Gas | 1189 | 251 |  | 01/20/2021 | 39887 | 205965577 | 06/30/2022
Rheem Sales Company, Inc. | Fujitsu | RGEA16036AJV062AB | Federally-Regulated Consumer Product | Weatherized Non-Condensing Gas | 1648 | 259 |  | 01/20/2021 | 76362 | 205785655 | 06/30/2022
Rheem Sales Company, Inc. | Fujitsu | RGEA14036AJT06UAA | Federally-Regulated Consumer Product | Weatherized Non-Condensing Gas | 1434 | 262 |  | 12/01/2021 | 60723 | 205965579 | 06/30/2022
Rheem Sales Company, Inc. | Fujitsu | RGEA14030AJT061AC | Federally-Regulated Consumer Product | Weatherized Non-Condensing Gas | 1147 | 249 |  | 12/01/2021 | 79965 | 206606678 | 06/30/2022
Rheem Sales Company, Inc. | Fujitsu | RGEA14060AJT10UAA | Federally-Regulated Consumer Product | Weatherized Non-Condensing Gas | 2066 | 290 |  | 12/01/2021 | 100130 | 205965584 | 06/30/2022
Rheem Sales Company, Inc. | Fujitsu | RGEA16036AJV06TAB | Federally-Regulated Consumer Product | Weatherized Non-Condensing Gas | 1648 | 259 |  | 01/20/2021 | 76362 | 205785656 | 06/30/2022
Rheem Sales Company, Inc. | Fujitsu | RGEA14036AJT08XAC | Federally-Regulated Consumer Product | Weatherized Non-Condensing Gas | 1430 | 262 |  | 12/01/2021 | 99665 | 206606685 | 06/30/2022
Rheem Sales Company, Inc. | Fujitsu | RGEA14048AJT081AB | Federally-Regulated Consumer Product | Weatherized Non-Condensing Gas | 1809 | 279 |  | 12/01/2021 | 99189 | 204117038 | 06/30/2022
Rheem Sales Company, Inc. | Fujitsu | RGECZR060AJT12**B | Federally-Regulated Consumer Product | Weatherized Non-Condensing Gas | 2183 | 266 |  | 12/01/2021 | 83968 | 206778671 | 06/30/2022
Rheem Sales Company, Inc. | Fujitsu | RGEA15030AJV081AB | Federally-Regulated Consumer Product | Weatherized Non-Condensing Gas | 1402 | 261 |  | 12/01/2021 | 80658 | 204117050 | 06/30/2022
Rheem Sales Company, Inc. | Fujitsu | RGEA15048AJV08XAB | Federally-Regulated Consumer Product | Weatherized Non-Condensing Gas | 1720 | 275 |  | 01/20/2021 | 99897 | 204117063 | 06/30/2022
Rheem Sales Company, Inc. | Fujitsu | RGEA15048AJV081AB | Federally-Regulated Consumer Product | Weatherized Non-Condensing Gas | 1720 | 275 |  | 01/20/2021 | 99897 | 204117062 | 06/30/2022
Rheem Sales Company, Inc. | Fujitsu | RGEA15030AJV08XAB | Federally-Regulated Consumer Product | Weatherized Non-Condensing Gas | 1402 | 261 |  | 12/01/2021 | 80658 | 204117051 | 06/30/2022
Rheem Sales Company, Inc. | Fujitsu | RGEA16036AJV082AB | Federally-Regulated Consumer Product | Weatherized Non-Condensing Gas | 1648 | 272 |  | 01/20/2021 | 76362 | 205785657 | 06/30/2022
Rheem Sales Company, Inc. | Fujitsu | RGEA15060AJV10XAB | Federally-Regulated Consumer Product | Weatherized Non-Condensing Gas | 2166 | 294 |  | 12/01/2021 | 100081 | 204117067 | 06/30/2022
Rheem Sales Company, Inc. | Fujitsu | RGEA14024AJT08XAC | Federally-Regulated Consumer Product | Weatherized Non-Condensing Gas | 1127 | 249 |  | 12/01/2021 | 80320 | 206606677 | 06/30/2022
Rheem Sales Company, Inc. | Fujitsu | RGEA14048AJT10UAA | Federally-Regulated Consumer Product | Weatherized Non-Condensing Gas | 1832 | 280 |  | 12/01/2021 | 100370 | 205965582 | 06/30/2022
Rheem Sales Company, Inc. | Fujitsu | RGEA14048AJT10XAB | Federally-Regulated Consumer Product | Weatherized Non-Condensing Gas | 1809 | 279 |  | 12/01/2021 | 99189 | 204117041 | 06/30/2022
Rheem Sales Company, Inc. | Fujitsu | RGEA14042AJT08UAA | Federally-Regulated Consumer Product | Weatherized Non-Condensing Gas | 1635 | 271 |  | 12/01/2021 | 80943 | 205965583 | 06/30/2022
Rheem Sales Company, Inc. | Fujitsu | RGEA14036AJT101AC | Federally-Regulated Consumer Product | Weatherized Non-Condensing Gas | 1430 | 262 |  | 12/01/2021 | 99665 | 206606686 | 06/30/2022
Rheem Sales Company, Inc. | Fujitsu | RGEA14036AJT10XAC | Federally-Regulated Consumer Product | Weatherized Non-Condensing Gas | 1430 | 262 |  | 12/01/2021 | 99665 | 206606687 | 06/30/2022
Rheem Sales Company, Inc. | Fujitsu | RGEA15048AJV10XAB | Federally-Regulated Consumer Product | Weatherized Non-Condensing Gas | 1720 | 275 |  | 12/01/2021 | 99897 | 204117065 | 06/30/2022
Rheem Sales Company, Inc. | Fujitsu | RGEA14030AJT06UAA | Federally-Regulated Consumer Product | Weatherized Non-Condensing Gas | 1125 | 248 |  | 12/01/2021 | 60094 | 205965576 | 06/30/2022
Rheem Sales Company, Inc. | Fujitsu | RGEA15030AJV06XAB | Federally-Regulated Consumer Product | Weatherized Non-Condensing Gas | 1402 | 261 |  | 12/01/2021 | 80658 | 204117049 | 06/30/2022
Rheem Sales Company, Inc. | Fujitsu | RGEA15030AJV061AB | Federally-Regulated Consumer Product | Weatherized Non-Condensing Gas | 1402 | 261 |  | 12/01/2021 | 80658 | 204117048 | 06/30/2022
Rheem Sales Company, Inc. | Fujitsu | RGEA14042AJT081AC | Federally-Regulated Consumer Product | Weatherized Non-Condensing Gas | 1494 | 265 |  | 12/01/2021 | 99609 | 206606688 | 06/30/2022
Rheem Sales Company, Inc. | Fujitsu | RGEA14024AJT081AC | Federally-Regulated Consumer Product | Weatherized Non-Condensing Gas | 1127 | 249 |  | 12/01/2021 | 80320 | 206606676 | 06/30/2022
Rheem Sales Company, Inc. | Fujitsu | RGEA14042AJT08XAC | Federally-Regulated Consumer Product | Weatherized Non-Condensing Gas | 1494 | 265 |  | 12/01/2021 | 99609 | 206606689 | 06/30/2022
Rheem Sales Company, Inc. | Fujitsu | RGEA14030AJT08XAC | Federally-Regulated Consumer Product | Weatherized Non-Condensing Gas | 1147 | 249 |  | 12/01/2021 | 79965 | 206606681 | 06/30/2022
Rheem Sales Company, Inc. | Fujitsu | RGECZR036AJT07**B | Federally-Regulated Consumer Product | Weatherized Non-Condensing Gas | 1475 | 165 |  | 03/17/2021 | 53157 | 206778666 | 06/30/2022
Rheem Sales Company, Inc. | Fujitsu | RGEA16036AJV08TAB | Federally-Regulated Consumer Product | Weatherized Non-Condensing Gas | 1648 | 272 |  | 01/20/2021 | 76362 | 205785658 | 06/30/2022
Rheem Sales Company, Inc. | Fujitsu | RGEA14042AJT10XAC | Federally-Regulated Consumer Product | Weatherized Non-Condensing Gas | 1494 | 265 |  | 12/01/2021 | 99609 | 206606691 | 06/30/2022
Rheem Sales Company, Inc. | Fujitsu | RGECZR048AJT07**A | Federally-Regulated Consumer Product | Weatherized Non-Condensing Gas | 1873 | 167 |  | 01/20/2021 | 52596 | 205785669 | 06/30/2022
Rheem Sales Company, Inc. | Fujitsu | RGEA14048AJT101AB | Federally-Regulated Consumer Product | Weatherized Non-Condensing Gas | 1809 | 279 |  | 12/01/2021 | 99189 | 204117040 | 06/30/2022
Rheem Sales Company, Inc. | Fujitsu | RGEA15048AJV101AB | Federally-Regulated Consumer Product | Weatherized Non-Condensing Gas | 1720 | 275 |  | 12/01/2021 | 99897 | 204117064 | 06/30/2022
Rheem Sales Company, Inc. | Fujitsu | RGEA14048AJT08XAB | Federally-Regulated Consumer Product | Weatherized Non-Condensing Gas | 1809 | 279 |  | 12/01/2021 | 99189 | 204117039 | 06/30/2022
Rheem Sales Company, Inc. | Fujitsu | RGEA16024AJV062AB | Federally-Regulated Consumer Product | Weatherized Non-Condensing Gas | 1358 | 259 |  | 01/20/2021 | 46205 | 205785653 | 06/30/2022
Rheem Sales Company, Inc. | Fujitsu | RGEA16024AJV06TAB | Federally-Regulated Consumer Product | Weatherized Non-Condensing Gas | 1358 | 259 |  | 01/20/2021 | 46205 | 205785654 | 06/30/2022
Rheem Sales Company, Inc. | Fujitsu | RGEA14036AJT081AC | Federally-Regulated Consumer Product | Weatherized Non-Condensing Gas | 1430 | 262 |  | 12/01/2021 | 99665 | 206606684 | 06/30/2022
Rheem Sales Company, Inc. | Fujitsu | RGEA14024AJT06XAC | Federally-Regulated Consumer Product | Weatherized Non-Condensing Gas | 1127 | 249 |  | 12/01/2021 | 80320 | 206606675 | 06/30/2022
Rheem Sales Company, Inc. | Fujitsu | RGEA14030AJT081AC | Federally-Regulated Consumer Product | Weatherized Non-Condensing Gas | 1147 | 249 |  | 12/01/2021 | 79965 | 206606680 | 06/30/2022
Rheem Sales Company, Inc. | Fujitsu | RGECZR048AJT07**B | Federally-Regulated Consumer Product | Weatherized Non-Condensing Gas | 1873 | 167 |  | 03/17/2021 | 52596 | 206778668 | 06/30/2022
Rheem Sales Company, Inc. | Fujitsu | RGEA14024AJT06UAA | Federally-Regulated Consumer Product | Weatherized Non-Condensing Gas | 1236 | 253 |  | 12/01/2021 | 61566 | 205965578 | 06/30/2022
Rheem Sales Company, Inc. | Fujitsu | RGEA14024AJT061AC | Federally-Regulated Consumer Product | Weatherized Non-Condensing Gas | 1127 | 249 |  | 12/01/2021 | 80320 | 206606674 | 06/30/2022
Rheem Sales Company, Inc. | Fujitsu | RGEA14030AJT06XAC | Federally-Regulated Consumer Product | Weatherized Non-Condensing Gas | 1147 | 249 |  | 12/01/2021 | 79965 | 206606679 | 06/30/2022
Rheem Sales Company, Inc. | Fujitsu | RGEA15060AJV101AB | Federally-Regulated Consumer Product | Weatherized Non-Condensing Gas | 2166 | 294 |  | 12/01/2021 | 100081 | 204117066 | 06/30/2022
Rheem Sales Company, Inc. | Fujitsu | RGEA14024AJT04UAA | Federally-Regulated Consumer Product | Weatherized Non-Condensing Gas | 1181 | 251 |  | 01/20/2021 | 40068 | 205965585 | 06/30/2022
Rheem Sales Company, Inc. | Fujitsu | RGEA14036AJT061AC | Federally-Regulated Consumer Product | Weatherized Non-Condensing Gas | 1430 | 262 |  | 12/01/2021 | 99665 | 206606682 | 06/30/2022
Rheem Sales Company, Inc. | Fujitsu | RGEA14042AJT101AC | Federally-Regulated Consumer Product | Weatherized Non-Condensing Gas | 1494 | 265 |  | 12/01/2021 | 99609 | 206606690 | 06/30/2022
Rheem Sales Company, Inc. | Fujitsu | RGEA14036AJT06XAC | Federally-Regulated Consumer Product | Weatherized Non-Condensing Gas | 1430 | 262 |  | 12/01/2021 | 99665 | 206606683 | 06/30/2022
Rheem Sales Company, Inc. | Sure | RGEA15048AJV081AB | Federally-Regulated Consumer Product | Weatherized Non-Condensing Gas | 1720 | 275 |  | 06/30/2022 | 99897 | 203404587 | 06/30/2022
Rheem Sales Company, Inc. | Sure | RGEA14024AJT06XAC | Federally-Regulated Consumer Product | Weatherized Non-Condensing Gas | 1127 | 249 |  | 06/30/2022 | 80320 | 206606581 | 06/30/2022
Rheem Sales Company, Inc. | Sure | RGEA15060AJV10XAB | Federally-Regulated Consumer Product | Weatherized Non-Condensing Gas | 2166 | 294 |  | 06/30/2022 | 100081 | 203404607 | 06/30/2022
Rheem Sales Company, Inc. | Sure | RGEA14048AJT101AB | Federally-Regulated Consumer Product | Weatherized Non-Condensing Gas | 1809 | 279 |  | 06/30/2022 | 99189 | 203404495 | 06/30/2022
Rheem Sales Company, Inc. | Sure | RGEA15048AJV08XAB | Federally-Regulated Consumer Product | Weatherized Non-Condensing Gas | 1720 | 275 |  | 06/30/2022 | 99897 | 203404591 | 06/30/2022
Rheem Sales Company, Inc. | Sure | RGEA14048AJT08XAB | Federally-Regulated Consumer Product | Weatherized Non-Condensing Gas | 1809 | 279 |  | 06/30/2022 | 99189 | 203404491 | 06/30/2022
Rheem Sales Company, Inc. | Sure | RGEA14036AJT081AC | Federally-Regulated Consumer Product | Weatherized Non-Condensing Gas | 1430 | 262 |  | 06/30/2022 | 99665 | 206606621 | 06/30/2022
Rheem Sales Company, Inc. | Sure | RGEA14042AJT101AC | Federally-Regulated Consumer Product | Weatherized Non-Condensing Gas | 1494 | 265 |  | 06/30/2022 | 99609 | 206606648 | 06/30/2022
Rheem Sales Company, Inc. | Sure | RGECZR036AJT07**B | Federally-Regulated Consumer Product | Weatherized Non-Condensing Gas | 1475 | 165 |  | 06/30/2022 | 53157 | 206778660 | 06/30/2022
Rheem Sales Company, Inc. | Sure | RGEA15048AJV10XAB | Federally-Regulated Consumer Product | Weatherized Non-Condensing Gas | 1720 | 275 |  | 06/30/2022 | 99897 | 203404599 | 06/30/2022
Rheem Sales Company, Inc. | Sure | RGEA14030AJT06XAC | Federally-Regulated Consumer Product | Weatherized Non-Condensing Gas | 1147 | 249 |  | 06/30/2022 | 79965 | 206606599 | 06/30/2022
Rheem Sales Company, Inc. | Sure | RGEA14036AJT10XAC | Federally-Regulated Consumer Product | Weatherized Non-Condensing Gas | 1430 | 262 |  | 06/30/2022 | 99665 | 206606635 | 06/30/2022
Rheem Sales Company, Inc. | Sure | RGEA14042AJT08UAA | Federally-Regulated Consumer Product | Weatherized Non-Condensing Gas | 1635 | 271 |  | 06/30/2022 | 80943 | 205965548 | 06/30/2022
Rheem Sales Company, Inc. | Sure | RGEA14042AJT10XAC | Federally-Regulated Consumer Product | Weatherized Non-Condensing Gas | 1494 | 265 |  | 06/30/2022 | 99609 | 206606652 | 06/30/2022
Rheem Sales Company, Inc. | Sure | RGEA15030AJV061AB | Federally-Regulated Consumer Product | Weatherized Non-Condensing Gas | 1402 | 261 |  | 06/30/2022 | 80658 | 203404527 | 06/30/2022
Rheem Sales Company, Inc. | Sure | RGEA14042AJT08XAC | Federally-Regulated Consumer Product | Weatherized Non-Condensing Gas | 1494 | 265 |  | 06/30/2022 | 99609 | 206606643 | 06/30/2022
Rheem Sales Company, Inc. | Sure | RGEA14060AJT10UAA | Federally-Regulated Consumer Product | Weatherized Non-Condensing Gas | 2066 | 290 |  | 06/30/2022 | 100130 | 205965549 | 06/30/2022
Rheem Sales Company, Inc. | Sure | RGEA14030AJT06UAA | Federally-Regulated Consumer Product | Weatherized Non-Condensing Gas | 1125 | 248 |  | 06/30/2022 | 60094 | 205965541 | 06/30/2022
Rheem Sales Company, Inc. | Sure | RGEA14048AJT08UAA | Federally-Regulated Consumer Product | Weatherized Non-Condensing Gas | 2026 | 288 |  | 06/30/2022 | 80019 | 205965546 | 06/30/2022
Rheem Sales Company, Inc. | Sure | RGECZR060AJT12**A | Federally-Regulated Consumer Product | Weatherized Non-Condensing Gas | 2183 | 266 |  | 06/30/2022 | 83968 | 203473673 | 06/30/2022
Rheem Sales Company, Inc. | Sure | RGEA14048AJT10XAB | Federally-Regulated Consumer Product | Weatherized Non-Condensing Gas | 1809 | 279 |  | 06/30/2022 | 99189 | 203404499 | 06/30/2022
Rheem Sales Company, Inc. | Sure | RGEA15060AJV101AB | Federally-Regulated Consumer Product | Weatherized Non-Condensing Gas | 2166 | 294 |  | 06/30/2022 | 100081 | 203404603 | 06/30/2022
Rheem Sales Company, Inc. | Sure | RGEA14036AJT061AC | Federally-Regulated Consumer Product | Weatherized Non-Condensing Gas | 1430 | 262 |  | 06/30/2022 | 99665 | 206606612 | 06/30/2022
Rheem Sales Company, Inc. | Sure | RGECZR060AJT12**B | Federally-Regulated Consumer Product | Weatherized Non-Condensing Gas | 2183 | 266 |  | 06/30/2022 | 83968 | 206778665 | 06/30/2022
Rheem Sales Company, Inc. | Sure | RGEA15030AJV08XAB | Federally-Regulated Consumer Product | Weatherized Non-Condensing Gas | 1402 | 261 |  | 06/30/2022 | 80658 | 203404539 | 06/30/2022
Rheem Sales Company, Inc. | Sure | RGEA14048AJT10UAA | Federally-Regulated Consumer Product | Weatherized Non-Condensing Gas | 1832 | 280 |  | 06/30/2022 | 100370 | 205965547 | 06/30/2022
Rheem Sales Company, Inc. | Sure | RGEA14024AJT06UAA | Federally-Regulated Consumer Product | Weatherized Non-Condensing Gas | 1236 | 253 |  | 06/30/2022 | 61566 | 205965543 | 06/30/2022
Rheem Sales Company, Inc. | Sure | RGEA14024AJT061AC | Federally-Regulated Consumer Product | Weatherized Non-Condensing Gas | 1127 | 249 |  | 06/30/2022 | 80320 | 206606576 | 06/30/2022
Rheem Sales Company, Inc. | Sure | RGEA14024AJT08XAC | Federally-Regulated Consumer Product | Weatherized Non-Condensing Gas | 1127 | 249 |  | 06/30/2022 | 80320 | 206606590 | 06/30/2022
Rheem Sales Company, Inc. | Sure | RGEA15030AJV06XAB | Federally-Regulated Consumer Product | Weatherized Non-Condensing Gas | 1402 | 261 |  | 06/30/2022 | 80658 | 203404531 | 06/30/2022
Rheem Sales Company, Inc. | Sure | RGEA14024AJT081AC | Federally-Regulated Consumer Product | Weatherized Non-Condensing Gas | 1127 | 249 |  | 06/30/2022 | 80320 | 206606585 | 06/30/2022
Rheem Sales Company, Inc. | Sure | RGEA14036AJT101AC | Federally-Regulated Consumer Product | Weatherized Non-Condensing Gas | 1430 | 262 |  | 06/30/2022 | 99665 | 206606630 | 06/30/2022
Rheem Sales Company, Inc. | Sure | RGECZR036AJT07**A | Federally-Regulated Consumer Product | Weatherized Non-Condensing Gas | 1475 | 165 |  | 06/30/2022 | 53157 | 203473663 | 06/30/2022
Rheem Sales Company, Inc. | Sure | RGEA15030AJV081AB | Federally-Regulated Consumer Product | Weatherized Non-Condensing Gas | 1402 | 261 |  | 06/30/2022 | 80658 | 203404535 | 06/30/2022
Rheem Sales Company, Inc. | Sure | RGEA14036AJT08XAC | Federally-Regulated Consumer Product | Weatherized Non-Condensing Gas | 1430 | 262 |  | 06/30/2022 | 99665 | 206606626 | 06/30/2022
Rheem Sales Company, Inc. | Sure | RGEA14042AJT081AC | Federally-Regulated Consumer Product | Weatherized Non-Condensing Gas | 1494 | 265 |  | 06/30/2022 | 99609 | 206606639 | 06/30/2022
Rheem Sales Company, Inc. | Sure | RGEA15048AJV101AB | Federally-Regulated Consumer Product | Weatherized Non-Condensing Gas | 1720 | 275 |  | 06/30/2022 | 99897 | 203404595 | 06/30/2022
Rheem Sales Company, Inc. | Sure | RGEA14030AJT04UAA | Federally-Regulated Consumer Product | Weatherized Non-Condensing Gas | 1189 | 251 |  | 06/30/2022 | 39887 | 205965542 | 06/30/2022
Rheem Sales Company, Inc. | Sure | RGEA14036AJT08UAA | Federally-Regulated Consumer Product | Weatherized Non-Condensing Gas | 1382 | 260 |  | 06/30/2022 | 80891 | 205965545 | 06/30/2022
Rheem Sales Company, Inc. | Sure | RGEA14036AJT06XAC | Federally-Regulated Consumer Product | Weatherized Non-Condensing Gas | 1430 | 262 |  | 06/30/2022 | 99665 | 206606617 | 06/30/2022
Rheem Sales Company, Inc. | Sure | RGEA14030AJT08XAC | Federally-Regulated Consumer Product | Weatherized Non-Condensing Gas | 1147 | 249 |  | 06/30/2022 | 79965 | 206606608 | 06/30/2022
Rheem Sales Company, Inc. | Sure | RGEA14030AJT081AC | Federally-Regulated Consumer Product | Weatherized Non-Condensing Gas | 1147 | 249 |  | 06/30/2022 | 79965 | 206606603 | 06/30/2022
Rheem Sales Company, Inc. | Sure | RGECZR048AJT07**A | Federally-Regulated Consumer Product | Weatherized Non-Condensing Gas | 1873 | 167 |  | 06/30/2022 | 52596 | 203473667 | 06/30/2022
Rheem Sales Company, Inc. | Sure | RGECZR048AJT07**B | Federally-Regulated Consumer Product | Weatherized Non-Condensing Gas | 1873 | 167 |  | 06/30/2022 | 52596 | 206778662 | 06/30/2022
Rheem Sales Company, Inc. | Sure | RGEA14030AJT061AC | Federally-Regulated Consumer Product | Weatherized Non-Condensing Gas | 1147 | 249 |  | 06/30/2022 | 79965 | 206606594 | 06/30/2022
Rheem Sales Company, Inc. | Sure | RGEA14048AJT081AB | Federally-Regulated Consumer Product | Weatherized Non-Condensing Gas | 1809 | 279 |  | 06/30/2022 | 99189 | 203404487 | 06/30/2022
Rheem Sales Company, Inc. | Thermal Zone | RGEA14030AJT06XAC | Federally-Regulated Consumer Product | Weatherized Non-Condensing Gas | 1147 | 249 |  | 12/01/2021 | 79965 | 206606715 | 06/30/2022
Rheem Sales Company, Inc. | Thermal Zone | RGEA14042AJT081AC | Federally-Regulated Consumer Product | Weatherized Non-Condensing Gas | 1494 | 265 |  | 12/01/2021 | 99609 | 206606724 | 06/30/2022
Rheem Sales Company, Inc. | Thermal Zone | RGEA14060AJT10UAA | Federally-Regulated Consumer Product | Weatherized Non-Condensing Gas | 2066 | 290 |  | 12/01/2021 | 100130 | 205965604 | 06/30/2022
Rheem Sales Company, Inc. | Thermal Zone | RGEA14024AJT081AC | Federally-Regulated Consumer Product | Weatherized Non-Condensing Gas | 1127 | 249 |  | 12/01/2021 | 80320 | 206606712 | 06/30/2022
Rheem Sales Company, Inc. | Thermal Zone | RGEA14024AJT06UAA | Federally-Regulated Consumer Product | Weatherized Non-Condensing Gas | 1236 | 253 |  | 12/01/2021 | 61566 | 205965598 | 06/30/2022
Rheem Sales Company, Inc. | Thermal Zone | RGEA14030AJT04UAA | Federally-Regulated Consumer Product | Weatherized Non-Condensing Gas | 1189 | 251 |  | 01/20/2021 | 39887 | 205965597 | 06/30/2022
Rheem Sales Company, Inc. | Thermal Zone | RGEA14036AJT06UAA | Federally-Regulated Consumer Product | Weatherized Non-Condensing Gas | 1434 | 262 |  | 12/01/2021 | 60723 | 205965599 | 06/30/2022
Rheem Sales Company, Inc. | Thermal Zone | RGEA14024AJT061AC | Federally-Regulated Consumer Product | Weatherized Non-Condensing Gas | 1127 | 249 |  | 12/01/2021 | 80320 | 206606710 | 06/30/2022
Rheem Sales Company, Inc. | Thermal Zone | RGEA14042AJT10XAC | Federally-Regulated Consumer Product | Weatherized Non-Condensing Gas | 1494 | 265 |  | 12/01/2021 | 99609 | 206606727 | 06/30/2022
Rheem Sales Company, Inc. | Thermal Zone | RGEA14024AJT04UAA | Federally-Regulated Consumer Product | Weatherized Non-Condensing Gas | 1181 | 251 |  | 01/20/2021 | 40068 | 205965605 | 06/30/2022
Rheem Sales Company, Inc. | Thermal Zone | RGEA14042AJT08XAC | Federally-Regulated Consumer Product | Weatherized Non-Condensing Gas | 1494 | 265 |  | 12/01/2021 | 99609 | 206606725 | 06/30/2022
Rheem Sales Company, Inc. | Thermal Zone | RGEA14030AJT06UAA | Federally-Regulated Consumer Product | Weatherized Non-Condensing Gas | 1125 | 248 |  | 12/01/2021 | 60094 | 205965596 | 06/30/2022
Rheem Sales Company, Inc. | Thermal Zone | RGEA14036AJT06XAC | Federally-Regulated Consumer Product | Weatherized Non-Condensing Gas | 1430 | 262 |  | 12/01/2021 | 99665 | 206606719 | 06/30/2022
Rheem Sales Company, Inc. | Thermal Zone | RGEA14036AJT08UAA | Federally-Regulated Consumer Product | Weatherized Non-Condensing Gas | 1382 | 260 |  | 12/01/2021 | 80891 | 205965600 | 06/30/2022
Rheem Sales Company, Inc. | Thermal Zone | RGEA14030AJT081AC | Federally-Regulated Consumer Product | Weatherized Non-Condensing Gas | 1147 | 249 |  | 12/01/2021 | 79965 | 206606716 | 06/30/2022
Rheem Sales Company, Inc. | Thermal Zone | RGEA14048AJT10UAA | Federally-Regulated Consumer Product | Weatherized Non-Condensing Gas | 1832 | 280 |  | 12/01/2021 | 100370 | 205965602 | 06/30/2022
Rheem Sales Company, Inc. | Thermal Zone | RGEA14036AJT081AC | Federally-Regulated Consumer Product | Weatherized Non-Condensing Gas | 1430 | 262 |  | 12/01/2021 | 99665 | 206606720 | 06/30/2022
Rheem Sales Company, Inc. | Thermal Zone | RGEA14036AJT10XAC | Federally-Regulated Consumer Product | Weatherized Non-Condensing Gas | 1430 | 262 |  | 12/01/2021 | 99665 | 206606723 | 06/30/2022
Rheem Sales Company, Inc. | Thermal Zone | RGEA14030AJT061AC | Federally-Regulated Consumer Product | Weatherized Non-Condensing Gas | 1147 | 249 |  | 12/01/2021 | 79965 | 206606714 | 06/30/2022
Rheem Sales Company, Inc. | Thermal Zone | RGEA14024AJT06XAC | Federally-Regulated Consumer Product | Weatherized Non-Condensing Gas | 1127 | 249 |  | 12/01/2021 | 80320 | 206606711 | 06/30/2022
Rheem Sales Company, Inc. | Thermal Zone | RGEA14024AJT08XAC | Federally-Regulated Consumer Product | Weatherized Non-Condensing Gas | 1127 | 249 |  | 12/01/2021 | 80320 | 206606713 | 06/30/2022
Rheem Sales Company, Inc. | Thermal Zone | RGEA14042AJT08UAA | Federally-Regulated Consumer Product | Weatherized Non-Condensing Gas | 1635 | 271 |  | 12/01/2021 | 80943 | 205965603 | 06/30/2022
Rheem Sales Company, Inc. | Thermal Zone | RGEA14042AJT101AC | Federally-Regulated Consumer Product | Weatherized Non-Condensing Gas | 1494 | 265 |  | 12/01/2021 | 99609 | 206606726 | 06/30/2022
Rheem Sales Company, Inc. | Thermal Zone | RGEA14036AJT101AC | Federally-Regulated Consumer Product | Weatherized Non-Condensing Gas | 1430 | 262 |  | 12/01/2021 | 99665 | 206606722 | 06/30/2022
Rheem Sales Company, Inc. | Thermal Zone | RGEA14030AJT08XAC | Federally-Regulated Consumer Product | Weatherized Non-Condensing Gas | 1147 | 249 |  | 12/01/2021 | 79965 | 206606717 | 06/30/2022
Rheem Sales Company, Inc. | Thermal Zone | RGEA14036AJT08XAC | Federally-Regulated Consumer Product | Weatherized Non-Condensing Gas | 1430 | 262 |  | 12/01/2021 | 99665 | 206606721 | 06/30/2022
Rheem Sales Company, Inc. | Thermal Zone | RGEA14036AJT061AC | Federally-Regulated Consumer Product | Weatherized Non-Condensing Gas | 1430 | 262 |  | 12/01/2021 | 99665 | 206606718 | 06/30/2022
Rheem Sales Company, Inc. | Thermal Zone | RGEA14048AJT08UAA | Federally-Regulated Consumer Product | Weatherized Non-Condensing Gas | 2026 | 288 |  | 12/01/2021 | 80019 | 205965601 | 06/30/2022
Rheem Sales Company, Inc. | CLIMATEMASTER | RGEA15042BJV10XAA | Federally-Regulated Consumer Product | Weatherized Non-Condensing Gas | 1375 | 260 |  | 12/01/2021 | 101119 | 205785537 | 06/30/2022
Rheem Sales Company, Inc. | CLIMATEMASTER | RGEA14048AJT081AB | Federally-Regulated Consumer Product | Weatherized Non-Condensing Gas | 1809 | 279 |  | 12/01/2021 | 99189 | 205785514 | 06/30/2022
Rheem Sales Company, Inc. | CLIMATEMASTER | RGEA15030AJV08XAB | Federally-Regulated Consumer Product | Weatherized Non-Condensing Gas | 1402 | 261 |  | 12/01/2021 | 80658 | 205785527 | 06/30/2022
Rheem Sales Company, Inc. | CLIMATEMASTER | RGEA14024AJT08XAC | Federally-Regulated Consumer Product | Weatherized Non-Condensing Gas | 1127 | 249 |  | 12/01/2021 | 80320 | 206606659 | 06/30/2022
Rheem Sales Company, Inc. | CLIMATEMASTER | RGEA15042BJV081AA | Federally-Regulated Consumer Product | Weatherized Non-Condensing Gas | 1375 | 260 |  | 12/01/2021 | 101119 | 205785534 | 06/30/2022
Rheem Sales Company, Inc. | CLIMATEMASTER | RGEA14048AJT08UAA | Federally-Regulated Consumer Product | Weatherized Non-Condensing Gas | 2026 | 288 |  | 12/01/2021 | 80019 | 205965567 | 06/30/2022
Rheem Sales Company, Inc. | CLIMATEMASTER | RGEA15048AJV10XAB | Federally-Regulated Consumer Product | Weatherized Non-Condensing Gas | 1720 | 275 |  | 12/01/2021 | 99897 | 205785541 | 06/30/2022
Rheem Sales Company, Inc. | CLIMATEMASTER | RGEA15042BJV08XAA | Federally-Regulated Consumer Product | Weatherized Non-Condensing Gas | 1375 | 260 |  | 12/01/2021 | 101119 | 205785535 | 06/30/2022
Rheem Sales Company, Inc. | CLIMATEMASTER | RGECZR048AJT07**A | Federally-Regulated Consumer Product | Weatherized Non-Condensing Gas | 1873 | 167 |  | 01/20/2021 | 52596 | 205785560 | 06/30/2022
Rheem Sales Company, Inc. | CLIMATEMASTER | RGEA14048AJT10XAB | Federally-Regulated Consumer Product | Weatherized Non-Condensing Gas | 1809 | 279 |  | 12/01/2021 | 99189 | 205785517 | 06/30/2022
Rheem Sales Company, Inc. | CLIMATEMASTER | RGEA15036BJV061AA | Federally-Regulated Consumer Product | Weatherized Non-Condensing Gas | 1355 | 258 |  | 12/01/2021 | 99675 | 205785528 | 06/30/2022
Rheem Sales Company, Inc. | CLIMATEMASTER | RGEA15048AJV08XAB | Federally-Regulated Consumer Product | Weatherized Non-Condensing Gas | 1720 | 275 |  | 01/20/2021 | 99897 | 205785539 | 06/30/2022
Rheem Sales Company, Inc. | CLIMATEMASTER | RGEA14048AJT10UAA | Federally-Regulated Consumer Product | Weatherized Non-Condensing Gas | 1832 | 280 |  | 12/01/2021 | 100370 | 205965568 | 06/30/2022
Rheem Sales Company, Inc. | CLIMATEMASTER | RGEA14042AJT08UAA | Federally-Regulated Consumer Product | Weatherized Non-Condensing Gas | 1635 | 271 |  | 12/01/2021 | 80943 | 205965569 | 06/30/2022
Rheem Sales Company, Inc. | CLIMATEMASTER | RGEA14036AJT10XAC | Federally-Regulated Consumer Product | Weatherized Non-Condensing Gas | 1430 | 262 |  | 12/01/2021 | 99665 | 206606669 | 06/30/2022
Rheem Sales Company, Inc. | CLIMATEMASTER | RGEA14042AJT08XAC | Federally-Regulated Consumer Product | Weatherized Non-Condensing Gas | 1494 | 265 |  | 12/01/2021 | 99609 | 206606671 | 06/30/2022
Rheem Sales Company, Inc. | CLIMATEMASTER | RGEA15024BJV06XAA | Federally-Regulated Consumer Product | Weatherized Non-Condensing Gas | 1395 | 260 |  | 12/01/2021 | 80305 | 205785521 | 06/30/2022
Rheem Sales Company, Inc. | CLIMATEMASTER | RGEA15060AJV101AB | Federally-Regulated Consumer Product | Weatherized Non-Condensing Gas | 2166 | 294 |  | 12/01/2021 | 100081 | 205785542 | 06/30/2022
Rheem Sales Company, Inc. | CLIMATEMASTER | RGEA14048AJT08XAB | Federally-Regulated Consumer Product | Weatherized Non-Condensing Gas | 1809 | 279 |  | 12/01/2021 | 99189 | 205785515 | 06/30/2022
Rheem Sales Company, Inc. | CLIMATEMASTER | RGEA16036AJV08TAB | Federally-Regulated Consumer Product | Weatherized Non-Condensing Gas | 1648 | 272 |  | 01/20/2021 | 76362 | 205785549 | 06/30/2022
Rheem Sales Company, Inc. | CLIMATEMASTER | RGEA15042BJV101AA | Federally-Regulated Consumer Product | Weatherized Non-Condensing Gas | 1375 | 260 |  | 12/01/2021 | 101119 | 205785536 | 06/30/2022
Rheem Sales Company, Inc. | CLIMATEMASTER | RGEA15048AJV101AB | Federally-Regulated Consumer Product | Weatherized Non-Condensing Gas | 1720 | 275 |  | 12/01/2021 | 99897 | 205785540 | 06/30/2022
Rheem Sales Company, Inc. | CLIMATEMASTER | RGEA16048AJV10TAB | Federally-Regulated Consumer Product | Weatherized Non-Condensing Gas | 1845 | 280 |  | 12/01/2021 | 76171 | 205785555 | 06/30/2022
Rheem Sales Company, Inc. | CLIMATEMASTER | RGEA14036AJT06XAC | Federally-Regulated Consumer Product | Weatherized Non-Condensing Gas | 1430 | 262 |  | 12/01/2021 | 99665 | 206606665 | 06/30/2022
Rheem Sales Company, Inc. | CLIMATEMASTER | RGEA14036AJT101AC | Federally-Regulated Consumer Product | Weatherized Non-Condensing Gas | 1430 | 262 |  | 12/01/2021 | 99665 | 206606668 | 06/30/2022
Rheem Sales Company, Inc. | CLIMATEMASTER | RGEA16048AJV102AB | Federally-Regulated Consumer Product | Weatherized Non-Condensing Gas | 1845 | 280 |  | 12/01/2021 | 76171 | 205785554 | 06/30/2022
Rheem Sales Company, Inc. | CLIMATEMASTER | RGEA16060AJV10TAB | Federally-Regulated Consumer Product | Weatherized Non-Condensing Gas | 2330 | 280 |  | 01/20/2021 | 75239 | 205785557 | 06/30/2022
Rheem Sales Company, Inc. | CLIMATEMASTER | RGEA15036BJV10XAA | Federally-Regulated Consumer Product | Weatherized Non-Condensing Gas | 1355 | 259 |  | 12/01/2021 | 99675 | 205785533 | 06/30/2022
Rheem Sales Company, Inc. | CLIMATEMASTER | RGEA16024AJV062AB | Federally-Regulated Consumer Product | Weatherized Non-Condensing Gas | 1358 | 259 |  | 01/20/2021 | 46205 | 205785544 | 06/30/2022
Rheem Sales Company, Inc. | CLIMATEMASTER | RGEA14030AJT04UAA | Federally-Regulated Consumer Product | Weatherized Non-Condensing Gas | 1189 | 251 |  | 01/20/2021 | 39887 | 205965563 | 06/30/2022
Rheem Sales Company, Inc. | CLIMATEMASTER | RGEA14036AJT06UAA | Federally-Regulated Consumer Product | Weatherized Non-Condensing Gas | 1434 | 262 |  | 12/01/2021 | 60723 | 205965565 | 06/30/2022
Rheem Sales Company, Inc. | CLIMATEMASTER | RGEA14060CJT10XAA | Federally-Regulated Consumer Product | Weatherized Non-Condensing Gas | 1911 | 283 |  | 12/01/2021 | 99261 | 205785519 | 06/30/2022
Rheem Sales Company, Inc. | CLIMATEMASTER | RGEA15048AJV081AB | Federally-Regulated Consumer Product | Weatherized Non-Condensing Gas | 1720 | 275 |  | 01/20/2021 | 99897 | 205785538 | 06/30/2022
Rheem Sales Company, Inc. | CLIMATEMASTER | RGEA15030AJV06XAB | Federally-Regulated Consumer Product | Weatherized Non-Condensing Gas | 1402 | 261 |  | 12/01/2021 | 80658 | 205785525 | 06/30/2022
Rheem Sales Company, Inc. | CLIMATEMASTER | RGEA16048AJV08TAB | Federally-Regulated Consumer Product | Weatherized Non-Condensing Gas | 1845 | 272 |  | 01/20/2021 | 76171 | 205785553 | 06/30/2022
Rheem Sales Company, Inc. | CLIMATEMASTER | RGEA16036AJV102AB | Federally-Regulated Consumer Product | Weatherized Non-Condensing Gas | 1648 | 272 |  | 12/01/2021 | 76362 | 205785550 | 06/30/2022
Rheem Sales Company, Inc. | CLIMATEMASTER | RGEA14048AJT101AB | Federally-Regulated Consumer Product | Weatherized Non-Condensing Gas | 1809 | 279 |  | 12/01/2021 | 99189 | 205785516 | 06/30/2022
Rheem Sales Company, Inc. | CLIMATEMASTER | RGECZR036AJT07**A | Federally-Regulated Consumer Product | Weatherized Non-Condensing Gas | 1475 | 165 |  | 01/20/2021 | 53157 | 205785558 | 06/30/2022
Rheem Sales Company, Inc. | CLIMATEMASTER | RGEA14036AJT081AC | Federally-Regulated Consumer Product | Weatherized Non-Condensing Gas | 1430 | 262 |  | 12/01/2021 | 99665 | 206606666 | 06/30/2022
Rheem Sales Company, Inc. | CLIMATEMASTER | RGEA16036AJV06TAB | Federally-Regulated Consumer Product | Weatherized Non-Condensing Gas | 1648 | 259 |  | 01/20/2021 | 76362 | 205785547 | 06/30/2022
Rheem Sales Company, Inc. | CLIMATEMASTER | RGEA14042AJT081AC | Federally-Regulated Consumer Product | Weatherized Non-Condensing Gas | 1494 | 265 |  | 12/01/2021 | 99609 | 206606670 | 06/30/2022
Rheem Sales Company, Inc. | CLIMATEMASTER | RGEA14036AJT08XAC | Federally-Regulated Consumer Product | Weatherized Non-Condensing Gas | 1430 | 262 |  | 12/01/2021 | 99665 | 206606667 | 06/30/2022
Rheem Sales Company, Inc. | CLIMATEMASTER | RGEA14030AJT06XAC | Federally-Regulated Consumer Product | Weatherized Non-Condensing Gas | 1147 | 249 |  | 12/01/2021 | 79965 | 206606661 | 06/30/2022
Rheem Sales Company, Inc. | CLIMATEMASTER | RGEA14042AJT10XAC | Federally-Regulated Consumer Product | Weatherized Non-Condensing Gas | 1494 | 265 |  | 12/01/2021 | 99609 | 206606673 | 06/30/2022
Rheem Sales Company, Inc. | CLIMATEMASTER | RGEA15036BJV101AA | Federally-Regulated Consumer Product | Weatherized Non-Condensing Gas | 1355 | 259 |  | 12/01/2021 | 99675 | 205785532 | 06/30/2022
Rheem Sales Company, Inc. | CLIMATEMASTER | RGEA15024BJV081AA | Federally-Regulated Consumer Product | Weatherized Non-Condensing Gas | 1395 | 260 |  | 12/01/2021 | 80305 | 205785522 | 06/30/2022
Rheem Sales Company, Inc. | CLIMATEMASTER | RGEA14030AJT061AC | Federally-Regulated Consumer Product | Weatherized Non-Condensing Gas | 1147 | 249 |  | 12/01/2021 | 79965 | 206606660 | 06/30/2022
Rheem Sales Company, Inc. | CLIMATEMASTER | RGEA14036AJT061AC | Federally-Regulated Consumer Product | Weatherized Non-Condensing Gas | 1430 | 262 |  | 12/01/2021 | 99665 | 206606664 | 06/30/2022
Rheem Sales Company, Inc. | CLIMATEMASTER | RGEA15024BJV08XAA | Federally-Regulated Consumer Product | Weatherized Non-Condensing Gas | 1395 | 260 |  | 12/01/2021 | 80305 | 205785523 | 06/30/2022
Rheem Sales Company, Inc. | CLIMATEMASTER | RGEA14030AJT06UAA | Federally-Regulated Consumer Product | Weatherized Non-Condensing Gas | 1125 | 248 |  | 12/01/2021 | 60094 | 205965562 | 06/30/2022
Rheem Sales Company, Inc. | CLIMATEMASTER | RGEA16024AJV06TAB | Federally-Regulated Consumer Product | Weatherized Non-Condensing Gas | 1358 | 259 |  | 01/20/2021 | 46205 | 205785545 | 06/30/2022
Rheem Sales Company, Inc. | CLIMATEMASTER | RGEA14024AJT06XAC | Federally-Regulated Consumer Product | Weatherized Non-Condensing Gas | 1127 | 249 |  | 12/01/2021 | 80320 | 206606657 | 06/30/2022
Rheem Sales Company, Inc. | CLIMATEMASTER | RGEA16036AJV062AB | Federally-Regulated Consumer Product | Weatherized Non-Condensing Gas | 1648 | 259 |  | 01/20/2021 | 76362 | 205785546 | 06/30/2022
Rheem Sales Company, Inc. | CLIMATEMASTER | RGEA14024AJT06UAA | Federally-Regulated Consumer Product | Weatherized Non-Condensing Gas | 1236 | 253 |  | 12/01/2021 | 61566 | 205965564 | 06/30/2022
Rheem Sales Company, Inc. | CLIMATEMASTER | RGEA14060CJT101AA | Federally-Regulated Consumer Product | Weatherized Non-Condensing Gas | 1911 | 283 |  | 12/01/2021 | 99261 | 205785518 | 06/30/2022
Rheem Sales Company, Inc. | CLIMATEMASTER | RGEA15030AJV081AB | Federally-Regulated Consumer Product | Weatherized Non-Condensing Gas | 1402 | 261 |  | 12/01/2021 | 80658 | 205785526 | 06/30/2022
Rheem Sales Company, Inc. | CLIMATEMASTER | RGEA14030AJT08XAC | Federally-Regulated Consumer Product | Weatherized Non-Condensing Gas | 1147 | 249 |  | 12/01/2021 | 79965 | 206606663 | 06/30/2022
Rheem Sales Company, Inc. | CLIMATEMASTER | RGEA14036AJT08UAA | Federally-Regulated Consumer Product | Weatherized Non-Condensing Gas | 1382 | 260 |  | 12/01/2021 | 80891 | 205965566 | 06/30/2022
Rheem Sales Company, Inc. | CLIMATEMASTER | RGEA16036AJV082AB | Federally-Regulated Consumer Product | Weatherized Non-Condensing Gas | 1648 | 272 |  | 01/20/2021 | 76362 | 205785548 | 06/30/2022
Rheem Sales Company, Inc. | CLIMATEMASTER | RGEA14024AJT061AC | Federally-Regulated Consumer Product | Weatherized Non-Condensing Gas | 1127 | 249 |  | 12/01/2021 | 80320 | 206606656 | 06/30/2022
Rheem Sales Company, Inc. | CLIMATEMASTER | RGEA15036BJV06XAA | Federally-Regulated Consumer Product | Weatherized Non-Condensing Gas | 1355 | 258 |  | 12/01/2021 | 99675 | 205785529 | 06/30/2022
Rheem Sales Company, Inc. | CLIMATEMASTER | RGEA14024AJT081AC | Federally-Regulated Consumer Product | Weatherized Non-Condensing Gas | 1127 | 249 |  | 12/01/2021 | 80320 | 206606658 | 06/30/2022
Rheem Sales Company, Inc. | CLIMATEMASTER | RGEA14060AJT10UAA | Federally-Regulated Consumer Product | Weatherized Non-Condensing Gas | 2066 | 290 |  | 12/01/2021 | 100130 | 205965570 | 06/30/2022
Rheem Sales Company, Inc. | CLIMATEMASTER | RGEA15060AJV10XAB | Federally-Regulated Consumer Product | Weatherized Non-Condensing Gas | 2166 | 294 |  | 12/01/2021 | 100081 | 205785543 | 06/30/2022
Rheem Sales Company, Inc. | CLIMATEMASTER | RGEA15030AJV061AB | Federally-Regulated Consumer Product | Weatherized Non-Condensing Gas | 1402 | 261 |  | 12/01/2021 | 80658 | 205785524 | 06/30/2022
Rheem Sales Company, Inc. | CLIMATEMASTER | RGEA15024BJV061AA | Federally-Regulated Consumer Product | Weatherized Non-Condensing Gas | 1395 | 260 |  | 12/01/2021 | 80305 | 205785520 | 06/30/2022
Rheem Sales Company, Inc. | CLIMATEMASTER | RGEA16036AJV10TAB | Federally-Regulated Consumer Product | Weatherized Non-Condensing Gas | 1648 | 272 |  | 12/01/2021 | 76362 | 205785551 | 06/30/2022
Rheem Sales Company, Inc. | CLIMATEMASTER | RGEA14024AJT04UAA | Federally-Regulated Consumer Product | Weatherized Non-Condensing Gas | 1181 | 251 |  | 01/20/2021 | 40068 | 205965571 | 06/30/2022
Rheem Sales Company, Inc. | CLIMATEMASTER | RGEA16060AJV102AB | Federally-Regulated Consumer Product | Weatherized Non-Condensing Gas | 2330 | 280 |  | 01/20/2021 | 75239 | 205785556 | 06/30/2022
Rheem Sales Company, Inc. | CLIMATEMASTER | RGEA14042AJT101AC | Federally-Regulated Consumer Product | Weatherized Non-Condensing Gas | 1494 | 265 |  | 12/01/2021 | 99609 | 206606672 | 06/30/2022
Rheem Sales Company, Inc. | CLIMATEMASTER | RGEA14030AJT081AC | Federally-Regulated Consumer Product | Weatherized Non-Condensing Gas | 1147 | 249 |  | 12/01/2021 | 79965 | 206606662 | 06/30/2022
Rheem Sales Company, Inc. | CLIMATEMASTER | RGECZR060AJT12**A | Federally-Regulated Consumer Product | Weatherized Non-Condensing Gas | 2183 | 266 |  | 12/01/2021 | 83968 | 205785563 | 06/30/2022
Rheem Sales Company, Inc. | CLIMATEMASTER | RGEA16048AJV082AB | Federally-Regulated Consumer Product | Weatherized Non-Condensing Gas | 1845 | 272 |  | 01/20/2021 | 76171 | 205785552 | 06/30/2022
Rheem Sales Company, Inc. | RUSSELL | RGEA14024AJT081AC | Federally-Regulated Consumer Product | Weatherized Non-Condensing Gas | 1127 | 249 |  | 12/01/2021 | 80320 | 206606587 | 06/30/2022
Rheem Sales Company, Inc. | RUSSELL | RGEA14030AJT04UAA | Federally-Regulated Consumer Product | Weatherized Non-Condensing Gas | 1189 | 251 |  | 01/20/2021 | 39887 | 205965553 | 06/30/2022
Rheem Sales Company, Inc. | RUSSELL | RGEA14024AJT06UAA | Federally-Regulated Consumer Product | Weatherized Non-Condensing Gas | 1236 | 253 |  | 12/01/2021 | 61566 | 205965554 | 06/30/2022
Rheem Sales Company, Inc. | RUSSELL | RGEA14060AJT10UAA | Federally-Regulated Consumer Product | Weatherized Non-Condensing Gas | 2066 | 290 |  | 12/01/2021 | 100130 | 205965560 | 06/30/2022
Rheem Sales Company, Inc. | RUSSELL | RGECZR036AJT07**B | Federally-Regulated Consumer Product | Weatherized Non-Condensing Gas | 1475 | 165 |  | 03/17/2021 | 53157 | 206778654 | 06/30/2022
Rheem Sales Company, Inc. | RUSSELL | RGEA14030AJT06UAA | Federally-Regulated Consumer Product | Weatherized Non-Condensing Gas | 1125 | 248 |  | 12/01/2021 | 60094 | 205965552 | 06/30/2022
Rheem Sales Company, Inc. | RUSSELL | RGEA14036AJT06UAA | Federally-Regulated Consumer Product | Weatherized Non-Condensing Gas | 1434 | 262 |  | 12/01/2021 | 60723 | 205965555 | 06/30/2022
Rheem Sales Company, Inc. | RUSSELL | RGEA14036AJT08UAA | Federally-Regulated Consumer Product | Weatherized Non-Condensing Gas | 1382 | 260 |  | 12/01/2021 | 80891 | 205965556 | 06/30/2022
Rheem Sales Company, Inc. | RUSSELL | RGEA14036AJT08XAC | Federally-Regulated Consumer Product | Weatherized Non-Condensing Gas | 1430 | 262 |  | 12/01/2021 | 99665 | 206606628 | 06/30/2022
Rheem Sales Company, Inc. | RUSSELL | RGEA14042AJT10XAC | Federally-Regulated Consumer Product | Weatherized Non-Condensing Gas | 1494 | 265 |  | 12/01/2021 | 99609 | 206606655 | 06/30/2022
Rheem Sales Company, Inc. | RUSSELL | RGEA14036AJT081AC | Federally-Regulated Consumer Product | Weatherized Non-Condensing Gas | 1430 | 262 |  | 12/01/2021 | 99665 | 206606623 | 06/30/2022
Rheem Sales Company, Inc. | RUSSELL | RGEA14036AJT10XAC | Federally-Regulated Consumer Product | Weatherized Non-Condensing Gas | 1430 | 262 |  | 12/01/2021 | 99665 | 206606637 | 06/30/2022
Rheem Sales Company, Inc. | RUSSELL | RGEA14042AJT08UAA | Federally-Regulated Consumer Product | Weatherized Non-Condensing Gas | 1635 | 271 |  | 12/01/2021 | 80943 | 205965559 | 06/30/2022
Rheem Sales Company, Inc. | RUSSELL | RGEA14030AJT081AC | Federally-Regulated Consumer Product | Weatherized Non-Condensing Gas | 1147 | 249 |  | 12/01/2021 | 79965 | 206606605 | 06/30/2022
Rheem Sales Company, Inc. | RUSSELL | RGEA14042AJT08XAC | Federally-Regulated Consumer Product | Weatherized Non-Condensing Gas | 1494 | 265 |  | 12/01/2021 | 99609 | 206606646 | 06/30/2022
Rheem Sales Company, Inc. | RUSSELL | RGEA14030AJT061AC | Federally-Regulated Consumer Product | Weatherized Non-Condensing Gas | 1147 | 249 |  | 12/01/2021 | 79965 | 206606596 | 06/30/2022
Rheem Sales Company, Inc. | RUSSELL | RGECZR048AJT07**B | Federally-Regulated Consumer Product | Weatherized Non-Condensing Gas | 1873 | 167 |  | 03/17/2021 | 52596 | 206778656 | 06/30/2022
Rheem Sales Company, Inc. | RUSSELL | RGEA14036AJT061AC | Federally-Regulated Consumer Product | Weatherized Non-Condensing Gas | 1430 | 262 |  | 12/01/2021 | 99665 | 206606614 | 06/30/2022
Rheem Sales Company, Inc. | RUSSELL | RGEA14042AJT081AC | Federally-Regulated Consumer Product | Weatherized Non-Condensing Gas | 1494 | 265 |  | 12/01/2021 | 99609 | 206606641 | 06/30/2022
Rheem Sales Company, Inc. | RUSSELL | RGEA14024AJT04UAA | Federally-Regulated Consumer Product | Weatherized Non-Condensing Gas | 1181 | 251 |  | 01/20/2021 | 40068 | 205965561 | 06/30/2022
Rheem Sales Company, Inc. | RUSSELL | RGEA14036AJT06XAC | Federally-Regulated Consumer Product | Weatherized Non-Condensing Gas | 1430 | 262 |  | 12/01/2021 | 99665 | 206606619 | 06/30/2022
Rheem Sales Company, Inc. | RUSSELL | RGEA14024AJT08XAC | Federally-Regulated Consumer Product | Weatherized Non-Condensing Gas | 1127 | 249 |  | 12/01/2021 | 80320 | 206606592 | 06/30/2022
Rheem Sales Company, Inc. | RUSSELL | RGECZR060AJT12**B | Federally-Regulated Consumer Product | Weatherized Non-Condensing Gas | 2183 | 266 |  | 12/01/2021 | 83968 | 206778659 | 06/30/2022
Rheem Sales Company, Inc. | RUSSELL | RGEA14030AJT08XAC | Federally-Regulated Consumer Product | Weatherized Non-Condensing Gas | 1147 | 249 |  | 12/01/2021 | 79965 | 206606610 | 06/30/2022
Rheem Sales Company, Inc. | RUSSELL | RGEA14036AJT101AC | Federally-Regulated Consumer Product | Weatherized Non-Condensing Gas | 1430 | 262 |  | 12/01/2021 | 99665 | 206606632 | 06/30/2022
Rheem Sales Company, Inc. | RUSSELL | RGEA14024AJT061AC | Federally-Regulated Consumer Product | Weatherized Non-Condensing Gas | 1127 | 249 |  | 12/01/2021 | 80320 | 206606578 | 06/30/2022
Rheem Sales Company, Inc. | RUSSELL | RGEA14048AJT08UAA | Federally-Regulated Consumer Product | Weatherized Non-Condensing Gas | 2026 | 288 |  | 12/01/2021 | 80019 | 205965557 | 06/30/2022
Rheem Sales Company, Inc. | RUSSELL | RGEA14048AJT10UAA | Federally-Regulated Consumer Product | Weatherized Non-Condensing Gas | 1832 | 280 |  | 12/01/2021 | 100370 | 205965558 | 06/30/2022
Rheem Sales Company, Inc. | RUSSELL | RGEA14042AJT101AC | Federally-Regulated Consumer Product | Weatherized Non-Condensing Gas | 1494 | 265 |  | 12/01/2021 | 99609 | 206606650 | 06/30/2022
Rheem Sales Company, Inc. | RUSSELL | RGEA14024AJT06XAC | Federally-Regulated Consumer Product | Weatherized Non-Condensing Gas | 1127 | 249 |  | 12/01/2021 | 80320 | 206606583 | 06/30/2022
Rheem Sales Company, Inc. | RUSSELL | RGEA14030AJT06XAC | Federally-Regulated Consumer Product | Weatherized Non-Condensing Gas | 1147 | 249 |  | 12/01/2021 | 79965 | 206606601 | 06/30/2022
Rheem Sales Company, Inc. | Ruud | RGEA15048AJV10XAB | Federally-Regulated Consumer Product | Weatherized Non-Condensing Gas | 1720 | 275 |  | 12/01/2021 | 99897 | 203404598 | 06/30/2022
Rheem Sales Company, Inc. | Ruud | RGEA16060AJV102AB | Federally-Regulated Consumer Product | Weatherized Non-Condensing Gas | 2330 | 280 |  | 01/20/2021 | 76171 | 203404634 | 06/30/2022
Rheem Sales Company, Inc. | Ruud | RGEA15048AJV08XAB | Federally-Regulated Consumer Product | Weatherized Non-Condensing Gas | 1720 | 275 |  | 01/20/2021 | 99897 | 203404590 | 06/30/2022
Rheem Sales Company, Inc. | Ruud | RGEA14036AJT08UAA | Federally-Regulated Consumer Product | Weatherized Non-Condensing Gas | 1382 | 260 |  | 12/01/2021 | 80891 | 205965535 | 06/30/2022
Rheem Sales Company, Inc. | Ruud | RGEA15030AJV06XAB | Federally-Regulated Consumer Product | Weatherized Non-Condensing Gas | 1402 | 261 |  | 12/01/2021 | 80658 | 203404530 | 06/30/2022
Rheem Sales Company, Inc. | Ruud | RGEA14030AJT081AC | Federally-Regulated Consumer Product | Weatherized Non-Condensing Gas | 1147 | 249 |  | 12/01/2021 | 79965 | 206606602 | 06/30/2022
Rheem Sales Company, Inc. | Ruud | RGEA14060AJT10UAA | Federally-Regulated Consumer Product | Weatherized Non-Condensing Gas | 2066 | 290 |  | 12/01/2021 | 100130 | 205965539 | 06/30/2022
Rheem Sales Company, Inc. | Ruud | RGEA14048AJT10XAB | Federally-Regulated Consumer Product | Weatherized Non-Condensing Gas | 1809 | 279 |  | 12/01/2021 | 99189 | 203404498 | 06/30/2022
Rheem Sales Company, Inc. | Ruud | RGEA14036AJT08XAC | Federally-Regulated Consumer Product | Weatherized Non-Condensing Gas | 1430 | 262 |  | 12/01/2021 | 99665 | 206606625 | 06/30/2022
Rheem Sales Company, Inc. | Ruud | RGEA14042AJT08UAA | Federally-Regulated Consumer Product | Weatherized Non-Condensing Gas | 1635 | 271 |  | 12/01/2021 | 80943 | 205965538 | 06/30/2022
Rheem Sales Company, Inc. | Ruud | RGEA16036AJV10TAB | Federally-Regulated Consumer Product | Weatherized Non-Condensing Gas | 1648 | 272 |  | 12/01/2021 | 76362 | 203404624 | 06/30/2022
Rheem Sales Company, Inc. | Ruud | RGEA14048AJT10UAA | Federally-Regulated Consumer Product | Weatherized Non-Condensing Gas | 1832 | 280 |  | 12/01/2021 | 100370 | 205965537 | 06/30/2022
Rheem Sales Company, Inc. | Ruud | RGECZR048AJT07**A | Federally-Regulated Consumer Product | Weatherized Non-Condensing Gas | 1873 | 167 |  | 01/20/2021 | 52596 | 203473666 | 06/30/2022
Rheem Sales Company, Inc. | Ruud | RGEA14024AJT06UAA | Federally-Regulated Consumer Product | Weatherized Non-Condensing Gas | 1236 | 253 |  | 12/01/2021 | 61566 | 205965533 | 06/30/2022
Rheem Sales Company, Inc. | Ruud | RGEA16060AJV10TAB | Federally-Regulated Consumer Product | Weatherized Non-Condensing Gas | 2330 | 280 |  | 01/20/2021 | 76171 | 203404636 | 06/30/2022
Rheem Sales Company, Inc. | Ruud | RGEA14024AJT081AC | Federally-Regulated Consumer Product | Weatherized Non-Condensing Gas | 1127 | 249 |  | 12/01/2021 | 80320 | 206606584 | 06/30/2022
Rheem Sales Company, Inc. | Ruud | RGEA14030AJT04UAA | Federally-Regulated Consumer Product | Weatherized Non-Condensing Gas | 1189 | 251 |  | 01/20/2021 | 39887 | 205965532 | 06/30/2022
Rheem Sales Company, Inc. | Ruud | RGEA16036AJV082AB | Federally-Regulated Consumer Product | Weatherized Non-Condensing Gas | 1648 | 272 |  | 01/20/2021 | 76362 | 203404618 | 06/30/2022
Rheem Sales Company, Inc. | Ruud | RGEA16048AJV08TAB | Federally-Regulated Consumer Product | Weatherized Non-Condensing Gas | 1648 | 272 |  | 01/20/2021 | 76362 | 203404628 | 06/30/2022
Rheem Sales Company, Inc. | Ruud | RGEA14048AJT101AB | Federally-Regulated Consumer Product | Weatherized Non-Condensing Gas | 1809 | 279 |  | 12/01/2021 | 99189 | 203404494 | 06/30/2022
Rheem Sales Company, Inc. | Ruud | RGEA16036AJV062AB | Federally-Regulated Consumer Product | Weatherized Non-Condensing Gas | 1358 | 259 |  | 01/20/2021 | 46205 | 203404614 | 06/30/2022
Rheem Sales Company, Inc. | Ruud | RGEA14036AJT101AC | Federally-Regulated Consumer Product | Weatherized Non-Condensing Gas | 1430 | 262 |  | 12/01/2021 | 99665 | 206606629 | 06/30/2022
Rheem Sales Company, Inc. | Ruud | RGEA14048AJT081AB | Federally-Regulated Consumer Product | Weatherized Non-Condensing Gas | 1809 | 279 |  | 12/01/2021 | 99189 | 203404486 | 06/30/2022
Rheem Sales Company, Inc. | Ruud | RGEA14030AJT06UAA | Federally-Regulated Consumer Product | Weatherized Non-Condensing Gas | 1125 | 248 |  | 12/01/2021 | 60094 | 205965531 | 06/30/2022
Rheem Sales Company, Inc. | Ruud | RGEA16048AJV10TAB | Federally-Regulated Consumer Product | Weatherized Non-Condensing Gas | 1845 | 280 |  | 12/01/2021 | 76171 | 203404632 | 06/30/2022
Rheem Sales Company, Inc. | Ruud | RGECZR036AJT07**A | Federally-Regulated Consumer Product | Weatherized Non-Condensing Gas | 1475 | 165 |  | 01/20/2021 | 53157 | 203473662 | 06/30/2022
Rheem Sales Company, Inc. | Ruud | RGEA15060AJV10XAB | Federally-Regulated Consumer Product | Weatherized Non-Condensing Gas | 2166 | 294 |  | 12/01/2021 | 100081 | 203404606 | 06/30/2022
Rheem Sales Company, Inc. | Ruud | RGECZR048AJT07**B | Federally-Regulated Consumer Product | Weatherized Non-Condensing Gas | 1873 | 167 |  | 03/17/2021 | 52596 | 206778650 | 06/30/2022
Rheem Sales Company, Inc. | Ruud | RGEA14042AJT10XAC | Federally-Regulated Consumer Product | Weatherized Non-Condensing Gas | 1494 | 265 |  | 12/01/2021 | 99609 | 206606651 | 06/30/2022
Rheem Sales Company, Inc. | Ruud | RGEA14042AJT101AC | Federally-Regulated Consumer Product | Weatherized Non-Condensing Gas | 1494 | 265 |  | 12/01/2021 | 99609 | 206606647 | 06/30/2022
Rheem Sales Company, Inc. | Ruud | RGEA14048AJT08UAA | Federally-Regulated Consumer Product | Weatherized Non-Condensing Gas | 2026 | 288 |  | 12/01/2021 | 80019 | 205965536 | 06/30/2022
Rheem Sales Company, Inc. | Ruud | RGEA15030AJV061AB | Federally-Regulated Consumer Product | Weatherized Non-Condensing Gas | 1402 | 261 |  | 12/01/2021 | 80658 | 203404526 | 06/30/2022
Rheem Sales Company, Inc. | Ruud | RGEA16024AJV062AB | Federally-Regulated Consumer Product | Weatherized Non-Condensing Gas | 1358 | 259 |  | 01/20/2021 | 46205 | 203404610 | 06/30/2022
Rheem Sales Company, Inc. | Ruud | RGEA15048AJV101AB | Federally-Regulated Consumer Product | Weatherized Non-Condensing Gas | 1720 | 275 |  | 12/01/2021 | 99897 | 203404594 | 06/30/2022
Rheem Sales Company, Inc. | Ruud | RGEA16024AJV06TAB | Federally-Regulated Consumer Product | Weatherized Non-Condensing Gas | 1358 | 259 |  | 01/20/2021 | 46205 | 203404612 | 06/30/2022
Rheem Sales Company, Inc. | Ruud | RGEA15060AJV101AB | Federally-Regulated Consumer Product | Weatherized Non-Condensing Gas | 2166 | 294 |  | 12/01/2021 | 100081 | 203404602 | 06/30/2022
Rheem Sales Company, Inc. | Ruud | RGEA14024AJT08XAC | Federally-Regulated Consumer Product | Weatherized Non-Condensing Gas | 1127 | 249 |  | 12/01/2021 | 80320 | 206606589 | 06/30/2022
Rheem Sales Company, Inc. | Ruud | RGEA15030AJV08XAB | Federally-Regulated Consumer Product | Weatherized Non-Condensing Gas | 1402 | 261 |  | 12/01/2021 | 80658 | 203404538 | 06/30/2022
Rheem Sales Company, Inc. | Ruud | RGEA14042AJT081AC | Federally-Regulated Consumer Product | Weatherized Non-Condensing Gas | 1494 | 265 |  | 12/01/2021 | 99609 | 206606638 | 06/30/2022
Rheem Sales Company, Inc. | Ruud | RGECZR060AJT12**B | Federally-Regulated Consumer Product | Weatherized Non-Condensing Gas | 2183 | 266 |  | 12/01/2021 | 83968 | 206778653 | 06/30/2022
Rheem Sales Company, Inc. | Ruud | RGEA14024AJT061AC | Federally-Regulated Consumer Product | Weatherized Non-Condensing Gas | 1127 | 249 |  | 12/01/2021 | 80320 | 206606575 | 06/30/2022
Rheem Sales Company, Inc. | Ruud | RGEA15048AJV081AB | Federally-Regulated Consumer Product | Weatherized Non-Condensing Gas | 1720 | 275 |  | 01/20/2021 | 99897 | 203404586 | 06/30/2022
Rheem Sales Company, Inc. | Ruud | RGEA14030AJT08XAC | Federally-Regulated Consumer Product | Weatherized Non-Condensing Gas | 1147 | 249 |  | 12/01/2021 | 79965 | 206606607 | 06/30/2022
Rheem Sales Company, Inc. | Ruud | RGEA14036AJT081AC | Federally-Regulated Consumer Product | Weatherized Non-Condensing Gas | 1430 | 262 |  | 12/01/2021 | 99665 | 206606620 | 06/30/2022
Rheem Sales Company, Inc. | Ruud | RGEA16036AJV06TAB | Federally-Regulated Consumer Product | Weatherized Non-Condensing Gas | 1358 | 259 |  | 01/20/2021 | 46205 | 203404616 | 06/30/2022
Rheem Sales Company, Inc. | Ruud | RGEA14048AJT08XAB | Federally-Regulated Consumer Product | Weatherized Non-Condensing Gas | 1809 | 279 |  | 12/01/2021 | 99189 | 203404490 | 06/30/2022
Rheem Sales Company, Inc. | Ruud | RGEA16036AJV102AB | Federally-Regulated Consumer Product | Weatherized Non-Condensing Gas | 1648 | 272 |  | 12/01/2021 | 76362 | 203404622 | 06/30/2022
Rheem Sales Company, Inc. | Ruud | RGEA16036AJV08TAB | Federally-Regulated Consumer Product | Weatherized Non-Condensing Gas | 1648 | 272 |  | 01/20/2021 | 76362 | 203404620 | 06/30/2022
Rheem Sales Company, Inc. | Ruud | RGECZR036AJT07**B | Federally-Regulated Consumer Product | Weatherized Non-Condensing Gas | 1475 | 165 |  | 03/17/2021 | 53157 | 206778648 | 06/30/2022
Rheem Sales Company, Inc. | Ruud | RGEA14030AJT061AC | Federally-Regulated Consumer Product | Weatherized Non-Condensing Gas | 1147 | 249 |  | 12/01/2021 | 79965 | 206606593 | 06/30/2022
Rheem Sales Company, Inc. | Ruud | RGECZR060AJT12**A | Federally-Regulated Consumer Product | Weatherized Non-Condensing Gas | 2183 | 266 |  | 12/01/2021 | 83968 | 203473672 | 06/30/2022
Rheem Sales Company, Inc. | Ruud | RGEA16048AJV082AB | Federally-Regulated Consumer Product | Weatherized Non-Condensing Gas | 1648 | 272 |  | 01/20/2021 | 76362 | 203404626 | 06/30/2022
Rheem Sales Company, Inc. | Ruud | RGEA14030AJT06XAC | Federally-Regulated Consumer Product | Weatherized Non-Condensing Gas | 1147 | 249 |  | 12/01/2021 | 79965 | 206606598 | 06/30/2022
Rheem Sales Company, Inc. | Ruud | RGEA14036AJT06UAA | Federally-Regulated Consumer Product | Weatherized Non-Condensing Gas | 1434 | 262 |  | 12/01/2021 | 60723 | 205965534 | 06/30/2022
Rheem Sales Company, Inc. | Ruud | RGEA14024AJT04UAA | Federally-Regulated Consumer Product | Weatherized Non-Condensing Gas | 1181 | 251 |  | 01/20/2021 | 40068 | 205965540 | 06/30/2022
Rheem Sales Company, Inc. | Ruud | RGEA14042AJT08XAC | Federally-Regulated Consumer Product | Weatherized Non-Condensing Gas | 1494 | 265 |  | 12/01/2021 | 99609 | 206606642 | 06/30/2022
Rheem Sales Company, Inc. | Ruud | RGEA14036AJT061AC | Federally-Regulated Consumer Product | Weatherized Non-Condensing Gas | 1430 | 262 |  | 12/01/2021 | 99665 | 206606611 | 06/30/2022
Rheem Sales Company, Inc. | Ruud | RGEA14024AJT06XAC | Federally-Regulated Consumer Product | Weatherized Non-Condensing Gas | 1127 | 249 |  | 12/01/2021 | 80320 | 206606580 | 06/30/2022
Rheem Sales Company, Inc. | Ruud | RGEA15030AJV081AB | Federally-Regulated Consumer Product | Weatherized Non-Condensing Gas | 1402 | 261 |  | 12/01/2021 | 80658 | 203404534 | 06/30/2022
Rheem Sales Company, Inc. | Ruud | RGEA16048AJV102AB | Federally-Regulated Consumer Product | Weatherized Non-Condensing Gas | 1845 | 280 |  | 12/01/2021 | 76171 | 203404630 | 06/30/2022
Rheem Sales Company, Inc. | Ruud | RGEA14036AJT06XAC | Federally-Regulated Consumer Product | Weatherized Non-Condensing Gas | 1430 | 262 |  | 12/01/2021 | 99665 | 206606616 | 06/30/2022
Rheem Sales Company, Inc. | Ruud | RGEA14036AJT10XAC | Federally-Regulated Consumer Product | Weatherized Non-Condensing Gas | 1430 | 262 |  | 12/01/2021 | 99665 | 206606634 | 06/30/2022
Rheem Sales Company, Inc. | Ruud | RGEA15048AJV10XAB | Federally-Regulated Consumer Product | Weatherized Non-Condensing Gas | 1720 | 275 |  | 06/30/2022 | 99897 | 203404598 | 06/30/2022
Rheem Sales Company, Inc. | Ruud | RGEA16060AJV102AB | Federally-Regulated Consumer Product | Weatherized Non-Condensing Gas | 2330 | 280 |  | 06/30/2022 | 76171 | 203404634 | 06/30/2022
Rheem Sales Company, Inc. | Ruud | RGEA15048AJV08XAB | Federally-Regulated Consumer Product | Weatherized Non-Condensing Gas | 1720 | 275 |  | 06/30/2022 | 99897 | 203404590 | 06/30/2022
Rheem Sales Company, Inc. | Ruud | RGEA14036AJT08UAA | Federally-Regulated Consumer Product | Weatherized Non-Condensing Gas | 1382 | 260 |  | 06/30/2022 | 80891 | 205965535 | 06/30/2022
Rheem Sales Company, Inc. | Ruud | RGEA15030AJV06XAB | Federally-Regulated Consumer Product | Weatherized Non-Condensing Gas | 1402 | 261 |  | 06/30/2022 | 80658 | 203404530 | 06/30/2022
Rheem Sales Company, Inc. | Ruud | RGEA14030AJT081AC | Federally-Regulated Consumer Product | Weatherized Non-Condensing Gas | 1147 | 249 |  | 06/30/2022 | 79965 | 206606602 | 06/30/2022
Rheem Sales Company, Inc. | Ruud | RGEA14060AJT10UAA | Federally-Regulated Consumer Product | Weatherized Non-Condensing Gas | 2066 | 290 |  | 06/30/2022 | 100130 | 205965539 | 06/30/2022
Rheem Sales Company, Inc. | Ruud | RGEA14048AJT10XAB | Federally-Regulated Consumer Product | Weatherized Non-Condensing Gas | 1809 | 279 |  | 06/30/2022 | 99189 | 203404498 | 06/30/2022
Rheem Sales Company, Inc. | Ruud | RGEA14036AJT08XAC | Federally-Regulated Consumer Product | Weatherized Non-Condensing Gas | 1430 | 262 |  | 06/30/2022 | 99665 | 206606625 | 06/30/2022
Rheem Sales Company, Inc. | Ruud | RGEA14042AJT08UAA | Federally-Regulated Consumer Product | Weatherized Non-Condensing Gas | 1635 | 271 |  | 06/30/2022 | 80943 | 205965538 | 06/30/2022
Rheem Sales Company, Inc. | Ruud | RGEA16036AJV10TAB | Federally-Regulated Consumer Product | Weatherized Non-Condensing Gas | 1648 | 272 |  | 06/30/2022 | 76362 | 203404624 | 06/30/2022
Rheem Sales Company, Inc. | Ruud | RGEA14048AJT10UAA | Federally-Regulated Consumer Product | Weatherized Non-Condensing Gas | 1832 | 280 |  | 06/30/2022 | 100370 | 205965537 | 06/30/2022
Rheem Sales Company, Inc. | Ruud | RGECZR048AJT07**A | Federally-Regulated Consumer Product | Weatherized Non-Condensing Gas | 1873 | 167 |  | 06/30/2022 | 52596 | 203473666 | 06/30/2022
Rheem Sales Company, Inc. | Ruud | RGEA14024AJT06UAA | Federally-Regulated Consumer Product | Weatherized Non-Condensing Gas | 1236 | 253 |  | 06/30/2022 | 61566 | 205965533 | 06/30/2022
Rheem Sales Company, Inc. | Ruud | RGEA16060AJV10TAB | Federally-Regulated Consumer Product | Weatherized Non-Condensing Gas | 2330 | 280 |  | 06/30/2022 | 76171 | 203404636 | 06/30/2022
Rheem Sales Company, Inc. | Ruud | RGEA14024AJT081AC | Federally-Regulated Consumer Product | Weatherized Non-Condensing Gas | 1127 | 249 |  | 06/30/2022 | 80320 | 206606584 | 06/30/2022
Rheem Sales Company, Inc. | Ruud | RGEA14030AJT04UAA | Federally-Regulated Consumer Product | Weatherized Non-Condensing Gas | 1189 | 251 |  | 06/30/2022 | 39887 | 205965532 | 06/30/2022
Rheem Sales Company, Inc. | Ruud | RGEA16036AJV082AB | Federally-Regulated Consumer Product | Weatherized Non-Condensing Gas | 1648 | 272 |  | 06/30/2022 | 76362 | 203404618 | 06/30/2022
Rheem Sales Company, Inc. | Ruud | RGEA16048AJV08TAB | Federally-Regulated Consumer Product | Weatherized Non-Condensing Gas | 1648 | 272 |  | 06/30/2022 | 76362 | 203404628 | 06/30/2022
Rheem Sales Company, Inc. | Ruud | RGEA14048AJT101AB | Federally-Regulated Consumer Product | Weatherized Non-Condensing Gas | 1809 | 279 |  | 06/30/2022 | 99189 | 203404494 | 06/30/2022
Rheem Sales Company, Inc. | Ruud | RGEA16036AJV062AB | Federally-Regulated Consumer Product | Weatherized Non-Condensing Gas | 1358 | 259 |  | 06/30/2022 | 46205 | 203404614 | 06/30/2022
Rheem Sales Company, Inc. | Ruud | RGEA14036AJT101AC | Federally-Regulated Consumer Product | Weatherized Non-Condensing Gas | 1430 | 262 |  | 06/30/2022 | 99665 | 206606629 | 06/30/2022
Rheem Sales Company, Inc. | Ruud | RGEA14048AJT081AB | Federally-Regulated Consumer Product | Weatherized Non-Condensing Gas | 1809 | 279 |  | 06/30/2022 | 99189 | 203404486 | 06/30/2022
Rheem Sales Company, Inc. | Ruud | RGEA14030AJT06UAA | Federally-Regulated Consumer Product | Weatherized Non-Condensing Gas | 1125 | 248 |  | 06/30/2022 | 60094 | 205965531 | 06/30/2022
Rheem Sales Company, Inc. | Ruud | RGEA16048AJV10TAB | Federally-Regulated Consumer Product | Weatherized Non-Condensing Gas | 1845 | 280 |  | 06/30/2022 | 76171 | 203404632 | 06/30/2022
Rheem Sales Company, Inc. | Ruud | RGECZR036AJT07**A | Federally-Regulated Consumer Product | Weatherized Non-Condensing Gas | 1475 | 165 |  | 06/30/2022 | 53157 | 203473662 | 06/30/2022
Rheem Sales Company, Inc. | Ruud | RGEA15060AJV10XAB | Federally-Regulated Consumer Product | Weatherized Non-Condensing Gas | 2166 | 294 |  | 06/30/2022 | 100081 | 203404606 | 06/30/2022
Rheem Sales Company, Inc. | Ruud | RGECZR048AJT07**B | Federally-Regulated Consumer Product | Weatherized Non-Condensing Gas | 1873 | 167 |  | 06/30/2022 | 52596 | 206778650 | 06/30/2022
Rheem Sales Company, Inc. | Ruud | RGEA14042AJT10XAC | Federally-Regulated Consumer Product | Weatherized Non-Condensing Gas | 1494 | 265 |  | 06/30/2022 | 99609 | 206606651 | 06/30/2022
Rheem Sales Company, Inc. | Ruud | RGEA14042AJT101AC | Federally-Regulated Consumer Product | Weatherized Non-Condensing Gas | 1494 | 265 |  | 06/30/2022 | 99609 | 206606647 | 06/30/2022
Rheem Sales Company, Inc. | Ruud | RGEA14048AJT08UAA | Federally-Regulated Consumer Product | Weatherized Non-Condensing Gas | 2026 | 288 |  | 06/30/2022 | 80019 | 205965536 | 06/30/2022
Rheem Sales Company, Inc. | Ruud | RGEA15030AJV061AB | Federally-Regulated Consumer Product | Weatherized Non-Condensing Gas | 1402 | 261 |  | 06/30/2022 | 80658 | 203404526 | 06/30/2022
Rheem Sales Company, Inc. | Ruud | RGEA16024AJV062AB | Federally-Regulated Consumer Product | Weatherized Non-Condensing Gas | 1358 | 259 |  | 06/30/2022 | 46205 | 203404610 | 06/30/2022
Rheem Sales Company, Inc. | Ruud | RGEA15048AJV101AB | Federally-Regulated Consumer Product | Weatherized Non-Condensing Gas | 1720 | 275 |  | 06/30/2022 | 99897 | 203404594 | 06/30/2022
Rheem Sales Company, Inc. | Ruud | RGEA16024AJV06TAB | Federally-Regulated Consumer Product | Weatherized Non-Condensing Gas | 1358 | 259 |  | 06/30/2022 | 46205 | 203404612 | 06/30/2022
Rheem Sales Company, Inc. | Ruud | RGEA15060AJV101AB | Federally-Regulated Consumer Product | Weatherized Non-Condensing Gas | 2166 | 294 |  | 06/30/2022 | 100081 | 203404602 | 06/30/2022
Rheem Sales Company, Inc. | Ruud | RGEA14024AJT08XAC | Federally-Regulated Consumer Product | Weatherized Non-Condensing Gas | 1127 | 249 |  | 06/30/2022 | 80320 | 206606589 | 06/30/2022
Rheem Sales Company, Inc. | Ruud | RGEA15030AJV08XAB | Federally-Regulated Consumer Product | Weatherized Non-Condensing Gas | 1402 | 261 |  | 06/30/2022 | 80658 | 203404538 | 06/30/2022
Rheem Sales Company, Inc. | Ruud | RGEA14042AJT081AC | Federally-Regulated Consumer Product | Weatherized Non-Condensing Gas | 1494 | 265 |  | 06/30/2022 | 99609 | 206606638 | 06/30/2022
Rheem Sales Company, Inc. | Ruud | RGECZR060AJT12**B | Federally-Regulated Consumer Product | Weatherized Non-Condensing Gas | 2183 | 266 |  | 06/30/2022 | 83968 | 206778653 | 06/30/2022
Rheem Sales Company, Inc. | Ruud | RGEA14024AJT061AC | Federally-Regulated Consumer Product | Weatherized Non-Condensing Gas | 1127 | 249 |  | 06/30/2022 | 80320 | 206606575 | 06/30/2022
Rheem Sales Company, Inc. | Ruud | RGEA15048AJV081AB | Federally-Regulated Consumer Product | Weatherized Non-Condensing Gas | 1720 | 275 |  | 06/30/2022 | 99897 | 203404586 | 06/30/2022
Rheem Sales Company, Inc. | Ruud | RGEA14030AJT08XAC | Federally-Regulated Consumer Product | Weatherized Non-Condensing Gas | 1147 | 249 |  | 06/30/2022 | 79965 | 206606607 | 06/30/2022
Rheem Sales Company, Inc. | Ruud | RGEA14036AJT081AC | Federally-Regulated Consumer Product | Weatherized Non-Condensing Gas | 1430 | 262 |  | 06/30/2022 | 99665 | 206606620 | 06/30/2022
Rheem Sales Company, Inc. | Ruud | RGEA16036AJV06TAB | Federally-Regulated Consumer Product | Weatherized Non-Condensing Gas | 1358 | 259 |  | 06/30/2022 | 46205 | 203404616 | 06/30/2022
Rheem Sales Company, Inc. | Ruud | RGEA14048AJT08XAB | Federally-Regulated Consumer Product | Weatherized Non-Condensing Gas | 1809 | 279 |  | 06/30/2022 | 99189 | 203404490 | 06/30/2022
Rheem Sales Company, Inc. | Ruud | RGEA16036AJV102AB | Federally-Regulated Consumer Product | Weatherized Non-Condensing Gas | 1648 | 272 |  | 06/30/2022 | 76362 | 203404622 | 06/30/2022
Rheem Sales Company, Inc. | Ruud | RGEA16036AJV08TAB | Federally-Regulated Consumer Product | Weatherized Non-Condensing Gas | 1648 | 272 |  | 06/30/2022 | 76362 | 203404620 | 06/30/2022
Rheem Sales Company, Inc. | Ruud | RGECZR036AJT07**B | Federally-Regulated Consumer Product | Weatherized Non-Condensing Gas | 1475 | 165 |  | 06/30/2022 | 53157 | 206778648 | 06/30/2022
Rheem Sales Company, Inc. | Ruud | RGEA14030AJT061AC | Federally-Regulated Consumer Product | Weatherized Non-Condensing Gas | 1147 | 249 |  | 06/30/2022 | 79965 | 206606593 | 06/30/2022
Rheem Sales Company, Inc. | Ruud | RGECZR060AJT12**A | Federally-Regulated Consumer Product | Weatherized Non-Condensing Gas | 2183 | 266 |  | 06/30/2022 | 83968 | 203473672 | 06/30/2022
Rheem Sales Company, Inc. | Ruud | RGEA16048AJV082AB | Federally-Regulated Consumer Product | Weatherized Non-Condensing Gas | 1648 | 272 |  | 06/30/2022 | 76362 | 203404626 | 06/30/2022
Rheem Sales Company, Inc. | Ruud | RGEA14030AJT06XAC | Federally-Regulated Consumer Product | Weatherized Non-Condensing Gas | 1147 | 249 |  | 06/30/2022 | 79965 | 206606598 | 06/30/2022
Rheem Sales Company, Inc. | Ruud | RGEA14036AJT06UAA | Federally-Regulated Consumer Product | Weatherized Non-Condensing Gas | 1434 | 262 |  | 06/30/2022 | 60723 | 205965534 | 06/30/2022
Rheem Sales Company, Inc. | Ruud | RGEA14024AJT04UAA | Federally-Regulated Consumer Product | Weatherized Non-Condensing Gas | 1181 | 251 |  | 06/30/2022 | 40068 | 205965540 | 06/30/2022
Rheem Sales Company, Inc. | Ruud | RGEA14042AJT08XAC | Federally-Regulated Consumer Product | Weatherized Non-Condensing Gas | 1494 | 265 |  | 06/30/2022 | 99609 | 206606642 | 06/30/2022
Rheem Sales Company, Inc. | Ruud | RGEA14036AJT061AC | Federally-Regulated Consumer Product | Weatherized Non-Condensing Gas | 1430 | 262 |  | 06/30/2022 | 99665 | 206606611 | 06/30/2022
Rheem Sales Company, Inc. | Ruud | RGEA14024AJT06XAC | Federally-Regulated Consumer Product | Weatherized Non-Condensing Gas | 1127 | 249 |  | 06/30/2022 | 80320 | 206606580 | 06/30/2022
Rheem Sales Company, Inc. | Ruud | RGEA15030AJV081AB | Federally-Regulated Consumer Product | Weatherized Non-Condensing Gas | 1402 | 261 |  | 06/30/2022 | 80658 | 203404534 | 06/30/2022
Rheem Sales Company, Inc. | Ruud | RGEA16048AJV102AB | Federally-Regulated Consumer Product | Weatherized Non-Condensing Gas | 1845 | 280 |  | 06/30/2022 | 76171 | 203404630 | 06/30/2022
Rheem Sales Company, Inc. | Ruud | RGEA14036AJT06XAC | Federally-Regulated Consumer Product | Weatherized Non-Condensing Gas | 1430 | 262 |  | 06/30/2022 | 99665 | 206606616 | 06/30/2022
Rheem Sales Company, Inc. | Ruud | RGEA14036AJT10XAC | Federally-Regulated Consumer Product | Weatherized Non-Condensing Gas | 1430 | 262 |  | 06/30/2022 | 99665 | 206606634 | 06/30/2022
Rheem Sales Company, Inc. | Thermal Zone | RGEA14030AJT06XAC | Federally-Regulated Consumer Product | Weatherized Non-Condensing Gas | 1147 | 249 |  | 06/30/2022 | 79965 | 206606715 | 06/30/2022
Rheem Sales Company, Inc. | Thermal Zone | RGEA14042AJT081AC | Federally-Regulated Consumer Product | Weatherized Non-Condensing Gas | 1494 | 265 |  | 06/30/2022 | 99609 | 206606724 | 06/30/2022
Rheem Sales Company, Inc. | Thermal Zone | RGEA14060AJT10UAA | Federally-Regulated Consumer Product | Weatherized Non-Condensing Gas | 2066 | 290 |  | 06/30/2022 | 100130 | 205965604 | 06/30/2022
Rheem Sales Company, Inc. | Thermal Zone | RGEA14024AJT081AC | Federally-Regulated Consumer Product | Weatherized Non-Condensing Gas | 1127 | 249 |  | 06/30/2022 | 80320 | 206606712 | 06/30/2022
Rheem Sales Company, Inc. | Thermal Zone | RGEA14024AJT06UAA | Federally-Regulated Consumer Product | Weatherized Non-Condensing Gas | 1236 | 253 |  | 06/30/2022 | 61566 | 205965598 | 06/30/2022
Rheem Sales Company, Inc. | Thermal Zone | RGEA14030AJT04UAA | Federally-Regulated Consumer Product | Weatherized Non-Condensing Gas | 1189 | 251 |  | 06/30/2022 | 39887 | 205965597 | 06/30/2022
Rheem Sales Company, Inc. | Thermal Zone | RGEA14036AJT06UAA | Federally-Regulated Consumer Product | Weatherized Non-Condensing Gas | 1434 | 262 |  | 06/30/2022 | 60723 | 205965599 | 06/30/2022
Rheem Sales Company, Inc. | Thermal Zone | RGEA14024AJT061AC | Federally-Regulated Consumer Product | Weatherized Non-Condensing Gas | 1127 | 249 |  | 06/30/2022 | 80320 | 206606710 | 06/30/2022
Rheem Sales Company, Inc. | Thermal Zone | RGEA14042AJT10XAC | Federally-Regulated Consumer Product | Weatherized Non-Condensing Gas | 1494 | 265 |  | 06/30/2022 | 99609 | 206606727 | 06/30/2022
Rheem Sales Company, Inc. | Thermal Zone | RGEA14024AJT04UAA | Federally-Regulated Consumer Product | Weatherized Non-Condensing Gas | 1181 | 251 |  | 06/30/2022 | 40068 | 205965605 | 06/30/2022
Rheem Sales Company, Inc. | Thermal Zone | RGEA14042AJT08XAC | Federally-Regulated Consumer Product | Weatherized Non-Condensing Gas | 1494 | 265 |  | 06/30/2022 | 99609 | 206606725 | 06/30/2022
Rheem Sales Company, Inc. | Thermal Zone | RGEA14030AJT06UAA | Federally-Regulated Consumer Product | Weatherized Non-Condensing Gas | 1125 | 248 |  | 06/30/2022 | 60094 | 205965596 | 06/30/2022
Rheem Sales Company, Inc. | Thermal Zone | RGEA14036AJT06XAC | Federally-Regulated Consumer Product | Weatherized Non-Condensing Gas | 1430 | 262 |  | 06/30/2022 | 99665 | 206606719 | 06/30/2022
Rheem Sales Company, Inc. | Thermal Zone | RGEA14036AJT08UAA | Federally-Regulated Consumer Product | Weatherized Non-Condensing Gas | 1382 | 260 |  | 06/30/2022 | 80891 | 205965600 | 06/30/2022
Rheem Sales Company, Inc. | Thermal Zone | RGEA14030AJT081AC | Federally-Regulated Consumer Product | Weatherized Non-Condensing Gas | 1147 | 249 |  | 06/30/2022 | 79965 | 206606716 | 06/30/2022
Rheem Sales Company, Inc. | Thermal Zone | RGEA14048AJT10UAA | Federally-Regulated Consumer Product | Weatherized Non-Condensing Gas | 1832 | 280 |  | 06/30/2022 | 100370 | 205965602 | 06/30/2022
Rheem Sales Company, Inc. | Thermal Zone | RGEA14036AJT081AC | Federally-Regulated Consumer Product | Weatherized Non-Condensing Gas | 1430 | 262 |  | 06/30/2022 | 99665 | 206606720 | 06/30/2022
Rheem Sales Company, Inc. | Thermal Zone | RGEA14036AJT10XAC | Federally-Regulated Consumer Product | Weatherized Non-Condensing Gas | 1430 | 262 |  | 06/30/2022 | 99665 | 206606723 | 06/30/2022
Rheem Sales Company, Inc. | Thermal Zone | RGEA14030AJT061AC | Federally-Regulated Consumer Product | Weatherized Non-Condensing Gas | 1147 | 249 |  | 06/30/2022 | 79965 | 206606714 | 06/30/2022
Rheem Sales Company, Inc. | Thermal Zone | RGEA14024AJT06XAC | Federally-Regulated Consumer Product | Weatherized Non-Condensing Gas | 1127 | 249 |  | 06/30/2022 | 80320 | 206606711 | 06/30/2022
Rheem Sales Company, Inc. | Thermal Zone | RGEA14024AJT08XAC | Federally-Regulated Consumer Product | Weatherized Non-Condensing Gas | 1127 | 249 |  | 06/30/2022 | 80320 | 206606713 | 06/30/2022
Rheem Sales Company, Inc. | Thermal Zone | RGEA14042AJT08UAA | Federally-Regulated Consumer Product | Weatherized Non-Condensing Gas | 1635 | 271 |  | 06/30/2022 | 80943 | 205965603 | 06/30/2022
Rheem Sales Company, Inc. | Thermal Zone | RGEA14042AJT101AC | Federally-Regulated Consumer Product | Weatherized Non-Condensing Gas | 1494 | 265 |  | 06/30/2022 | 99609 | 206606726 | 06/30/2022
Rheem Sales Company, Inc. | Thermal Zone | RGEA14036AJT101AC | Federally-Regulated Consumer Product | Weatherized Non-Condensing Gas | 1430 | 262 |  | 06/30/2022 | 99665 | 206606722 | 06/30/2022
Rheem Sales Company, Inc. | Thermal Zone | RGEA14030AJT08XAC | Federally-Regulated Consumer Product | Weatherized Non-Condensing Gas | 1147 | 249 |  | 06/30/2022 | 79965 | 206606717 | 06/30/2022
Rheem Sales Company, Inc. | Thermal Zone | RGEA14036AJT08XAC | Federally-Regulated Consumer Product | Weatherized Non-Condensing Gas | 1430 | 262 |  | 06/30/2022 | 99665 | 206606721 | 06/30/2022
Rheem Sales Company, Inc. | Thermal Zone | RGEA14036AJT061AC | Federally-Regulated Consumer Product | Weatherized Non-Condensing Gas | 1430 | 262 |  | 06/30/2022 | 99665 | 206606718 | 06/30/2022
Rheem Sales Company, Inc. | Thermal Zone | RGEA14048AJT08UAA | Federally-Regulated Consumer Product | Weatherized Non-Condensing Gas | 2026 | 288 |  | 06/30/2022 | 80019 | 205965601 | 06/30/2022
Rheem Sales Company, Inc. | Fujitsu | RGEA14036AJT08UAA | Federally-Regulated Consumer Product | Weatherized Non-Condensing Gas | 1382 | 260 |  | 06/30/2022 | 80891 | 205965580 | 06/30/2022
Rheem Sales Company, Inc. | Fujitsu | RGECZR060AJT12**A | Federally-Regulated Consumer Product | Weatherized Non-Condensing Gas | 2183 | 266 |  | 06/30/2022 | 83968 | 205785672 | 06/30/2022
Rheem Sales Company, Inc. | Fujitsu | RGEA14048AJT08UAA | Federally-Regulated Consumer Product | Weatherized Non-Condensing Gas | 2026 | 288 |  | 06/30/2022 | 80019 | 205965581 | 06/30/2022
Rheem Sales Company, Inc. | Fujitsu | RGEA14030AJT04UAA | Federally-Regulated Consumer Product | Weatherized Non-Condensing Gas | 1189 | 251 |  | 06/30/2022 | 39887 | 205965577 | 06/30/2022
Rheem Sales Company, Inc. | Fujitsu | RGEA16036AJV062AB | Federally-Regulated Consumer Product | Weatherized Non-Condensing Gas | 1648 | 259 |  | 06/30/2022 | 76362 | 205785655 | 06/30/2022
Rheem Sales Company, Inc. | Fujitsu | RGEA14036AJT06UAA | Federally-Regulated Consumer Product | Weatherized Non-Condensing Gas | 1434 | 262 |  | 06/30/2022 | 60723 | 205965579 | 06/30/2022
Rheem Sales Company, Inc. | Fujitsu | RGEA14030AJT061AC | Federally-Regulated Consumer Product | Weatherized Non-Condensing Gas | 1147 | 249 |  | 06/30/2022 | 79965 | 206606678 | 06/30/2022
Rheem Sales Company, Inc. | Fujitsu | RGEA14060AJT10UAA | Federally-Regulated Consumer Product | Weatherized Non-Condensing Gas | 2066 | 290 |  | 06/30/2022 | 100130 | 205965584 | 06/30/2022
Rheem Sales Company, Inc. | Fujitsu | RGEA16036AJV06TAB | Federally-Regulated Consumer Product | Weatherized Non-Condensing Gas | 1648 | 259 |  | 06/30/2022 | 76362 | 205785656 | 06/30/2022
Rheem Sales Company, Inc. | Fujitsu | RGEA14036AJT08XAC | Federally-Regulated Consumer Product | Weatherized Non-Condensing Gas | 1430 | 262 |  | 06/30/2022 | 99665 | 206606685 | 06/30/2022
Rheem Sales Company, Inc. | Fujitsu | RGEA14048AJT081AB | Federally-Regulated Consumer Product | Weatherized Non-Condensing Gas | 1809 | 279 |  | 06/30/2022 | 99189 | 204117038 | 06/30/2022
Rheem Sales Company, Inc. | Fujitsu | RGECZR060AJT12**B | Federally-Regulated Consumer Product | Weatherized Non-Condensing Gas | 2183 | 266 |  | 06/30/2022 | 83968 | 206778671 | 06/30/2022
Rheem Sales Company, Inc. | Fujitsu | RGEA15030AJV081AB | Federally-Regulated Consumer Product | Weatherized Non-Condensing Gas | 1402 | 261 |  | 06/30/2022 | 80658 | 204117050 | 06/30/2022
Rheem Sales Company, Inc. | Fujitsu | RGEA15048AJV08XAB | Federally-Regulated Consumer Product | Weatherized Non-Condensing Gas | 1720 | 275 |  | 06/30/2022 | 99897 | 204117063 | 06/30/2022
Rheem Sales Company, Inc. | Fujitsu | RGEA15048AJV081AB | Federally-Regulated Consumer Product | Weatherized Non-Condensing Gas | 1720 | 275 |  | 06/30/2022 | 99897 | 204117062 | 06/30/2022
Rheem Sales Company, Inc. | Fujitsu | RGEA15030AJV08XAB | Federally-Regulated Consumer Product | Weatherized Non-Condensing Gas | 1402 | 261 |  | 06/30/2022 | 80658 | 204117051 | 06/30/2022
Rheem Sales Company, Inc. | Fujitsu | RGEA16036AJV082AB | Federally-Regulated Consumer Product | Weatherized Non-Condensing Gas | 1648 | 272 |  | 06/30/2022 | 76362 | 205785657 | 06/30/2022
Rheem Sales Company, Inc. | Fujitsu | RGEA15060AJV10XAB | Federally-Regulated Consumer Product | Weatherized Non-Condensing Gas | 2166 | 294 |  | 06/30/2022 | 100081 | 204117067 | 06/30/2022
Rheem Sales Company, Inc. | Fujitsu | RGEA14024AJT08XAC | Federally-Regulated Consumer Product | Weatherized Non-Condensing Gas | 1127 | 249 |  | 06/30/2022 | 80320 | 206606677 | 06/30/2022
Rheem Sales Company, Inc. | Fujitsu | RGEA14048AJT10UAA | Federally-Regulated Consumer Product | Weatherized Non-Condensing Gas | 1832 | 280 |  | 06/30/2022 | 100370 | 205965582 | 06/30/2022
Rheem Sales Company, Inc. | Fujitsu | RGEA14048AJT10XAB | Federally-Regulated Consumer Product | Weatherized Non-Condensing Gas | 1809 | 279 |  | 06/30/2022 | 99189 | 204117041 | 06/30/2022
Rheem Sales Company, Inc. | Fujitsu | RGEA14042AJT08UAA | Federally-Regulated Consumer Product | Weatherized Non-Condensing Gas | 1635 | 271 |  | 06/30/2022 | 80943 | 205965583 | 06/30/2022
Rheem Sales Company, Inc. | Fujitsu | RGEA14036AJT101AC | Federally-Regulated Consumer Product | Weatherized Non-Condensing Gas | 1430 | 262 |  | 06/30/2022 | 99665 | 206606686 | 06/30/2022
Rheem Sales Company, Inc. | Fujitsu | RGEA14036AJT10XAC | Federally-Regulated Consumer Product | Weatherized Non-Condensing Gas | 1430 | 262 |  | 06/30/2022 | 99665 | 206606687 | 06/30/2022
Rheem Sales Company, Inc. | Fujitsu | RGEA15048AJV10XAB | Federally-Regulated Consumer Product | Weatherized Non-Condensing Gas | 1720 | 275 |  | 06/30/2022 | 99897 | 204117065 | 06/30/2022
Rheem Sales Company, Inc. | Fujitsu | RGEA14030AJT06UAA | Federally-Regulated Consumer Product | Weatherized Non-Condensing Gas | 1125 | 248 |  | 06/30/2022 | 60094 | 205965576 | 06/30/2022
Rheem Sales Company, Inc. | Fujitsu | RGEA15030AJV06XAB | Federally-Regulated Consumer Product | Weatherized Non-Condensing Gas | 1402 | 261 |  | 06/30/2022 | 80658 | 204117049 | 06/30/2022
Rheem Sales Company, Inc. | Fujitsu | RGEA15030AJV061AB | Federally-Regulated Consumer Product | Weatherized Non-Condensing Gas | 1402 | 261 |  | 06/30/2022 | 80658 | 204117048 | 06/30/2022
Rheem Sales Company, Inc. | Fujitsu | RGEA14042AJT081AC | Federally-Regulated Consumer Product | Weatherized Non-Condensing Gas | 1494 | 265 |  | 06/30/2022 | 99609 | 206606688 | 06/30/2022
Rheem Sales Company, Inc. | Fujitsu | RGEA14024AJT081AC | Federally-Regulated Consumer Product | Weatherized Non-Condensing Gas | 1127 | 249 |  | 06/30/2022 | 80320 | 206606676 | 06/30/2022
Rheem Sales Company, Inc. | Fujitsu | RGEA14042AJT08XAC | Federally-Regulated Consumer Product | Weatherized Non-Condensing Gas | 1494 | 265 |  | 06/30/2022 | 99609 | 206606689 | 06/30/2022
Rheem Sales Company, Inc. | Fujitsu | RGEA14030AJT08XAC | Federally-Regulated Consumer Product | Weatherized Non-Condensing Gas | 1147 | 249 |  | 06/30/2022 | 79965 | 206606681 | 06/30/2022
Rheem Sales Company, Inc. | Fujitsu | RGECZR036AJT07**B | Federally-Regulated Consumer Product | Weatherized Non-Condensing Gas | 1475 | 165 |  | 06/30/2022 | 53157 | 206778666 | 06/30/2022
Rheem Sales Company, Inc. | Fujitsu | RGEA16036AJV08TAB | Federally-Regulated Consumer Product | Weatherized Non-Condensing Gas | 1648 | 272 |  | 06/30/2022 | 76362 | 205785658 | 06/30/2022
Rheem Sales Company, Inc. | Fujitsu | RGEA14042AJT10XAC | Federally-Regulated Consumer Product | Weatherized Non-Condensing Gas | 1494 | 265 |  | 06/30/2022 | 99609 | 206606691 | 06/30/2022
Rheem Sales Company, Inc. | Fujitsu | RGECZR048AJT07**A | Federally-Regulated Consumer Product | Weatherized Non-Condensing Gas | 1873 | 167 |  | 06/30/2022 | 52596 | 205785669 | 06/30/2022
Rheem Sales Company, Inc. | Fujitsu | RGEA14048AJT101AB | Federally-Regulated Consumer Product | Weatherized Non-Condensing Gas | 1809 | 279 |  | 06/30/2022 | 99189 | 204117040 | 06/30/2022
Rheem Sales Company, Inc. | Fujitsu | RGEA15048AJV101AB | Federally-Regulated Consumer Product | Weatherized Non-Condensing Gas | 1720 | 275 |  | 06/30/2022 | 99897 | 204117064 | 06/30/2022
Rheem Sales Company, Inc. | Fujitsu | RGEA14048AJT08XAB | Federally-Regulated Consumer Product | Weatherized Non-Condensing Gas | 1809 | 279 |  | 06/30/2022 | 99189 | 204117039 | 06/30/2022
Rheem Sales Company, Inc. | Fujitsu | RGEA16024AJV062AB | Federally-Regulated Consumer Product | Weatherized Non-Condensing Gas | 1358 | 259 |  | 06/30/2022 | 46205 | 205785653 | 06/30/2022
Rheem Sales Company, Inc. | Fujitsu | RGEA16024AJV06TAB | Federally-Regulated Consumer Product | Weatherized Non-Condensing Gas | 1358 | 259 |  | 06/30/2022 | 46205 | 205785654 | 06/30/2022
Rheem Sales Company, Inc. | Fujitsu | RGEA14036AJT081AC | Federally-Regulated Consumer Product | Weatherized Non-Condensing Gas | 1430 | 262 |  | 06/30/2022 | 99665 | 206606684 | 06/30/2022
Rheem Sales Company, Inc. | Fujitsu | RGEA14024AJT06XAC | Federally-Regulated Consumer Product | Weatherized Non-Condensing Gas | 1127 | 249 |  | 06/30/2022 | 80320 | 206606675 | 06/30/2022
Rheem Sales Company, Inc. | Fujitsu | RGEA14030AJT081AC | Federally-Regulated Consumer Product | Weatherized Non-Condensing Gas | 1147 | 249 |  | 06/30/2022 | 79965 | 206606680 | 06/30/2022
Rheem Sales Company, Inc. | Fujitsu | RGECZR048AJT07**B | Federally-Regulated Consumer Product | Weatherized Non-Condensing Gas | 1873 | 167 |  | 06/30/2022 | 52596 | 206778668 | 06/30/2022
Rheem Sales Company, Inc. | Fujitsu | RGEA14024AJT06UAA | Federally-Regulated Consumer Product | Weatherized Non-Condensing Gas | 1236 | 253 |  | 06/30/2022 | 61566 | 205965578 | 06/30/2022
Rheem Sales Company, Inc. | Fujitsu | RGEA14024AJT061AC | Federally-Regulated Consumer Product | Weatherized Non-Condensing Gas | 1127 | 249 |  | 06/30/2022 | 80320 | 206606674 | 06/30/2022
Rheem Sales Company, Inc. | Fujitsu | RGEA14030AJT06XAC | Federally-Regulated Consumer Product | Weatherized Non-Condensing Gas | 1147 | 249 |  | 06/30/2022 | 79965 | 206606679 | 06/30/2022
Rheem Sales Company, Inc. | Fujitsu | RGEA15060AJV101AB | Federally-Regulated Consumer Product | Weatherized Non-Condensing Gas | 2166 | 294 |  | 06/30/2022 | 100081 | 204117066 | 06/30/2022
Rheem Sales Company, Inc. | Fujitsu | RGEA14024AJT04UAA | Federally-Regulated Consumer Product | Weatherized Non-Condensing Gas | 1181 | 251 |  | 06/30/2022 | 40068 | 205965585 | 06/30/2022
Rheem Sales Company, Inc. | Fujitsu | RGEA14036AJT061AC | Federally-Regulated Consumer Product | Weatherized Non-Condensing Gas | 1430 | 262 |  | 06/30/2022 | 99665 | 206606682 | 06/30/2022
Rheem Sales Company, Inc. | Fujitsu | RGEA14042AJT101AC | Federally-Regulated Consumer Product | Weatherized Non-Condensing Gas | 1494 | 265 |  | 06/30/2022 | 99609 | 206606690 | 06/30/2022
Rheem Sales Company, Inc. | Fujitsu | RGEA14036AJT06XAC | Federally-Regulated Consumer Product | Weatherized Non-Condensing Gas | 1430 | 262 |  | 06/30/2022 | 99665 | 206606683 | 06/30/2022
Rheem Sales Company, Inc. | CLIMATEMASTER | RGEA15042BJV10XAA | Federally-Regulated Consumer Product | Weatherized Non-Condensing Gas | 1375 | 260 |  | 06/30/2022 | 101119 | 205785537 | 06/30/2022
Rheem Sales Company, Inc. | CLIMATEMASTER | RGEA14048AJT081AB | Federally-Regulated Consumer Product | Weatherized Non-Condensing Gas | 1809 | 279 |  | 06/30/2022 | 99189 | 205785514 | 06/30/2022
Rheem Sales Company, Inc. | CLIMATEMASTER | RGEA15030AJV08XAB | Federally-Regulated Consumer Product | Weatherized Non-Condensing Gas | 1402 | 261 |  | 06/30/2022 | 80658 | 205785527 | 06/30/2022
Rheem Sales Company, Inc. | CLIMATEMASTER | RGEA14024AJT08XAC | Federally-Regulated Consumer Product | Weatherized Non-Condensing Gas | 1127 | 249 |  | 06/30/2022 | 80320 | 206606659 | 06/30/2022
Rheem Sales Company, Inc. | CLIMATEMASTER | RGEA15042BJV081AA | Federally-Regulated Consumer Product | Weatherized Non-Condensing Gas | 1375 | 260 |  | 06/30/2022 | 101119 | 205785534 | 06/30/2022
Rheem Sales Company, Inc. | CLIMATEMASTER | RGEA14048AJT08UAA | Federally-Regulated Consumer Product | Weatherized Non-Condensing Gas | 2026 | 288 |  | 06/30/2022 | 80019 | 205965567 | 06/30/2022
Rheem Sales Company, Inc. | CLIMATEMASTER | RGEA15048AJV10XAB | Federally-Regulated Consumer Product | Weatherized Non-Condensing Gas | 1720 | 275 |  | 06/30/2022 | 99897 | 205785541 | 06/30/2022
Rheem Sales Company, Inc. | CLIMATEMASTER | RGEA15042BJV08XAA | Federally-Regulated Consumer Product | Weatherized Non-Condensing Gas | 1375 | 260 |  | 06/30/2022 | 101119 | 205785535 | 06/30/2022
Rheem Sales Company, Inc. | CLIMATEMASTER | RGECZR048AJT07**A | Federally-Regulated Consumer Product | Weatherized Non-Condensing Gas | 1873 | 167 |  | 06/30/2022 | 52596 | 205785560 | 06/30/2022
Rheem Sales Company, Inc. | CLIMATEMASTER | RGEA14048AJT10XAB | Federally-Regulated Consumer Product | Weatherized Non-Condensing Gas | 1809 | 279 |  | 06/30/2022 | 99189 | 205785517 | 06/30/2022
Rheem Sales Company, Inc. | CLIMATEMASTER | RGEA15036BJV061AA | Federally-Regulated Consumer Product | Weatherized Non-Condensing Gas | 1355 | 258 |  | 06/30/2022 | 99675 | 205785528 | 06/30/2022
Rheem Sales Company, Inc. | CLIMATEMASTER | RGEA15048AJV08XAB | Federally-Regulated Consumer Product | Weatherized Non-Condensing Gas | 1720 | 275 |  | 06/30/2022 | 99897 | 205785539 | 06/30/2022
Rheem Sales Company, Inc. | CLIMATEMASTER | RGEA14048AJT10UAA | Federally-Regulated Consumer Product | Weatherized Non-Condensing Gas | 1832 | 280 |  | 06/30/2022 | 100370 | 205965568 | 06/30/2022
Rheem Sales Company, Inc. | CLIMATEMASTER | RGEA14042AJT08UAA | Federally-Regulated Consumer Product | Weatherized Non-Condensing Gas | 1635 | 271 |  | 06/30/2022 | 80943 | 205965569 | 06/30/2022
Rheem Sales Company, Inc. | CLIMATEMASTER | RGEA14036AJT10XAC | Federally-Regulated Consumer Product | Weatherized Non-Condensing Gas | 1430 | 262 |  | 06/30/2022 | 99665 | 206606669 | 06/30/2022
Rheem Sales Company, Inc. | CLIMATEMASTER | RGEA14042AJT08XAC | Federally-Regulated Consumer Product | Weatherized Non-Condensing Gas | 1494 | 265 |  | 06/30/2022 | 99609 | 206606671 | 06/30/2022
Rheem Sales Company, Inc. | CLIMATEMASTER | RGEA15024BJV06XAA | Federally-Regulated Consumer Product | Weatherized Non-Condensing Gas | 1395 | 260 |  | 06/30/2022 | 80305 | 205785521 | 06/30/2022
Rheem Sales Company, Inc. | CLIMATEMASTER | RGEA15060AJV101AB | Federally-Regulated Consumer Product | Weatherized Non-Condensing Gas | 2166 | 294 |  | 06/30/2022 | 100081 | 205785542 | 06/30/2022
Rheem Sales Company, Inc. | CLIMATEMASTER | RGEA14048AJT08XAB | Federally-Regulated Consumer Product | Weatherized Non-Condensing Gas | 1809 | 279 |  | 06/30/2022 | 99189 | 205785515 | 06/30/2022
Rheem Sales Company, Inc. | CLIMATEMASTER | RGEA16036AJV08TAB | Federally-Regulated Consumer Product | Weatherized Non-Condensing Gas | 1648 | 272 |  | 06/30/2022 | 76362 | 205785549 | 06/30/2022
Rheem Sales Company, Inc. | CLIMATEMASTER | RGEA15042BJV101AA | Federally-Regulated Consumer Product | Weatherized Non-Condensing Gas | 1375 | 260 |  | 06/30/2022 | 101119 | 205785536 | 06/30/2022
Rheem Sales Company, Inc. | CLIMATEMASTER | RGEA15048AJV101AB | Federally-Regulated Consumer Product | Weatherized Non-Condensing Gas | 1720 | 275 |  | 06/30/2022 | 99897 | 205785540 | 06/30/2022
Rheem Sales Company, Inc. | CLIMATEMASTER | RGEA16048AJV10TAB | Federally-Regulated Consumer Product | Weatherized Non-Condensing Gas | 1845 | 280 |  | 06/30/2022 | 76171 | 205785555 | 06/30/2022
Rheem Sales Company, Inc. | CLIMATEMASTER | RGEA14036AJT06XAC | Federally-Regulated Consumer Product | Weatherized Non-Condensing Gas | 1430 | 262 |  | 06/30/2022 | 99665 | 206606665 | 06/30/2022
Rheem Sales Company, Inc. | CLIMATEMASTER | RGEA14036AJT101AC | Federally-Regulated Consumer Product | Weatherized Non-Condensing Gas | 1430 | 262 |  | 06/30/2022 | 99665 | 206606668 | 06/30/2022
Rheem Sales Company, Inc. | CLIMATEMASTER | RGEA16048AJV102AB | Federally-Regulated Consumer Product | Weatherized Non-Condensing Gas | 1845 | 280 |  | 06/30/2022 | 76171 | 205785554 | 06/30/2022
Rheem Sales Company, Inc. | CLIMATEMASTER | RGEA16060AJV10TAB | Federally-Regulated Consumer Product | Weatherized Non-Condensing Gas | 2330 | 280 |  | 06/30/2022 | 75239 | 205785557 | 06/30/2022
Rheem Sales Company, Inc. | CLIMATEMASTER | RGEA15036BJV10XAA | Federally-Regulated Consumer Product | Weatherized Non-Condensing Gas | 1355 | 259 |  | 06/30/2022 | 99675 | 205785533 | 06/30/2022
Rheem Sales Company, Inc. | CLIMATEMASTER | RGEA16024AJV062AB | Federally-Regulated Consumer Product | Weatherized Non-Condensing Gas | 1358 | 259 |  | 06/30/2022 | 46205 | 205785544 | 06/30/2022
Rheem Sales Company, Inc. | CLIMATEMASTER | RGEA14030AJT04UAA | Federally-Regulated Consumer Product | Weatherized Non-Condensing Gas | 1189 | 251 |  | 06/30/2022 | 39887 | 205965563 | 06/30/2022
Rheem Sales Company, Inc. | CLIMATEMASTER | RGEA14036AJT06UAA | Federally-Regulated Consumer Product | Weatherized Non-Condensing Gas | 1434 | 262 |  | 06/30/2022 | 60723 | 205965565 | 06/30/2022
Rheem Sales Company, Inc. | CLIMATEMASTER | RGEA14060CJT10XAA | Federally-Regulated Consumer Product | Weatherized Non-Condensing Gas | 1911 | 283 |  | 06/30/2022 | 99261 | 205785519 | 06/30/2022
Rheem Sales Company, Inc. | CLIMATEMASTER | RGEA15048AJV081AB | Federally-Regulated Consumer Product | Weatherized Non-Condensing Gas | 1720 | 275 |  | 06/30/2022 | 99897 | 205785538 | 06/30/2022
Rheem Sales Company, Inc. | CLIMATEMASTER | RGEA15030AJV06XAB | Federally-Regulated Consumer Product | Weatherized Non-Condensing Gas | 1402 | 261 |  | 06/30/2022 | 80658 | 205785525 | 06/30/2022
Rheem Sales Company, Inc. | CLIMATEMASTER | RGEA16048AJV08TAB | Federally-Regulated Consumer Product | Weatherized Non-Condensing Gas | 1845 | 272 |  | 06/30/2022 | 76171 | 205785553 | 06/30/2022
Rheem Sales Company, Inc. | CLIMATEMASTER | RGEA16036AJV102AB | Federally-Regulated Consumer Product | Weatherized Non-Condensing Gas | 1648 | 272 |  | 06/30/2022 | 76362 | 205785550 | 06/30/2022
Rheem Sales Company, Inc. | CLIMATEMASTER | RGEA14048AJT101AB | Federally-Regulated Consumer Product | Weatherized Non-Condensing Gas | 1809 | 279 |  | 06/30/2022 | 99189 | 205785516 | 06/30/2022
Rheem Sales Company, Inc. | CLIMATEMASTER | RGECZR036AJT07**A | Federally-Regulated Consumer Product | Weatherized Non-Condensing Gas | 1475 | 165 |  | 06/30/2022 | 53157 | 205785558 | 06/30/2022
Rheem Sales Company, Inc. | CLIMATEMASTER | RGEA14036AJT081AC | Federally-Regulated Consumer Product | Weatherized Non-Condensing Gas | 1430 | 262 |  | 06/30/2022 | 99665 | 206606666 | 06/30/2022
Rheem Sales Company, Inc. | CLIMATEMASTER | RGEA16036AJV06TAB | Federally-Regulated Consumer Product | Weatherized Non-Condensing Gas | 1648 | 259 |  | 06/30/2022 | 76362 | 205785547 | 06/30/2022
Rheem Sales Company, Inc. | CLIMATEMASTER | RGEA14042AJT081AC | Federally-Regulated Consumer Product | Weatherized Non-Condensing Gas | 1494 | 265 |  | 06/30/2022 | 99609 | 206606670 | 06/30/2022
Rheem Sales Company, Inc. | CLIMATEMASTER | RGEA14036AJT08XAC | Federally-Regulated Consumer Product | Weatherized Non-Condensing Gas | 1430 | 262 |  | 06/30/2022 | 99665 | 206606667 | 06/30/2022
Rheem Sales Company, Inc. | CLIMATEMASTER | RGEA14030AJT06XAC | Federally-Regulated Consumer Product | Weatherized Non-Condensing Gas | 1147 | 249 |  | 06/30/2022 | 79965 | 206606661 | 06/30/2022
Rheem Sales Company, Inc. | CLIMATEMASTER | RGEA14042AJT10XAC | Federally-Regulated Consumer Product | Weatherized Non-Condensing Gas | 1494 | 265 |  | 06/30/2022 | 99609 | 206606673 | 06/30/2022
Rheem Sales Company, Inc. | CLIMATEMASTER | RGEA15036BJV101AA | Federally-Regulated Consumer Product | Weatherized Non-Condensing Gas | 1355 | 259 |  | 06/30/2022 | 99675 | 205785532 | 06/30/2022
Rheem Sales Company, Inc. | CLIMATEMASTER | RGEA15024BJV081AA | Federally-Regulated Consumer Product | Weatherized Non-Condensing Gas | 1395 | 260 |  | 06/30/2022 | 80305 | 205785522 | 06/30/2022
Rheem Sales Company, Inc. | CLIMATEMASTER | RGEA14030AJT061AC | Federally-Regulated Consumer Product | Weatherized Non-Condensing Gas | 1147 | 249 |  | 06/30/2022 | 79965 | 206606660 | 06/30/2022
Rheem Sales Company, Inc. | CLIMATEMASTER | RGEA14036AJT061AC | Federally-Regulated Consumer Product | Weatherized Non-Condensing Gas | 1430 | 262 |  | 06/30/2022 | 99665 | 206606664 | 06/30/2022
Rheem Sales Company, Inc. | CLIMATEMASTER | RGEA15024BJV08XAA | Federally-Regulated Consumer Product | Weatherized Non-Condensing Gas | 1395 | 260 |  | 06/30/2022 | 80305 | 205785523 | 06/30/2022
Rheem Sales Company, Inc. | CLIMATEMASTER | RGEA14030AJT06UAA | Federally-Regulated Consumer Product | Weatherized Non-Condensing Gas | 1125 | 248 |  | 06/30/2022 | 60094 | 205965562 | 06/30/2022
Rheem Sales Company, Inc. | CLIMATEMASTER | RGEA16024AJV06TAB | Federally-Regulated Consumer Product | Weatherized Non-Condensing Gas | 1358 | 259 |  | 06/30/2022 | 46205 | 205785545 | 06/30/2022
Rheem Sales Company, Inc. | CLIMATEMASTER | RGEA14024AJT06XAC | Federally-Regulated Consumer Product | Weatherized Non-Condensing Gas | 1127 | 249 |  | 06/30/2022 | 80320 | 206606657 | 06/30/2022
Rheem Sales Company, Inc. | CLIMATEMASTER | RGEA16036AJV062AB | Federally-Regulated Consumer Product | Weatherized Non-Condensing Gas | 1648 | 259 |  | 06/30/2022 | 76362 | 205785546 | 06/30/2022
Rheem Sales Company, Inc. | CLIMATEMASTER | RGEA14024AJT06UAA | Federally-Regulated Consumer Product | Weatherized Non-Condensing Gas | 1236 | 253 |  | 06/30/2022 | 61566 | 205965564 | 06/30/2022
Rheem Sales Company, Inc. | CLIMATEMASTER | RGEA14060CJT101AA | Federally-Regulated Consumer Product | Weatherized Non-Condensing Gas | 1911 | 283 |  | 06/30/2022 | 99261 | 205785518 | 06/30/2022
Rheem Sales Company, Inc. | CLIMATEMASTER | RGEA15030AJV081AB | Federally-Regulated Consumer Product | Weatherized Non-Condensing Gas | 1402 | 261 |  | 06/30/2022 | 80658 | 205785526 | 06/30/2022
Rheem Sales Company, Inc. | CLIMATEMASTER | RGEA14030AJT08XAC | Federally-Regulated Consumer Product | Weatherized Non-Condensing Gas | 1147 | 249 |  | 06/30/2022 | 79965 | 206606663 | 06/30/2022
Rheem Sales Company, Inc. | CLIMATEMASTER | RGEA14036AJT08UAA | Federally-Regulated Consumer Product | Weatherized Non-Condensing Gas | 1382 | 260 |  | 06/30/2022 | 80891 | 205965566 | 06/30/2022
Rheem Sales Company, Inc. | CLIMATEMASTER | RGEA16036AJV082AB | Federally-Regulated Consumer Product | Weatherized Non-Condensing Gas | 1648 | 272 |  | 06/30/2022 | 76362 | 205785548 | 06/30/2022
Rheem Sales Company, Inc. | CLIMATEMASTER | RGEA14024AJT061AC | Federally-Regulated Consumer Product | Weatherized Non-Condensing Gas | 1127 | 249 |  | 06/30/2022 | 80320 | 206606656 | 06/30/2022
Rheem Sales Company, Inc. | CLIMATEMASTER | RGEA15036BJV06XAA | Federally-Regulated Consumer Product | Weatherized Non-Condensing Gas | 1355 | 258 |  | 06/30/2022 | 99675 | 205785529 | 06/30/2022
Rheem Sales Company, Inc. | CLIMATEMASTER | RGEA14024AJT081AC | Federally-Regulated Consumer Product | Weatherized Non-Condensing Gas | 1127 | 249 |  | 06/30/2022 | 80320 | 206606658 | 06/30/2022
Rheem Sales Company, Inc. | CLIMATEMASTER | RGEA14060AJT10UAA | Federally-Regulated Consumer Product | Weatherized Non-Condensing Gas | 2066 | 290 |  | 06/30/2022 | 100130 | 205965570 | 06/30/2022
Rheem Sales Company, Inc. | CLIMATEMASTER | RGEA15060AJV10XAB | Federally-Regulated Consumer Product | Weatherized Non-Condensing Gas | 2166 | 294 |  | 06/30/2022 | 100081 | 205785543 | 06/30/2022
Rheem Sales Company, Inc. | CLIMATEMASTER | RGEA15030AJV061AB | Federally-Regulated Consumer Product | Weatherized Non-Condensing Gas | 1402 | 261 |  | 06/30/2022 | 80658 | 205785524 | 06/30/2022
Rheem Sales Company, Inc. | CLIMATEMASTER | RGEA15024BJV061AA | Federally-Regulated Consumer Product | Weatherized Non-Condensing Gas | 1395 | 260 |  | 06/30/2022 | 80305 | 205785520 | 06/30/2022
Rheem Sales Company, Inc. | CLIMATEMASTER | RGEA16036AJV10TAB | Federally-Regulated Consumer Product | Weatherized Non-Condensing Gas | 1648 | 272 |  | 06/30/2022 | 76362 | 205785551 | 06/30/2022
Rheem Sales Company, Inc. | CLIMATEMASTER | RGEA14024AJT04UAA | Federally-Regulated Consumer Product | Weatherized Non-Condensing Gas | 1181 | 251 |  | 06/30/2022 | 40068 | 205965571 | 06/30/2022
Rheem Sales Company, Inc. | CLIMATEMASTER | RGEA16060AJV102AB | Federally-Regulated Consumer Product | Weatherized Non-Condensing Gas | 2330 | 280 |  | 06/30/2022 | 75239 | 205785556 | 06/30/2022
Rheem Sales Company, Inc. | CLIMATEMASTER | RGEA14042AJT101AC | Federally-Regulated Consumer Product | Weatherized Non-Condensing Gas | 1494 | 265 |  | 06/30/2022 | 99609 | 206606672 | 06/30/2022
Rheem Sales Company, Inc. | CLIMATEMASTER | RGEA14030AJT081AC | Federally-Regulated Consumer Product | Weatherized Non-Condensing Gas | 1147 | 249 |  | 06/30/2022 | 79965 | 206606662 | 06/30/2022
Rheem Sales Company, Inc. | CLIMATEMASTER | RGECZR060AJT12**A | Federally-Regulated Consumer Product | Weatherized Non-Condensing Gas | 2183 | 266 |  | 06/30/2022 | 83968 | 205785563 | 06/30/2022
Rheem Sales Company, Inc. | CLIMATEMASTER | RGEA16048AJV082AB | Federally-Regulated Consumer Product | Weatherized Non-Condensing Gas | 1845 | 272 |  | 06/30/2022 | 76171 | 205785552 | 06/30/2022
Rheem Sales Company, Inc. | RUSSELL | RGEA14024AJT081AC | Federally-Regulated Consumer Product | Weatherized Non-Condensing Gas | 1127 | 249 |  | 06/30/2022 | 80320 | 206606587 | 06/30/2022
Rheem Sales Company, Inc. | RUSSELL | RGEA14030AJT04UAA | Federally-Regulated Consumer Product | Weatherized Non-Condensing Gas | 1189 | 251 |  | 06/30/2022 | 39887 | 205965553 | 06/30/2022
Rheem Sales Company, Inc. | RUSSELL | RGEA14024AJT06UAA | Federally-Regulated Consumer Product | Weatherized Non-Condensing Gas | 1236 | 253 |  | 06/30/2022 | 61566 | 205965554 | 06/30/2022
Rheem Sales Company, Inc. | RUSSELL | RGEA14060AJT10UAA | Federally-Regulated Consumer Product | Weatherized Non-Condensing Gas | 2066 | 290 |  | 06/30/2022 | 100130 | 205965560 | 06/30/2022
Rheem Sales Company, Inc. | RUSSELL | RGECZR036AJT07**B | Federally-Regulated Consumer Product | Weatherized Non-Condensing Gas | 1475 | 165 |  | 06/30/2022 | 53157 | 206778654 | 06/30/2022
Rheem Sales Company, Inc. | RUSSELL | RGEA14030AJT06UAA | Federally-Regulated Consumer Product | Weatherized Non-Condensing Gas | 1125 | 248 |  | 06/30/2022 | 60094 | 205965552 | 06/30/2022
Rheem Sales Company, Inc. | RUSSELL | RGEA14036AJT06UAA | Federally-Regulated Consumer Product | Weatherized Non-Condensing Gas | 1434 | 262 |  | 06/30/2022 | 60723 | 205965555 | 06/30/2022
Rheem Sales Company, Inc. | RUSSELL | RGEA14036AJT08UAA | Federally-Regulated Consumer Product | Weatherized Non-Condensing Gas | 1382 | 260 |  | 06/30/2022 | 80891 | 205965556 | 06/30/2022
Rheem Sales Company, Inc. | RUSSELL | RGEA14036AJT08XAC | Federally-Regulated Consumer Product | Weatherized Non-Condensing Gas | 1430 | 262 |  | 06/30/2022 | 99665 | 206606628 | 06/30/2022
Rheem Sales Company, Inc. | RUSSELL | RGEA14042AJT10XAC | Federally-Regulated Consumer Product | Weatherized Non-Condensing Gas | 1494 | 265 |  | 06/30/2022 | 99609 | 206606655 | 06/30/2022
Rheem Sales Company, Inc. | RUSSELL | RGEA14036AJT081AC | Federally-Regulated Consumer Product | Weatherized Non-Condensing Gas | 1430 | 262 |  | 06/30/2022 | 99665 | 206606623 | 06/30/2022
Rheem Sales Company, Inc. | RUSSELL | RGEA14036AJT10XAC | Federally-Regulated Consumer Product | Weatherized Non-Condensing Gas | 1430 | 262 |  | 06/30/2022 | 99665 | 206606637 | 06/30/2022
Rheem Sales Company, Inc. | RUSSELL | RGEA14042AJT08UAA | Federally-Regulated Consumer Product | Weatherized Non-Condensing Gas | 1635 | 271 |  | 06/30/2022 | 80943 | 205965559 | 06/30/2022
Rheem Sales Company, Inc. | RUSSELL | RGEA14030AJT081AC | Federally-Regulated Consumer Product | Weatherized Non-Condensing Gas | 1147 | 249 |  | 06/30/2022 | 79965 | 206606605 | 06/30/2022
Rheem Sales Company, Inc. | RUSSELL | RGEA14042AJT08XAC | Federally-Regulated Consumer Product | Weatherized Non-Condensing Gas | 1494 | 265 |  | 06/30/2022 | 99609 | 206606646 | 06/30/2022
Rheem Sales Company, Inc. | RUSSELL | RGEA14030AJT061AC | Federally-Regulated Consumer Product | Weatherized Non-Condensing Gas | 1147 | 249 |  | 06/30/2022 | 79965 | 206606596 | 06/30/2022
Rheem Sales Company, Inc. | RUSSELL | RGECZR048AJT07**B | Federally-Regulated Consumer Product | Weatherized Non-Condensing Gas | 1873 | 167 |  | 06/30/2022 | 52596 | 206778656 | 06/30/2022
Rheem Sales Company, Inc. | RUSSELL | RGEA14036AJT061AC | Federally-Regulated Consumer Product | Weatherized Non-Condensing Gas | 1430 | 262 |  | 06/30/2022 | 99665 | 206606614 | 06/30/2022
Rheem Sales Company, Inc. | RUSSELL | RGEA14042AJT081AC | Federally-Regulated Consumer Product | Weatherized Non-Condensing Gas | 1494 | 265 |  | 06/30/2022 | 99609 | 206606641 | 06/30/2022
Rheem Sales Company, Inc. | RUSSELL | RGEA14024AJT04UAA | Federally-Regulated Consumer Product | Weatherized Non-Condensing Gas | 1181 | 251 |  | 06/30/2022 | 40068 | 205965561 | 06/30/2022
Rheem Sales Company, Inc. | RUSSELL | RGEA14036AJT06XAC | Federally-Regulated Consumer Product | Weatherized Non-Condensing Gas | 1430 | 262 |  | 06/30/2022 | 99665 | 206606619 | 06/30/2022
Rheem Sales Company, Inc. | RUSSELL | RGEA14024AJT08XAC | Federally-Regulated Consumer Product | Weatherized Non-Condensing Gas | 1127 | 249 |  | 06/30/2022 | 80320 | 206606592 | 06/30/2022
Rheem Sales Company, Inc. | RUSSELL | RGECZR060AJT12**B | Federally-Regulated Consumer Product | Weatherized Non-Condensing Gas | 2183 | 266 |  | 06/30/2022 | 83968 | 206778659 | 06/30/2022
Rheem Sales Company, Inc. | RUSSELL | RGEA14030AJT08XAC | Federally-Regulated Consumer Product | Weatherized Non-Condensing Gas | 1147 | 249 |  | 06/30/2022 | 79965 | 206606610 | 06/30/2022
Rheem Sales Company, Inc. | RUSSELL | RGEA14036AJT101AC | Federally-Regulated Consumer Product | Weatherized Non-Condensing Gas | 1430 | 262 |  | 06/30/2022 | 99665 | 206606632 | 06/30/2022
Rheem Sales Company, Inc. | RUSSELL | RGEA14024AJT061AC | Federally-Regulated Consumer Product | Weatherized Non-Condensing Gas | 1127 | 249 |  | 06/30/2022 | 80320 | 206606578 | 06/30/2022
Rheem Sales Company, Inc. | RUSSELL | RGEA14048AJT08UAA | Federally-Regulated Consumer Product | Weatherized Non-Condensing Gas | 2026 | 288 |  | 06/30/2022 | 80019 | 205965557 | 06/30/2022
Rheem Sales Company, Inc. | RUSSELL | RGEA14048AJT10UAA | Federally-Regulated Consumer Product | Weatherized Non-Condensing Gas | 1832 | 280 |  | 06/30/2022 | 100370 | 205965558 | 06/30/2022
Rheem Sales Company, Inc. | RUSSELL | RGEA14042AJT101AC | Federally-Regulated Consumer Product | Weatherized Non-Condensing Gas | 1494 | 265 |  | 06/30/2022 | 99609 | 206606650 | 06/30/2022
Rheem Sales Company, Inc. | RUSSELL | RGEA14024AJT06XAC | Federally-Regulated Consumer Product | Weatherized Non-Condensing Gas | 1127 | 249 |  | 06/30/2022 | 80320 | 206606583 | 06/30/2022
Rheem Sales Company, Inc. | RUSSELL | RGEA14030AJT06XAC | Federally-Regulated Consumer Product | Weatherized Non-Condensing Gas | 1147 | 249 |  | 06/30/2022 | 79965 | 206606601 | 06/30/2022
Johnson Controls, Inc. | YORK BY JOHNSON CONTROLS | PCG6A361002X4 | Federally-Regulated Consumer Product | Weatherized Non-Condensing Gas | 1937 | 283 |  | 12/01/2021 | 64302 | 206168425 | 07/07/2022
Johnson Controls, Inc. | CHAMPION HEATING AND COOLING | PCG6A361002X4 | Federally-Regulated Consumer Product | Weatherized Non-Condensing Gas | 1937 | 283 | 284 | 12/01/2021 | 64302 | 206168438 | 07/07/2022
Johnson Controls, Inc. | FRASER-JOHNSTON BY JOHNSON CONTROLS | PCG6A361002X4 | Federally-Regulated Consumer Product | Weatherized Non-Condensing Gas | 1937 | 283 |  | 12/01/2021 | 64302 | 206168431 | 07/07/2022
Johnson Controls, Inc. | LUXAIRE BY JOHNSON CONTROLS | PCG6A361002X4 | Federally-Regulated Consumer Product | Weatherized Non-Condensing Gas | 1937 | 283 |  | 12/01/2021 | 64302 | 206168430 | 07/07/2022
Johnson Controls, Inc. | COLEMAN BY JOHNSON CONTROLS | PCG6A361002X4 | Federally-Regulated Consumer Product | Weatherized Non-Condensing Gas | 1937 | 283 |  | 12/01/2021 | 64302 | 206168427 | 07/07/2022
Johnson Controls, Inc. | LUXAIRE BY JOHNSON CONTROLS | PCG6A361002X4 | Federally-Regulated Consumer Product | Weatherized Non-Condensing Gas | 1620 | 269 |  | 07/07/2022 | 64980 | 206168430 | 07/07/2022
Johnson Controls, Inc. | CHAMPION HEATING AND COOLING | PCG6A361002X4 | Federally-Regulated Consumer Product | Weatherized Non-Condensing Gas | 1620 | 269 |  | 07/07/2022 | 64980 | 206168438 | 07/07/2022
Johnson Controls, Inc. | YORK BY JOHNSON CONTROLS | PCG6A361002X4 | Federally-Regulated Consumer Product | Weatherized Non-Condensing Gas | 1620 | 269 |  | 07/07/2022 | 64980 | 206168425 | 07/07/2022
Johnson Controls, Inc. | FRASER-JOHNSTON BY JOHNSON CONTROLS | PCG6A361002X4 | Federally-Regulated Consumer Product | Weatherized Non-Condensing Gas | 1620 | 269 |  | 07/07/2022 | 64980 | 206168431 | 07/07/2022
Johnson Controls, Inc. | COLEMAN BY JOHNSON CONTROLS | PCG6A361002X4 | Federally-Regulated Consumer Product | Weatherized Non-Condensing Gas | 1620 | 269 |  | 07/07/2022 | 64980 | 206168427 | 07/07/2022
Rheem Sales Company, Inc. | Sure | RGECZR036AJT10**B | Federally-Regulated Consumer Product | Weatherized Non-Condensing Gas | 1576 | 218 |  | 03/17/2021 | 100764 | 206778661 | 07/14/2022
Rheem Sales Company, Inc. | Sure | RGECZR036AJT10**A | Federally-Regulated Consumer Product | Weatherized Non-Condensing Gas | 1576 | 218 |  | 01/20/2021 | 100764 | 203473665 | 07/14/2022
Rheem Sales Company, Inc. | Sure | RGECZR060AJT07**B | Federally-Regulated Consumer Product | Weatherized Non-Condensing Gas | 2336 | 182 |  | 03/17/2021 | 52310 | 206778664 | 07/14/2022
Rheem Sales Company, Inc. | Sure | RGECZR060AJT07**A | Federally-Regulated Consumer Product | Weatherized Non-Condensing Gas | 2336 | 182 |  | 01/20/2021 | 52310 | 203473671 | 07/14/2022
Rheem Sales Company, Inc. | Sure | RGECZR048AJT12**A | Federally-Regulated Consumer Product | Weatherized Non-Condensing Gas | 1902 | 259 |  | 01/20/2021 | 84032 | 203473669 | 07/14/2022
Rheem Sales Company, Inc. | Sure | RGECZR048AJT12**B | Federally-Regulated Consumer Product | Weatherized Non-Condensing Gas | 1902 | 259 |  | 03/17/2021 | 84032 | 206778663 | 07/14/2022
Rheem Sales Company, Inc. | Mainline | RGECZR048AJT12**B | Federally-Regulated Consumer Product | Weatherized Non-Condensing Gas | 1902 | 259 |  | 03/17/2021 | 84032 | 206778675 | 07/14/2022
Rheem Sales Company, Inc. | Mainline | RGEA15036BJV08XAA | Federally-Regulated Consumer Product | Weatherized Non-Condensing Gas | 1355 | 259 |  | 12/01/2021 | 99675 | 205724695 | 07/14/2022
Rheem Sales Company, Inc. | Mainline | RGECZR048AJT12**A | Federally-Regulated Consumer Product | Weatherized Non-Condensing Gas | 1902 | 259 |  | 01/20/2021 | 84032 | 205785650 | 07/14/2022
Rheem Sales Company, Inc. | Mainline | RGECZR036AJT10**A | Federally-Regulated Consumer Product | Weatherized Non-Condensing Gas | 1576 | 218 |  | 01/20/2021 | 100764 | 205785648 | 07/14/2022
Rheem Sales Company, Inc. | Mainline | RGEA15036BJV081AA | Federally-Regulated Consumer Product | Weatherized Non-Condensing Gas | 1355 | 259 |  | 12/01/2021 | 99675 | 205724694 | 07/14/2022
Rheem Sales Company, Inc. | Mainline | RGECZR036AJT10**B | Federally-Regulated Consumer Product | Weatherized Non-Condensing Gas | 1576 | 218 |  | 03/17/2021 | 100764 | 206778673 | 07/14/2022
Rheem Sales Company, Inc. | Mainline | RGECZR060AJT07**A | Federally-Regulated Consumer Product | Weatherized Non-Condensing Gas | 2336 | 182 |  | 01/20/2021 | 52310 | 205785651 | 07/14/2022
Rheem Sales Company, Inc. | Mainline | RGECZR060AJT07**B | Federally-Regulated Consumer Product | Weatherized Non-Condensing Gas | 2336 | 182 |  | 03/17/2021 | 52310 | 206778676 | 07/14/2022
Rheem Sales Company, Inc. | Fujitsu | RGECZR060AJT07**A | Federally-Regulated Consumer Product | Weatherized Non-Condensing Gas | 2336 | 182 |  | 01/20/2021 | 52310 | 205785671 | 07/14/2022
Rheem Sales Company, Inc. | Fujitsu | RGECZR060AJT07**B | Federally-Regulated Consumer Product | Weatherized Non-Condensing Gas | 2336 | 182 |  | 03/17/2021 | 52310 | 206778670 | 07/14/2022
Rheem Sales Company, Inc. | Fujitsu | RGECZR036AJT10**B | Federally-Regulated Consumer Product | Weatherized Non-Condensing Gas | 1576 | 218 |  | 03/17/2021 | 100764 | 206778667 | 07/14/2022
Rheem Sales Company, Inc. | Fujitsu | RGECZR048AJT12**B | Federally-Regulated Consumer Product | Weatherized Non-Condensing Gas | 1902 | 259 |  | 03/17/2021 | 84032 | 206778669 | 07/14/2022
Rheem Sales Company, Inc. | Ruud | RGECZR060AJT07**A | Federally-Regulated Consumer Product | Weatherized Non-Condensing Gas | 2336 | 182 |  | 01/20/2021 | 52310 | 203473670 | 07/14/2022
Rheem Sales Company, Inc. | Ruud | RGECZR048AJT12**A | Federally-Regulated Consumer Product | Weatherized Non-Condensing Gas | 1902 | 259 |  | 01/20/2021 | 84032 | 203473668 | 07/14/2022
Rheem Sales Company, Inc. | Ruud | RGECZR048AJT12**B | Federally-Regulated Consumer Product | Weatherized Non-Condensing Gas | 1902 | 259 |  | 03/17/2021 | 84032 | 206778651 | 07/14/2022
Rheem Sales Company, Inc. | Ruud | RGECZR036AJT10**B | Federally-Regulated Consumer Product | Weatherized Non-Condensing Gas | 1576 | 218 |  | 03/17/2021 | 100764 | 206778649 | 07/14/2022
Rheem Sales Company, Inc. | Ruud | RGECZR060AJT07**B | Federally-Regulated Consumer Product | Weatherized Non-Condensing Gas | 2336 | 182 |  | 03/17/2021 | 52310 | 206778652 | 07/14/2022
Rheem Sales Company, Inc. | Ruud | RGECZR036AJT10**A | Federally-Regulated Consumer Product | Weatherized Non-Condensing Gas | 1576 | 218 |  | 01/20/2021 | 100764 | 203473664 | 07/14/2022
Rheem Sales Company, Inc. | Sure | RGECZR036AJT10**B | Federally-Regulated Consumer Product | Weatherized Non-Condensing Gas | 1576 | 218 |  | 07/14/2022 | 100764 | 206778661 | 07/14/2022
Rheem Sales Company, Inc. | Sure | RGECZR036AJT10**A | Federally-Regulated Consumer Product | Weatherized Non-Condensing Gas | 1576 | 218 |  | 07/14/2022 | 100764 | 203473665 | 07/14/2022
Rheem Sales Company, Inc. | Sure | RGECZR060AJT07**B | Federally-Regulated Consumer Product | Weatherized Non-Condensing Gas | 2336 | 182 |  | 07/14/2022 | 52310 | 206778664 | 07/14/2022
Rheem Sales Company, Inc. | Sure | RGECZR060AJT07**A | Federally-Regulated Consumer Product | Weatherized Non-Condensing Gas | 2336 | 182 |  | 07/14/2022 | 52310 | 203473671 | 07/14/2022
Rheem Sales Company, Inc. | Sure | RGECZR048AJT12**A | Federally-Regulated Consumer Product | Weatherized Non-Condensing Gas | 1902 | 259 |  | 07/14/2022 | 84032 | 203473669 | 07/14/2022
Rheem Sales Company, Inc. | Sure | RGECZR048AJT12**B | Federally-Regulated Consumer Product | Weatherized Non-Condensing Gas | 1902 | 259 |  | 07/14/2022 | 84032 | 206778663 | 07/14/2022
Rheem Sales Company, Inc. | CLIMATEMASTER | RGECZR036AJT10**A | Federally-Regulated Consumer Product | Weatherized Non-Condensing Gas | 1576 | 218 |  | 01/20/2021 | 100764 | 205785559 | 07/14/2022
Rheem Sales Company, Inc. | CLIMATEMASTER | RGEA15036BJV081AA | Federally-Regulated Consumer Product | Weatherized Non-Condensing Gas | 1355 | 259 |  | 12/01/2021 | 99675 | 205785530 | 07/14/2022
Rheem Sales Company, Inc. | CLIMATEMASTER | RGECZR048AJT12**A | Federally-Regulated Consumer Product | Weatherized Non-Condensing Gas | 1902 | 259 |  | 01/20/2021 | 84032 | 205785561 | 07/14/2022
Rheem Sales Company, Inc. | CLIMATEMASTER | RGECZR060AJT07**A | Federally-Regulated Consumer Product | Weatherized Non-Condensing Gas | 2336 | 182 |  | 01/20/2021 | 52310 | 205785562 | 07/14/2022
Rheem Sales Company, Inc. | CLIMATEMASTER | RGEA15036BJV08XAA | Federally-Regulated Consumer Product | Weatherized Non-Condensing Gas | 1355 | 259 |  | 12/01/2021 | 99675 | 205785531 | 07/14/2022
Rheem Sales Company, Inc. | Mainline | RGECZR048AJT12**B | Federally-Regulated Consumer Product | Weatherized Non-Condensing Gas | 1902 | 259 |  | 07/14/2022 | 84032 | 206778675 | 07/14/2022
Rheem Sales Company, Inc. | Mainline | RGEA15036BJV08XAA | Federally-Regulated Consumer Product | Weatherized Non-Condensing Gas | 1355 | 259 |  | 07/14/2022 | 99675 | 205724695 | 07/14/2022
Rheem Sales Company, Inc. | Mainline | RGECZR048AJT12**A | Federally-Regulated Consumer Product | Weatherized Non-Condensing Gas | 1902 | 259 |  | 07/14/2022 | 84032 | 205785650 | 07/14/2022
Rheem Sales Company, Inc. | Mainline | RGECZR036AJT10**A | Federally-Regulated Consumer Product | Weatherized Non-Condensing Gas | 1576 | 218 |  | 07/14/2022 | 100764 | 205785648 | 07/14/2022
Rheem Sales Company, Inc. | Mainline | RGEA15036BJV081AA | Federally-Regulated Consumer Product | Weatherized Non-Condensing Gas | 1355 | 259 |  | 07/14/2022 | 99675 | 205724694 | 07/14/2022
Rheem Sales Company, Inc. | Mainline | RGECZR036AJT10**B | Federally-Regulated Consumer Product | Weatherized Non-Condensing Gas | 1576 | 218 |  | 07/14/2022 | 100764 | 206778673 | 07/14/2022
Rheem Sales Company, Inc. | Mainline | RGECZR060AJT07**A | Federally-Regulated Consumer Product | Weatherized Non-Condensing Gas | 2336 | 182 |  | 07/14/2022 | 52310 | 205785651 | 07/14/2022
Rheem Sales Company, Inc. | Mainline | RGECZR060AJT07**B | Federally-Regulated Consumer Product | Weatherized Non-Condensing Gas | 2336 | 182 |  | 07/14/2022 | 52310 | 206778676 | 07/14/2022
Rheem Sales Company, Inc. | Fujitsu | RGECZR060AJT07**A | Federally-Regulated Consumer Product | Weatherized Non-Condensing Gas | 2336 | 182 |  | 07/14/2022 | 52310 | 205785671 | 07/14/2022
Rheem Sales Company, Inc. | Fujitsu | RGECZR060AJT07**B | Federally-Regulated Consumer Product | Weatherized Non-Condensing Gas | 2336 | 182 |  | 07/14/2022 | 52310 | 206778670 | 07/14/2022
Rheem Sales Company, Inc. | Fujitsu | RGECZR036AJT10**B | Federally-Regulated Consumer Product | Weatherized Non-Condensing Gas | 1576 | 218 |  | 07/14/2022 | 100764 | 206778667 | 07/14/2022
Rheem Sales Company, Inc. | Fujitsu | RGECZR048AJT12**B | Federally-Regulated Consumer Product | Weatherized Non-Condensing Gas | 1902 | 259 |  | 07/14/2022 | 84032 | 206778669 | 07/14/2022
Rheem Sales Company, Inc. | Ruud | RGECZR060AJT07**A | Federally-Regulated Consumer Product | Weatherized Non-Condensing Gas | 2336 | 182 |  | 07/14/2022 | 52310 | 203473670 | 07/14/2022
Rheem Sales Company, Inc. | Ruud | RGECZR048AJT12**A | Federally-Regulated Consumer Product | Weatherized Non-Condensing Gas | 1902 | 259 |  | 07/14/2022 | 84032 | 203473668 | 07/14/2022
Rheem Sales Company, Inc. | Ruud | RGECZR048AJT12**B | Federally-Regulated Consumer Product | Weatherized Non-Condensing Gas | 1902 | 259 |  | 07/14/2022 | 84032 | 206778651 | 07/14/2022
Rheem Sales Company, Inc. | Ruud | RGECZR036AJT10**B | Federally-Regulated Consumer Product | Weatherized Non-Condensing Gas | 1576 | 218 |  | 07/14/2022 | 100764 | 206778649 | 07/14/2022
Rheem Sales Company, Inc. | Ruud | RGECZR060AJT07**B | Federally-Regulated Consumer Product | Weatherized Non-Condensing Gas | 2336 | 182 |  | 07/14/2022 | 52310 | 206778652 | 07/14/2022
Rheem Sales Company, Inc. | Ruud | RGECZR036AJT10**A | Federally-Regulated Consumer Product | Weatherized Non-Condensing Gas | 1576 | 218 |  | 07/14/2022 | 100764 | 203473664 | 07/14/2022
Rheem Sales Company, Inc. | Rheem | RGECZR060AJT07**A | Federally-Regulated Consumer Product | Weatherized Non-Condensing Gas | 2336 | 182 |  | 01/20/2021 | 52310 | 203473618 | 07/14/2022
Rheem Sales Company, Inc. | Rheem | RGECZR036AJT10**B | Federally-Regulated Consumer Product | Weatherized Non-Condensing Gas | 1576 | 218 |  | 03/10/2021 | 100764 | 206717345 | 07/14/2022
Rheem Sales Company, Inc. | Rheem | RGECZR048AJT12**B | Federally-Regulated Consumer Product | Weatherized Non-Condensing Gas | 1902 | 259 |  | 03/10/2021 | 84032 | 206717347 | 07/14/2022
Rheem Sales Company, Inc. | Rheem | RGECZR036AJT10**A | Federally-Regulated Consumer Product | Weatherized Non-Condensing Gas | 1576 | 218 |  | 01/20/2021 | 100764 | 203473615 | 07/14/2022
Rheem Sales Company, Inc. | Rheem | RGECZR048AJT12**A | Federally-Regulated Consumer Product | Weatherized Non-Condensing Gas | 1902 | 259 |  | 01/20/2021 | 84032 | 203473617 | 07/14/2022
Rheem Sales Company, Inc. | Rheem | RGECZR060AJT07**B | Federally-Regulated Consumer Product | Weatherized Non-Condensing Gas | 2336 | 182 |  | 03/10/2021 | 52310 | 206717348 | 07/14/2022
Rheem Sales Company, Inc. | RUSSELL | RGECZR048AJT12**B | Federally-Regulated Consumer Product | Weatherized Non-Condensing Gas | 1902 | 259 |  | 03/17/2021 | 84032 | 206778657 | 07/14/2022
Rheem Sales Company, Inc. | RUSSELL | RGECZR060AJT07**B | Federally-Regulated Consumer Product | Weatherized Non-Condensing Gas | 2336 | 182 |  | 03/17/2021 | 52310 | 206778658 | 07/14/2022
Rheem Sales Company, Inc. | RUSSELL | RGECZR036AJT10**B | Federally-Regulated Consumer Product | Weatherized Non-Condensing Gas | 1576 | 218 |  | 03/17/2021 | 100764 | 206778655 | 07/14/2022
Rheem Sales Company, Inc. | CLIMATEMASTER | RGECZR036AJT10**A | Federally-Regulated Consumer Product | Weatherized Non-Condensing Gas | 1576 | 218 |  | 07/14/2022 | 100764 | 205785559 | 07/14/2022
Rheem Sales Company, Inc. | CLIMATEMASTER | RGEA15036BJV081AA | Federally-Regulated Consumer Product | Weatherized Non-Condensing Gas | 1355 | 259 |  | 07/14/2022 | 99675 | 205785530 | 07/14/2022
Rheem Sales Company, Inc. | CLIMATEMASTER | RGECZR048AJT12**A | Federally-Regulated Consumer Product | Weatherized Non-Condensing Gas | 1902 | 259 |  | 07/14/2022 | 84032 | 205785561 | 07/14/2022
Rheem Sales Company, Inc. | CLIMATEMASTER | RGECZR060AJT07**A | Federally-Regulated Consumer Product | Weatherized Non-Condensing Gas | 2336 | 182 |  | 07/14/2022 | 52310 | 205785562 | 07/14/2022
Rheem Sales Company, Inc. | CLIMATEMASTER | RGEA15036BJV08XAA | Federally-Regulated Consumer Product | Weatherized Non-Condensing Gas | 1355 | 259 |  | 07/14/2022 | 99675 | 205785531 | 07/14/2022
Rheem Sales Company, Inc. | RUSSELL | RGECZR048AJT12**B | Federally-Regulated Consumer Product | Weatherized Non-Condensing Gas | 1902 | 259 |  | 07/14/2022 | 84032 | 206778657 | 07/14/2022
Rheem Sales Company, Inc. | RUSSELL | RGECZR060AJT07**B | Federally-Regulated Consumer Product | Weatherized Non-Condensing Gas | 2336 | 182 |  | 07/14/2022 | 52310 | 206778658 | 07/14/2022
Rheem Sales Company, Inc. | RUSSELL | RGECZR036AJT10**B | Federally-Regulated Consumer Product | Weatherized Non-Condensing Gas | 1576 | 218 |  | 07/14/2022 | 100764 | 206778655 | 07/14/2022
Rheem Sales Company, Inc. | Rheem | RGECZR060AJT07**A | Federally-Regulated Consumer Product | Weatherized Non-Condensing Gas | 2336 | 182 |  | 07/14/2022 | 52310 | 203473618 | 07/14/2022
Rheem Sales Company, Inc. | Rheem | RGECZR036AJT10**B | Federally-Regulated Consumer Product | Weatherized Non-Condensing Gas | 1576 | 218 |  | 07/14/2022 | 100764 | 206717345 | 07/14/2022
Rheem Sales Company, Inc. | Rheem | RGECZR048AJT12**B | Federally-Regulated Consumer Product | Weatherized Non-Condensing Gas | 1902 | 259 |  | 07/14/2022 | 84032 | 206717347 | 07/14/2022
Rheem Sales Company, Inc. | Rheem | RGECZR036AJT10**A | Federally-Regulated Consumer Product | Weatherized Non-Condensing Gas | 1576 | 218 |  | 07/14/2022 | 100764 | 203473615 | 07/14/2022
Rheem Sales Company, Inc. | Rheem | RGECZR048AJT12**A | Federally-Regulated Consumer Product | Weatherized Non-Condensing Gas | 1902 | 259 |  | 07/14/2022 | 84032 | 203473617 | 07/14/2022
Rheem Sales Company, Inc. | Rheem | RGECZR060AJT07**B | Federally-Regulated Consumer Product | Weatherized Non-Condensing Gas | 2336 | 182 |  | 07/14/2022 | 52310 | 206717348 | 07/14/2022
Nordyne, LLC | Maytag | PDF2SFX36K100CB | Federally-Regulated Consumer Product | Weatherized Non-Condensing Gas | 1575 | 268 | 268.3 | 07/22/2020 | 65500 | 8087709 | 07/21/2022
Carrier Corp. - Indianapolis | Goettl | N95ESN1002122A*D | Federally-Regulated Consumer Product | Non-Weatherized, Condensing Ga | 2017 | 283 |  | 07/29/2020 | 99705 | 205962022 | 08/02/2022
Carrier Corp. - Indianapolis | Goettl | N95ESN0601412A | Federally-Regulated Consumer Product | Non-Weatherized, Condensing Ga | 1176 | 247 |  | 07/29/2020 | 59961 | 205961999 | 08/02/2022
Carrier Corp. - Indianapolis | Goettl | PDS448115K**0G* | Federally-Regulated Consumer Product | Weatherized Non-Condensing Gas | 1989 | 287 |  | 07/29/2020 | 115206 | 205962096 | 08/02/2022
Carrier Corp. - Indianapolis | Goettl | N96VSN0401712A*D | Federally-Regulated Consumer Product | Non-Weatherized, Condensing Ga | 1103 | 243 |  | 07/29/2020 | 39803 | 205962037 | 08/02/2022
Carrier Corp. - Indianapolis | Goettl | PDS460090K**1G* | Federally-Regulated Consumer Product | Weatherized Non-Condensing Gas | 2222 | 297 |  | 07/29/2020 | 90150 | 205962101 | 08/02/2022
Carrier Corp. - Indianapolis | Goettl | N95ESN0601714A*D | Federally-Regulated Consumer Product | Non-Weatherized, Condensing Ga | 1346 | 254 |  | 07/29/2020 | 60102 | 205962006 | 08/02/2022
Carrier Corp. - Indianapolis | Goettl | N95ESN0802120A**D | Federally-Regulated Consumer Product | Mobile Home Non-Weatherized, C | 1837 | 276 |  | 07/29/2020 | 79777 | 205962013 | 08/02/2022
Carrier Corp. - Indianapolis | Goettl | PDD424060K**0G* | Federally-Regulated Consumer Product | Weatherized Non-Condensing Gas | 1285 | 256 |  | 07/29/2020 | 60738 | 205962052 | 08/02/2022
Carrier Corp. - Indianapolis | Goettl | PDS448130K**0G* | Federally-Regulated Consumer Product | Weatherized Non-Condensing Gas | 2113 | 292 |  | 07/29/2020 | 127041 | 205962098 | 08/02/2022
Carrier Corp. - Indianapolis | Goettl | N96VSN1002120A | Federally-Regulated Consumer Product | Non-Weatherized, Condensing Ga | 2188 | 291 |  | 07/29/2020 | 99935 | 205962046 | 08/02/2022
Carrier Corp. - Indianapolis | Goettl | PDS460130K**1G* | Federally-Regulated Consumer Product | Weatherized Non-Condensing Gas | 2025 | 288 |  | 07/29/2020 | 126976 | 205962105 | 08/02/2022
Carrier Corp. - Indianapolis | Goettl | PDS448130K**1G* | Federally-Regulated Consumer Product | Weatherized Non-Condensing Gas | 2113 | 292 |  | 07/29/2020 | 127041 | 205962099 | 08/02/2022
Carrier Corp. - Indianapolis | Goettl | PDS460115K**1G* | Federally-Regulated Consumer Product | Weatherized Non-Condensing Gas | 2187 | 295 |  | 07/29/2020 | 115163 | 205962103 | 08/02/2022
Carrier Corp. - Indianapolis | Goettl | PDS448090K**0G* | Federally-Regulated Consumer Product | Weatherized Non-Condensing Gas | 2067 | 290 |  | 07/29/2020 | 90607 | 205962094 | 08/02/2022
Carrier Corp. - Indianapolis | Goettl | N95ESU0802120A | Federally-Regulated Consumer Product | Non-Weatherized, Condensing Ga | 2136 | 289 |  | 07/29/2020 | 79889 | 205962031 | 08/02/2022
Carrier Corp. - Indianapolis | Goettl | N95ESN0601714A**D | Federally-Regulated Consumer Product | Mobile Home Non-Weatherized, C | 1346 | 254 |  | 07/29/2020 | 60102 | 205962005 | 08/02/2022
Carrier Corp. - Indianapolis | Goettl | N95ESN1402422A*D | Federally-Regulated Consumer Product | Non-Weatherized, Condensing Ga | 2328 | 297 |  | 07/29/2020 | 139741 | 205962028 | 08/02/2022
Carrier Corp. - Indianapolis | Goettl | N96VSN0601714A*D | Federally-Regulated Consumer Product | Non-Weatherized, Condensing Ga | 1591 | 265 |  | 07/29/2020 | 60186 | 205962041 | 08/02/2022
Carrier Corp. - Indianapolis | Goettl | PGD430040K**0H* | Federally-Regulated Consumer Product | Weatherized Non-Condensing Gas | 1217 | 253 |  | 07/29/2020 | 40800 | 205962111 | 08/02/2022
Carrier Corp. - Indianapolis | Goettl | N95ESN0601714A* | Federally-Regulated Consumer Product | Mobile Home Non-Weatherized, C | 1346 | 254 |  | 07/29/2020 | 60102 | 205962004 | 08/02/2022
Carrier Corp. - Indianapolis | Goettl | PGD436060K**2G* | Federally-Regulated Consumer Product | Weatherized Non-Condensing Gas | 1642 | 271 |  | 07/29/2020 | 60562 | 205962118 | 08/02/2022
Carrier Corp. - Indianapolis | Goettl | N95ESN1002120A* | Federally-Regulated Consumer Product | Mobile Home Non-Weatherized, C | 2102 | 287 |  | 07/29/2020 | 99999 | 205962016 | 08/02/2022
Carrier Corp. - Indianapolis | Goettl | N96VSN0601714A | Federally-Regulated Consumer Product | Non-Weatherized, Condensing Ga | 1591 | 265 |  | 07/29/2020 | 60186 | 205962040 | 08/02/2022
Carrier Corp. - Indianapolis | Goettl | N95ESN1002122A | Federally-Regulated Consumer Product | Non-Weatherized, Condensing Ga | 2017 | 283 |  | 07/29/2020 | 99705 | 205962019 | 08/02/2022
Carrier Corp. - Indianapolis | Goettl | N96VSN1002120A*D | Federally-Regulated Consumer Product | Non-Weatherized, Condensing Ga | 2188 | 291 |  | 07/29/2020 | 99935 | 205962047 | 08/02/2022
Carrier Corp. - Indianapolis | Goettl | N96VSN0801716A*D | Federally-Regulated Consumer Product | Non-Weatherized, Condensing Ga | 1766 | 272 |  | 10/07/2020 | 80180 | 205962043 | 08/02/2022
Carrier Corp. - Indianapolis | Goettl | PDD424040K**0G* | Federally-Regulated Consumer Product | Weatherized Non-Condensing Gas | 1217 | 253 |  | 07/29/2020 | 40800 | 205962050 | 08/02/2022
Carrier Corp. - Indianapolis | Goettl | N95ESN1202422A*D | Federally-Regulated Consumer Product | Non-Weatherized, Condensing Ga | 2161 | 290 |  | 07/29/2020 | 119834 | 205962026 | 08/02/2022
Carrier Corp. - Indianapolis | Goettl | PGD424040K**0G* | Federally-Regulated Consumer Product | Weatherized Non-Condensing Gas | 1217 | 253 |  | 07/29/2020 | 40800 | 205962106 | 08/02/2022
Carrier Corp. - Indianapolis | Goettl | PDS460115K**0G* | Federally-Regulated Consumer Product | Weatherized Non-Condensing Gas | 2187 | 295 |  | 07/29/2020 | 115163 | 205962102 | 08/02/2022
Carrier Corp. - Indianapolis | Goettl | N96VSN0401410A | Federally-Regulated Consumer Product | Non-Weatherized, Condensing Ga | 1075 | 242 |  | 07/29/2020 | 40086 | 205962034 | 08/02/2022
Carrier Corp. - Indianapolis | Goettl | N95ESN0601412A*D | Federally-Regulated Consumer Product | Non-Weatherized, Condensing Ga | 1176 | 247 |  | 07/29/2020 | 59961 | 205962002 | 08/02/2022
Carrier Corp. - Indianapolis | Goettl | PGD424040K**1G* | Federally-Regulated Consumer Product | Weatherized Non-Condensing Gas | 1217 | 253 |  | 07/29/2020 | 40800 | 205962107 | 08/02/2022
Carrier Corp. - Indianapolis | Goettl | N95ESN0802120A* | Federally-Regulated Consumer Product | Mobile Home Non-Weatherized, C | 1837 | 276 |  | 07/29/2020 | 79777 | 205962012 | 08/02/2022
Carrier Corp. - Indianapolis | Goettl | N96VSN0401712A | Federally-Regulated Consumer Product | Non-Weatherized, Condensing Ga | 1103 | 243 |  | 07/29/2020 | 39803 | 205962036 | 08/02/2022
Carrier Corp. - Indianapolis | Goettl | N96VSN0802120A | Federally-Regulated Consumer Product | Non-Weatherized, Condensing Ga | 2231 | 293 |  | 07/29/2020 | 79961 | 205962044 | 08/02/2022
Carrier Corp. - Indianapolis | Goettl | N95ESN0801716A | Federally-Regulated Consumer Product | Non-Weatherized, Condensing Ga | 1771 | 273 |  | 07/29/2020 | 80331 | 205962007 | 08/02/2022
Carrier Corp. - Indianapolis | Goettl | N95ESN1002122A**D | Federally-Regulated Consumer Product | Mobile Home Non-Weatherized, C | 2017 | 283 |  | 07/29/2020 | 99705 | 205962021 | 08/02/2022
Carrier Corp. - Indianapolis | Goettl | N96VSN0601412A*D | Federally-Regulated Consumer Product | Non-Weatherized, Condensing Ga | 1224 | 248 |  | 07/29/2020 | 59736 | 205962039 | 08/02/2022
Carrier Corp. - Indianapolis | Goettl | PDD430060K**0G* | Federally-Regulated Consumer Product | Weatherized Non-Condensing Gas | 1285 | 256 |  | 07/29/2020 | 60738 | 205962056 | 08/02/2022
Carrier Corp. - Indianapolis | Goettl | PGD424060K**2G* | Federally-Regulated Consumer Product | Weatherized Non-Condensing Gas | 1329 | 257 |  | 07/29/2020 | 60245 | 205962110 | 08/02/2022
Carrier Corp. - Indianapolis | Goettl | N95ESU0601716A | Federally-Regulated Consumer Product | Non-Weatherized, Condensing Ga | 1521 | 262 |  | 07/29/2020 | 59594 | 205962030 | 08/02/2022
Carrier Corp. - Indianapolis | Goettl | N96VSN0401410A*D | Federally-Regulated Consumer Product | Non-Weatherized, Condensing Ga | 1075 | 242 |  | 07/29/2020 | 40086 | 205962035 | 08/02/2022
Carrier Corp. - Indianapolis | Goettl | PGD430060K**1H* | Federally-Regulated Consumer Product | Weatherized Non-Condensing Gas | 1285 | 256 |  | 07/29/2020 | 60738 | 205962114 | 08/02/2022
Carrier Corp. - Indianapolis | Goettl | PGD430040K**1H* | Federally-Regulated Consumer Product | Weatherized Non-Condensing Gas | 1217 | 253 |  | 07/29/2020 | 40800 | 205962112 | 08/02/2022
Carrier Corp. - Indianapolis | Goettl | PGD424060K**1G* | Federally-Regulated Consumer Product | Weatherized Non-Condensing Gas | 1285 | 256 |  | 07/29/2020 | 60738 | 205962109 | 08/02/2022
Carrier Corp. - Indianapolis | Goettl | N95ESN0802120A*D | Federally-Regulated Consumer Product | Non-Weatherized, Condensing Ga | 1837 | 276 |  | 07/29/2020 | 79777 | 205962014 | 08/02/2022
Carrier Corp. - Indianapolis | Goettl | PDS448090K**1G* | Federally-Regulated Consumer Product | Weatherized Non-Condensing Gas | 2067 | 290 |  | 07/29/2020 | 90607 | 205962095 | 08/02/2022
Carrier Corp. - Indianapolis | Goettl | N95ESN1002120A | Federally-Regulated Consumer Product | Non-Weatherized, Condensing Ga | 2102 | 287 |  | 07/29/2020 | 99999 | 205962015 | 08/02/2022
Carrier Corp. - Indianapolis | Goettl | N95ESN0801716A**D | Federally-Regulated Consumer Product | Mobile Home Non-Weatherized, C | 1771 | 273 |  | 07/29/2020 | 80331 | 205962009 | 08/02/2022
Carrier Corp. - Indianapolis | Goettl | N96VSN1202422A*D | Federally-Regulated Consumer Product | Non-Weatherized, Condensing Ga | 2331 | 297 |  | 07/29/2020 | 119569 | 205962049 | 08/02/2022
Carrier Corp. - Indianapolis | Goettl | PDS460090K**0G* | Federally-Regulated Consumer Product | Weatherized Non-Condensing Gas | 2222 | 297 |  | 07/29/2020 | 90150 | 205962100 | 08/02/2022
Carrier Corp. - Indianapolis | Goettl | PDD424060K**1G* | Federally-Regulated Consumer Product | Weatherized Non-Condensing Gas | 1285 | 256 |  | 07/29/2020 | 60738 | 205962053 | 08/02/2022
Carrier Corp. - Indianapolis | Goettl | N95ESN1202422A | Federally-Regulated Consumer Product | Non-Weatherized, Condensing Ga | 2161 | 290 |  | 07/29/2020 | 119834 | 205962023 | 08/02/2022
Carrier Corp. - Indianapolis | Goettl | PGD424060K**0G* | Federally-Regulated Consumer Product | Weatherized Non-Condensing Gas | 1285 | 256 |  | 07/29/2020 | 60738 | 205962108 | 08/02/2022
Carrier Corp. - Indianapolis | Goettl | N95ESN1202422A**D | Federally-Regulated Consumer Product | Mobile Home Non-Weatherized, C | 2161 | 290 |  | 07/29/2020 | 119834 | 205962025 | 08/02/2022
Carrier Corp. - Indianapolis | Goettl | PDD424040K**1G* | Federally-Regulated Consumer Product | Weatherized Non-Condensing Gas | 1217 | 253 |  | 07/29/2020 | 40800 | 205962051 | 08/02/2022
Carrier Corp. - Indianapolis | Goettl | PGD430060K**2H* | Federally-Regulated Consumer Product | Weatherized Non-Condensing Gas | 1265 | 254 |  | 07/29/2020 | 60262 | 205962115 | 08/02/2022
Carrier Corp. - Indianapolis | Goettl | N95ESN1002120A**D | Federally-Regulated Consumer Product | Mobile Home Non-Weatherized, C | 2102 | 287 |  | 07/29/2020 | 99999 | 205962017 | 08/02/2022
Carrier Corp. - Indianapolis | Goettl | PDS448115K**1G* | Federally-Regulated Consumer Product | Weatherized Non-Condensing Gas | 1989 | 287 |  | 07/29/2020 | 115206 | 205962097 | 08/02/2022
Carrier Corp. - Indianapolis | Goettl | N95ESU0401712A | Federally-Regulated Consumer Product | Non-Weatherized, Condensing Ga | 1165 | 196 |  | 07/29/2020 | 40027 | 205962029 | 08/02/2022
Carrier Corp. - Indianapolis | Goettl | N95ESU1002120A | Federally-Regulated Consumer Product | Non-Weatherized, Condensing Ga | 2085 | 287 |  | 07/29/2020 | 99583 | 205962032 | 08/02/2022
Carrier Corp. - Indianapolis | Goettl | N96VSN0601412A | Federally-Regulated Consumer Product | Non-Weatherized, Condensing Ga | 1224 | 248 |  | 07/29/2020 | 59736 | 205962038 | 08/02/2022
Carrier Corp. - Indianapolis | Goettl | N95ESN1402422A | Federally-Regulated Consumer Product | Non-Weatherized, Condensing Ga | 2328 | 297 |  | 07/29/2020 | 139741 | 205962027 | 08/02/2022
Carrier Corp. - Indianapolis | Goettl | N96VSN0801716A | Federally-Regulated Consumer Product | Non-Weatherized, Condensing Ga | 1766 | 272 |  | 10/07/2020 | 80180 | 205962042 | 08/02/2022
Carrier Corp. - Indianapolis | Goettl | N95ESN0801716A* | Federally-Regulated Consumer Product | Mobile Home Non-Weatherized, C | 1771 | 273 |  | 07/29/2020 | 80331 | 205962008 | 08/02/2022
Carrier Corp. - Indianapolis | Goettl | N95ESN0801716A*D | Federally-Regulated Consumer Product | Non-Weatherized, Condensing Ga | 1771 | 273 |  | 07/29/2020 | 80331 | 205962010 | 08/02/2022
Carrier Corp. - Indianapolis | Goettl | PGD436090K**0G* | Federally-Regulated Consumer Product | Weatherized Non-Condensing Gas | 1485 | 264 |  | 07/29/2020 | 90132 | 205962119 | 08/02/2022
Carrier Corp. - Indianapolis | Goettl | N95ESN0601412A* | Federally-Regulated Consumer Product | Mobile Home Non-Weatherized, C | 1176 | 247 |  | 07/29/2020 | 59961 | 205962000 | 08/02/2022
Carrier Corp. - Indianapolis | Goettl | N95ESN0601412A**D | Federally-Regulated Consumer Product | Mobile Home Non-Weatherized, C | 1176 | 247 |  | 07/29/2020 | 59961 | 205962001 | 08/02/2022
Carrier Corp. - Indianapolis | Goettl | N96VSN1202422A | Federally-Regulated Consumer Product | Non-Weatherized, Condensing Ga | 2331 | 297 |  | 07/29/2020 | 119569 | 205962048 | 08/02/2022
Carrier Corp. - Indianapolis | Goettl | PDS460130K**0G* | Federally-Regulated Consumer Product | Weatherized Non-Condensing Gas | 2025 | 288 |  | 07/29/2020 | 126976 | 205962104 | 08/02/2022
Carrier Corp. - Indianapolis | Goettl | N95ESN1002122A* | Federally-Regulated Consumer Product | Mobile Home Non-Weatherized, C | 2017 | 283 |  | 07/29/2020 | 99705 | 205962020 | 08/02/2022
Carrier Corp. - Indianapolis | Goettl | N95ESN0601714A | Federally-Regulated Consumer Product | Non-Weatherized, Condensing Ga | 1346 | 254 |  | 07/29/2020 | 60102 | 205962003 | 08/02/2022
Carrier Corp. - Indianapolis | Goettl | N96VSN0802120A*D | Federally-Regulated Consumer Product | Non-Weatherized, Condensing Ga | 2231 | 293 |  | 07/29/2020 | 79961 | 205962045 | 08/02/2022
Carrier Corp. - Indianapolis | Goettl | N95ESU1002122A | Federally-Regulated Consumer Product | Non-Weatherized, Condensing Ga | 2019 | 283 |  | 07/29/2020 | 99431 | 205962033 | 08/02/2022
Carrier Corp. - Indianapolis | Goettl | PDS442090K**1G* | Federally-Regulated Consumer Product | Weatherized Non-Condensing Gas | 1514 | 266 |  | 07/29/2020 | 90002 | 205962093 | 08/02/2022
Carrier Corp. - Indianapolis | Goettl | N95ESN1202422A* | Federally-Regulated Consumer Product | Mobile Home Non-Weatherized, C | 2161 | 290 |  | 07/29/2020 | 119834 | 205962024 | 08/02/2022
Carrier Corp. - Indianapolis | Goettl | N95ESN1002120A*D | Federally-Regulated Consumer Product | Non-Weatherized, Condensing Ga | 2102 | 287 |  | 07/29/2020 | 99999 | 205962018 | 08/02/2022
Carrier Corp. - Indianapolis | Goettl | PGS442090K**0G* | Federally-Regulated Consumer Product | Weatherized Non-Condensing Gas | 1514 | 266 |  | 07/29/2020 | 90002 | 205962187 | 08/02/2022
Carrier Corp. - Indianapolis | Goettl | PGR542090K**2G* | Federally-Regulated Consumer Product | Weatherized Non-Condensing Gas | 1478 | 264 |  | 09/01/2021 | 90299 | 207335471 | 08/02/2022
Carrier Corp. - Indianapolis | Goettl | PGS436060K**1G* | Federally-Regulated Consumer Product | Weatherized Non-Condensing Gas | 1508 | 265 |  | 07/29/2020 | 60188 | 205962180 | 08/02/2022
Carrier Corp. - Indianapolis | Goettl | PDS442090K**0G* | Federally-Regulated Consumer Product | Weatherized Non-Condensing Gas | 1514 | 266 |  | 07/29/2020 | 90002 | 205962092 | 08/02/2022
Carrier Corp. - Indianapolis | Goettl | PGR536060K**2G* | Federally-Regulated Consumer Product | Weatherized Non-Condensing Gas | 1489 | 264 |  | 09/01/2021 | 60874 | 207335469 | 08/02/2022
Carrier Corp. - Indianapolis | Goettl | PDS436060K**1G* | Federally-Regulated Consumer Product | Weatherized Non-Condensing Gas | 1687 | 273 |  | 07/29/2020 | 60973 | 205962087 | 08/02/2022
Carrier Corp. - Indianapolis | Goettl | PGS424060K**0G* | Federally-Regulated Consumer Product | Weatherized Non-Condensing Gas | 1285 | 256 |  | 07/29/2020 | 60738 | 205962171 | 08/02/2022
Carrier Corp. - Indianapolis | Goettl | PDS424060K**1G* | Federally-Regulated Consumer Product | Weatherized Non-Condensing Gas | 1285 | 256 |  | 07/29/2020 | 60738 | 205962081 | 08/02/2022
Carrier Corp. - Indianapolis | Goettl | PGS436090K**1G* | Federally-Regulated Consumer Product | Weatherized Non-Condensing Gas | 1485 | 264 |  | 07/29/2020 | 90132 | 205962183 | 08/02/2022
Carrier Corp. - Indianapolis | Goettl | PGR548090K**2G* | Federally-Regulated Consumer Product | Weatherized Non-Condensing Gas | 1628 | 270 |  | 09/01/2021 | 90600 | 207335472 | 08/02/2022
Carrier Corp. - Indianapolis | Goettl | PDS430040K**0G* | Federally-Regulated Consumer Product | Weatherized Non-Condensing Gas | 1217 | 253 |  | 07/29/2020 | 40800 | 205962082 | 08/02/2022
Carrier Corp. - Indianapolis | Goettl | PDS430060K**1G* | Federally-Regulated Consumer Product | Weatherized Non-Condensing Gas | 1285 | 256 |  | 07/29/2020 | 60738 | 205962085 | 08/02/2022
Carrier Corp. - Indianapolis | Goettl | PDS436090K**1G* | Federally-Regulated Consumer Product | Weatherized Non-Condensing Gas | 1584 | 269 |  | 07/29/2020 | 90364 | 205962089 | 08/02/2022
Carrier Corp. - Indianapolis | Goettl | PDS442060K**1G* | Federally-Regulated Consumer Product | Weatherized Non-Condensing Gas | 1514 | 266 |  | 07/29/2020 | 60394 | 205962091 | 08/02/2022
Carrier Corp. - Indianapolis | Goettl | G80VTL1102122A* | Federally-Regulated Consumer Product | Non-Weatherized, Non-Condensin | 2435 | 289 |  | 07/31/2021 | 72702 | 207207231 | 08/02/2022
Carrier Corp. - Indianapolis | Goettl | PDS442060K**0G* | Federally-Regulated Consumer Product | Weatherized Non-Condensing Gas | 1514 | 266 |  | 07/29/2020 | 60394 | 205962090 | 08/02/2022
Carrier Corp. - Indianapolis | Goettl | PDD460130K**1G* | Federally-Regulated Consumer Product | Weatherized Non-Condensing Gas | 2025 | 288 |  | 07/29/2020 | 126976 | 205962077 | 08/02/2022
Carrier Corp. - Indianapolis | Goettl | PGR542060K**2G* | Federally-Regulated Consumer Product | Weatherized Non-Condensing Gas | 1489 | 264 |  | 09/01/2021 | 60874 | 207335470 | 08/02/2022
Carrier Corp. - Indianapolis | Goettl | PGR560090K**2G* | Federally-Regulated Consumer Product | Weatherized Non-Condensing Gas | 1837 | 279 |  | 09/01/2021 | 90615 | 207335473 | 08/02/2022
Carrier Corp. - Indianapolis | Goettl | PGS430060K**1H* | Federally-Regulated Consumer Product | Weatherized Non-Condensing Gas | 1285 | 256 |  | 07/29/2020 | 60738 | 205962177 | 08/02/2022
Carrier Corp. - Indianapolis | Goettl | PDS436060K**0G* | Federally-Regulated Consumer Product | Weatherized Non-Condensing Gas | 1687 | 273 |  | 07/29/2020 | 60973 | 205962086 | 08/02/2022
Carrier Corp. - Indianapolis | Goettl | PGS436060K**0G* | Federally-Regulated Consumer Product | Weatherized Non-Condensing Gas | 1508 | 265 |  | 07/29/2020 | 60188 | 205962179 | 08/02/2022
Carrier Corp. - Indianapolis | Goettl | PDS436090K**0G* | Federally-Regulated Consumer Product | Weatherized Non-Condensing Gas | 1584 | 269 |  | 07/29/2020 | 90364 | 205962088 | 08/02/2022
Carrier Corp. - Indianapolis | Goettl | PGS442090K**2G* | Federally-Regulated Consumer Product | Weatherized Non-Condensing Gas | 1515 | 265 |  | 07/29/2020 | 90160 | 205962189 | 08/02/2022
Carrier Corp. - Indianapolis | Goettl | F95CSU1002122A | Federally-Regulated Consumer Product | Non-Weatherized, Condensing Ga | 2271 | 273 |  | 12/09/2020 | 99648 | 206349948 | 08/02/2022
Carrier Corp. - Indianapolis | Goettl | PGS442060K**0G* | Federally-Regulated Consumer Product | Weatherized Non-Condensing Gas | 1514 | 266 |  | 07/29/2020 | 60394 | 205962184 | 08/02/2022
Carrier Corp. - Indianapolis | Goettl | G80VTL1102122A | Federally-Regulated Consumer Product | Non-Weatherized, Non-Condensin | 2435 | 289 |  | 07/31/2021 | 72702 | 207207230 | 08/02/2022
Carrier Corp. - Indianapolis | Goettl | PGS448090K**0G* | Federally-Regulated Consumer Product | Weatherized Non-Condensing Gas | 2067 | 290 |  | 07/29/2020 | 90607 | 205962190 | 08/02/2022
Carrier Corp. - Indianapolis | Goettl | PGR524060K**2G* | Federally-Regulated Consumer Product | Weatherized Non-Condensing Gas | 1136 | 248 |  | 09/01/2021 | 59157 | 207335467 | 08/02/2022
Carrier Corp. - Indianapolis | Goettl | G80VTL0451412A | Federally-Regulated Consumer Product | Non-Weatherized, Non-Condensin | 1205 | 235 |  | 07/31/2021 | 28909 | 207207224 | 08/02/2022
Carrier Corp. - Indianapolis | Goettl | F80VTL0701716A* | Federally-Regulated Consumer Product | Non-Weatherized, Non-Condensin | 1813 | 262 |  | 07/31/2021 | 43434 | 207207179 | 08/02/2022
Carrier Corp. - Indianapolis | Goettl | G95CSU0802120A | Federally-Regulated Consumer Product | Non-Weatherized, Condensing Ga | 2223 | 247 |  | 10/07/2020 | 79567 | 206237507 | 08/02/2022
Carrier Corp. - Indianapolis | Goettl | PGS430040K**2H* | Federally-Regulated Consumer Product | Weatherized Non-Condensing Gas | 1361 | 257 |  | 04/28/2021 | 45745 | 206908767 | 08/02/2022
Carrier Corp. - Indianapolis | Goettl | PGS442060K**1G* | Federally-Regulated Consumer Product | Weatherized Non-Condensing Gas | 1514 | 266 |  | 07/29/2020 | 60394 | 205962185 | 08/02/2022
Carrier Corp. - Indianapolis | Goettl | G95CSU1002122A | Federally-Regulated Consumer Product | Non-Weatherized, Condensing Ga | 2271 | 273 |  | 12/09/2020 | 99648 | 206349954 | 08/02/2022
Carrier Corp. - Indianapolis | Goettl | PGR5**040K**2G* | Federally-Regulated Consumer Product | Weatherized Non-Condensing Gas | 1117 | 248 |  | 09/01/2021 | 44623 | 207335466 | 08/02/2022
Carrier Corp. - Indianapolis | Goettl | F80VTL1102122A | Federally-Regulated Consumer Product | Non-Weatherized, Non-Condensin | 2435 | 289 |  | 07/31/2021 | 72702 | 207207182 | 08/02/2022
Carrier Corp. - Indianapolis | Goettl | F80VTL0902120A* | Federally-Regulated Consumer Product | Non-Weatherized, Non-Condensin | 2025 | 271 |  | 07/31/2021 | 57947 | 207207181 | 08/02/2022
Carrier Corp. - Indianapolis | Goettl | F80VTL0451412A | Federally-Regulated Consumer Product | Non-Weatherized, Non-Condensin | 1205 | 235 |  | 07/31/2021 | 28909 | 207207176 | 08/02/2022
Carrier Corp. - Indianapolis | Goettl | F80VTL0701716A | Federally-Regulated Consumer Product | Non-Weatherized, Non-Condensin | 1813 | 262 |  | 07/31/2021 | 43434 | 207207178 | 08/02/2022
Carrier Corp. - Indianapolis | Goettl | PGS448115K**0G* | Federally-Regulated Consumer Product | Weatherized Non-Condensing Gas | 1989 | 287 |  | 07/29/2020 | 115206 | 205962193 | 08/02/2022
Carrier Corp. - Indianapolis | Goettl | F95CSU0601716A | Federally-Regulated Consumer Product | Non-Weatherized, Condensing Ga | 1413 | 247 |  | 10/07/2020 | 59505 | 206237479 | 08/02/2022
Carrier Corp. - Indianapolis | Goettl | PGS424040K**2G* | Federally-Regulated Consumer Product | Weatherized Non-Condensing Gas | 1361 | 257 |  | 04/28/2021 | 45745 | 206908766 | 08/02/2022
Carrier Corp. - Indianapolis | Goettl | G80VTL0451412A* | Federally-Regulated Consumer Product | Non-Weatherized, Non-Condensin | 1205 | 235 |  | 07/31/2021 | 28909 | 207207225 | 08/02/2022
Carrier Corp. - Indianapolis | Goettl | PGD424040K**2G* | Federally-Regulated Consumer Product | Weatherized Non-Condensing Gas | 1361 | 257 |  | 04/28/2021 | 45745 | 206908764 | 08/02/2022
Carrier Corp. - Indianapolis | Goettl | F80VTL0451412A* | Federally-Regulated Consumer Product | Non-Weatherized, Non-Condensin | 1205 | 235 |  | 07/31/2021 | 28909 | 207207177 | 08/02/2022
Carrier Corp. - Indianapolis | Goettl | F80VTL0902120A | Federally-Regulated Consumer Product | Non-Weatherized, Non-Condensin | 2025 | 271 |  | 07/31/2021 | 57947 | 207207180 | 08/02/2022
Carrier Corp. - Indianapolis | Goettl | G80VTL0902120A* | Federally-Regulated Consumer Product | Non-Weatherized, Non-Condensin | 2025 | 271 |  | 07/31/2021 | 57947 | 207207229 | 08/02/2022
Carrier Corp. - Indianapolis | Goettl | G80VTL0701716A* | Federally-Regulated Consumer Product | Non-Weatherized, Non-Condensin | 1813 | 262 |  | 07/31/2021 | 43434 | 207207227 | 08/02/2022
Carrier Corp. - Indianapolis | Goettl | G80VTL0701716A | Federally-Regulated Consumer Product | Non-Weatherized, Non-Condensin | 1813 | 262 |  | 07/31/2021 | 43434 | 207207226 | 08/02/2022
Carrier Corp. - Indianapolis | Goettl | G95CSU0601716A | Federally-Regulated Consumer Product | Non-Weatherized, Condensing Ga | 1413 | 247 |  | 10/07/2020 | 59505 | 206237487 | 08/02/2022
Carrier Corp. - Indianapolis | Goettl | F95CSU0802120A | Federally-Regulated Consumer Product | Non-Weatherized, Condensing Ga | 2223 | 247 |  | 10/07/2020 | 79567 | 206237499 | 08/02/2022
Carrier Corp. - Indianapolis | Goettl | F80VTL1102122A* | Federally-Regulated Consumer Product | Non-Weatherized, Non-Condensin | 2435 | 289 |  | 07/31/2021 | 72702 | 207207183 | 08/02/2022
Carrier Corp. - Indianapolis | Goettl | G80VTL0902120A | Federally-Regulated Consumer Product | Non-Weatherized, Non-Condensin | 2025 | 271 |  | 07/31/2021 | 57947 | 207207228 | 08/02/2022
Carrier Corp. - Indianapolis | Goettl | PGS442090K**1G* | Federally-Regulated Consumer Product | Weatherized Non-Condensing Gas | 1514 | 266 |  | 07/29/2020 | 90002 | 205962188 | 08/02/2022
Carrier Corp. - Indianapolis | Goettl | PGS448090K**2G* | Federally-Regulated Consumer Product | Weatherized Non-Condensing Gas | 2022 | 287 |  | 07/29/2020 | 90050 | 205962192 | 08/02/2022
Carrier Corp. - Indianapolis | Goettl | PGD430040K**2H* | Federally-Regulated Consumer Product | Weatherized Non-Condensing Gas | 1361 | 257 |  | 04/28/2021 | 45745 | 206908765 | 08/02/2022
Carrier Corp. - Indianapolis | Goettl | PGS442060K**2G* | Federally-Regulated Consumer Product | Weatherized Non-Condensing Gas | 1589 | 268 |  | 07/29/2020 | 60153 | 205962186 | 08/02/2022
Carrier Corp. - Indianapolis | Goettl | PGR530060K**2G* | Federally-Regulated Consumer Product | Weatherized Non-Condensing Gas | 1136 | 248 |  | 09/01/2021 | 59157 | 207335468 | 08/02/2022
Carrier Corp. - Indianapolis | Goettl | G97CMN1002122A | Federally-Regulated Consumer Product | Non-Weatherized, Condensing Ga | 2192 | 291 | 291 | 07/29/2020 | 39903 | 205961907 | 08/02/2022
Carrier Corp. - Indianapolis | Goettl | N80ESL0701712A | Federally-Regulated Consumer Product | Non-Weatherized, Non-Condensin | 1051 | 228 | 228 | 07/29/2020 | 65904 | 205961917 | 08/02/2022
Carrier Corp. - Indianapolis | Goettl | G97CMN1202422A | Federally-Regulated Consumer Product | Non-Weatherized, Condensing Ga | 2271 | 295 |  | 10/07/2020 | 48091 | 205961909 | 08/02/2022
Carrier Corp. - Indianapolis | Goettl | N80ESL0701412A* | Federally-Regulated Consumer Product | Non-Weatherized, Non-Condensin | 1106 | 231 | 231 | 07/29/2020 | 65995 | 205961916 | 08/02/2022
Carrier Corp. - Indianapolis | Goettl | N80ESL0701412A | Federally-Regulated Consumer Product | Non-Weatherized, Non-Condensin | 1106 | 231 | 231 | 07/29/2020 | 65995 | 205961915 | 08/02/2022
Carrier Corp. - Indianapolis | Goettl | N80ESL0451412A* | Federally-Regulated Consumer Product | Non-Weatherized, Non-Condensin | 1083 | 230 | 230 | 07/29/2020 | 43761 | 205961912 | 08/02/2022
Carrier Corp. - Indianapolis | Goettl | N95ESN0401712A*D | Federally-Regulated Consumer Product | Non-Weatherized, Condensing Ga | 998 | 239 |  | 07/29/2020 | 40139 | 205961998 | 08/02/2022
Carrier Corp. - Indianapolis | Goettl | N80ESL0451712A* | Federally-Regulated Consumer Product | Non-Weatherized, Non-Condensin | 1206 | 235 | 235 | 07/29/2020 | 44058 | 205961914 | 08/02/2022
Carrier Corp. - Indianapolis | Goettl | N92ESN1002122A | Federally-Regulated Consumer Product | Non-Weatherized, Condensing Ga | 1993 | 282 |  | 07/29/2020 | 99627 | 205961985 | 08/02/2022
Carrier Corp. - Indianapolis | Goettl | N95ESN0401712A* | Federally-Regulated Consumer Product | Mobile Home Non-Weatherized, C | 998 | 239 |  | 07/29/2020 | 40139 | 205961996 | 08/02/2022
Carrier Corp. - Indianapolis | Goettl | N80ESL0701712A* | Federally-Regulated Consumer Product | Non-Weatherized, Non-Condensin | 1051 | 228 | 228 | 07/29/2020 | 65904 | 205961918 | 08/02/2022
Carrier Corp. - Indianapolis | Goettl | N80ESL0451712A | Federally-Regulated Consumer Product | Non-Weatherized, Non-Condensin | 1206 | 235 | 235 | 07/29/2020 | 44058 | 205961913 | 08/02/2022
Carrier Corp. - Indianapolis | Goettl | N95ESN0401712A**D | Federally-Regulated Consumer Product | Mobile Home Non-Weatherized, C | 998 | 239 |  | 07/29/2020 | 40139 | 205961997 | 08/02/2022
Carrier Corp. - Indianapolis | Goettl | N95ESN0401712A | Federally-Regulated Consumer Product | Non-Weatherized, Condensing Ga | 998 | 239 |  | 07/29/2020 | 40139 | 205961995 | 08/02/2022
Carrier Corp. - Indianapolis | Goettl | G97CMN0801714A*D | Federally-Regulated Consumer Product | Non-Weatherized, Condensing Ga | 1403 | 257 |  | 10/07/2020 | 31213 | 205961904 | 08/02/2022
Carrier Corp. - Indianapolis | Goettl | F97CMN1002122A*D | Federally-Regulated Consumer Product | Non-Weatherized, Condensing Ga | 2192 | 291 | 291 | 07/29/2020 | 39903 | 205961848 | 08/02/2022
Carrier Corp. - Indianapolis | Goettl | F96VTN0802120A*D | Federally-Regulated Consumer Product | Non-Weatherized, Condensing Ga | 2043 | 285 | 285 | 07/29/2020 | 52228 | 205961832 | 08/02/2022
Carrier Corp. - Indianapolis | Goettl | F80CSU1002120A | Federally-Regulated Consumer Product | Non-Weatherized, Non-Condensin | 2371 | 286 | 286 | 07/29/2020 | 99785 | 205961794 | 08/02/2022
Carrier Corp. - Indianapolis | Goettl | N80ESL0702116A* | Federally-Regulated Consumer Product | Non-Weatherized, Non-Condensin | 1565 | 251 | 251 | 07/29/2020 | 65903 | 205961922 | 08/02/2022
Carrier Corp. - Indianapolis | Goettl | G80CTL0701412A | Federally-Regulated Consumer Product | Non-Weatherized, Non-Condensin | 1477 | 247 | 247 | 07/29/2020 | 42967 | 205961857 | 08/02/2022
Carrier Corp. - Indianapolis | Goettl | N80ESL0702116A | Federally-Regulated Consumer Product | Non-Weatherized, Non-Condensin | 1565 | 251 | 251 | 07/29/2020 | 65903 | 205961921 | 08/02/2022
Carrier Corp. - Indianapolis | Goettl | F96VTN1202422A | Federally-Regulated Consumer Product | Non-Weatherized, Condensing Ga | 2316 | 297 | 297 | 07/29/2020 | 77900 | 205961837 | 08/02/2022
Carrier Corp. - Indianapolis | Goettl | F96CTN1002122A | Federally-Regulated Consumer Product | Non-Weatherized, Condensing Ga | 2251 | 294 | 294 | 07/29/2020 | 64767 | 205961817 | 08/02/2022
Carrier Corp. - Indianapolis | Goettl | F80CTL0901716A* | Federally-Regulated Consumer Product | Non-Weatherized, Non-Condensin | 1632 | 254 | 254 | 07/29/2020 | 58169 | 205961804 | 08/02/2022
Carrier Corp. - Indianapolis | Goettl | F80CTL0451712A* | Federally-Regulated Consumer Product | Non-Weatherized, Non-Condensin | 1379 | 243 | 243 | 07/29/2020 | 29039 | 205961796 | 08/02/2022
Carrier Corp. - Indianapolis | Goettl | F96CTN0802120A*D | Federally-Regulated Consumer Product | Non-Weatherized, Condensing Ga | 2095 | 287 | 287 | 07/29/2020 | 52507 | 205961816 | 08/02/2022
Carrier Corp. - Indianapolis | Goettl | F80CTL0701412A* | Federally-Regulated Consumer Product | Non-Weatherized, Non-Condensin | 1477 | 247 | 247 | 07/29/2020 | 42967 | 205961798 | 08/02/2022
Carrier Corp. - Indianapolis | Goettl | F80CTL1102120A* | Federally-Regulated Consumer Product | Non-Weatherized, Non-Condensin | 2281 | 282 | 282 | 07/29/2020 | 72565 | 205961808 | 08/02/2022
Carrier Corp. - Indianapolis | Goettl | G80CTL0701716A* | Federally-Regulated Consumer Product | Non-Weatherized, Non-Condensin | 1458 | 246 | 246 | 07/29/2020 | 43592 | 205961860 | 08/02/2022
Carrier Corp. - Indianapolis | Goettl | F96CTN0601714A | Federally-Regulated Consumer Product | Non-Weatherized, Condensing Ga | 1364 | 255 | 255 | 07/29/2020 | 38749 | 205961811 | 08/02/2022
Carrier Corp. - Indianapolis | Goettl | F97CMN0602120A | Federally-Regulated Consumer Product | Non-Weatherized, Condensing Ga | 1897 | 278 | 278 | 07/29/2020 | 24235 | 205961841 | 08/02/2022
Carrier Corp. - Indianapolis | Goettl | F96VTN1002120A*D | Federally-Regulated Consumer Product | Non-Weatherized, Condensing Ga | 2106 | 288 | 288 | 07/29/2020 | 65205 | 205961834 | 08/02/2022
Carrier Corp. - Indianapolis | Goettl | F96VTN0401712A*D | Federally-Regulated Consumer Product | Non-Weatherized, Condensing Ga | 1075 | 242 | 242 | 07/29/2020 | 25768 | 205961824 | 08/02/2022
Carrier Corp. - Indianapolis | Goettl | F96VTN0401410A*D | Federally-Regulated Consumer Product | Non-Weatherized, Condensing Ga | 1080 | 243 | 243 | 07/29/2020 | 26105 | 205961822 | 08/02/2022
Carrier Corp. - Indianapolis | Goettl | G80CSU1002120A | Federally-Regulated Consumer Product | Non-Weatherized, Non-Condensin | 2371 | 286 | 286 | 07/29/2020 | 99785 | 205961854 | 08/02/2022
Carrier Corp. - Indianapolis | Goettl | N80ESL0901714A* | Federally-Regulated Consumer Product | Non-Weatherized, Non-Condensin | 1238 | 236 | 236 | 07/29/2020 | 88097 | 205961924 | 08/02/2022
Carrier Corp. - Indianapolis | Goettl | N80ESL0902120A* | Federally-Regulated Consumer Product | Non-Weatherized, Non-Condensin | 2015 | 271 | 271 | 07/29/2020 | 88187 | 205961928 | 08/02/2022
Carrier Corp. - Indianapolis | Goettl | F97CMN0802120A*D | Federally-Regulated Consumer Product | Non-Weatherized, Condensing Ga | 2026 | 284 | 284 | 07/29/2020 | 31724 | 205961846 | 08/02/2022
Carrier Corp. - Indianapolis | Goettl | F96VTN1002122A | Federally-Regulated Consumer Product | Non-Weatherized, Condensing Ga | 2219 | 292 | 293 | 07/29/2020 | 64715 | 205961835 | 08/02/2022
Carrier Corp. - Indianapolis | Goettl | N80ESL0902116A | Federally-Regulated Consumer Product | Non-Weatherized, Non-Condensin | 1450 | 246 | 246 | 07/29/2020 | 87792 | 205961925 | 08/02/2022
Carrier Corp. - Indianapolis | Goettl | F96VTN0601412A | Federally-Regulated Consumer Product | Non-Weatherized, Condensing Ga | 1238 | 249 | 249 | 07/29/2020 | 39205 | 205961825 | 08/02/2022
Carrier Corp. - Indianapolis | Goettl | G80CTL0902120A* | Federally-Regulated Consumer Product | Non-Weatherized, Non-Condensin | 2488 | 291 | 291 | 07/29/2020 | 57811 | 205961866 | 08/02/2022
Carrier Corp. - Indianapolis | Goettl | G80CTL0901716A | Federally-Regulated Consumer Product | Non-Weatherized, Non-Condensin | 1632 | 254 | 254 | 07/29/2020 | 58169 | 205961863 | 08/02/2022
Carrier Corp. - Indianapolis | Goettl | F80CTL0451712A | Federally-Regulated Consumer Product | Non-Weatherized, Non-Condensin | 1379 | 243 | 243 | 07/29/2020 | 29039 | 205961795 | 08/02/2022
Carrier Corp. - Indianapolis | Goettl | F80CSU0802120A | Federally-Regulated Consumer Product | Non-Weatherized, Non-Condensin | 2499 | 292 | 292 | 07/29/2020 | 79452 | 205961793 | 08/02/2022
Carrier Corp. - Indianapolis | Goettl | F80CTL1352422A | Federally-Regulated Consumer Product | Non-Weatherized, Non-Condensin | 2422 | 287 | 289 | 07/29/2020 | 87787 | 205961809 | 08/02/2022
Carrier Corp. - Indianapolis | Goettl | F97CMN1202422A*D | Federally-Regulated Consumer Product | Non-Weatherized, Condensing Ga | 2271 | 295 |  | 10/07/2020 | 48091 | 205961850 | 08/02/2022
Carrier Corp. - Indianapolis | Goettl | F80CTL0702120A* | Federally-Regulated Consumer Product | Non-Weatherized, Non-Condensin | 2239 | 281 | 281 | 07/29/2020 | 43857 | 205961802 | 08/02/2022
Carrier Corp. - Indianapolis | Goettl | N80ESL1102420A | Federally-Regulated Consumer Product | Non-Weatherized, Non-Condensin | 2027 | 271 |  | 07/29/2020 | 109826 | 205961933 | 08/02/2022
Carrier Corp. - Indianapolis | Goettl | F97CMN0601714A | Federally-Regulated Consumer Product | Non-Weatherized, Condensing Ga | 1392 | 256 |  | 10/07/2020 | 23828 | 205961839 | 08/02/2022
Carrier Corp. - Indianapolis | Goettl | N80ESL0701716A | Federally-Regulated Consumer Product | Non-Weatherized, Non-Condensin | 1613 | 253 | 253 | 07/29/2020 | 66 | 205961919 | 08/02/2022
Carrier Corp. - Indianapolis | Goettl | F96VTN0801716A | Federally-Regulated Consumer Product | Non-Weatherized, Condensing Ga | 1686 | 269 | 269 | 07/29/2020 | 51540 | 205961829 | 08/02/2022
Carrier Corp. - Indianapolis | Goettl | F80CTL0702120A | Federally-Regulated Consumer Product | Non-Weatherized, Non-Condensin | 2239 | 281 | 281 | 07/29/2020 | 43857 | 205961801 | 08/02/2022
Carrier Corp. - Indianapolis | Goettl | F80CTL0902120A* | Federally-Regulated Consumer Product | Non-Weatherized, Non-Condensin | 2488 | 291 | 291 | 07/29/2020 | 57811 | 205961806 | 08/02/2022
Carrier Corp. - Indianapolis | Goettl | F80CTL1102120A | Federally-Regulated Consumer Product | Non-Weatherized, Non-Condensin | 2281 | 282 | 282 | 07/29/2020 | 72565 | 205961807 | 08/02/2022
Carrier Corp. - Indianapolis | Goettl | F96VTN1202422A*D | Federally-Regulated Consumer Product | Non-Weatherized, Condensing Ga | 2316 | 297 | 297 | 07/29/2020 | 77900 | 205961838 | 08/02/2022
Carrier Corp. - Indianapolis | Goettl | G80CTL0451712A | Federally-Regulated Consumer Product | Non-Weatherized, Non-Condensin | 1379 | 243 | 243 | 07/29/2020 | 29039 | 205961855 | 08/02/2022
Carrier Corp. - Indianapolis | Goettl | F96CTN1202422A*D | Federally-Regulated Consumer Product | Non-Weatherized, Condensing Ga | 2174 | 291 | 291 | 07/29/2020 | 77589 | 205961820 | 08/02/2022
Carrier Corp. - Indianapolis | Goettl | F97CMN0801714A*D | Federally-Regulated Consumer Product | Non-Weatherized, Condensing Ga | 1403 | 257 |  | 10/07/2020 | 31213 | 205961844 | 08/02/2022
Carrier Corp. - Indianapolis | Goettl | G80CTL0702120A | Federally-Regulated Consumer Product | Non-Weatherized, Non-Condensin | 2239 | 281 | 281 | 07/29/2020 | 43857 | 205961861 | 08/02/2022
Carrier Corp. - Indianapolis | Goettl | F96CTN1002122A*D | Federally-Regulated Consumer Product | Non-Weatherized, Condensing Ga | 2251 | 294 | 294 | 07/29/2020 | 64767 | 205961818 | 08/02/2022
Carrier Corp. - Indianapolis | Goettl | F80CTL0701412A | Federally-Regulated Consumer Product | Non-Weatherized, Non-Condensin | 1477 | 247 | 247 | 07/29/2020 | 42967 | 205961797 | 08/02/2022
Carrier Corp. - Indianapolis | Goettl | F80CSU0601716A | Federally-Regulated Consumer Product | Non-Weatherized, Non-Condensin | 1628 | 254 | 254 | 07/29/2020 | 59512 | 205961792 | 08/02/2022
Carrier Corp. - Indianapolis | Goettl | G80CSU0601716A | Federally-Regulated Consumer Product | Non-Weatherized, Non-Condensin | 1628 | 254 | 254 | 07/29/2020 | 59512 | 205961852 | 08/02/2022
Carrier Corp. - Indianapolis | Goettl | N80ESL1102120A* | Federally-Regulated Consumer Product | Non-Weatherized, Non-Condensin | 2177 | 278 |  | 07/29/2020 | 110527 | 205961932 | 08/02/2022
Carrier Corp. - Indianapolis | Goettl | F97CMN1202422A | Federally-Regulated Consumer Product | Non-Weatherized, Condensing Ga | 2271 | 295 |  | 10/07/2020 | 48091 | 205961849 | 08/02/2022
Carrier Corp. - Indianapolis | Goettl | F96CTN1202422A | Federally-Regulated Consumer Product | Non-Weatherized, Condensing Ga | 2174 | 291 | 291 | 07/29/2020 | 77589 | 205961819 | 08/02/2022
Carrier Corp. - Indianapolis | Goettl | F97CMN0601714A*D | Federally-Regulated Consumer Product | Non-Weatherized, Condensing Ga | 1392 | 256 |  | 10/07/2020 | 23828 | 205961840 | 08/02/2022
Carrier Corp. - Indianapolis | Goettl | F80CTL0701716A | Federally-Regulated Consumer Product | Non-Weatherized, Non-Condensin | 1458 | 246 | 246 | 07/29/2020 | 43592 | 205961799 | 08/02/2022
Carrier Corp. - Indianapolis | Goettl | N80ESL0901714A | Federally-Regulated Consumer Product | Non-Weatherized, Non-Condensin | 1238 | 236 | 236 | 07/29/2020 | 88097 | 205961923 | 08/02/2022
Carrier Corp. - Indianapolis | Goettl | G80CTL1102120A | Federally-Regulated Consumer Product | Non-Weatherized, Non-Condensin | 2281 | 282 | 282 | 07/29/2020 | 72565 | 205961867 | 08/02/2022
Carrier Corp. - Indianapolis | Goettl | F96VTN0401410A | Federally-Regulated Consumer Product | Non-Weatherized, Condensing Ga | 1080 | 243 | 243 | 07/29/2020 | 26105 | 205961821 | 08/02/2022
Carrier Corp. - Indianapolis | Goettl | G80CSU0401712A | Federally-Regulated Consumer Product | Non-Weatherized, Non-Condensin | 1552 | 250 | 250 | 07/29/2020 | 39730 | 205961851 | 08/02/2022
Carrier Corp. - Indianapolis | Goettl | G80CSU0802120A | Federally-Regulated Consumer Product | Non-Weatherized, Non-Condensin | 2499 | 292 | 292 | 07/29/2020 | 79452 | 205961853 | 08/02/2022
Carrier Corp. - Indianapolis | Goettl | F80CTL0901716A | Federally-Regulated Consumer Product | Non-Weatherized, Non-Condensin | 1632 | 254 | 254 | 07/29/2020 | 58169 | 205961803 | 08/02/2022
Carrier Corp. - Indianapolis | Goettl | N80ESL0902120A | Federally-Regulated Consumer Product | Non-Weatherized, Non-Condensin | 2015 | 271 | 271 | 07/29/2020 | 88187 | 205961927 | 08/02/2022
Carrier Corp. - Indianapolis | Goettl | F96CTN0801714A | Federally-Regulated Consumer Product | Non-Weatherized, Condensing Ga | 1364 | 255 | 255 | 07/29/2020 | 52072 | 205961813 | 08/02/2022
Carrier Corp. - Indianapolis | Goettl | N80ESL0701716A* | Federally-Regulated Consumer Product | Non-Weatherized, Non-Condensin | 1613 | 253 | 253 | 07/29/2020 | 66 | 205961920 | 08/02/2022
Carrier Corp. - Indianapolis | Goettl | F97CMN0602120A*D | Federally-Regulated Consumer Product | Non-Weatherized, Condensing Ga | 1897 | 278 | 278 | 07/29/2020 | 24235 | 205961842 | 08/02/2022
Carrier Corp. - Indianapolis | Goettl | N80ESL0902116A* | Federally-Regulated Consumer Product | Non-Weatherized, Non-Condensin | 1450 | 246 | 246 | 07/29/2020 | 87792 | 205961926 | 08/02/2022
Carrier Corp. - Indianapolis | Goettl | F97CMN0802120A | Federally-Regulated Consumer Product | Non-Weatherized, Condensing Ga | 2026 | 284 | 284 | 07/29/2020 | 31724 | 205961845 | 08/02/2022
Carrier Corp. - Indianapolis | Goettl | F96VTN1002122A*D | Federally-Regulated Consumer Product | Non-Weatherized, Condensing Ga | 2219 | 292 | 293 | 07/29/2020 | 64715 | 205961836 | 08/02/2022
Carrier Corp. - Indianapolis | Goettl | F96VTN0801716A*D | Federally-Regulated Consumer Product | Non-Weatherized, Condensing Ga | 1686 | 269 | 269 | 07/29/2020 | 51540 | 205961830 | 08/02/2022
Carrier Corp. - Indianapolis | Goettl | G80CTL1352422A | Federally-Regulated Consumer Product | Non-Weatherized, Non-Condensin | 2422 | 287 | 289 | 07/29/2020 | 87787 | 205961869 | 08/02/2022
Carrier Corp. - Indianapolis | Goettl | G80CTL0451712A* | Federally-Regulated Consumer Product | Non-Weatherized, Non-Condensin | 1379 | 243 | 243 | 07/29/2020 | 29039 | 205961856 | 08/02/2022
Carrier Corp. - Indianapolis | Goettl | F96VTN0601412A*D | Federally-Regulated Consumer Product | Non-Weatherized, Condensing Ga | 1238 | 249 | 249 | 07/29/2020 | 39205 | 205961826 | 08/02/2022
Carrier Corp. - Indianapolis | Goettl | G80CTL1352422A* | Federally-Regulated Consumer Product | Non-Weatherized, Non-Condensin | 2422 | 287 | 289 | 07/29/2020 | 87787 | 205961870 | 08/02/2022
Carrier Corp. - Indianapolis | Goettl | F96VTN0601714A | Federally-Regulated Consumer Product | Non-Weatherized, Condensing Ga | 1459 | 259 | 259 | 07/29/2020 | 39051 | 205961827 | 08/02/2022
Carrier Corp. - Indianapolis | Goettl | F80CTL1352422A* | Federally-Regulated Consumer Product | Non-Weatherized, Non-Condensin | 2422 | 287 | 289 | 07/29/2020 | 87787 | 205961810 | 08/02/2022
Carrier Corp. - Indianapolis | Goettl | N80ESL1102120A | Federally-Regulated Consumer Product | Non-Weatherized, Non-Condensin | 2177 | 278 | 278 | 07/29/2020 | 110527 | 205961931 | 08/02/2022
Carrier Corp. - Indianapolis | Goettl | F80CSU0401712A | Federally-Regulated Consumer Product | Non-Weatherized, Non-Condensin | 1552 | 250 | 250 | 07/29/2020 | 39730 | 205961791 | 08/02/2022
Carrier Corp. - Indianapolis | Goettl | F96VTN0802120A | Federally-Regulated Consumer Product | Non-Weatherized, Condensing Ga | 2043 | 285 | 285 | 07/29/2020 | 52228 | 205961831 | 08/02/2022
Carrier Corp. - Indianapolis | Goettl | G96CTN0601714A*D | Federally-Regulated Consumer Product | Non-Weatherized, Condensing Ga | 1364 | 255 | 255 | 07/29/2020 | 38749 | 205961872 | 08/02/2022
Carrier Corp. - Indianapolis | Goettl | N80ESL0902420A* | Federally-Regulated Consumer Product | Non-Weatherized, Non-Condensin | 1987 | 269 |  | 10/07/2020 | 88320 | 205961930 | 08/02/2022
Carrier Corp. - Indianapolis | Goettl | F96CTN0802120A | Federally-Regulated Consumer Product | Non-Weatherized, Condensing Ga | 2095 | 287 | 287 | 07/29/2020 | 52507 | 205961815 | 08/02/2022
Carrier Corp. - Indianapolis | Goettl | F96VTN1002120A | Federally-Regulated Consumer Product | Non-Weatherized, Condensing Ga | 2106 | 288 | 288 | 07/29/2020 | 65205 | 205961833 | 08/02/2022
Carrier Corp. - Indianapolis | Goettl | F96CTN0801714A*D | Federally-Regulated Consumer Product | Non-Weatherized, Condensing Ga | 1364 | 255 | 255 | 07/29/2020 | 52072 | 205961814 | 08/02/2022
Carrier Corp. - Indianapolis | Goettl | G80CTL0701412A* | Federally-Regulated Consumer Product | Non-Weatherized, Non-Condensin | 1477 | 247 | 247 | 07/29/2020 | 42967 | 205961858 | 08/02/2022
Carrier Corp. - Indianapolis | Goettl | F80CTL0701716A* | Federally-Regulated Consumer Product | Non-Weatherized, Non-Condensin | 1458 | 246 | 246 | 07/29/2020 | 43592 | 205961800 | 08/02/2022
Carrier Corp. - Indianapolis | Goettl | F96CTN0601714A*D | Federally-Regulated Consumer Product | Non-Weatherized, Condensing Ga | 1364 | 255 | 255 | 07/29/2020 | 38749 | 205961812 | 08/02/2022
Carrier Corp. - Indianapolis | Goettl | G80CTL0701716A | Federally-Regulated Consumer Product | Non-Weatherized, Non-Condensin | 1458 | 246 | 246 | 07/29/2020 | 43592 | 205961859 | 08/02/2022
Carrier Corp. - Indianapolis | Goettl | G80CTL0902120A | Federally-Regulated Consumer Product | Non-Weatherized, Non-Condensin | 2488 | 291 | 291 | 07/29/2020 | 57811 | 205961865 | 08/02/2022
Carrier Corp. - Indianapolis | Goettl | F96VTN0401712A | Federally-Regulated Consumer Product | Non-Weatherized, Condensing Ga | 1075 | 242 | 242 | 07/29/2020 | 25768 | 205961823 | 08/02/2022
Carrier Corp. - Indianapolis | Goettl | F96VTN0601714A*D | Federally-Regulated Consumer Product | Non-Weatherized, Condensing Ga | 1459 | 259 | 259 | 07/29/2020 | 39051 | 205961828 | 08/02/2022
Carrier Corp. - Indianapolis | Goettl | F97CMN1002122A | Federally-Regulated Consumer Product | Non-Weatherized, Condensing Ga | 2192 | 291 | 291 | 07/29/2020 | 39903 | 205961847 | 08/02/2022
Carrier Corp. - Indianapolis | Goettl | F80CTL0902120A | Federally-Regulated Consumer Product | Non-Weatherized, Non-Condensin | 2488 | 291 | 291 | 07/29/2020 | 57811 | 205961805 | 08/02/2022
Carrier Corp. - Indianapolis | Goettl | F97CMN0801714A | Federally-Regulated Consumer Product | Non-Weatherized, Condensing Ga | 1403 | 257 |  | 10/07/2020 | 31213 | 205961843 | 08/02/2022
Carrier Corp. - Indianapolis | Goettl | N80ESL0902420A | Federally-Regulated Consumer Product | Non-Weatherized, Non-Condensin | 1987 | 269 | 269 | 07/29/2020 | 88320 | 205961929 | 08/02/2022
Carrier Corp. - Indianapolis | Goettl | F97CMN1002122A*D | Federally-Regulated Consumer Product | Non-Weatherized, Condensing Ga | 2192 | 291 |  | 08/02/2022 | 39903 | 205961848 | 08/02/2022
Carrier Corp. - Indianapolis | Goettl | F96VTN0802120A*D | Federally-Regulated Consumer Product | Non-Weatherized, Condensing Ga | 2043 | 285 |  | 08/02/2022 | 52228 | 205961832 | 08/02/2022
Carrier Corp. - Indianapolis | Goettl | F80CSU1002120A | Federally-Regulated Consumer Product | Non-Weatherized, Non-Condensin | 2371 | 286 |  | 08/02/2022 | 99785 | 205961794 | 08/02/2022
Carrier Corp. - Indianapolis | Goettl | N80ESL0702116A* | Federally-Regulated Consumer Product | Non-Weatherized, Non-Condensin | 1565 | 251 |  | 08/02/2022 | 65903 | 205961922 | 08/02/2022
Carrier Corp. - Indianapolis | Goettl | G80CTL0701412A | Federally-Regulated Consumer Product | Non-Weatherized, Non-Condensin | 1477 | 247 |  | 08/02/2022 | 42967 | 205961857 | 08/02/2022
Carrier Corp. - Indianapolis | Goettl | N80ESL0702116A | Federally-Regulated Consumer Product | Non-Weatherized, Non-Condensin | 1565 | 251 |  | 08/02/2022 | 65903 | 205961921 | 08/02/2022
Carrier Corp. - Indianapolis | Goettl | F96VTN1202422A | Federally-Regulated Consumer Product | Non-Weatherized, Condensing Ga | 2316 | 297 |  | 08/02/2022 | 77900 | 205961837 | 08/02/2022
Carrier Corp. - Indianapolis | Goettl | F96CTN1002122A | Federally-Regulated Consumer Product | Non-Weatherized, Condensing Ga | 2251 | 294 |  | 08/02/2022 | 64767 | 205961817 | 08/02/2022
Carrier Corp. - Indianapolis | Goettl | F80CTL0901716A* | Federally-Regulated Consumer Product | Non-Weatherized, Non-Condensin | 1632 | 254 |  | 08/02/2022 | 58169 | 205961804 | 08/02/2022
Carrier Corp. - Indianapolis | Goettl | F80CTL0451712A* | Federally-Regulated Consumer Product | Non-Weatherized, Non-Condensin | 1379 | 243 |  | 08/02/2022 | 29039 | 205961796 | 08/02/2022
Carrier Corp. - Indianapolis | Goettl | F96CTN0802120A*D | Federally-Regulated Consumer Product | Non-Weatherized, Condensing Ga | 2095 | 287 |  | 08/02/2022 | 52507 | 205961816 | 08/02/2022
Carrier Corp. - Indianapolis | Goettl | F80CTL0701412A* | Federally-Regulated Consumer Product | Non-Weatherized, Non-Condensin | 1477 | 247 |  | 08/02/2022 | 42967 | 205961798 | 08/02/2022
Carrier Corp. - Indianapolis | Goettl | F80CTL1102120A* | Federally-Regulated Consumer Product | Non-Weatherized, Non-Condensin | 2281 | 282 |  | 08/02/2022 | 72565 | 205961808 | 08/02/2022
Carrier Corp. - Indianapolis | Goettl | G80CTL0701716A* | Federally-Regulated Consumer Product | Non-Weatherized, Non-Condensin | 1458 | 246 |  | 08/02/2022 | 43592 | 205961860 | 08/02/2022
Carrier Corp. - Indianapolis | Goettl | F96CTN0601714A | Federally-Regulated Consumer Product | Non-Weatherized, Condensing Ga | 1364 | 255 |  | 08/02/2022 | 38749 | 205961811 | 08/02/2022
Carrier Corp. - Indianapolis | Goettl | F97CMN0602120A | Federally-Regulated Consumer Product | Non-Weatherized, Condensing Ga | 1897 | 278 |  | 08/02/2022 | 24235 | 205961841 | 08/02/2022
Carrier Corp. - Indianapolis | Goettl | F96VTN1002120A*D | Federally-Regulated Consumer Product | Non-Weatherized, Condensing Ga | 2106 | 288 |  | 08/02/2022 | 65205 | 205961834 | 08/02/2022
Carrier Corp. - Indianapolis | Goettl | F96VTN0401712A*D | Federally-Regulated Consumer Product | Non-Weatherized, Condensing Ga | 1075 | 242 |  | 08/02/2022 | 25768 | 205961824 | 08/02/2022
Carrier Corp. - Indianapolis | Goettl | F96VTN0401410A*D | Federally-Regulated Consumer Product | Non-Weatherized, Condensing Ga | 1080 | 243 |  | 08/02/2022 | 26105 | 205961822 | 08/02/2022
Carrier Corp. - Indianapolis | Goettl | G80CSU1002120A | Federally-Regulated Consumer Product | Non-Weatherized, Non-Condensin | 2371 | 286 |  | 08/02/2022 | 99785 | 205961854 | 08/02/2022
Carrier Corp. - Indianapolis | Goettl | N80ESL0901714A* | Federally-Regulated Consumer Product | Non-Weatherized, Non-Condensin | 1238 | 236 |  | 08/02/2022 | 88097 | 205961924 | 08/02/2022
Carrier Corp. - Indianapolis | Goettl | N80ESL0902120A* | Federally-Regulated Consumer Product | Non-Weatherized, Non-Condensin | 2015 | 271 |  | 08/02/2022 | 88187 | 205961928 | 08/02/2022
Carrier Corp. - Indianapolis | Goettl | F97CMN0802120A*D | Federally-Regulated Consumer Product | Non-Weatherized, Condensing Ga | 2026 | 284 |  | 08/02/2022 | 31724 | 205961846 | 08/02/2022
Carrier Corp. - Indianapolis | Goettl | F96VTN1002122A | Federally-Regulated Consumer Product | Non-Weatherized, Condensing Ga | 2219 | 292 |  | 08/02/2022 | 64715 | 205961835 | 08/02/2022
Carrier Corp. - Indianapolis | Goettl | N80ESL0902116A | Federally-Regulated Consumer Product | Non-Weatherized, Non-Condensin | 1450 | 246 |  | 08/02/2022 | 87792 | 205961925 | 08/02/2022
Carrier Corp. - Indianapolis | Goettl | F96VTN0601412A | Federally-Regulated Consumer Product | Non-Weatherized, Condensing Ga | 1238 | 249 |  | 08/02/2022 | 39205 | 205961825 | 08/02/2022
Carrier Corp. - Indianapolis | Goettl | G80CTL0902120A* | Federally-Regulated Consumer Product | Non-Weatherized, Non-Condensin | 2488 | 291 |  | 08/02/2022 | 57811 | 205961866 | 08/02/2022
Carrier Corp. - Indianapolis | Goettl | G80CTL0901716A | Federally-Regulated Consumer Product | Non-Weatherized, Non-Condensin | 1632 | 254 |  | 08/02/2022 | 58169 | 205961863 | 08/02/2022
Carrier Corp. - Indianapolis | Goettl | F80CTL0451712A | Federally-Regulated Consumer Product | Non-Weatherized, Non-Condensin | 1379 | 243 |  | 08/02/2022 | 29039 | 205961795 | 08/02/2022
Carrier Corp. - Indianapolis | Goettl | F80CSU0802120A | Federally-Regulated Consumer Product | Non-Weatherized, Non-Condensin | 2499 | 292 |  | 08/02/2022 | 79452 | 205961793 | 08/02/2022
Carrier Corp. - Indianapolis | Goettl | F80CTL1352422A | Federally-Regulated Consumer Product | Non-Weatherized, Non-Condensin | 2422 | 287 |  | 08/02/2022 | 87787 | 205961809 | 08/02/2022
Carrier Corp. - Indianapolis | Goettl | F97CMN1202422A*D | Federally-Regulated Consumer Product | Non-Weatherized, Condensing Ga | 2271 | 295 |  | 08/02/2022 | 48091 | 205961850 | 08/02/2022
Carrier Corp. - Indianapolis | Goettl | F80CTL0702120A* | Federally-Regulated Consumer Product | Non-Weatherized, Non-Condensin | 2239 | 281 |  | 08/02/2022 | 43857 | 205961802 | 08/02/2022
Carrier Corp. - Indianapolis | Goettl | N80ESL1102420A | Federally-Regulated Consumer Product | Non-Weatherized, Non-Condensin | 2027 | 271 |  | 08/02/2022 | 109826 | 205961933 | 08/02/2022
Carrier Corp. - Indianapolis | Goettl | F97CMN0601714A | Federally-Regulated Consumer Product | Non-Weatherized, Condensing Ga | 1392 | 256 |  | 08/02/2022 | 23828 | 205961839 | 08/02/2022
Carrier Corp. - Indianapolis | Goettl | N80ESL0701716A | Federally-Regulated Consumer Product | Non-Weatherized, Non-Condensin | 1613 | 253 |  | 08/02/2022 | 66 | 205961919 | 08/02/2022
Carrier Corp. - Indianapolis | Goettl | F96VTN0801716A | Federally-Regulated Consumer Product | Non-Weatherized, Condensing Ga | 1686 | 269 |  | 08/02/2022 | 51540 | 205961829 | 08/02/2022
Carrier Corp. - Indianapolis | Goettl | F80CTL0702120A | Federally-Regulated Consumer Product | Non-Weatherized, Non-Condensin | 2239 | 281 |  | 08/02/2022 | 43857 | 205961801 | 08/02/2022
Carrier Corp. - Indianapolis | Goettl | F80CTL0902120A* | Federally-Regulated Consumer Product | Non-Weatherized, Non-Condensin | 2488 | 291 |  | 08/02/2022 | 57811 | 205961806 | 08/02/2022
Carrier Corp. - Indianapolis | Goettl | F80CTL1102120A | Federally-Regulated Consumer Product | Non-Weatherized, Non-Condensin | 2281 | 282 |  | 08/02/2022 | 72565 | 205961807 | 08/02/2022
Carrier Corp. - Indianapolis | Goettl | F96VTN1202422A*D | Federally-Regulated Consumer Product | Non-Weatherized, Condensing Ga | 2316 | 297 |  | 08/02/2022 | 77900 | 205961838 | 08/02/2022
Carrier Corp. - Indianapolis | Goettl | G80CTL0451712A | Federally-Regulated Consumer Product | Non-Weatherized, Non-Condensin | 1379 | 243 |  | 08/02/2022 | 29039 | 205961855 | 08/02/2022
Carrier Corp. - Indianapolis | Goettl | F96CTN1202422A*D | Federally-Regulated Consumer Product | Non-Weatherized, Condensing Ga | 2174 | 291 |  | 08/02/2022 | 77589 | 205961820 | 08/02/2022
Carrier Corp. - Indianapolis | Goettl | F97CMN0801714A*D | Federally-Regulated Consumer Product | Non-Weatherized, Condensing Ga | 1403 | 257 |  | 08/02/2022 | 31213 | 205961844 | 08/02/2022
Carrier Corp. - Indianapolis | Goettl | G80CTL0702120A | Federally-Regulated Consumer Product | Non-Weatherized, Non-Condensin | 2239 | 281 |  | 08/02/2022 | 43857 | 205961861 | 08/02/2022
Carrier Corp. - Indianapolis | Goettl | F96CTN1002122A*D | Federally-Regulated Consumer Product | Non-Weatherized, Condensing Ga | 2251 | 294 |  | 08/02/2022 | 64767 | 205961818 | 08/02/2022
Carrier Corp. - Indianapolis | Goettl | F80CTL0701412A | Federally-Regulated Consumer Product | Non-Weatherized, Non-Condensin | 1477 | 247 |  | 08/02/2022 | 42967 | 205961797 | 08/02/2022
Carrier Corp. - Indianapolis | Goettl | F80CSU0601716A | Federally-Regulated Consumer Product | Non-Weatherized, Non-Condensin | 1628 | 254 |  | 08/02/2022 | 59512 | 205961792 | 08/02/2022
Carrier Corp. - Indianapolis | Goettl | G80CSU0601716A | Federally-Regulated Consumer Product | Non-Weatherized, Non-Condensin | 1628 | 254 |  | 08/02/2022 | 59512 | 205961852 | 08/02/2022
Carrier Corp. - Indianapolis | Goettl | N80ESL1102120A* | Federally-Regulated Consumer Product | Non-Weatherized, Non-Condensin | 2177 | 278 |  | 08/02/2022 | 110527 | 205961932 | 08/02/2022
Carrier Corp. - Indianapolis | Goettl | F97CMN1202422A | Federally-Regulated Consumer Product | Non-Weatherized, Condensing Ga | 2271 | 295 |  | 08/02/2022 | 48091 | 205961849 | 08/02/2022
Carrier Corp. - Indianapolis | Goettl | F96CTN1202422A | Federally-Regulated Consumer Product | Non-Weatherized, Condensing Ga | 2174 | 291 |  | 08/02/2022 | 77589 | 205961819 | 08/02/2022
Carrier Corp. - Indianapolis | Goettl | F97CMN0601714A*D | Federally-Regulated Consumer Product | Non-Weatherized, Condensing Ga | 1392 | 256 |  | 08/02/2022 | 23828 | 205961840 | 08/02/2022
Carrier Corp. - Indianapolis | Goettl | F80CTL0701716A | Federally-Regulated Consumer Product | Non-Weatherized, Non-Condensin | 1458 | 246 |  | 08/02/2022 | 43592 | 205961799 | 08/02/2022
Carrier Corp. - Indianapolis | Goettl | N80ESL0901714A | Federally-Regulated Consumer Product | Non-Weatherized, Non-Condensin | 1238 | 236 |  | 08/02/2022 | 88097 | 205961923 | 08/02/2022
Carrier Corp. - Indianapolis | Goettl | G80CTL1102120A | Federally-Regulated Consumer Product | Non-Weatherized, Non-Condensin | 2281 | 282 |  | 08/02/2022 | 72565 | 205961867 | 08/02/2022
Carrier Corp. - Indianapolis | Goettl | F96VTN0401410A | Federally-Regulated Consumer Product | Non-Weatherized, Condensing Ga | 1080 | 243 |  | 08/02/2022 | 26105 | 205961821 | 08/02/2022
Carrier Corp. - Indianapolis | Goettl | G80CSU0401712A | Federally-Regulated Consumer Product | Non-Weatherized, Non-Condensin | 1552 | 250 |  | 08/02/2022 | 39730 | 205961851 | 08/02/2022
Carrier Corp. - Indianapolis | Goettl | G80CSU0802120A | Federally-Regulated Consumer Product | Non-Weatherized, Non-Condensin | 2499 | 292 |  | 08/02/2022 | 79452 | 205961853 | 08/02/2022
Carrier Corp. - Indianapolis | Goettl | F80CTL0901716A | Federally-Regulated Consumer Product | Non-Weatherized, Non-Condensin | 1632 | 254 |  | 08/02/2022 | 58169 | 205961803 | 08/02/2022
Carrier Corp. - Indianapolis | Goettl | N80ESL0902120A | Federally-Regulated Consumer Product | Non-Weatherized, Non-Condensin | 2015 | 271 |  | 08/02/2022 | 88187 | 205961927 | 08/02/2022
Carrier Corp. - Indianapolis | Goettl | F96CTN0801714A | Federally-Regulated Consumer Product | Non-Weatherized, Condensing Ga | 1364 | 255 |  | 08/02/2022 | 52072 | 205961813 | 08/02/2022
Carrier Corp. - Indianapolis | Goettl | N80ESL0701716A* | Federally-Regulated Consumer Product | Non-Weatherized, Non-Condensin | 1613 | 253 |  | 08/02/2022 | 66 | 205961920 | 08/02/2022
Carrier Corp. - Indianapolis | Goettl | F97CMN0602120A*D | Federally-Regulated Consumer Product | Non-Weatherized, Condensing Ga | 1897 | 278 |  | 08/02/2022 | 24235 | 205961842 | 08/02/2022
Carrier Corp. - Indianapolis | Goettl | N80ESL0902116A* | Federally-Regulated Consumer Product | Non-Weatherized, Non-Condensin | 1450 | 246 |  | 08/02/2022 | 87792 | 205961926 | 08/02/2022
Carrier Corp. - Indianapolis | Goettl | F97CMN0802120A | Federally-Regulated Consumer Product | Non-Weatherized, Condensing Ga | 2026 | 284 |  | 08/02/2022 | 31724 | 205961845 | 08/02/2022
Carrier Corp. - Indianapolis | Goettl | F96VTN1002122A*D | Federally-Regulated Consumer Product | Non-Weatherized, Condensing Ga | 2219 | 292 |  | 08/02/2022 | 64715 | 205961836 | 08/02/2022
Carrier Corp. - Indianapolis | Goettl | F96VTN0801716A*D | Federally-Regulated Consumer Product | Non-Weatherized, Condensing Ga | 1686 | 269 |  | 08/02/2022 | 51540 | 205961830 | 08/02/2022
Carrier Corp. - Indianapolis | Goettl | G80CTL1352422A | Federally-Regulated Consumer Product | Non-Weatherized, Non-Condensin | 2422 | 287 |  | 08/02/2022 | 87787 | 205961869 | 08/02/2022
Carrier Corp. - Indianapolis | Goettl | G80CTL0451712A* | Federally-Regulated Consumer Product | Non-Weatherized, Non-Condensin | 1379 | 243 |  | 08/02/2022 | 29039 | 205961856 | 08/02/2022
Carrier Corp. - Indianapolis | Goettl | F96VTN0601412A*D | Federally-Regulated Consumer Product | Non-Weatherized, Condensing Ga | 1238 | 249 |  | 08/02/2022 | 39205 | 205961826 | 08/02/2022
Carrier Corp. - Indianapolis | Goettl | G80CTL1352422A* | Federally-Regulated Consumer Product | Non-Weatherized, Non-Condensin | 2422 | 287 |  | 08/02/2022 | 87787 | 205961870 | 08/02/2022
Carrier Corp. - Indianapolis | Goettl | F96VTN0601714A | Federally-Regulated Consumer Product | Non-Weatherized, Condensing Ga | 1459 | 259 |  | 08/02/2022 | 39051 | 205961827 | 08/02/2022
Carrier Corp. - Indianapolis | Goettl | F80CTL1352422A* | Federally-Regulated Consumer Product | Non-Weatherized, Non-Condensin | 2422 | 287 |  | 08/02/2022 | 87787 | 205961810 | 08/02/2022
Carrier Corp. - Indianapolis | Goettl | N80ESL1102120A | Federally-Regulated Consumer Product | Non-Weatherized, Non-Condensin | 2177 | 278 |  | 08/02/2022 | 110527 | 205961931 | 08/02/2022
Carrier Corp. - Indianapolis | Goettl | F80CSU0401712A | Federally-Regulated Consumer Product | Non-Weatherized, Non-Condensin | 1552 | 250 |  | 08/02/2022 | 39730 | 205961791 | 08/02/2022
Carrier Corp. - Indianapolis | Goettl | F96VTN0802120A | Federally-Regulated Consumer Product | Non-Weatherized, Condensing Ga | 2043 | 285 |  | 08/02/2022 | 52228 | 205961831 | 08/02/2022
Carrier Corp. - Indianapolis | Goettl | G96CTN0601714A*D | Federally-Regulated Consumer Product | Non-Weatherized, Condensing Ga | 1364 | 255 |  | 08/02/2022 | 38749 | 205961872 | 08/02/2022
Carrier Corp. - Indianapolis | Goettl | N80ESL0902420A* | Federally-Regulated Consumer Product | Non-Weatherized, Non-Condensin | 1987 | 269 |  | 08/02/2022 | 88320 | 205961930 | 08/02/2022
Carrier Corp. - Indianapolis | Goettl | F96CTN0802120A | Federally-Regulated Consumer Product | Non-Weatherized, Condensing Ga | 2095 | 287 |  | 08/02/2022 | 52507 | 205961815 | 08/02/2022
Carrier Corp. - Indianapolis | Goettl | F96VTN1002120A | Federally-Regulated Consumer Product | Non-Weatherized, Condensing Ga | 2106 | 288 |  | 08/02/2022 | 65205 | 205961833 | 08/02/2022
Carrier Corp. - Indianapolis | Goettl | F96CTN0801714A*D | Federally-Regulated Consumer Product | Non-Weatherized, Condensing Ga | 1364 | 255 |  | 08/02/2022 | 52072 | 205961814 | 08/02/2022
Carrier Corp. - Indianapolis | Goettl | G80CTL0701412A* | Federally-Regulated Consumer Product | Non-Weatherized, Non-Condensin | 1477 | 247 |  | 08/02/2022 | 42967 | 205961858 | 08/02/2022
Carrier Corp. - Indianapolis | Goettl | F80CTL0701716A* | Federally-Regulated Consumer Product | Non-Weatherized, Non-Condensin | 1458 | 246 |  | 08/02/2022 | 43592 | 205961800 | 08/02/2022
Carrier Corp. - Indianapolis | Goettl | F96CTN0601714A*D | Federally-Regulated Consumer Product | Non-Weatherized, Condensing Ga | 1364 | 255 |  | 08/02/2022 | 38749 | 205961812 | 08/02/2022
Carrier Corp. - Indianapolis | Goettl | G80CTL0701716A | Federally-Regulated Consumer Product | Non-Weatherized, Non-Condensin | 1458 | 246 |  | 08/02/2022 | 43592 | 205961859 | 08/02/2022
Carrier Corp. - Indianapolis | Goettl | G80CTL0902120A | Federally-Regulated Consumer Product | Non-Weatherized, Non-Condensin | 2488 | 291 |  | 08/02/2022 | 57811 | 205961865 | 08/02/2022
Carrier Corp. - Indianapolis | Goettl | F96VTN0401712A | Federally-Regulated Consumer Product | Non-Weatherized, Condensing Ga | 1075 | 242 |  | 08/02/2022 | 25768 | 205961823 | 08/02/2022
Carrier Corp. - Indianapolis | Goettl | F96VTN0601714A*D | Federally-Regulated Consumer Product | Non-Weatherized, Condensing Ga | 1459 | 259 |  | 08/02/2022 | 39051 | 205961828 | 08/02/2022
Carrier Corp. - Indianapolis | Goettl | F97CMN1002122A | Federally-Regulated Consumer Product | Non-Weatherized, Condensing Ga | 2192 | 291 |  | 08/02/2022 | 39903 | 205961847 | 08/02/2022
Carrier Corp. - Indianapolis | Goettl | F80CTL0902120A | Federally-Regulated Consumer Product | Non-Weatherized, Non-Condensin | 2488 | 291 |  | 08/02/2022 | 57811 | 205961805 | 08/02/2022
Carrier Corp. - Indianapolis | Goettl | F97CMN0801714A | Federally-Regulated Consumer Product | Non-Weatherized, Condensing Ga | 1403 | 257 |  | 08/02/2022 | 31213 | 205961843 | 08/02/2022
Carrier Corp. - Indianapolis | Goettl | N80ESL0902420A | Federally-Regulated Consumer Product | Non-Weatherized, Non-Condensin | 1987 | 269 |  | 08/02/2022 | 88320 | 205961929 | 08/02/2022
Carrier Corp. - Indianapolis | Goettl | PGS442090K**0G* | Federally-Regulated Consumer Product | Weatherized Non-Condensing Gas | 1514 | 266 |  | 08/02/2022 | 90002 | 205962187 | 08/02/2022
Carrier Corp. - Indianapolis | Goettl | PGR542090K**2G* | Federally-Regulated Consumer Product | Weatherized Non-Condensing Gas | 1478 | 264 |  | 08/02/2022 | 90299 | 207335471 | 08/02/2022
Carrier Corp. - Indianapolis | Goettl | PGS436060K**1G* | Federally-Regulated Consumer Product | Weatherized Non-Condensing Gas | 1508 | 265 |  | 08/02/2022 | 60188 | 205962180 | 08/02/2022
Carrier Corp. - Indianapolis | Goettl | PDS442090K**0G* | Federally-Regulated Consumer Product | Weatherized Non-Condensing Gas | 1514 | 266 |  | 08/02/2022 | 90002 | 205962092 | 08/02/2022
Carrier Corp. - Indianapolis | Goettl | PGR536060K**2G* | Federally-Regulated Consumer Product | Weatherized Non-Condensing Gas | 1489 | 264 |  | 08/02/2022 | 60874 | 207335469 | 08/02/2022
Carrier Corp. - Indianapolis | Goettl | PDS436060K**1G* | Federally-Regulated Consumer Product | Weatherized Non-Condensing Gas | 1687 | 273 |  | 08/02/2022 | 60973 | 205962087 | 08/02/2022
Carrier Corp. - Indianapolis | Goettl | PGS424060K**0G* | Federally-Regulated Consumer Product | Weatherized Non-Condensing Gas | 1285 | 256 |  | 08/02/2022 | 60738 | 205962171 | 08/02/2022
Carrier Corp. - Indianapolis | Goettl | PDS424060K**1G* | Federally-Regulated Consumer Product | Weatherized Non-Condensing Gas | 1285 | 256 |  | 08/02/2022 | 60738 | 205962081 | 08/02/2022
Carrier Corp. - Indianapolis | Goettl | PGS436090K**1G* | Federally-Regulated Consumer Product | Weatherized Non-Condensing Gas | 1485 | 264 |  | 08/02/2022 | 90132 | 205962183 | 08/02/2022
Carrier Corp. - Indianapolis | Goettl | PGR548090K**2G* | Federally-Regulated Consumer Product | Weatherized Non-Condensing Gas | 1628 | 270 |  | 08/02/2022 | 90600 | 207335472 | 08/02/2022
Carrier Corp. - Indianapolis | Goettl | PDS430040K**0G* | Federally-Regulated Consumer Product | Weatherized Non-Condensing Gas | 1217 | 253 |  | 08/02/2022 | 40800 | 205962082 | 08/02/2022
Carrier Corp. - Indianapolis | Goettl | PDS430060K**1G* | Federally-Regulated Consumer Product | Weatherized Non-Condensing Gas | 1285 | 256 |  | 08/02/2022 | 60738 | 205962085 | 08/02/2022
Carrier Corp. - Indianapolis | Goettl | PDS436090K**1G* | Federally-Regulated Consumer Product | Weatherized Non-Condensing Gas | 1584 | 269 |  | 08/02/2022 | 90364 | 205962089 | 08/02/2022
Carrier Corp. - Indianapolis | Goettl | PDS442060K**1G* | Federally-Regulated Consumer Product | Weatherized Non-Condensing Gas | 1514 | 266 |  | 08/02/2022 | 60394 | 205962091 | 08/02/2022
Carrier Corp. - Indianapolis | Goettl | G80VTL1102122A* | Federally-Regulated Consumer Product | Non-Weatherized, Non-Condensin | 2435 | 289 |  | 08/02/2022 | 72702 | 207207231 | 08/02/2022
Carrier Corp. - Indianapolis | Goettl | PDS442060K**0G* | Federally-Regulated Consumer Product | Weatherized Non-Condensing Gas | 1514 | 266 |  | 08/02/2022 | 60394 | 205962090 | 08/02/2022
Carrier Corp. - Indianapolis | Goettl | PDD460130K**1G* | Federally-Regulated Consumer Product | Weatherized Non-Condensing Gas | 2025 | 288 |  | 08/02/2022 | 126976 | 205962077 | 08/02/2022
Carrier Corp. - Indianapolis | Goettl | PGR542060K**2G* | Federally-Regulated Consumer Product | Weatherized Non-Condensing Gas | 1489 | 264 |  | 08/02/2022 | 60874 | 207335470 | 08/02/2022
Carrier Corp. - Indianapolis | Goettl | PGR560090K**2G* | Federally-Regulated Consumer Product | Weatherized Non-Condensing Gas | 1837 | 279 |  | 08/02/2022 | 90615 | 207335473 | 08/02/2022
Carrier Corp. - Indianapolis | Goettl | PGS430060K**1H* | Federally-Regulated Consumer Product | Weatherized Non-Condensing Gas | 1285 | 256 |  | 08/02/2022 | 60738 | 205962177 | 08/02/2022
Carrier Corp. - Indianapolis | Goettl | PDS436060K**0G* | Federally-Regulated Consumer Product | Weatherized Non-Condensing Gas | 1687 | 273 |  | 08/02/2022 | 60973 | 205962086 | 08/02/2022
Carrier Corp. - Indianapolis | Goettl | PGS436060K**0G* | Federally-Regulated Consumer Product | Weatherized Non-Condensing Gas | 1508 | 265 |  | 08/02/2022 | 60188 | 205962179 | 08/02/2022
Carrier Corp. - Indianapolis | Goettl | PDS436090K**0G* | Federally-Regulated Consumer Product | Weatherized Non-Condensing Gas | 1584 | 269 |  | 08/02/2022 | 90364 | 205962088 | 08/02/2022
Carrier Corp. - Indianapolis | Goettl | N95ESN1002122A*D | Federally-Regulated Consumer Product | Non-Weatherized, Condensing Ga | 2017 | 283 |  | 08/02/2022 | 99705 | 205962022 | 08/02/2022
Carrier Corp. - Indianapolis | Goettl | N95ESN0601412A | Federally-Regulated Consumer Product | Non-Weatherized, Condensing Ga | 1176 | 247 |  | 08/02/2022 | 59961 | 205961999 | 08/02/2022
Carrier Corp. - Indianapolis | Goettl | PDS448115K**0G* | Federally-Regulated Consumer Product | Weatherized Non-Condensing Gas | 1989 | 287 |  | 08/02/2022 | 115206 | 205962096 | 08/02/2022
Carrier Corp. - Indianapolis | Goettl | N96VSN0401712A*D | Federally-Regulated Consumer Product | Non-Weatherized, Condensing Ga | 1103 | 243 |  | 08/02/2022 | 39803 | 205962037 | 08/02/2022
Carrier Corp. - Indianapolis | Goettl | PDS460090K**1G* | Federally-Regulated Consumer Product | Weatherized Non-Condensing Gas | 2222 | 297 |  | 08/02/2022 | 90150 | 205962101 | 08/02/2022
Carrier Corp. - Indianapolis | Goettl | N95ESN0601714A*D | Federally-Regulated Consumer Product | Non-Weatherized, Condensing Ga | 1346 | 254 |  | 08/02/2022 | 60102 | 205962006 | 08/02/2022
Carrier Corp. - Indianapolis | Goettl | N95ESN0802120A**D | Federally-Regulated Consumer Product | Mobile Home Non-Weatherized, C | 1837 | 276 |  | 08/02/2022 | 79777 | 205962013 | 08/02/2022
Carrier Corp. - Indianapolis | Goettl | PDD424060K**0G* | Federally-Regulated Consumer Product | Weatherized Non-Condensing Gas | 1285 | 256 |  | 08/02/2022 | 60738 | 205962052 | 08/02/2022
Carrier Corp. - Indianapolis | Goettl | PDS448130K**0G* | Federally-Regulated Consumer Product | Weatherized Non-Condensing Gas | 2113 | 292 |  | 08/02/2022 | 127041 | 205962098 | 08/02/2022
Carrier Corp. - Indianapolis | Goettl | N96VSN1002120A | Federally-Regulated Consumer Product | Non-Weatherized, Condensing Ga | 2188 | 291 |  | 08/02/2022 | 99935 | 205962046 | 08/02/2022
Carrier Corp. - Indianapolis | Goettl | PDS460130K**1G* | Federally-Regulated Consumer Product | Weatherized Non-Condensing Gas | 2025 | 288 |  | 08/02/2022 | 126976 | 205962105 | 08/02/2022
Carrier Corp. - Indianapolis | Goettl | PDS448130K**1G* | Federally-Regulated Consumer Product | Weatherized Non-Condensing Gas | 2113 | 292 |  | 08/02/2022 | 127041 | 205962099 | 08/02/2022
Carrier Corp. - Indianapolis | Goettl | PDS460115K**1G* | Federally-Regulated Consumer Product | Weatherized Non-Condensing Gas | 2187 | 295 |  | 08/02/2022 | 115163 | 205962103 | 08/02/2022
Carrier Corp. - Indianapolis | Goettl | PDS448090K**0G* | Federally-Regulated Consumer Product | Weatherized Non-Condensing Gas | 2067 | 290 |  | 08/02/2022 | 90607 | 205962094 | 08/02/2022
Carrier Corp. - Indianapolis | Goettl | N95ESU0802120A | Federally-Regulated Consumer Product | Non-Weatherized, Condensing Ga | 2136 | 289 |  | 08/02/2022 | 79889 | 205962031 | 08/02/2022
Carrier Corp. - Indianapolis | Goettl | N95ESN0601714A**D | Federally-Regulated Consumer Product | Mobile Home Non-Weatherized, C | 1346 | 254 |  | 08/02/2022 | 60102 | 205962005 | 08/02/2022
Carrier Corp. - Indianapolis | Goettl | N95ESN1402422A*D | Federally-Regulated Consumer Product | Non-Weatherized, Condensing Ga | 2328 | 297 |  | 08/02/2022 | 139741 | 205962028 | 08/02/2022
Carrier Corp. - Indianapolis | Goettl | N96VSN0601714A*D | Federally-Regulated Consumer Product | Non-Weatherized, Condensing Ga | 1591 | 265 |  | 08/02/2022 | 60186 | 205962041 | 08/02/2022
Carrier Corp. - Indianapolis | Goettl | PGD430040K**0H* | Federally-Regulated Consumer Product | Weatherized Non-Condensing Gas | 1217 | 253 |  | 08/02/2022 | 40800 | 205962111 | 08/02/2022
Carrier Corp. - Indianapolis | Goettl | N95ESN0601714A* | Federally-Regulated Consumer Product | Mobile Home Non-Weatherized, C | 1346 | 254 |  | 08/02/2022 | 60102 | 205962004 | 08/02/2022
Carrier Corp. - Indianapolis | Goettl | PGD436060K**2G* | Federally-Regulated Consumer Product | Weatherized Non-Condensing Gas | 1642 | 271 |  | 08/02/2022 | 60562 | 205962118 | 08/02/2022
Carrier Corp. - Indianapolis | Goettl | N95ESN1002120A* | Federally-Regulated Consumer Product | Mobile Home Non-Weatherized, C | 2102 | 287 |  | 08/02/2022 | 99999 | 205962016 | 08/02/2022
Carrier Corp. - Indianapolis | Goettl | N96VSN0601714A | Federally-Regulated Consumer Product | Non-Weatherized, Condensing Ga | 1591 | 265 |  | 08/02/2022 | 60186 | 205962040 | 08/02/2022
Carrier Corp. - Indianapolis | Goettl | N95ESN1002122A | Federally-Regulated Consumer Product | Non-Weatherized, Condensing Ga | 2017 | 283 |  | 08/02/2022 | 99705 | 205962019 | 08/02/2022
Carrier Corp. - Indianapolis | Goettl | N96VSN1002120A*D | Federally-Regulated Consumer Product | Non-Weatherized, Condensing Ga | 2188 | 291 |  | 08/02/2022 | 99935 | 205962047 | 08/02/2022
Carrier Corp. - Indianapolis | Goettl | N96VSN0801716A*D | Federally-Regulated Consumer Product | Non-Weatherized, Condensing Ga | 1766 | 272 |  | 08/02/2022 | 80180 | 205962043 | 08/02/2022
Carrier Corp. - Indianapolis | Goettl | PDD424040K**0G* | Federally-Regulated Consumer Product | Weatherized Non-Condensing Gas | 1217 | 253 |  | 08/02/2022 | 40800 | 205962050 | 08/02/2022
Carrier Corp. - Indianapolis | Goettl | N95ESN1202422A*D | Federally-Regulated Consumer Product | Non-Weatherized, Condensing Ga | 2161 | 290 |  | 08/02/2022 | 119834 | 205962026 | 08/02/2022
Carrier Corp. - Indianapolis | Goettl | PGD424040K**0G* | Federally-Regulated Consumer Product | Weatherized Non-Condensing Gas | 1217 | 253 |  | 08/02/2022 | 40800 | 205962106 | 08/02/2022
Carrier Corp. - Indianapolis | Goettl | PDS460115K**0G* | Federally-Regulated Consumer Product | Weatherized Non-Condensing Gas | 2187 | 295 |  | 08/02/2022 | 115163 | 205962102 | 08/02/2022
Carrier Corp. - Indianapolis | Goettl | N96VSN0401410A | Federally-Regulated Consumer Product | Non-Weatherized, Condensing Ga | 1075 | 242 |  | 08/02/2022 | 40086 | 205962034 | 08/02/2022
Carrier Corp. - Indianapolis | Goettl | N95ESN0601412A*D | Federally-Regulated Consumer Product | Non-Weatherized, Condensing Ga | 1176 | 247 |  | 08/02/2022 | 59961 | 205962002 | 08/02/2022
Carrier Corp. - Indianapolis | Goettl | PGD424040K**1G* | Federally-Regulated Consumer Product | Weatherized Non-Condensing Gas | 1217 | 253 |  | 08/02/2022 | 40800 | 205962107 | 08/02/2022
Carrier Corp. - Indianapolis | Goettl | N95ESN0802120A* | Federally-Regulated Consumer Product | Mobile Home Non-Weatherized, C | 1837 | 276 |  | 08/02/2022 | 79777 | 205962012 | 08/02/2022
Carrier Corp. - Indianapolis | Goettl | N96VSN0401712A | Federally-Regulated Consumer Product | Non-Weatherized, Condensing Ga | 1103 | 243 |  | 08/02/2022 | 39803 | 205962036 | 08/02/2022
Carrier Corp. - Indianapolis | Goettl | N96VSN0802120A | Federally-Regulated Consumer Product | Non-Weatherized, Condensing Ga | 2231 | 293 |  | 08/02/2022 | 79961 | 205962044 | 08/02/2022
Carrier Corp. - Indianapolis | Goettl | N95ESN0801716A | Federally-Regulated Consumer Product | Non-Weatherized, Condensing Ga | 1771 | 273 |  | 08/02/2022 | 80331 | 205962007 | 08/02/2022
Carrier Corp. - Indianapolis | Goettl | N95ESN1002122A**D | Federally-Regulated Consumer Product | Mobile Home Non-Weatherized, C | 2017 | 283 |  | 08/02/2022 | 99705 | 205962021 | 08/02/2022
Carrier Corp. - Indianapolis | Goettl | N96VSN0601412A*D | Federally-Regulated Consumer Product | Non-Weatherized, Condensing Ga | 1224 | 248 |  | 08/02/2022 | 59736 | 205962039 | 08/02/2022
Carrier Corp. - Indianapolis | Goettl | PDD430060K**0G* | Federally-Regulated Consumer Product | Weatherized Non-Condensing Gas | 1285 | 256 |  | 08/02/2022 | 60738 | 205962056 | 08/02/2022
Carrier Corp. - Indianapolis | Goettl | PGD424060K**2G* | Federally-Regulated Consumer Product | Weatherized Non-Condensing Gas | 1329 | 257 |  | 08/02/2022 | 60245 | 205962110 | 08/02/2022
Carrier Corp. - Indianapolis | Goettl | N95ESU0601716A | Federally-Regulated Consumer Product | Non-Weatherized, Condensing Ga | 1521 | 262 |  | 08/02/2022 | 59594 | 205962030 | 08/02/2022
Carrier Corp. - Indianapolis | Goettl | N96VSN0401410A*D | Federally-Regulated Consumer Product | Non-Weatherized, Condensing Ga | 1075 | 242 |  | 08/02/2022 | 40086 | 205962035 | 08/02/2022
Carrier Corp. - Indianapolis | Goettl | PGD430060K**1H* | Federally-Regulated Consumer Product | Weatherized Non-Condensing Gas | 1285 | 256 |  | 08/02/2022 | 60738 | 205962114 | 08/02/2022
Carrier Corp. - Indianapolis | Goettl | PGD430040K**1H* | Federally-Regulated Consumer Product | Weatherized Non-Condensing Gas | 1217 | 253 |  | 08/02/2022 | 40800 | 205962112 | 08/02/2022
Carrier Corp. - Indianapolis | Goettl | PGD424060K**1G* | Federally-Regulated Consumer Product | Weatherized Non-Condensing Gas | 1285 | 256 |  | 08/02/2022 | 60738 | 205962109 | 08/02/2022
Carrier Corp. - Indianapolis | Goettl | N95ESN0802120A*D | Federally-Regulated Consumer Product | Non-Weatherized, Condensing Ga | 1837 | 276 |  | 08/02/2022 | 79777 | 205962014 | 08/02/2022
Carrier Corp. - Indianapolis | Goettl | PDS448090K**1G* | Federally-Regulated Consumer Product | Weatherized Non-Condensing Gas | 2067 | 290 |  | 08/02/2022 | 90607 | 205962095 | 08/02/2022
Carrier Corp. - Indianapolis | Goettl | N95ESN1002120A | Federally-Regulated Consumer Product | Non-Weatherized, Condensing Ga | 2102 | 287 |  | 08/02/2022 | 99999 | 205962015 | 08/02/2022
Carrier Corp. - Indianapolis | Goettl | N95ESN0801716A**D | Federally-Regulated Consumer Product | Mobile Home Non-Weatherized, C | 1771 | 273 |  | 08/02/2022 | 80331 | 205962009 | 08/02/2022
Carrier Corp. - Indianapolis | Goettl | N96VSN1202422A*D | Federally-Regulated Consumer Product | Non-Weatherized, Condensing Ga | 2331 | 297 |  | 08/02/2022 | 119569 | 205962049 | 08/02/2022
Carrier Corp. - Indianapolis | Goettl | PDS460090K**0G* | Federally-Regulated Consumer Product | Weatherized Non-Condensing Gas | 2222 | 297 |  | 08/02/2022 | 90150 | 205962100 | 08/02/2022
Carrier Corp. - Indianapolis | Goettl | PDD424060K**1G* | Federally-Regulated Consumer Product | Weatherized Non-Condensing Gas | 1285 | 256 |  | 08/02/2022 | 60738 | 205962053 | 08/02/2022
Carrier Corp. - Indianapolis | Goettl | N95ESN1202422A | Federally-Regulated Consumer Product | Non-Weatherized, Condensing Ga | 2161 | 290 |  | 08/02/2022 | 119834 | 205962023 | 08/02/2022
Carrier Corp. - Indianapolis | Goettl | PGD424060K**0G* | Federally-Regulated Consumer Product | Weatherized Non-Condensing Gas | 1285 | 256 |  | 08/02/2022 | 60738 | 205962108 | 08/02/2022
Carrier Corp. - Indianapolis | Goettl | N95ESN1202422A**D | Federally-Regulated Consumer Product | Mobile Home Non-Weatherized, C | 2161 | 290 |  | 08/02/2022 | 119834 | 205962025 | 08/02/2022
Carrier Corp. - Indianapolis | Goettl | PDD424040K**1G* | Federally-Regulated Consumer Product | Weatherized Non-Condensing Gas | 1217 | 253 |  | 08/02/2022 | 40800 | 205962051 | 08/02/2022
Carrier Corp. - Indianapolis | Goettl | PGD430060K**2H* | Federally-Regulated Consumer Product | Weatherized Non-Condensing Gas | 1265 | 254 |  | 08/02/2022 | 60262 | 205962115 | 08/02/2022
Carrier Corp. - Indianapolis | Goettl | N95ESN1002120A**D | Federally-Regulated Consumer Product | Mobile Home Non-Weatherized, C | 2102 | 287 |  | 08/02/2022 | 99999 | 205962017 | 08/02/2022
Carrier Corp. - Indianapolis | Goettl | PDS448115K**1G* | Federally-Regulated Consumer Product | Weatherized Non-Condensing Gas | 1989 | 287 |  | 08/02/2022 | 115206 | 205962097 | 08/02/2022
Carrier Corp. - Indianapolis | Goettl | N95ESU0401712A | Federally-Regulated Consumer Product | Non-Weatherized, Condensing Ga | 1165 | 196 |  | 08/02/2022 | 40027 | 205962029 | 08/02/2022
Carrier Corp. - Indianapolis | Goettl | N95ESU1002120A | Federally-Regulated Consumer Product | Non-Weatherized, Condensing Ga | 2085 | 287 |  | 08/02/2022 | 99583 | 205962032 | 08/02/2022
Carrier Corp. - Indianapolis | Goettl | N96VSN0601412A | Federally-Regulated Consumer Product | Non-Weatherized, Condensing Ga | 1224 | 248 |  | 08/02/2022 | 59736 | 205962038 | 08/02/2022
Carrier Corp. - Indianapolis | Goettl | N95ESN1402422A | Federally-Regulated Consumer Product | Non-Weatherized, Condensing Ga | 2328 | 297 |  | 08/02/2022 | 139741 | 205962027 | 08/02/2022
Carrier Corp. - Indianapolis | Goettl | N96VSN0801716A | Federally-Regulated Consumer Product | Non-Weatherized, Condensing Ga | 1766 | 272 |  | 08/02/2022 | 80180 | 205962042 | 08/02/2022
Carrier Corp. - Indianapolis | Goettl | N95ESN0801716A* | Federally-Regulated Consumer Product | Mobile Home Non-Weatherized, C | 1771 | 273 |  | 08/02/2022 | 80331 | 205962008 | 08/02/2022
Carrier Corp. - Indianapolis | Goettl | N95ESN0801716A*D | Federally-Regulated Consumer Product | Non-Weatherized, Condensing Ga | 1771 | 273 |  | 08/02/2022 | 80331 | 205962010 | 08/02/2022
Carrier Corp. - Indianapolis | Goettl | PGD436090K**0G* | Federally-Regulated Consumer Product | Weatherized Non-Condensing Gas | 1485 | 264 |  | 08/02/2022 | 90132 | 205962119 | 08/02/2022
Carrier Corp. - Indianapolis | Goettl | N95ESN0601412A* | Federally-Regulated Consumer Product | Mobile Home Non-Weatherized, C | 1176 | 247 |  | 08/02/2022 | 59961 | 205962000 | 08/02/2022
Carrier Corp. - Indianapolis | Goettl | N95ESN0601412A**D | Federally-Regulated Consumer Product | Mobile Home Non-Weatherized, C | 1176 | 247 |  | 08/02/2022 | 59961 | 205962001 | 08/02/2022
Carrier Corp. - Indianapolis | Goettl | N96VSN1202422A | Federally-Regulated Consumer Product | Non-Weatherized, Condensing Ga | 2331 | 297 |  | 08/02/2022 | 119569 | 205962048 | 08/02/2022
Carrier Corp. - Indianapolis | Goettl | PDS460130K**0G* | Federally-Regulated Consumer Product | Weatherized Non-Condensing Gas | 2025 | 288 |  | 08/02/2022 | 126976 | 205962104 | 08/02/2022
Carrier Corp. - Indianapolis | Goettl | N95ESN1002122A* | Federally-Regulated Consumer Product | Mobile Home Non-Weatherized, C | 2017 | 283 |  | 08/02/2022 | 99705 | 205962020 | 08/02/2022
Carrier Corp. - Indianapolis | Goettl | N95ESN0601714A | Federally-Regulated Consumer Product | Non-Weatherized, Condensing Ga | 1346 | 254 |  | 08/02/2022 | 60102 | 205962003 | 08/02/2022
Carrier Corp. - Indianapolis | Goettl | N96VSN0802120A*D | Federally-Regulated Consumer Product | Non-Weatherized, Condensing Ga | 2231 | 293 |  | 08/02/2022 | 79961 | 205962045 | 08/02/2022
Carrier Corp. - Indianapolis | Goettl | N95ESU1002122A | Federally-Regulated Consumer Product | Non-Weatherized, Condensing Ga | 2019 | 283 |  | 08/02/2022 | 99431 | 205962033 | 08/02/2022
Carrier Corp. - Indianapolis | Goettl | PDS442090K**1G* | Federally-Regulated Consumer Product | Weatherized Non-Condensing Gas | 1514 | 266 |  | 08/02/2022 | 90002 | 205962093 | 08/02/2022
Carrier Corp. - Indianapolis | Goettl | N95ESN1202422A* | Federally-Regulated Consumer Product | Mobile Home Non-Weatherized, C | 2161 | 290 |  | 08/02/2022 | 119834 | 205962024 | 08/02/2022
Carrier Corp. - Indianapolis | Goettl | N95ESN1002120A*D | Federally-Regulated Consumer Product | Non-Weatherized, Condensing Ga | 2102 | 287 |  | 08/02/2022 | 99999 | 205962018 | 08/02/2022
Carrier Corp. - Indianapolis | Goettl | G97CMN1002122A | Federally-Regulated Consumer Product | Non-Weatherized, Condensing Ga | 2192 | 291 |  | 08/02/2022 | 39903 | 205961907 | 08/02/2022
Carrier Corp. - Indianapolis | Goettl | N80ESL0701712A | Federally-Regulated Consumer Product | Non-Weatherized, Non-Condensin | 1051 | 228 |  | 08/02/2022 | 65904 | 205961917 | 08/02/2022
Carrier Corp. - Indianapolis | Goettl | G97CMN1202422A | Federally-Regulated Consumer Product | Non-Weatherized, Condensing Ga | 2271 | 295 |  | 08/02/2022 | 48091 | 205961909 | 08/02/2022
Carrier Corp. - Indianapolis | Goettl | N80ESL0701412A* | Federally-Regulated Consumer Product | Non-Weatherized, Non-Condensin | 1106 | 231 |  | 08/02/2022 | 65995 | 205961916 | 08/02/2022
Carrier Corp. - Indianapolis | Goettl | N80ESL0701412A | Federally-Regulated Consumer Product | Non-Weatherized, Non-Condensin | 1106 | 231 |  | 08/02/2022 | 65995 | 205961915 | 08/02/2022
Carrier Corp. - Indianapolis | Goettl | N80ESL0451412A* | Federally-Regulated Consumer Product | Non-Weatherized, Non-Condensin | 1083 | 230 |  | 08/02/2022 | 43761 | 205961912 | 08/02/2022
Carrier Corp. - Indianapolis | Goettl | N95ESN0401712A*D | Federally-Regulated Consumer Product | Non-Weatherized, Condensing Ga | 998 | 239 |  | 08/02/2022 | 40139 | 205961998 | 08/02/2022
Carrier Corp. - Indianapolis | Goettl | N80ESL0451712A* | Federally-Regulated Consumer Product | Non-Weatherized, Non-Condensin | 1206 | 235 |  | 08/02/2022 | 44058 | 205961914 | 08/02/2022
Carrier Corp. - Indianapolis | Goettl | N92ESN1002122A | Federally-Regulated Consumer Product | Non-Weatherized, Condensing Ga | 1993 | 282 |  | 08/02/2022 | 99627 | 205961985 | 08/02/2022
Carrier Corp. - Indianapolis | Goettl | N95ESN0401712A* | Federally-Regulated Consumer Product | Mobile Home Non-Weatherized, C | 998 | 239 |  | 08/02/2022 | 40139 | 205961996 | 08/02/2022
Carrier Corp. - Indianapolis | Goettl | N80ESL0701712A* | Federally-Regulated Consumer Product | Non-Weatherized, Non-Condensin | 1051 | 228 |  | 08/02/2022 | 65904 | 205961918 | 08/02/2022
Carrier Corp. - Indianapolis | Goettl | N80ESL0451712A | Federally-Regulated Consumer Product | Non-Weatherized, Non-Condensin | 1206 | 235 |  | 08/02/2022 | 44058 | 205961913 | 08/02/2022
Carrier Corp. - Indianapolis | Goettl | N95ESN0401712A**D | Federally-Regulated Consumer Product | Mobile Home Non-Weatherized, C | 998 | 239 |  | 08/02/2022 | 40139 | 205961997 | 08/02/2022
Carrier Corp. - Indianapolis | Goettl | N95ESN0401712A | Federally-Regulated Consumer Product | Non-Weatherized, Condensing Ga | 998 | 239 |  | 08/02/2022 | 40139 | 205961995 | 08/02/2022
Carrier Corp. - Indianapolis | Goettl | G97CMN0801714A*D | Federally-Regulated Consumer Product | Non-Weatherized, Condensing Ga | 1403 | 257 |  | 08/02/2022 | 31213 | 205961904 | 08/02/2022
Carrier Corp. - Indianapolis | Goettl | PGS442090K**2G* | Federally-Regulated Consumer Product | Weatherized Non-Condensing Gas | 1515 | 265 |  | 08/02/2022 | 90160 | 205962189 | 08/02/2022
Carrier Corp. - Indianapolis | Goettl | F95CSU1002122A | Federally-Regulated Consumer Product | Non-Weatherized, Condensing Ga | 2271 | 273 |  | 08/02/2022 | 99648 | 206349948 | 08/02/2022
Carrier Corp. - Indianapolis | Goettl | PGS442060K**0G* | Federally-Regulated Consumer Product | Weatherized Non-Condensing Gas | 1514 | 266 |  | 08/02/2022 | 60394 | 205962184 | 08/02/2022
Carrier Corp. - Indianapolis | Goettl | G80VTL1102122A | Federally-Regulated Consumer Product | Non-Weatherized, Non-Condensin | 2435 | 289 |  | 08/02/2022 | 72702 | 207207230 | 08/02/2022
Carrier Corp. - Indianapolis | Goettl | PGS448090K**0G* | Federally-Regulated Consumer Product | Weatherized Non-Condensing Gas | 2067 | 290 |  | 08/02/2022 | 90607 | 205962190 | 08/02/2022
Carrier Corp. - Indianapolis | Goettl | PGR524060K**2G* | Federally-Regulated Consumer Product | Weatherized Non-Condensing Gas | 1136 | 248 |  | 08/02/2022 | 59157 | 207335467 | 08/02/2022
Carrier Corp. - Indianapolis | Goettl | G80VTL0451412A | Federally-Regulated Consumer Product | Non-Weatherized, Non-Condensin | 1205 | 235 |  | 08/02/2022 | 28909 | 207207224 | 08/02/2022
Carrier Corp. - Indianapolis | Goettl | F80VTL0701716A* | Federally-Regulated Consumer Product | Non-Weatherized, Non-Condensin | 1813 | 262 |  | 08/02/2022 | 43434 | 207207179 | 08/02/2022
Carrier Corp. - Indianapolis | Goettl | G95CSU0802120A | Federally-Regulated Consumer Product | Non-Weatherized, Condensing Ga | 2223 | 247 |  | 08/02/2022 | 79567 | 206237507 | 08/02/2022
Carrier Corp. - Indianapolis | Goettl | PGS430040K**2H* | Federally-Regulated Consumer Product | Weatherized Non-Condensing Gas | 1361 | 257 |  | 08/02/2022 | 45745 | 206908767 | 08/02/2022
Carrier Corp. - Indianapolis | Goettl | PGS442060K**1G* | Federally-Regulated Consumer Product | Weatherized Non-Condensing Gas | 1514 | 266 |  | 08/02/2022 | 60394 | 205962185 | 08/02/2022
Carrier Corp. - Indianapolis | Goettl | G95CSU1002122A | Federally-Regulated Consumer Product | Non-Weatherized, Condensing Ga | 2271 | 273 |  | 08/02/2022 | 99648 | 206349954 | 08/02/2022
Carrier Corp. - Indianapolis | Goettl | PGR5**040K**2G* | Federally-Regulated Consumer Product | Weatherized Non-Condensing Gas | 1117 | 248 |  | 08/02/2022 | 44623 | 207335466 | 08/02/2022
Carrier Corp. - Indianapolis | Goettl | F80VTL1102122A | Federally-Regulated Consumer Product | Non-Weatherized, Non-Condensin | 2435 | 289 |  | 08/02/2022 | 72702 | 207207182 | 08/02/2022
Carrier Corp. - Indianapolis | Goettl | F80VTL0902120A* | Federally-Regulated Consumer Product | Non-Weatherized, Non-Condensin | 2025 | 271 |  | 08/02/2022 | 57947 | 207207181 | 08/02/2022
Carrier Corp. - Indianapolis | Goettl | F80VTL0451412A | Federally-Regulated Consumer Product | Non-Weatherized, Non-Condensin | 1205 | 235 |  | 08/02/2022 | 28909 | 207207176 | 08/02/2022
Carrier Corp. - Indianapolis | Goettl | F80VTL0701716A | Federally-Regulated Consumer Product | Non-Weatherized, Non-Condensin | 1813 | 262 |  | 08/02/2022 | 43434 | 207207178 | 08/02/2022
Carrier Corp. - Indianapolis | Goettl | PGS448115K**0G* | Federally-Regulated Consumer Product | Weatherized Non-Condensing Gas | 1989 | 287 |  | 08/02/2022 | 115206 | 205962193 | 08/02/2022
Carrier Corp. - Indianapolis | Goettl | F95CSU0601716A | Federally-Regulated Consumer Product | Non-Weatherized, Condensing Ga | 1413 | 247 |  | 08/02/2022 | 59505 | 206237479 | 08/02/2022
Carrier Corp. - Indianapolis | Goettl | PGS424040K**2G* | Federally-Regulated Consumer Product | Weatherized Non-Condensing Gas | 1361 | 257 |  | 08/02/2022 | 45745 | 206908766 | 08/02/2022
Carrier Corp. - Indianapolis | Goettl | G80VTL0451412A* | Federally-Regulated Consumer Product | Non-Weatherized, Non-Condensin | 1205 | 235 |  | 08/02/2022 | 28909 | 207207225 | 08/02/2022
Carrier Corp. - Indianapolis | Goettl | PGD424040K**2G* | Federally-Regulated Consumer Product | Weatherized Non-Condensing Gas | 1361 | 257 |  | 08/02/2022 | 45745 | 206908764 | 08/02/2022
Carrier Corp. - Indianapolis | Goettl | F80VTL0451412A* | Federally-Regulated Consumer Product | Non-Weatherized, Non-Condensin | 1205 | 235 |  | 08/02/2022 | 28909 | 207207177 | 08/02/2022
Carrier Corp. - Indianapolis | Goettl | F80VTL0902120A | Federally-Regulated Consumer Product | Non-Weatherized, Non-Condensin | 2025 | 271 |  | 08/02/2022 | 57947 | 207207180 | 08/02/2022
Carrier Corp. - Indianapolis | Goettl | G80VTL0902120A* | Federally-Regulated Consumer Product | Non-Weatherized, Non-Condensin | 2025 | 271 |  | 08/02/2022 | 57947 | 207207229 | 08/02/2022
Carrier Corp. - Indianapolis | Goettl | G80VTL0701716A* | Federally-Regulated Consumer Product | Non-Weatherized, Non-Condensin | 1813 | 262 |  | 08/02/2022 | 43434 | 207207227 | 08/02/2022
Carrier Corp. - Indianapolis | Goettl | G80VTL0701716A | Federally-Regulated Consumer Product | Non-Weatherized, Non-Condensin | 1813 | 262 |  | 08/02/2022 | 43434 | 207207226 | 08/02/2022
Carrier Corp. - Indianapolis | Goettl | G95CSU0601716A | Federally-Regulated Consumer Product | Non-Weatherized, Condensing Ga | 1413 | 247 |  | 08/02/2022 | 59505 | 206237487 | 08/02/2022
Carrier Corp. - Indianapolis | Goettl | F95CSU0802120A | Federally-Regulated Consumer Product | Non-Weatherized, Condensing Ga | 2223 | 247 |  | 08/02/2022 | 79567 | 206237499 | 08/02/2022
Carrier Corp. - Indianapolis | Goettl | F80VTL1102122A* | Federally-Regulated Consumer Product | Non-Weatherized, Non-Condensin | 2435 | 289 |  | 08/02/2022 | 72702 | 207207183 | 08/02/2022
Carrier Corp. - Indianapolis | Goettl | G80VTL0902120A | Federally-Regulated Consumer Product | Non-Weatherized, Non-Condensin | 2025 | 271 |  | 08/02/2022 | 57947 | 207207228 | 08/02/2022
Carrier Corp. - Indianapolis | Goettl | PGS442090K**1G* | Federally-Regulated Consumer Product | Weatherized Non-Condensing Gas | 1514 | 266 |  | 08/02/2022 | 90002 | 205962188 | 08/02/2022
Carrier Corp. - Indianapolis | Goettl | PGS448090K**2G* | Federally-Regulated Consumer Product | Weatherized Non-Condensing Gas | 2022 | 287 |  | 08/02/2022 | 90050 | 205962192 | 08/02/2022
Carrier Corp. - Indianapolis | Goettl | PGD430040K**2H* | Federally-Regulated Consumer Product | Weatherized Non-Condensing Gas | 1361 | 257 |  | 08/02/2022 | 45745 | 206908765 | 08/02/2022
Carrier Corp. - Indianapolis | Goettl | PGS442060K**2G* | Federally-Regulated Consumer Product | Weatherized Non-Condensing Gas | 1589 | 268 |  | 08/02/2022 | 60153 | 205962186 | 08/02/2022
Carrier Corp. - Indianapolis | Goettl | PGR530060K**2G* | Federally-Regulated Consumer Product | Weatherized Non-Condensing Gas | 1136 | 248 |  | 08/02/2022 | 59157 | 207335468 | 08/02/2022
Nordyne, LLC | ONYX | R8GE-024K072C1 | Federally-Regulated Consumer Product | Weatherized Non-Condensing Gas | 1280 | 255 |  | 12/16/2020 | 71272 | 204093473 | 08/04/2022
Nordyne, LLC | ONYX | R8GE-030K072C1 | Federally-Regulated Consumer Product | Weatherized Non-Condensing Gas | 1280 | 255 |  | 12/16/2020 | 71272 | 204093474 | 08/04/2022
Nordyne, LLC | ONYX | R8GE-036K072C1 | Federally-Regulated Consumer Product | Weatherized Non-Condensing Gas | 1349 | 258 |  | 12/16/2020 | 72437 | 204093477 | 08/04/2022
Nordyne, LLC | ONYX | R8GE-X60K096C1 | Federally-Regulated Consumer Product | Weatherized Non-Condensing Gas | 2028 | 288 |  | 12/16/2020 | 94398 | 204093478 | 08/04/2022
Nordyne, LLC | ONYX | R8GE-024K045C1 | Federally-Regulated Consumer Product | Weatherized Non-Condensing Gas | 1024 | 244 |  | 12/16/2020 | 45216 | 204093476 | 08/04/2022
Nordyne, LLC | ONYX | R8GE-X60K120C1 | Federally-Regulated Consumer Product | Weatherized Non-Condensing Gas | 2073 | 290 |  | 12/16/2020 | 119379 | 204093475 | 08/04/2022
Daikin Comfort Technologies Manufacturing, L.P. | Amana | AMEC960402BN | Federally-Regulated Consumer Product | Non-Weatherized, Condensing Ga | 890 | 234 |  | 08/05/2022 | 39847 | 7423796 | 08/11/2022
Daikin Comfort Technologies Manufacturing, L.P. | Daikin | DM96VE0402BN | Federally-Regulated Consumer Product | Non-Weatherized, Condensing Ga | 890 | 234 | 234 | 08/05/2022 | 39847 | 7423791 | 08/11/2022
Daikin Comfort Technologies Manufacturing, L.P. | Goodman | GMEC960402BN | Federally-Regulated Consumer Product | Non-Weatherized, Condensing Ga | 890 | 234 | 234 | 08/05/2022 | 39847 | 7423786 | 08/11/2022
Daikin Comfort Technologies Manufacturing, L.P. | Goodman | GM9S960805CU | Federally-Regulated Consumer Product | Non-Weatherized, Condensing Ga | 2071 | 286 |  | 12/08/2021 | 80116 | 207647866 | 08/18/2022
Daikin Comfort Technologies Manufacturing, L.P. | Goodman | GM9S800604BU | Federally-Regulated Consumer Product | Non-Weatherized, Non-Condensin | 1612 | 253 |  | 11/17/2021 | 60118 | 207599842 | 08/18/2022
Daikin Comfort Technologies Manufacturing, L.P. | Goodman | GM9S800603AU | Federally-Regulated Consumer Product | Non-Weatherized, Non-Condensin | 1431 | 245 |  | 11/17/2021 | 60172 | 207599841 | 08/18/2022
Daikin Comfort Technologies Manufacturing, L.P. | Goodman | GM9S800805CU | Federally-Regulated Consumer Product | Non-Weatherized, Non-Condensin | 2028 | 271 |  | 11/17/2021 | 79980 | 207599844 | 08/18/2022
Daikin Comfort Technologies Manufacturing, L.P. | Goodman | GM9S800403AU | Federally-Regulated Consumer Product | Non-Weatherized, Non-Condensin | 1321 | 240 |  | 11/17/2021 | 40218 | 207599840 | 08/18/2022
Daikin Comfort Technologies Manufacturing, L.P. | Goodman | GM9S960403BU | Federally-Regulated Consumer Product | Non-Weatherized, Condensing Ga | 1239 | 250 |  | 12/08/2021 | 40168 | 207647863 | 08/18/2022
Daikin Comfort Technologies Manufacturing, L.P. | Goodman | GMVC961005CN | Federally-Regulated Consumer Product | Non-Weatherized, Condensing Ga | 2234 | 293 |  | 06/22/2022 | 70261 | 7368836 | 08/18/2022
Daikin Comfort Technologies Manufacturing, L.P. | Goodman | GM9S800804BU | Federally-Regulated Consumer Product | Non-Weatherized, Non-Condensin | 1802 | 261 |  | 11/17/2021 | 79406 | 207599843 | 08/18/2022
Daikin Comfort Technologies Manufacturing, L.P. | Goodman | GM9S960603BU | Federally-Regulated Consumer Product | Non-Weatherized, Condensing Ga | 1351 | 254 |  | 12/08/2021 | 59995 | 207647864 | 08/18/2022
Daikin Comfort Technologies Manufacturing, L.P. | Goodman | GM9S960805CU | Federally-Regulated Consumer Product | Non-Weatherized, Condensing Ga | 2071 | 286 |  | 08/18/2022 | 80116 | 207647866 | 08/18/2022
Daikin Comfort Technologies Manufacturing, L.P. | Goodman | GM9S800604BU | Federally-Regulated Consumer Product | Non-Weatherized, Non-Condensin | 1612 | 253 |  | 08/18/2022 | 60118 | 207599842 | 08/18/2022
Daikin Comfort Technologies Manufacturing, L.P. | Goodman | GM9S800603AU | Federally-Regulated Consumer Product | Non-Weatherized, Non-Condensin | 1431 | 245 |  | 08/18/2022 | 60172 | 207599841 | 08/18/2022
Daikin Comfort Technologies Manufacturing, L.P. | Goodman | GM9S800805CU | Federally-Regulated Consumer Product | Non-Weatherized, Non-Condensin | 2028 | 271 |  | 08/18/2022 | 79980 | 207599844 | 08/18/2022
Daikin Comfort Technologies Manufacturing, L.P. | Goodman | GM9S800403AU | Federally-Regulated Consumer Product | Non-Weatherized, Non-Condensin | 1321 | 240 |  | 08/18/2022 | 40218 | 207599840 | 08/18/2022
Daikin Comfort Technologies Manufacturing, L.P. | Goodman | GM9S960403BU | Federally-Regulated Consumer Product | Non-Weatherized, Condensing Ga | 1239 | 250 |  | 08/18/2022 | 40168 | 207647863 | 08/18/2022
Daikin Comfort Technologies Manufacturing, L.P. | Goodman | GMVC961005CN | Federally-Regulated Consumer Product | Non-Weatherized, Condensing Ga | 2234 | 293 |  | 08/18/2022 | 70261 | 7368836 | 08/18/2022
Daikin Comfort Technologies Manufacturing, L.P. | Goodman | GM9S800804BU | Federally-Regulated Consumer Product | Non-Weatherized, Non-Condensin | 1802 | 261 |  | 08/18/2022 | 79406 | 207599843 | 08/18/2022
Daikin Comfort Technologies Manufacturing, L.P. | Goodman | GM9S960603BU | Federally-Regulated Consumer Product | Non-Weatherized, Condensing Ga | 1351 | 254 |  | 08/18/2022 | 59995 | 207647864 | 08/18/2022